## Dashboard
Cell Color Scheme |  |  |  |  | Tab Color Scheme
Yellow cells are inputs that can be changed by the user (only in the Dashboard and Custom Profiles tabs) |  |  |  |  | Light Orange tabs are where the user inputs values and views results
Orange cells contain drop down menus that allow the user to input custom values |  |  |  |  | Blue tab contains LSE-specific data from the 2017 IEPR that the user should input into the "IEPR Managed Retail Sales Forecast" cells on the Dashboard
Grey cells are intermediate calculations or results (should NOT be changed) |  |  |  |  | Gray tab documents data sources
Green cells are final outputs |  |  |  |  | Yellow tabs are read-only tabs that contain inputs and calculations
INPUTS | [7 empty] | RESULTS
Notes:
Input values (yellow cells) shown here are placeholders. Users should replace all inputs with values specific to their system.
Inputs and results are included for the 2018, 2022, 2026, and 2030 modeling years. Any intermediate years should be interpolated outside of this tool.
General Inputs
Metric |  | Unit | 2018 | 2022 | 2026 | 2030 | Notes | Energy Balance | Unit | 2018 | 2022 | 2026 | 2030 | Notes
Owned or contracted non-dispatchable GHG-emitting resources |  | MW | 0 | 0 | 0 | 0 | Perfect capacity - 100% CF; e.g. cogeneration | Energy for Load (excluding BTM PV) | GWh | 4241.7572 | 4278.9973 | 4339.2112 | 4390.4434
Emission Factor - Owned or contracted non-dispatchable GHG-emitting resources |  | tCO2/MWh | 0 | 0 | 0 | 0 | For multiple resources, input weighted average | Owned or contracted non-dispatchable GHG-emitting resources | GWh | 0 | 0 | 0 | 0
Fraction of EV owners that can charge at work |  | % | 6% | 14% | 22% | 30% | Values shown are "Mid" from CPUC IRP RESOLVE User Interface | Large Hydro | GWh | 2001.2161 | 1767.9618 | 1733.5032 | 1704.3465
[8 empty] | Nuclear | GWh | 0 | 0 | 0 | 0
Demand Inputs | [7 empty] | Renewable Generation (including BTM PV) | GWh | 2238.406 | 2187.9186 | 2282.6238 | 2374.1463 | Includes oversupply
Assigned Load Forecast for IRP (i.e., Managed Retail Sales Forecast) |  | GWh | 3713 | 3619.5255 | 3553.1507 | 3492.1909 | Includes effect of BTM PV, AAEE, etc. | User-specified GHG-free Power | GWh | 0 | 0 | 0 | 0
[8 empty] | Storage Energy Imbalance | GWh | 0 | -16.789 | -17.204 | -18.6886 | Due to storage losses and subhourly reserves.
Default Demand Inputs (based on sales-weighted share of total from IEPR) |  | Units | 2018 | 2022 | 2026 | 2030 | Notes | Clean Net Short | GWh | 2.135 | 339.9059 | 340.2883 | 330.6391
Baseline net energy for load (no BTM PV, EV, electrification, energy efficiency) |  | GWh | 4250.0186 | 4384.6023 | 4550.2624 | 4693.3654 | Grossed up for T&D losses; demand met by BTM CHP excluded
Electrice Vehicle Load - Home Charging Only |  | GWh | 29.1232 | 73.311 | 116.1 | 146.6185 | Grossed up for T&D losses | Emissions | Unit | 2018 | 2022 | 2026 | 2030 | Notes
Electrice Vehicle Load - Home + Work Charging |  | GWh | 1.8589 | 11.9343 | 32.7461 | 62.8365 | Grossed up for T&D losses | Clean Net Short | MMtCO2/yr. | -0.0023533 | 0.1662 | 0.17925 | 0.21173 | Includes oversupply emissions credits
Other Electrification |  | GWh | 2.0334 | 5.3358 | 8.9928 | 11.7841 | Grossed up for T&D losses | Owned or contracted non-dispatchable GHG-emitting resources | MMtCO2/yr. | 0 | 0 | 0 | 0
Building Electrification |  | GWh | 0 | 0 | 0 | 0 | Grossed up for T&D losses | Emissions offset for NW hydroelectric imports | MMtCO2/yr. | -0.049702 | -0.048831 | -0.048407 | -0.048326 | Scaled to LSE load ratio share within CAISO
Energy Efficiency |  | GWh | -41.2904 | -196.2504 | -369.0109 | -524.3329 | Grossed up for T&D losses | Total | MMtCO2/yr. | -0.052055 | 0.11737 | 0.13084 | 0.16341
BTM PV |  | GWh | -234.5092 | -374.0131 | -507.1481 | -625.5812 | Grossed up for T&D losses | Average emission intensity | tCO2/MWh | -0.012272 | 0.027429 | 0.030154 | 0.037218
Custom Demand Inputs (OPTIONAL; overwrites Assigned Load Forecast for IRP) | Use Custom? | Units | 2018 | 2022 | 2026 | 2030 | Notes
Baseline net energy for load (no BTM PV, EV, electrification, energy efficiency) | No | GWh |  |  |  |  | To overwrite, set "Use Custom" to "Yes" and input forecast. Custom demand values should be grossed up for T&D losses. User-specified load profiles should be input in the "Custom Profiles" tab. Energy efficiency and BTM PV subtract from demand and therefore should be entered as negative values. | Oversupply | Unit | 2018 | 2022 | 2026 | 2030 | Notes
Electrice Vehicle Load - Home Charging Only | No | GWh | [5 empty] | Oversupply | GWh | 410.8846 | 270.2316 | 314.4736 | 359.5363 | Occurs when hourly supply exceeds hourly load
Electrice Vehicle Load - Home + Work Charging | No | GWh | [5 empty] | Oversupply Emission Credits | MMtCO2/yr. | 0.16043 | 0.062982 | 0.070804 | 0.033888
Other Electrification | No | GWh
Building Electrification | No | GWh | [5 empty] | Capacity/Peak | Unit | 2018 | 2022 | 2026 | 2030 | Notes
Energy Efficiency | No | GWh | [5 empty] | Profile Peak Load | MW | 856.6388 | 866.8149 | 881.8132 | 896.2442 | Peak of hourly load profile - not a 1:10 peak
BTM PV | No | GWh | [5 empty] | Owned or contracted non-dispatchable GHG-emitting resources | MW | 0 | 0 | 0 | 0
Active Demand Inputs | Source | Units | 2018 | 2022 | 2026 | 2030 | Notes | Large Hydro | MW | 755 | 667 | 654 | 643
Baseline net energy for load (no BTM PV, EV, electrification, energy efficiency) | IEPR | GWh | 4250.0186 | 4384.6023 | 4550.2624 | 4693.3654 |  | Nuclear | MW | 0 | 0 | 0 | 0
Electrice Vehicle Load - Home Charging Only | IEPR | GWh | 29.1232 | 73.311 | 116.1 | 146.6185 |  | Total Baseload Renewables | MW | 29 | 9 | 7 | 6
Electrice Vehicle Load - Home + Work Charging | IEPR | GWh | 1.8589 | 11.9343 | 32.7461 | 62.8365 |  | Total Variable Renewables | MW | 775.4895 | 793.7863 | 854.9195 | 909.7496 | Includes BTM PV
Other Electrification | IEPR | GWh | 2.0334 | 5.3358 | 8.9928 | 11.7841 |  | User-specified GHG-free Power | MW | 0 | 0 | 0 | 0
Building Electrification | IEPR | GWh | 0 | 0 | 0 | 0 |  | Energy Storage | MW | 0 | 47 | 47 | 47
Energy Efficiency | IEPR | GWh | -41.2904 | -196.2504 | -369.0109 | -524.3329 |  | Maximum Clean Net Short | MW | 355.4045 | 423.7106 | 470.1929 | 477.2986
BTM PV | IEPR | GWh | -234.5092 | -374.0131 | -507.1481 | -625.5812
Capacity Inputs (MW)
Candidate Resource |  | Type | 2018 | 2022 | 2026 | 2030 | Notes
Battery Storage |  | Storage |  | 47 | 47 | 47 | Assumes 4-hr battery storage duration
Pumped Storage |  | Storage |  |  |  |  | Assumes at least 12-hr pumped storage duration
Large Hydro |  | Large Hydro | 755 | 667 | 654 | 643 | Assumes average dispatch based on RESOLVE
Nuclear |  | Nuclear |  |  |  |  | Perfect capacity - 100% CF
CAISO_Wind_for_CAISO |  | Wind | 170 | 2 | 31 | 59 | Existing wind located in CAISO
SW_Wind_for_CAISO |  | Wind |  |  |  |  | Existing wind located in SW and delivered to CAISO
Contracted_NW_Wind |  | Wind |  |  |  |  | Existing wind located in NW and delivered to CAISO
Northern_California_Wind |  | Wind | 130 | 89 | 72 | 57
Solano_Wind |  | Wind
Central_Valley_North_Los_Banos_Wind |  | Wind
Greater_Carrizo_Wind |  | Wind
Tehachapi_Wind |  | Wind
Kramer_Inyokern_Wind |  | Wind
Southern_California_Desert_Wind |  | Wind
Riverside_East_Palm_Springs_Wind |  | Wind
Greater_Imperial_Wind |  | Wind
Distributed_Wind |  | Wind
Baja_California_Wind |  | Wind
Pacific_Northwest_Wind |  | Wind | 185 | 118 | 96 | 75
NW_Ext_Tx_Wind |  | Wind
Idaho_Wind |  | Wind
Utah_Wind |  | Wind
Wyoming_Wind |  | Wind
Southern_Nevada_Northwest_Arizona_Wind |  | Wind
Arizona_Wind |  | Wind
New_Mexico_Wind |  | Wind |  | 117 | 117 | 117
SW_Ext_Tx_Wind |  | Wind
BTM_Distributed_PV |  | Solar | 116.4895 | 185.7863 | 251.9195 | 310.7496 | Derived from demand inputs, grossed up for T&D losses. DO NOT EDIT
CAISO_Solar_for_CAISO |  | Solar | 0 | 2 | 30 | 57 | Existing solar located in CAISO
SW_Solar_for_CAISO |  | Solar |  |  |  |  | Existing solar located in SW and delivered to CAISO
IID_Solar_for_CAISO |  | Solar |  |  |  |  | Existing solar located in IID and delivered to CAISO
Northern_California_Solar |  | Solar | 115 | 240 | 224 | 208
Solano_Solar |  | Solar
Central_Valley_North_Los_Banos_Solar |  | Solar
Westlands_Solar |  | Solar
Greater_Carrizo_Solar |  | Solar
Tehachapi_Solar |  | Solar
Kramer_Inyokern_Solar |  | Solar
Mountain_Pass_El_Dorado_Solar |  | Solar
Southern_California_Desert_Solar |  | Solar
Riverside_East_Palm_Springs_Solar |  | Solar
Greater_Imperial_Solar |  | Solar
Baja_California_Solar |  | Solar
Utah_Solar |  | Solar
Southern_Nevada_Solar |  | Solar
Arizona_Solar |  | Solar | 59 | 40 | 33 | 26
New_Mexico_Solar |  | Solar
Geothermal |  | Geothermal | 3 |  |  |  | perfect capacity - 100% CF
Biomass |  | Biomass | 13 |  |  |  | perfect capacity - 100% CF
Small Hydro |  | Small Hydro | 13 | 9 | 7 | 6 | perfect capacity - 100% CF

## Custom Profiles
Notes:
RESOLVE renewable and load shapes in this document are based on 2007 weather year. If possible, user should synchronize custom shapes with 2007 weather
Profiles
|  |  | User-defined GHG-free power |  |  |  | Load and load modifier shapes
|  | Use Shape? | No |  |  |  | No | No | No | No | No
|  | Notes | To include a custom shape, set toggle to "yes" and add profile below (units = MW). Users wishing to add multiple custom GHG-free resources should add together the hourly production values outside of this tool and input the final 8760 shape in this tab. |  |  |  | Set toggle to "yes" to override default shape with custom shape below. Shape should be normalized - the sum of the hourly values over the entire year should equal 1. To normalize, divide original non-normalized shape by the annual total to get the normalized shape in "MW / annual MWh".
Month | Day | Hour | 2018 | 2022 | 2026 | 2030 | Baseline Load | EV - Home Charging | EV - Home and Work Charging | Building Electrification | Energy Efficiency
1 | 1 | 1 | 0 | 0 | 0 | 0 | 0 | 0 | 0 | 0 | 0
1 | 1 | 2 | 0 | 0 | 0 | 0 | 0 | 0 | 0 | 0 | 0
1 | 1 | 3 | 0 | 0 | 0 | 0 | 0 | 0 | 0 | 0 | 0
1 | 1 | 4 | 0 | 0 | 0 | 0 | 0 | 0 | 0 | 0 | 0
1 | 1 | 5 | 0 | 0 | 0 | 0 | 0 | 0 | 0 | 0 | 0
1 | 1 | 6 | 0 | 0 | 0 | 0 | 0 | 0 | 0 | 0 | 0
1 | 1 | 7 | 0 | 0 | 0 | 0 | 0 | 0 | 0 | 0 | 0
1 | 1 | 8 | 0 | 0 | 0 | 0 | 0 | 0 | 0 | 0 | 0
1 | 1 | 9 | 0 | 0 | 0 | 0 | 0 | 0 | 0 | 0 | 0
1 | 1 | 10 | 0 | 0 | 0 | 0 | 0 | 0 | 0 | 0 | 0
1 | 1 | 11 | 0 | 0 | 0 | 0 | 0 | 0 | 0 | 0 | 0
1 | 1 | 12 | 0 | 0 | 0 | 0 | 0 | 0 | 0 | 0 | 0
1 | 1 | 13 | 0 | 0 | 0 | 0 | 0 | 0 | 0 | 0 | 0
1 | 1 | 14 | 0 | 0 | 0 | 0 | 0 | 0 | 0 | 0 | 0
1 | 1 | 15 | 0 | 0 | 0 | 0 | 0 | 0 | 0 | 0 | 0
1 | 1 | 16 | 0 | 0 | 0 | 0 | 0 | 0 | 0 | 0 | 0
1 | 1 | 17 | 0 | 0 | 0 | 0 | 0 | 0 | 0 | 0 | 0
1 | 1 | 18 | 0 | 0 | 0 | 0 | 0 | 0 | 0 | 0 | 0
1 | 1 | 19 | 0 | 0 | 0 | 0 | 0 | 0 | 0 | 0 | 0
1 | 1 | 20 | 0 | 0 | 0 | 0 | 0 | 0 | 0 | 0 | 0
1 | 1 | 21 | 0 | 0 | 0 | 0 | 0 | 0 | 0 | 0 | 0
1 | 1 | 22 | 0 | 0 | 0 | 0 | 0 | 0 | 0 | 0 | 0
1 | 1 | 23 | 0 | 0 | 0 | 0 | 0 | 0 | 0 | 0 | 0
1 | 1 | 24 | 0 | 0 | 0 | 0 | 0 | 0 | 0 | 0 | 0
1 | 2 | 1 | 0 | 0 | 0 | 0 | 0 | 0 | 0 | 0 | 0
1 | 2 | 2 | 0 | 0 | 0 | 0 | 0 | 0 | 0 | 0 | 0
1 | 2 | 3 | 0 | 0 | 0 | 0 | 0 | 0 | 0 | 0 | 0
1 | 2 | 4 | 0 | 0 | 0 | 0 | 0 | 0 | 0 | 0 | 0
1 | 2 | 5 | 0 | 0 | 0 | 0 | 0 | 0 | 0 | 0 | 0
1 | 2 | 6 | 0 | 0 | 0 | 0 | 0 | 0 | 0 | 0 | 0
1 | 2 | 7 | 0 | 0 | 0 | 0 | 0 | 0 | 0 | 0 | 0
1 | 2 | 8 | 0 | 0 | 0 | 0 | 0 | 0 | 0 | 0 | 0
1 | 2 | 9 | 0 | 0 | 0 | 0 | 0 | 0 | 0 | 0 | 0
1 | 2 | 10 | 0 | 0 | 0 | 0 | 0 | 0 | 0 | 0 | 0
1 | 2 | 11 | 0 | 0 | 0 | 0 | 0 | 0 | 0 | 0 | 0
1 | 2 | 12 | 0 | 0 | 0 | 0 | 0 | 0 | 0 | 0 | 0
1 | 2 | 13 | 0 | 0 | 0 | 0 | 0 | 0 | 0 | 0 | 0
1 | 2 | 14 | 0 | 0 | 0 | 0 | 0 | 0 | 0 | 0 | 0
1 | 2 | 15 | 0 | 0 | 0 | 0 | 0 | 0 | 0 | 0 | 0
1 | 2 | 16 | 0 | 0 | 0 | 0 | 0 | 0 | 0 | 0 | 0
1 | 2 | 17 | 0 | 0 | 0 | 0 | 0 | 0 | 0 | 0 | 0
1 | 2 | 18 | 0 | 0 | 0 | 0 | 0 | 0 | 0 | 0 | 0
1 | 2 | 19 | 0 | 0 | 0 | 0 | 0 | 0 | 0 | 0 | 0
1 | 2 | 20 | 0 | 0 | 0 | 0 | 0 | 0 | 0 | 0 | 0
1 | 2 | 21 | 0 | 0 | 0 | 0 | 0 | 0 | 0 | 0 | 0
1 | 2 | 22 | 0 | 0 | 0 | 0 | 0 | 0 | 0 | 0 | 0
1 | 2 | 23 | 0 | 0 | 0 | 0 | 0 | 0 | 0 | 0 | 0
1 | 2 | 24 | 0 | 0 | 0 | 0 | 0 | 0 | 0 | 0 | 0
1 | 3 | 1 | 0 | 0 | 0 | 0 | 0 | 0 | 0 | 0 | 0
1 | 3 | 2 | 0 | 0 | 0 | 0 | 0 | 0 | 0 | 0 | 0
1 | 3 | 3 | 0 | 0 | 0 | 0 | 0 | 0 | 0 | 0 | 0
1 | 3 | 4 | 0 | 0 | 0 | 0 | 0 | 0 | 0 | 0 | 0
1 | 3 | 5 | 0 | 0 | 0 | 0 | 0 | 0 | 0 | 0 | 0
1 | 3 | 6 | 0 | 0 | 0 | 0 | 0 | 0 | 0 | 0 | 0
1 | 3 | 7 | 0 | 0 | 0 | 0 | 0 | 0 | 0 | 0 | 0
1 | 3 | 8 | 0 | 0 | 0 | 0 | 0 | 0 | 0 | 0 | 0
1 | 3 | 9 | 0 | 0 | 0 | 0 | 0 | 0 | 0 | 0 | 0
1 | 3 | 10 | 0 | 0 | 0 | 0 | 0 | 0 | 0 | 0 | 0
1 | 3 | 11 | 0 | 0 | 0 | 0 | 0 | 0 | 0 | 0 | 0
1 | 3 | 12 | 0 | 0 | 0 | 0 | 0 | 0 | 0 | 0 | 0
1 | 3 | 13 | 0 | 0 | 0 | 0 | 0 | 0 | 0 | 0 | 0
1 | 3 | 14 | 0 | 0 | 0 | 0 | 0 | 0 | 0 | 0 | 0
1 | 3 | 15 | 0 | 0 | 0 | 0 | 0 | 0 | 0 | 0 | 0
1 | 3 | 16 | 0 | 0 | 0 | 0 | 0 | 0 | 0 | 0 | 0
1 | 3 | 17 | 0 | 0 | 0 | 0 | 0 | 0 | 0 | 0 | 0
1 | 3 | 18 | 0 | 0 | 0 | 0 | 0 | 0 | 0 | 0 | 0
1 | 3 | 19 | 0 | 0 | 0 | 0 | 0 | 0 | 0 | 0 | 0
1 | 3 | 20 | 0 | 0 | 0 | 0 | 0 | 0 | 0 | 0 | 0
1 | 3 | 21 | 0 | 0 | 0 | 0 | 0 | 0 | 0 | 0 | 0
1 | 3 | 22 | 0 | 0 | 0 | 0 | 0 | 0 | 0 | 0 | 0
1 | 3 | 23 | 0 | 0 | 0 | 0 | 0 | 0 | 0 | 0 | 0
1 | 3 | 24 | 0 | 0 | 0 | 0 | 0 | 0 | 0 | 0 | 0
1 | 4 | 1 | 0 | 0 | 0 | 0 | 0 | 0 | 0 | 0 | 0
1 | 4 | 2 | 0 | 0 | 0 | 0 | 0 | 0 | 0 | 0 | 0
1 | 4 | 3 | 0 | 0 | 0 | 0 | 0 | 0 | 0 | 0 | 0
1 | 4 | 4 | 0 | 0 | 0 | 0 | 0 | 0 | 0 | 0 | 0
1 | 4 | 5 | 0 | 0 | 0 | 0 | 0 | 0 | 0 | 0 | 0
1 | 4 | 6 | 0 | 0 | 0 | 0 | 0 | 0 | 0 | 0 | 0
1 | 4 | 7 | 0 | 0 | 0 | 0 | 0 | 0 | 0 | 0 | 0
1 | 4 | 8 | 0 | 0 | 0 | 0 | 0 | 0 | 0 | 0 | 0
1 | 4 | 9 | 0 | 0 | 0 | 0 | 0 | 0 | 0 | 0 | 0
1 | 4 | 10 | 0 | 0 | 0 | 0 | 0 | 0 | 0 | 0 | 0
1 | 4 | 11 | 0 | 0 | 0 | 0 | 0 | 0 | 0 | 0 | 0
1 | 4 | 12 | 0 | 0 | 0 | 0 | 0 | 0 | 0 | 0 | 0
1 | 4 | 13 | 0 | 0 | 0 | 0 | 0 | 0 | 0 | 0 | 0
1 | 4 | 14 | 0 | 0 | 0 | 0 | 0 | 0 | 0 | 0 | 0
1 | 4 | 15 | 0 | 0 | 0 | 0 | 0 | 0 | 0 | 0 | 0
1 | 4 | 16 | 0 | 0 | 0 | 0 | 0 | 0 | 0 | 0 | 0
1 | 4 | 17 | 0 | 0 | 0 | 0 | 0 | 0 | 0 | 0 | 0
1 | 4 | 18 | 0 | 0 | 0 | 0 | 0 | 0 | 0 | 0 | 0
1 | 4 | 19 | 0 | 0 | 0 | 0 | 0 | 0 | 0 | 0 | 0
1 | 4 | 20 | 0 | 0 | 0 | 0 | 0 | 0 | 0 | 0 | 0
1 | 4 | 21 | 0 | 0 | 0 | 0 | 0 | 0 | 0 | 0 | 0
1 | 4 | 22 | 0 | 0 | 0 | 0 | 0 | 0 | 0 | 0 | 0
1 | 4 | 23 | 0 | 0 | 0 | 0 | 0 | 0 | 0 | 0 | 0
1 | 4 | 24 | 0 | 0 | 0 | 0 | 0 | 0 | 0 | 0 | 0
1 | 5 | 1 | 0 | 0 | 0 | 0 | 0 | 0 | 0 | 0 | 0
1 | 5 | 2 | 0 | 0 | 0 | 0 | 0 | 0 | 0 | 0 | 0
1 | 5 | 3 | 0 | 0 | 0 | 0 | 0 | 0 | 0 | 0 | 0
1 | 5 | 4 | 0 | 0 | 0 | 0 | 0 | 0 | 0 | 0 | 0
1 | 5 | 5 | 0 | 0 | 0 | 0 | 0 | 0 | 0 | 0 | 0
1 | 5 | 6 | 0 | 0 | 0 | 0 | 0 | 0 | 0 | 0 | 0
1 | 5 | 7 | 0 | 0 | 0 | 0 | 0 | 0 | 0 | 0 | 0
1 | 5 | 8 | 0 | 0 | 0 | 0 | 0 | 0 | 0 | 0 | 0
1 | 5 | 9 | 0 | 0 | 0 | 0 | 0 | 0 | 0 | 0 | 0
1 | 5 | 10 | 0 | 0 | 0 | 0 | 0 | 0 | 0 | 0 | 0
1 | 5 | 11 | 0 | 0 | 0 | 0 | 0 | 0 | 0 | 0 | 0
1 | 5 | 12 | 0 | 0 | 0 | 0 | 0 | 0 | 0 | 0 | 0
1 | 5 | 13 | 0 | 0 | 0 | 0 | 0 | 0 | 0 | 0 | 0
1 | 5 | 14 | 0 | 0 | 0 | 0 | 0 | 0 | 0 | 0 | 0
1 | 5 | 15 | 0 | 0 | 0 | 0 | 0 | 0 | 0 | 0 | 0
1 | 5 | 16 | 0 | 0 | 0 | 0 | 0 | 0 | 0 | 0 | 0
1 | 5 | 17 | 0 | 0 | 0 | 0 | 0 | 0 | 0 | 0 | 0
1 | 5 | 18 | 0 | 0 | 0 | 0 | 0 | 0 | 0 | 0 | 0
1 | 5 | 19 | 0 | 0 | 0 | 0 | 0 | 0 | 0 | 0 | 0
1 | 5 | 20 | 0 | 0 | 0 | 0 | 0 | 0 | 0 | 0 | 0
1 | 5 | 21 | 0 | 0 | 0 | 0 | 0 | 0 | 0 | 0 | 0
1 | 5 | 22 | 0 | 0 | 0 | 0 | 0 | 0 | 0 | 0 | 0
1 | 5 | 23 | 0 | 0 | 0 | 0 | 0 | 0 | 0 | 0 | 0
1 | 5 | 24 | 0 | 0 | 0 | 0 | 0 | 0 | 0 | 0 | 0
1 | 6 | 1 | 0 | 0 | 0 | 0 | 0 | 0 | 0 | 0 | 0
1 | 6 | 2 | 0 | 0 | 0 | 0 | 0 | 0 | 0 | 0 | 0
1 | 6 | 3 | 0 | 0 | 0 | 0 | 0 | 0 | 0 | 0 | 0
1 | 6 | 4 | 0 | 0 | 0 | 0 | 0 | 0 | 0 | 0 | 0
1 | 6 | 5 | 0 | 0 | 0 | 0 | 0 | 0 | 0 | 0 | 0
1 | 6 | 6 | 0 | 0 | 0 | 0 | 0 | 0 | 0 | 0 | 0
1 | 6 | 7 | 0 | 0 | 0 | 0 | 0 | 0 | 0 | 0 | 0
1 | 6 | 8 | 0 | 0 | 0 | 0 | 0 | 0 | 0 | 0 | 0
1 | 6 | 9 | 0 | 0 | 0 | 0 | 0 | 0 | 0 | 0 | 0
1 | 6 | 10 | 0 | 0 | 0 | 0 | 0 | 0 | 0 | 0 | 0
1 | 6 | 11 | 0 | 0 | 0 | 0 | 0 | 0 | 0 | 0 | 0
1 | 6 | 12 | 0 | 0 | 0 | 0 | 0 | 0 | 0 | 0 | 0
1 | 6 | 13 | 0 | 0 | 0 | 0 | 0 | 0 | 0 | 0 | 0
1 | 6 | 14 | 0 | 0 | 0 | 0 | 0 | 0 | 0 | 0 | 0
1 | 6 | 15 | 0 | 0 | 0 | 0 | 0 | 0 | 0 | 0 | 0
1 | 6 | 16 | 0 | 0 | 0 | 0 | 0 | 0 | 0 | 0 | 0
1 | 6 | 17 | 0 | 0 | 0 | 0 | 0 | 0 | 0 | 0 | 0
1 | 6 | 18 | 0 | 0 | 0 | 0 | 0 | 0 | 0 | 0 | 0
1 | 6 | 19 | 0 | 0 | 0 | 0 | 0 | 0 | 0 | 0 | 0
1 | 6 | 20 | 0 | 0 | 0 | 0 | 0 | 0 | 0 | 0 | 0
1 | 6 | 21 | 0 | 0 | 0 | 0 | 0 | 0 | 0 | 0 | 0
1 | 6 | 22 | 0 | 0 | 0 | 0 | 0 | 0 | 0 | 0 | 0
1 | 6 | 23 | 0 | 0 | 0 | 0 | 0 | 0 | 0 | 0 | 0
1 | 6 | 24 | 0 | 0 | 0 | 0 | 0 | 0 | 0 | 0 | 0
1 | 7 | 1 | 0 | 0 | 0 | 0 | 0 | 0 | 0 | 0 | 0
1 | 7 | 2 | 0 | 0 | 0 | 0 | 0 | 0 | 0 | 0 | 0
1 | 7 | 3 | 0 | 0 | 0 | 0 | 0 | 0 | 0 | 0 | 0
1 | 7 | 4 | 0 | 0 | 0 | 0 | 0 | 0 | 0 | 0 | 0
1 | 7 | 5 | 0 | 0 | 0 | 0 | 0 | 0 | 0 | 0 | 0
1 | 7 | 6 | 0 | 0 | 0 | 0 | 0 | 0 | 0 | 0 | 0
1 | 7 | 7 | 0 | 0 | 0 | 0 | 0 | 0 | 0 | 0 | 0
1 | 7 | 8 | 0 | 0 | 0 | 0 | 0 | 0 | 0 | 0 | 0
1 | 7 | 9 | 0 | 0 | 0 | 0 | 0 | 0 | 0 | 0 | 0
1 | 7 | 10 | 0 | 0 | 0 | 0 | 0 | 0 | 0 | 0 | 0
1 | 7 | 11 | 0 | 0 | 0 | 0 | 0 | 0 | 0 | 0 | 0
1 | 7 | 12 | 0 | 0 | 0 | 0 | 0 | 0 | 0 | 0 | 0
1 | 7 | 13 | 0 | 0 | 0 | 0 | 0 | 0 | 0 | 0 | 0
1 | 7 | 14 | 0 | 0 | 0 | 0 | 0 | 0 | 0 | 0 | 0
1 | 7 | 15 | 0 | 0 | 0 | 0 | 0 | 0 | 0 | 0 | 0
1 | 7 | 16 | 0 | 0 | 0 | 0 | 0 | 0 | 0 | 0 | 0
1 | 7 | 17 | 0 | 0 | 0 | 0 | 0 | 0 | 0 | 0 | 0
1 | 7 | 18 | 0 | 0 | 0 | 0 | 0 | 0 | 0 | 0 | 0
1 | 7 | 19 | 0 | 0 | 0 | 0 | 0 | 0 | 0 | 0 | 0
1 | 7 | 20 | 0 | 0 | 0 | 0 | 0 | 0 | 0 | 0 | 0
1 | 7 | 21 | 0 | 0 | 0 | 0 | 0 | 0 | 0 | 0 | 0
1 | 7 | 22 | 0 | 0 | 0 | 0 | 0 | 0 | 0 | 0 | 0
1 | 7 | 23 | 0 | 0 | 0 | 0 | 0 | 0 | 0 | 0 | 0
1 | 7 | 24 | 0 | 0 | 0 | 0 | 0 | 0 | 0 | 0 | 0
1 | 8 | 1 | 0 | 0 | 0 | 0 | 0 | 0 | 0 | 0 | 0
1 | 8 | 2 | 0 | 0 | 0 | 0 | 0 | 0 | 0 | 0 | 0
1 | 8 | 3 | 0 | 0 | 0 | 0 | 0 | 0 | 0 | 0 | 0
1 | 8 | 4 | 0 | 0 | 0 | 0 | 0 | 0 | 0 | 0 | 0
1 | 8 | 5 | 0 | 0 | 0 | 0 | 0 | 0 | 0 | 0 | 0
1 | 8 | 6 | 0 | 0 | 0 | 0 | 0 | 0 | 0 | 0 | 0
1 | 8 | 7 | 0 | 0 | 0 | 0 | 0 | 0 | 0 | 0 | 0
1 | 8 | 8 | 0 | 0 | 0 | 0 | 0 | 0 | 0 | 0 | 0
1 | 8 | 9 | 0 | 0 | 0 | 0 | 0 | 0 | 0 | 0 | 0
1 | 8 | 10 | 0 | 0 | 0 | 0 | 0 | 0 | 0 | 0 | 0
1 | 8 | 11 | 0 | 0 | 0 | 0 | 0 | 0 | 0 | 0 | 0
1 | 8 | 12 | 0 | 0 | 0 | 0 | 0 | 0 | 0 | 0 | 0
1 | 8 | 13 | 0 | 0 | 0 | 0 | 0 | 0 | 0 | 0 | 0
1 | 8 | 14 | 0 | 0 | 0 | 0 | 0 | 0 | 0 | 0 | 0
1 | 8 | 15 | 0 | 0 | 0 | 0 | 0 | 0 | 0 | 0 | 0
1 | 8 | 16 | 0 | 0 | 0 | 0 | 0 | 0 | 0 | 0 | 0
1 | 8 | 17 | 0 | 0 | 0 | 0 | 0 | 0 | 0 | 0 | 0
1 | 8 | 18 | 0 | 0 | 0 | 0 | 0 | 0 | 0 | 0 | 0
1 | 8 | 19 | 0 | 0 | 0 | 0 | 0 | 0 | 0 | 0 | 0
1 | 8 | 20 | 0 | 0 | 0 | 0 | 0 | 0 | 0 | 0 | 0
1 | 8 | 21 | 0 | 0 | 0 | 0 | 0 | 0 | 0 | 0 | 0
1 | 8 | 22 | 0 | 0 | 0 | 0 | 0 | 0 | 0 | 0 | 0
1 | 8 | 23 | 0 | 0 | 0 | 0 | 0 | 0 | 0 | 0 | 0
1 | 8 | 24 | 0 | 0 | 0 | 0 | 0 | 0 | 0 | 0 | 0
1 | 9 | 1 | 0 | 0 | 0 | 0 | 0 | 0 | 0 | 0 | 0
1 | 9 | 2 | 0 | 0 | 0 | 0 | 0 | 0 | 0 | 0 | 0
1 | 9 | 3 | 0 | 0 | 0 | 0 | 0 | 0 | 0 | 0 | 0
1 | 9 | 4 | 0 | 0 | 0 | 0 | 0 | 0 | 0 | 0 | 0
1 | 9 | 5 | 0 | 0 | 0 | 0 | 0 | 0 | 0 | 0 | 0
1 | 9 | 6 | 0 | 0 | 0 | 0 | 0 | 0 | 0 | 0 | 0
1 | 9 | 7 | 0 | 0 | 0 | 0 | 0 | 0 | 0 | 0 | 0
1 | 9 | 8 | 0 | 0 | 0 | 0 | 0 | 0 | 0 | 0 | 0
1 | 9 | 9 | 0 | 0 | 0 | 0 | 0 | 0 | 0 | 0 | 0
1 | 9 | 10 | 0 | 0 | 0 | 0 | 0 | 0 | 0 | 0 | 0
1 | 9 | 11 | 0 | 0 | 0 | 0 | 0 | 0 | 0 | 0 | 0
1 | 9 | 12 | 0 | 0 | 0 | 0 | 0 | 0 | 0 | 0 | 0
1 | 9 | 13 | 0 | 0 | 0 | 0 | 0 | 0 | 0 | 0 | 0
1 | 9 | 14 | 0 | 0 | 0 | 0 | 0 | 0 | 0 | 0 | 0
1 | 9 | 15 | 0 | 0 | 0 | 0 | 0 | 0 | 0 | 0 | 0
1 | 9 | 16 | 0 | 0 | 0 | 0 | 0 | 0 | 0 | 0 | 0
1 | 9 | 17 | 0 | 0 | 0 | 0 | 0 | 0 | 0 | 0 | 0
1 | 9 | 18 | 0 | 0 | 0 | 0 | 0 | 0 | 0 | 0 | 0
1 | 9 | 19 | 0 | 0 | 0 | 0 | 0 | 0 | 0 | 0 | 0
1 | 9 | 20 | 0 | 0 | 0 | 0 | 0 | 0 | 0 | 0 | 0
1 | 9 | 21 | 0 | 0 | 0 | 0 | 0 | 0 | 0 | 0 | 0
1 | 9 | 22 | 0 | 0 | 0 | 0 | 0 | 0 | 0 | 0 | 0
1 | 9 | 23 | 0 | 0 | 0 | 0 | 0 | 0 | 0 | 0 | 0
1 | 9 | 24 | 0 | 0 | 0 | 0 | 0 | 0 | 0 | 0 | 0
1 | 10 | 1 | 0 | 0 | 0 | 0 | 0 | 0 | 0 | 0 | 0
1 | 10 | 2 | 0 | 0 | 0 | 0 | 0 | 0 | 0 | 0 | 0
1 | 10 | 3 | 0 | 0 | 0 | 0 | 0 | 0 | 0 | 0 | 0
1 | 10 | 4 | 0 | 0 | 0 | 0 | 0 | 0 | 0 | 0 | 0
1 | 10 | 5 | 0 | 0 | 0 | 0 | 0 | 0 | 0 | 0 | 0
1 | 10 | 6 | 0 | 0 | 0 | 0 | 0 | 0 | 0 | 0 | 0
1 | 10 | 7 | 0 | 0 | 0 | 0 | 0 | 0 | 0 | 0 | 0
1 | 10 | 8 | 0 | 0 | 0 | 0 | 0 | 0 | 0 | 0 | 0
1 | 10 | 9 | 0 | 0 | 0 | 0 | 0 | 0 | 0 | 0 | 0
1 | 10 | 10 | 0 | 0 | 0 | 0 | 0 | 0 | 0 | 0 | 0
1 | 10 | 11 | 0 | 0 | 0 | 0 | 0 | 0 | 0 | 0 | 0
1 | 10 | 12 | 0 | 0 | 0 | 0 | 0 | 0 | 0 | 0 | 0
1 | 10 | 13 | 0 | 0 | 0 | 0 | 0 | 0 | 0 | 0 | 0
1 | 10 | 14 | 0 | 0 | 0 | 0 | 0 | 0 | 0 | 0 | 0
1 | 10 | 15 | 0 | 0 | 0 | 0 | 0 | 0 | 0 | 0 | 0
1 | 10 | 16 | 0 | 0 | 0 | 0 | 0 | 0 | 0 | 0 | 0
1 | 10 | 17 | 0 | 0 | 0 | 0 | 0 | 0 | 0 | 0 | 0
1 | 10 | 18 | 0 | 0 | 0 | 0 | 0 | 0 | 0 | 0 | 0
1 | 10 | 19 | 0 | 0 | 0 | 0 | 0 | 0 | 0 | 0 | 0
1 | 10 | 20 | 0 | 0 | 0 | 0 | 0 | 0 | 0 | 0 | 0
1 | 10 | 21 | 0 | 0 | 0 | 0 | 0 | 0 | 0 | 0 | 0
1 | 10 | 22 | 0 | 0 | 0 | 0 | 0 | 0 | 0 | 0 | 0
1 | 10 | 23 | 0 | 0 | 0 | 0 | 0 | 0 | 0 | 0 | 0
1 | 10 | 24 | 0 | 0 | 0 | 0 | 0 | 0 | 0 | 0 | 0
1 | 11 | 1 | 0 | 0 | 0 | 0 | 0 | 0 | 0 | 0 | 0
1 | 11 | 2 | 0 | 0 | 0 | 0 | 0 | 0 | 0 | 0 | 0
1 | 11 | 3 | 0 | 0 | 0 | 0 | 0 | 0 | 0 | 0 | 0
1 | 11 | 4 | 0 | 0 | 0 | 0 | 0 | 0 | 0 | 0 | 0
1 | 11 | 5 | 0 | 0 | 0 | 0 | 0 | 0 | 0 | 0 | 0
1 | 11 | 6 | 0 | 0 | 0 | 0 | 0 | 0 | 0 | 0 | 0
1 | 11 | 7 | 0 | 0 | 0 | 0 | 0 | 0 | 0 | 0 | 0
1 | 11 | 8 | 0 | 0 | 0 | 0 | 0 | 0 | 0 | 0 | 0
1 | 11 | 9 | 0 | 0 | 0 | 0 | 0 | 0 | 0 | 0 | 0
1 | 11 | 10 | 0 | 0 | 0 | 0 | 0 | 0 | 0 | 0 | 0
1 | 11 | 11 | 0 | 0 | 0 | 0 | 0 | 0 | 0 | 0 | 0
1 | 11 | 12 | 0 | 0 | 0 | 0 | 0 | 0 | 0 | 0 | 0
1 | 11 | 13 | 0 | 0 | 0 | 0 | 0 | 0 | 0 | 0 | 0
1 | 11 | 14 | 0 | 0 | 0 | 0 | 0 | 0 | 0 | 0 | 0
1 | 11 | 15 | 0 | 0 | 0 | 0 | 0 | 0 | 0 | 0 | 0
1 | 11 | 16 | 0 | 0 | 0 | 0 | 0 | 0 | 0 | 0 | 0
1 | 11 | 17 | 0 | 0 | 0 | 0 | 0 | 0 | 0 | 0 | 0
1 | 11 | 18 | 0 | 0 | 0 | 0 | 0 | 0 | 0 | 0 | 0
1 | 11 | 19 | 0 | 0 | 0 | 0 | 0 | 0 | 0 | 0 | 0
1 | 11 | 20 | 0 | 0 | 0 | 0 | 0 | 0 | 0 | 0 | 0
1 | 11 | 21 | 0 | 0 | 0 | 0 | 0 | 0 | 0 | 0 | 0
1 | 11 | 22 | 0 | 0 | 0 | 0 | 0 | 0 | 0 | 0 | 0
1 | 11 | 23 | 0 | 0 | 0 | 0 | 0 | 0 | 0 | 0 | 0
1 | 11 | 24 | 0 | 0 | 0 | 0 | 0 | 0 | 0 | 0 | 0
1 | 12 | 1 | 0 | 0 | 0 | 0 | 0 | 0 | 0 | 0 | 0
1 | 12 | 2 | 0 | 0 | 0 | 0 | 0 | 0 | 0 | 0 | 0
1 | 12 | 3 | 0 | 0 | 0 | 0 | 0 | 0 | 0 | 0 | 0
1 | 12 | 4 | 0 | 0 | 0 | 0 | 0 | 0 | 0 | 0 | 0
1 | 12 | 5 | 0 | 0 | 0 | 0 | 0 | 0 | 0 | 0 | 0
1 | 12 | 6 | 0 | 0 | 0 | 0 | 0 | 0 | 0 | 0 | 0
1 | 12 | 7 | 0 | 0 | 0 | 0 | 0 | 0 | 0 | 0 | 0
1 | 12 | 8 | 0 | 0 | 0 | 0 | 0 | 0 | 0 | 0 | 0
1 | 12 | 9 | 0 | 0 | 0 | 0 | 0 | 0 | 0 | 0 | 0
1 | 12 | 10 | 0 | 0 | 0 | 0 | 0 | 0 | 0 | 0 | 0
1 | 12 | 11 | 0 | 0 | 0 | 0 | 0 | 0 | 0 | 0 | 0
1 | 12 | 12 | 0 | 0 | 0 | 0 | 0 | 0 | 0 | 0 | 0
1 | 12 | 13 | 0 | 0 | 0 | 0 | 0 | 0 | 0 | 0 | 0
1 | 12 | 14 | 0 | 0 | 0 | 0 | 0 | 0 | 0 | 0 | 0
1 | 12 | 15 | 0 | 0 | 0 | 0 | 0 | 0 | 0 | 0 | 0
1 | 12 | 16 | 0 | 0 | 0 | 0 | 0 | 0 | 0 | 0 | 0
1 | 12 | 17 | 0 | 0 | 0 | 0 | 0 | 0 | 0 | 0 | 0
1 | 12 | 18 | 0 | 0 | 0 | 0 | 0 | 0 | 0 | 0 | 0
1 | 12 | 19 | 0 | 0 | 0 | 0 | 0 | 0 | 0 | 0 | 0
1 | 12 | 20 | 0 | 0 | 0 | 0 | 0 | 0 | 0 | 0 | 0
1 | 12 | 21 | 0 | 0 | 0 | 0 | 0 | 0 | 0 | 0 | 0
1 | 12 | 22 | 0 | 0 | 0 | 0 | 0 | 0 | 0 | 0 | 0
1 | 12 | 23 | 0 | 0 | 0 | 0 | 0 | 0 | 0 | 0 | 0
1 | 12 | 24 | 0 | 0 | 0 | 0 | 0 | 0 | 0 | 0 | 0
1 | 13 | 1 | 0 | 0 | 0 | 0 | 0 | 0 | 0 | 0 | 0
1 | 13 | 2 | 0 | 0 | 0 | 0 | 0 | 0 | 0 | 0 | 0
1 | 13 | 3 | 0 | 0 | 0 | 0 | 0 | 0 | 0 | 0 | 0
1 | 13 | 4 | 0 | 0 | 0 | 0 | 0 | 0 | 0 | 0 | 0
1 | 13 | 5 | 0 | 0 | 0 | 0 | 0 | 0 | 0 | 0 | 0
1 | 13 | 6 | 0 | 0 | 0 | 0 | 0 | 0 | 0 | 0 | 0
1 | 13 | 7 | 0 | 0 | 0 | 0 | 0 | 0 | 0 | 0 | 0
1 | 13 | 8 | 0 | 0 | 0 | 0 | 0 | 0 | 0 | 0 | 0
1 | 13 | 9 | 0 | 0 | 0 | 0 | 0 | 0 | 0 | 0 | 0
1 | 13 | 10 | 0 | 0 | 0 | 0 | 0 | 0 | 0 | 0 | 0
1 | 13 | 11 | 0 | 0 | 0 | 0 | 0 | 0 | 0 | 0 | 0
1 | 13 | 12 | 0 | 0 | 0 | 0 | 0 | 0 | 0 | 0 | 0
1 | 13 | 13 | 0 | 0 | 0 | 0 | 0 | 0 | 0 | 0 | 0
1 | 13 | 14 | 0 | 0 | 0 | 0 | 0 | 0 | 0 | 0 | 0
1 | 13 | 15 | 0 | 0 | 0 | 0 | 0 | 0 | 0 | 0 | 0
1 | 13 | 16 | 0 | 0 | 0 | 0 | 0 | 0 | 0 | 0 | 0
1 | 13 | 17 | 0 | 0 | 0 | 0 | 0 | 0 | 0 | 0 | 0
1 | 13 | 18 | 0 | 0 | 0 | 0 | 0 | 0 | 0 | 0 | 0
1 | 13 | 19 | 0 | 0 | 0 | 0 | 0 | 0 | 0 | 0 | 0
1 | 13 | 20 | 0 | 0 | 0 | 0 | 0 | 0 | 0 | 0 | 0
1 | 13 | 21 | 0 | 0 | 0 | 0 | 0 | 0 | 0 | 0 | 0
1 | 13 | 22 | 0 | 0 | 0 | 0 | 0 | 0 | 0 | 0 | 0
1 | 13 | 23 | 0 | 0 | 0 | 0 | 0 | 0 | 0 | 0 | 0
1 | 13 | 24 | 0 | 0 | 0 | 0 | 0 | 0 | 0 | 0 | 0
1 | 14 | 1 | 0 | 0 | 0 | 0 | 0 | 0 | 0 | 0 | 0
1 | 14 | 2 | 0 | 0 | 0 | 0 | 0 | 0 | 0 | 0 | 0
1 | 14 | 3 | 0 | 0 | 0 | 0 | 0 | 0 | 0 | 0 | 0
1 | 14 | 4 | 0 | 0 | 0 | 0 | 0 | 0 | 0 | 0 | 0
1 | 14 | 5 | 0 | 0 | 0 | 0 | 0 | 0 | 0 | 0 | 0
1 | 14 | 6 | 0 | 0 | 0 | 0 | 0 | 0 | 0 | 0 | 0
1 | 14 | 7 | 0 | 0 | 0 | 0 | 0 | 0 | 0 | 0 | 0
1 | 14 | 8 | 0 | 0 | 0 | 0 | 0 | 0 | 0 | 0 | 0
1 | 14 | 9 | 0 | 0 | 0 | 0 | 0 | 0 | 0 | 0 | 0
1 | 14 | 10 | 0 | 0 | 0 | 0 | 0 | 0 | 0 | 0 | 0
1 | 14 | 11 | 0 | 0 | 0 | 0 | 0 | 0 | 0 | 0 | 0
1 | 14 | 12 | 0 | 0 | 0 | 0 | 0 | 0 | 0 | 0 | 0
1 | 14 | 13 | 0 | 0 | 0 | 0 | 0 | 0 | 0 | 0 | 0
1 | 14 | 14 | 0 | 0 | 0 | 0 | 0 | 0 | 0 | 0 | 0
1 | 14 | 15 | 0 | 0 | 0 | 0 | 0 | 0 | 0 | 0 | 0
1 | 14 | 16 | 0 | 0 | 0 | 0 | 0 | 0 | 0 | 0 | 0
1 | 14 | 17 | 0 | 0 | 0 | 0 | 0 | 0 | 0 | 0 | 0
1 | 14 | 18 | 0 | 0 | 0 | 0 | 0 | 0 | 0 | 0 | 0
1 | 14 | 19 | 0 | 0 | 0 | 0 | 0 | 0 | 0 | 0 | 0
1 | 14 | 20 | 0 | 0 | 0 | 0 | 0 | 0 | 0 | 0 | 0
1 | 14 | 21 | 0 | 0 | 0 | 0 | 0 | 0 | 0 | 0 | 0
1 | 14 | 22 | 0 | 0 | 0 | 0 | 0 | 0 | 0 | 0 | 0
1 | 14 | 23 | 0 | 0 | 0 | 0 | 0 | 0 | 0 | 0 | 0
1 | 14 | 24 | 0 | 0 | 0 | 0 | 0 | 0 | 0 | 0 | 0
1 | 15 | 1 | 0 | 0 | 0 | 0 | 0 | 0 | 0 | 0 | 0
1 | 15 | 2 | 0 | 0 | 0 | 0 | 0 | 0 | 0 | 0 | 0
1 | 15 | 3 | 0 | 0 | 0 | 0 | 0 | 0 | 0 | 0 | 0
1 | 15 | 4 | 0 | 0 | 0 | 0 | 0 | 0 | 0 | 0 | 0
1 | 15 | 5 | 0 | 0 | 0 | 0 | 0 | 0 | 0 | 0 | 0
1 | 15 | 6 | 0 | 0 | 0 | 0 | 0 | 0 | 0 | 0 | 0
1 | 15 | 7 | 0 | 0 | 0 | 0 | 0 | 0 | 0 | 0 | 0
1 | 15 | 8 | 0 | 0 | 0 | 0 | 0 | 0 | 0 | 0 | 0
1 | 15 | 9 | 0 | 0 | 0 | 0 | 0 | 0 | 0 | 0 | 0
1 | 15 | 10 | 0 | 0 | 0 | 0 | 0 | 0 | 0 | 0 | 0
1 | 15 | 11 | 0 | 0 | 0 | 0 | 0 | 0 | 0 | 0 | 0
1 | 15 | 12 | 0 | 0 | 0 | 0 | 0 | 0 | 0 | 0 | 0
1 | 15 | 13 | 0 | 0 | 0 | 0 | 0 | 0 | 0 | 0 | 0
1 | 15 | 14 | 0 | 0 | 0 | 0 | 0 | 0 | 0 | 0 | 0
1 | 15 | 15 | 0 | 0 | 0 | 0 | 0 | 0 | 0 | 0 | 0
1 | 15 | 16 | 0 | 0 | 0 | 0 | 0 | 0 | 0 | 0 | 0
1 | 15 | 17 | 0 | 0 | 0 | 0 | 0 | 0 | 0 | 0 | 0
1 | 15 | 18 | 0 | 0 | 0 | 0 | 0 | 0 | 0 | 0 | 0
1 | 15 | 19 | 0 | 0 | 0 | 0 | 0 | 0 | 0 | 0 | 0
1 | 15 | 20 | 0 | 0 | 0 | 0 | 0 | 0 | 0 | 0 | 0
1 | 15 | 21 | 0 | 0 | 0 | 0 | 0 | 0 | 0 | 0 | 0
1 | 15 | 22 | 0 | 0 | 0 | 0 | 0 | 0 | 0 | 0 | 0
1 | 15 | 23 | 0 | 0 | 0 | 0 | 0 | 0 | 0 | 0 | 0
1 | 15 | 24 | 0 | 0 | 0 | 0 | 0 | 0 | 0 | 0 | 0
1 | 16 | 1 | 0 | 0 | 0 | 0 | 0 | 0 | 0 | 0 | 0
1 | 16 | 2 | 0 | 0 | 0 | 0 | 0 | 0 | 0 | 0 | 0
1 | 16 | 3 | 0 | 0 | 0 | 0 | 0 | 0 | 0 | 0 | 0
1 | 16 | 4 | 0 | 0 | 0 | 0 | 0 | 0 | 0 | 0 | 0
1 | 16 | 5 | 0 | 0 | 0 | 0 | 0 | 0 | 0 | 0 | 0
1 | 16 | 6 | 0 | 0 | 0 | 0 | 0 | 0 | 0 | 0 | 0
1 | 16 | 7 | 0 | 0 | 0 | 0 | 0 | 0 | 0 | 0 | 0
1 | 16 | 8 | 0 | 0 | 0 | 0 | 0 | 0 | 0 | 0 | 0
1 | 16 | 9 | 0 | 0 | 0 | 0 | 0 | 0 | 0 | 0 | 0
1 | 16 | 10 | 0 | 0 | 0 | 0 | 0 | 0 | 0 | 0 | 0
1 | 16 | 11 | 0 | 0 | 0 | 0 | 0 | 0 | 0 | 0 | 0
1 | 16 | 12 | 0 | 0 | 0 | 0 | 0 | 0 | 0 | 0 | 0
1 | 16 | 13 | 0 | 0 | 0 | 0 | 0 | 0 | 0 | 0 | 0
1 | 16 | 14 | 0 | 0 | 0 | 0 | 0 | 0 | 0 | 0 | 0
1 | 16 | 15 | 0 | 0 | 0 | 0 | 0 | 0 | 0 | 0 | 0
1 | 16 | 16 | 0 | 0 | 0 | 0 | 0 | 0 | 0 | 0 | 0
1 | 16 | 17 | 0 | 0 | 0 | 0 | 0 | 0 | 0 | 0 | 0
1 | 16 | 18 | 0 | 0 | 0 | 0 | 0 | 0 | 0 | 0 | 0
1 | 16 | 19 | 0 | 0 | 0 | 0 | 0 | 0 | 0 | 0 | 0
1 | 16 | 20 | 0 | 0 | 0 | 0 | 0 | 0 | 0 | 0 | 0
1 | 16 | 21 | 0 | 0 | 0 | 0 | 0 | 0 | 0 | 0 | 0
1 | 16 | 22 | 0 | 0 | 0 | 0 | 0 | 0 | 0 | 0 | 0
1 | 16 | 23 | 0 | 0 | 0 | 0 | 0 | 0 | 0 | 0 | 0
1 | 16 | 24 | 0 | 0 | 0 | 0 | 0 | 0 | 0 | 0 | 0
1 | 17 | 1 | 0 | 0 | 0 | 0 | 0 | 0 | 0 | 0 | 0
1 | 17 | 2 | 0 | 0 | 0 | 0 | 0 | 0 | 0 | 0 | 0
1 | 17 | 3 | 0 | 0 | 0 | 0 | 0 | 0 | 0 | 0 | 0
1 | 17 | 4 | 0 | 0 | 0 | 0 | 0 | 0 | 0 | 0 | 0
1 | 17 | 5 | 0 | 0 | 0 | 0 | 0 | 0 | 0 | 0 | 0
1 | 17 | 6 | 0 | 0 | 0 | 0 | 0 | 0 | 0 | 0 | 0
1 | 17 | 7 | 0 | 0 | 0 | 0 | 0 | 0 | 0 | 0 | 0
1 | 17 | 8 | 0 | 0 | 0 | 0 | 0 | 0 | 0 | 0 | 0
1 | 17 | 9 | 0 | 0 | 0 | 0 | 0 | 0 | 0 | 0 | 0
1 | 17 | 10 | 0 | 0 | 0 | 0 | 0 | 0 | 0 | 0 | 0
1 | 17 | 11 | 0 | 0 | 0 | 0 | 0 | 0 | 0 | 0 | 0
1 | 17 | 12 | 0 | 0 | 0 | 0 | 0 | 0 | 0 | 0 | 0
1 | 17 | 13 | 0 | 0 | 0 | 0 | 0 | 0 | 0 | 0 | 0
1 | 17 | 14 | 0 | 0 | 0 | 0 | 0 | 0 | 0 | 0 | 0
1 | 17 | 15 | 0 | 0 | 0 | 0 | 0 | 0 | 0 | 0 | 0
1 | 17 | 16 | 0 | 0 | 0 | 0 | 0 | 0 | 0 | 0 | 0
1 | 17 | 17 | 0 | 0 | 0 | 0 | 0 | 0 | 0 | 0 | 0
1 | 17 | 18 | 0 | 0 | 0 | 0 | 0 | 0 | 0 | 0 | 0
1 | 17 | 19 | 0 | 0 | 0 | 0 | 0 | 0 | 0 | 0 | 0
1 | 17 | 20 | 0 | 0 | 0 | 0 | 0 | 0 | 0 | 0 | 0
1 | 17 | 21 | 0 | 0 | 0 | 0 | 0 | 0 | 0 | 0 | 0
1 | 17 | 22 | 0 | 0 | 0 | 0 | 0 | 0 | 0 | 0 | 0
1 | 17 | 23 | 0 | 0 | 0 | 0 | 0 | 0 | 0 | 0 | 0
1 | 17 | 24 | 0 | 0 | 0 | 0 | 0 | 0 | 0 | 0 | 0
1 | 18 | 1 | 0 | 0 | 0 | 0 | 0 | 0 | 0 | 0 | 0
1 | 18 | 2 | 0 | 0 | 0 | 0 | 0 | 0 | 0 | 0 | 0
1 | 18 | 3 | 0 | 0 | 0 | 0 | 0 | 0 | 0 | 0 | 0
1 | 18 | 4 | 0 | 0 | 0 | 0 | 0 | 0 | 0 | 0 | 0
1 | 18 | 5 | 0 | 0 | 0 | 0 | 0 | 0 | 0 | 0 | 0
1 | 18 | 6 | 0 | 0 | 0 | 0 | 0 | 0 | 0 | 0 | 0
1 | 18 | 7 | 0 | 0 | 0 | 0 | 0 | 0 | 0 | 0 | 0
1 | 18 | 8 | 0 | 0 | 0 | 0 | 0 | 0 | 0 | 0 | 0
1 | 18 | 9 | 0 | 0 | 0 | 0 | 0 | 0 | 0 | 0 | 0
1 | 18 | 10 | 0 | 0 | 0 | 0 | 0 | 0 | 0 | 0 | 0
1 | 18 | 11 | 0 | 0 | 0 | 0 | 0 | 0 | 0 | 0 | 0
1 | 18 | 12 | 0 | 0 | 0 | 0 | 0 | 0 | 0 | 0 | 0
1 | 18 | 13 | 0 | 0 | 0 | 0 | 0 | 0 | 0 | 0 | 0
1 | 18 | 14 | 0 | 0 | 0 | 0 | 0 | 0 | 0 | 0 | 0
1 | 18 | 15 | 0 | 0 | 0 | 0 | 0 | 0 | 0 | 0 | 0
1 | 18 | 16 | 0 | 0 | 0 | 0 | 0 | 0 | 0 | 0 | 0
1 | 18 | 17 | 0 | 0 | 0 | 0 | 0 | 0 | 0 | 0 | 0
1 | 18 | 18 | 0 | 0 | 0 | 0 | 0 | 0 | 0 | 0 | 0
1 | 18 | 19 | 0 | 0 | 0 | 0 | 0 | 0 | 0 | 0 | 0
1 | 18 | 20 | 0 | 0 | 0 | 0 | 0 | 0 | 0 | 0 | 0
1 | 18 | 21 | 0 | 0 | 0 | 0 | 0 | 0 | 0 | 0 | 0
1 | 18 | 22 | 0 | 0 | 0 | 0 | 0 | 0 | 0 | 0 | 0
1 | 18 | 23 | 0 | 0 | 0 | 0 | 0 | 0 | 0 | 0 | 0
1 | 18 | 24 | 0 | 0 | 0 | 0 | 0 | 0 | 0 | 0 | 0
1 | 19 | 1 | 0 | 0 | 0 | 0 | 0 | 0 | 0 | 0 | 0
1 | 19 | 2 | 0 | 0 | 0 | 0 | 0 | 0 | 0 | 0 | 0
1 | 19 | 3 | 0 | 0 | 0 | 0 | 0 | 0 | 0 | 0 | 0
1 | 19 | 4 | 0 | 0 | 0 | 0 | 0 | 0 | 0 | 0 | 0
1 | 19 | 5 | 0 | 0 | 0 | 0 | 0 | 0 | 0 | 0 | 0
1 | 19 | 6 | 0 | 0 | 0 | 0 | 0 | 0 | 0 | 0 | 0
1 | 19 | 7 | 0 | 0 | 0 | 0 | 0 | 0 | 0 | 0 | 0
1 | 19 | 8 | 0 | 0 | 0 | 0 | 0 | 0 | 0 | 0 | 0
1 | 19 | 9 | 0 | 0 | 0 | 0 | 0 | 0 | 0 | 0 | 0
1 | 19 | 10 | 0 | 0 | 0 | 0 | 0 | 0 | 0 | 0 | 0
1 | 19 | 11 | 0 | 0 | 0 | 0 | 0 | 0 | 0 | 0 | 0
1 | 19 | 12 | 0 | 0 | 0 | 0 | 0 | 0 | 0 | 0 | 0
1 | 19 | 13 | 0 | 0 | 0 | 0 | 0 | 0 | 0 | 0 | 0
1 | 19 | 14 | 0 | 0 | 0 | 0 | 0 | 0 | 0 | 0 | 0
1 | 19 | 15 | 0 | 0 | 0 | 0 | 0 | 0 | 0 | 0 | 0
1 | 19 | 16 | 0 | 0 | 0 | 0 | 0 | 0 | 0 | 0 | 0
1 | 19 | 17 | 0 | 0 | 0 | 0 | 0 | 0 | 0 | 0 | 0
1 | 19 | 18 | 0 | 0 | 0 | 0 | 0 | 0 | 0 | 0 | 0
1 | 19 | 19 | 0 | 0 | 0 | 0 | 0 | 0 | 0 | 0 | 0
1 | 19 | 20 | 0 | 0 | 0 | 0 | 0 | 0 | 0 | 0 | 0
1 | 19 | 21 | 0 | 0 | 0 | 0 | 0 | 0 | 0 | 0 | 0
1 | 19 | 22 | 0 | 0 | 0 | 0 | 0 | 0 | 0 | 0 | 0
1 | 19 | 23 | 0 | 0 | 0 | 0 | 0 | 0 | 0 | 0 | 0
1 | 19 | 24 | 0 | 0 | 0 | 0 | 0 | 0 | 0 | 0 | 0
1 | 20 | 1 | 0 | 0 | 0 | 0 | 0 | 0 | 0 | 0 | 0
1 | 20 | 2 | 0 | 0 | 0 | 0 | 0 | 0 | 0 | 0 | 0
1 | 20 | 3 | 0 | 0 | 0 | 0 | 0 | 0 | 0 | 0 | 0
1 | 20 | 4 | 0 | 0 | 0 | 0 | 0 | 0 | 0 | 0 | 0
1 | 20 | 5 | 0 | 0 | 0 | 0 | 0 | 0 | 0 | 0 | 0
1 | 20 | 6 | 0 | 0 | 0 | 0 | 0 | 0 | 0 | 0 | 0
1 | 20 | 7 | 0 | 0 | 0 | 0 | 0 | 0 | 0 | 0 | 0
1 | 20 | 8 | 0 | 0 | 0 | 0 | 0 | 0 | 0 | 0 | 0
1 | 20 | 9 | 0 | 0 | 0 | 0 | 0 | 0 | 0 | 0 | 0
1 | 20 | 10 | 0 | 0 | 0 | 0 | 0 | 0 | 0 | 0 | 0
1 | 20 | 11 | 0 | 0 | 0 | 0 | 0 | 0 | 0 | 0 | 0
1 | 20 | 12 | 0 | 0 | 0 | 0 | 0 | 0 | 0 | 0 | 0
1 | 20 | 13 | 0 | 0 | 0 | 0 | 0 | 0 | 0 | 0 | 0
1 | 20 | 14 | 0 | 0 | 0 | 0 | 0 | 0 | 0 | 0 | 0
1 | 20 | 15 | 0 | 0 | 0 | 0 | 0 | 0 | 0 | 0 | 0
1 | 20 | 16 | 0 | 0 | 0 | 0 | 0 | 0 | 0 | 0 | 0
1 | 20 | 17 | 0 | 0 | 0 | 0 | 0 | 0 | 0 | 0 | 0
1 | 20 | 18 | 0 | 0 | 0 | 0 | 0 | 0 | 0 | 0 | 0
1 | 20 | 19 | 0 | 0 | 0 | 0 | 0 | 0 | 0 | 0 | 0
1 | 20 | 20 | 0 | 0 | 0 | 0 | 0 | 0 | 0 | 0 | 0
1 | 20 | 21 | 0 | 0 | 0 | 0 | 0 | 0 | 0 | 0 | 0
1 | 20 | 22 | 0 | 0 | 0 | 0 | 0 | 0 | 0 | 0 | 0
1 | 20 | 23 | 0 | 0 | 0 | 0 | 0 | 0 | 0 | 0 | 0
1 | 20 | 24 | 0 | 0 | 0 | 0 | 0 | 0 | 0 | 0 | 0
1 | 21 | 1 | 0 | 0 | 0 | 0 | 0 | 0 | 0 | 0 | 0
1 | 21 | 2 | 0 | 0 | 0 | 0 | 0 | 0 | 0 | 0 | 0
1 | 21 | 3 | 0 | 0 | 0 | 0 | 0 | 0 | 0 | 0 | 0
1 | 21 | 4 | 0 | 0 | 0 | 0 | 0 | 0 | 0 | 0 | 0
1 | 21 | 5 | 0 | 0 | 0 | 0 | 0 | 0 | 0 | 0 | 0
1 | 21 | 6 | 0 | 0 | 0 | 0 | 0 | 0 | 0 | 0 | 0
1 | 21 | 7 | 0 | 0 | 0 | 0 | 0 | 0 | 0 | 0 | 0
1 | 21 | 8 | 0 | 0 | 0 | 0 | 0 | 0 | 0 | 0 | 0
1 | 21 | 9 | 0 | 0 | 0 | 0 | 0 | 0 | 0 | 0 | 0
1 | 21 | 10 | 0 | 0 | 0 | 0 | 0 | 0 | 0 | 0 | 0
1 | 21 | 11 | 0 | 0 | 0 | 0 | 0 | 0 | 0 | 0 | 0
1 | 21 | 12 | 0 | 0 | 0 | 0 | 0 | 0 | 0 | 0 | 0
1 | 21 | 13 | 0 | 0 | 0 | 0 | 0 | 0 | 0 | 0 | 0
1 | 21 | 14 | 0 | 0 | 0 | 0 | 0 | 0 | 0 | 0 | 0
1 | 21 | 15 | 0 | 0 | 0 | 0 | 0 | 0 | 0 | 0 | 0
1 | 21 | 16 | 0 | 0 | 0 | 0 | 0 | 0 | 0 | 0 | 0
1 | 21 | 17 | 0 | 0 | 0 | 0 | 0 | 0 | 0 | 0 | 0
1 | 21 | 18 | 0 | 0 | 0 | 0 | 0 | 0 | 0 | 0 | 0
1 | 21 | 19 | 0 | 0 | 0 | 0 | 0 | 0 | 0 | 0 | 0
1 | 21 | 20 | 0 | 0 | 0 | 0 | 0 | 0 | 0 | 0 | 0
1 | 21 | 21 | 0 | 0 | 0 | 0 | 0 | 0 | 0 | 0 | 0
1 | 21 | 22 | 0 | 0 | 0 | 0 | 0 | 0 | 0 | 0 | 0
1 | 21 | 23 | 0 | 0 | 0 | 0 | 0 | 0 | 0 | 0 | 0
1 | 21 | 24 | 0 | 0 | 0 | 0 | 0 | 0 | 0 | 0 | 0
1 | 22 | 1 | 0 | 0 | 0 | 0 | 0 | 0 | 0 | 0 | 0
1 | 22 | 2 | 0 | 0 | 0 | 0 | 0 | 0 | 0 | 0 | 0
1 | 22 | 3 | 0 | 0 | 0 | 0 | 0 | 0 | 0 | 0 | 0
1 | 22 | 4 | 0 | 0 | 0 | 0 | 0 | 0 | 0 | 0 | 0
1 | 22 | 5 | 0 | 0 | 0 | 0 | 0 | 0 | 0 | 0 | 0
1 | 22 | 6 | 0 | 0 | 0 | 0 | 0 | 0 | 0 | 0 | 0
1 | 22 | 7 | 0 | 0 | 0 | 0 | 0 | 0 | 0 | 0 | 0
1 | 22 | 8 | 0 | 0 | 0 | 0 | 0 | 0 | 0 | 0 | 0
1 | 22 | 9 | 0 | 0 | 0 | 0 | 0 | 0 | 0 | 0 | 0
1 | 22 | 10 | 0 | 0 | 0 | 0 | 0 | 0 | 0 | 0 | 0
1 | 22 | 11 | 0 | 0 | 0 | 0 | 0 | 0 | 0 | 0 | 0
1 | 22 | 12 | 0 | 0 | 0 | 0 | 0 | 0 | 0 | 0 | 0
1 | 22 | 13 | 0 | 0 | 0 | 0 | 0 | 0 | 0 | 0 | 0
1 | 22 | 14 | 0 | 0 | 0 | 0 | 0 | 0 | 0 | 0 | 0
1 | 22 | 15 | 0 | 0 | 0 | 0 | 0 | 0 | 0 | 0 | 0
1 | 22 | 16 | 0 | 0 | 0 | 0 | 0 | 0 | 0 | 0 | 0
1 | 22 | 17 | 0 | 0 | 0 | 0 | 0 | 0 | 0 | 0 | 0
1 | 22 | 18 | 0 | 0 | 0 | 0 | 0 | 0 | 0 | 0 | 0
1 | 22 | 19 | 0 | 0 | 0 | 0 | 0 | 0 | 0 | 0 | 0
1 | 22 | 20 | 0 | 0 | 0 | 0 | 0 | 0 | 0 | 0 | 0
1 | 22 | 21 | 0 | 0 | 0 | 0 | 0 | 0 | 0 | 0 | 0
1 | 22 | 22 | 0 | 0 | 0 | 0 | 0 | 0 | 0 | 0 | 0
1 | 22 | 23 | 0 | 0 | 0 | 0 | 0 | 0 | 0 | 0 | 0
1 | 22 | 24 | 0 | 0 | 0 | 0 | 0 | 0 | 0 | 0 | 0
1 | 23 | 1 | 0 | 0 | 0 | 0 | 0 | 0 | 0 | 0 | 0
1 | 23 | 2 | 0 | 0 | 0 | 0 | 0 | 0 | 0 | 0 | 0
1 | 23 | 3 | 0 | 0 | 0 | 0 | 0 | 0 | 0 | 0 | 0
1 | 23 | 4 | 0 | 0 | 0 | 0 | 0 | 0 | 0 | 0 | 0
1 | 23 | 5 | 0 | 0 | 0 | 0 | 0 | 0 | 0 | 0 | 0
1 | 23 | 6 | 0 | 0 | 0 | 0 | 0 | 0 | 0 | 0 | 0
1 | 23 | 7 | 0 | 0 | 0 | 0 | 0 | 0 | 0 | 0 | 0
1 | 23 | 8 | 0 | 0 | 0 | 0 | 0 | 0 | 0 | 0 | 0
1 | 23 | 9 | 0 | 0 | 0 | 0 | 0 | 0 | 0 | 0 | 0
1 | 23 | 10 | 0 | 0 | 0 | 0 | 0 | 0 | 0 | 0 | 0
1 | 23 | 11 | 0 | 0 | 0 | 0 | 0 | 0 | 0 | 0 | 0
1 | 23 | 12 | 0 | 0 | 0 | 0 | 0 | 0 | 0 | 0 | 0
1 | 23 | 13 | 0 | 0 | 0 | 0 | 0 | 0 | 0 | 0 | 0
1 | 23 | 14 | 0 | 0 | 0 | 0 | 0 | 0 | 0 | 0 | 0
1 | 23 | 15 | 0 | 0 | 0 | 0 | 0 | 0 | 0 | 0 | 0
1 | 23 | 16 | 0 | 0 | 0 | 0 | 0 | 0 | 0 | 0 | 0
1 | 23 | 17 | 0 | 0 | 0 | 0 | 0 | 0 | 0 | 0 | 0
1 | 23 | 18 | 0 | 0 | 0 | 0 | 0 | 0 | 0 | 0 | 0
1 | 23 | 19 | 0 | 0 | 0 | 0 | 0 | 0 | 0 | 0 | 0
1 | 23 | 20 | 0 | 0 | 0 | 0 | 0 | 0 | 0 | 0 | 0
1 | 23 | 21 | 0 | 0 | 0 | 0 | 0 | 0 | 0 | 0 | 0
1 | 23 | 22 | 0 | 0 | 0 | 0 | 0 | 0 | 0 | 0 | 0
1 | 23 | 23 | 0 | 0 | 0 | 0 | 0 | 0 | 0 | 0 | 0
1 | 23 | 24 | 0 | 0 | 0 | 0 | 0 | 0 | 0 | 0 | 0
1 | 24 | 1 | 0 | 0 | 0 | 0 | 0 | 0 | 0 | 0 | 0
1 | 24 | 2 | 0 | 0 | 0 | 0 | 0 | 0 | 0 | 0 | 0
1 | 24 | 3 | 0 | 0 | 0 | 0 | 0 | 0 | 0 | 0 | 0
1 | 24 | 4 | 0 | 0 | 0 | 0 | 0 | 0 | 0 | 0 | 0
1 | 24 | 5 | 0 | 0 | 0 | 0 | 0 | 0 | 0 | 0 | 0
1 | 24 | 6 | 0 | 0 | 0 | 0 | 0 | 0 | 0 | 0 | 0
1 | 24 | 7 | 0 | 0 | 0 | 0 | 0 | 0 | 0 | 0 | 0
1 | 24 | 8 | 0 | 0 | 0 | 0 | 0 | 0 | 0 | 0 | 0
1 | 24 | 9 | 0 | 0 | 0 | 0 | 0 | 0 | 0 | 0 | 0
1 | 24 | 10 | 0 | 0 | 0 | 0 | 0 | 0 | 0 | 0 | 0
1 | 24 | 11 | 0 | 0 | 0 | 0 | 0 | 0 | 0 | 0 | 0
1 | 24 | 12 | 0 | 0 | 0 | 0 | 0 | 0 | 0 | 0 | 0
1 | 24 | 13 | 0 | 0 | 0 | 0 | 0 | 0 | 0 | 0 | 0
1 | 24 | 14 | 0 | 0 | 0 | 0 | 0 | 0 | 0 | 0 | 0
1 | 24 | 15 | 0 | 0 | 0 | 0 | 0 | 0 | 0 | 0 | 0
1 | 24 | 16 | 0 | 0 | 0 | 0 | 0 | 0 | 0 | 0 | 0
1 | 24 | 17 | 0 | 0 | 0 | 0 | 0 | 0 | 0 | 0 | 0
1 | 24 | 18 | 0 | 0 | 0 | 0 | 0 | 0 | 0 | 0 | 0
1 | 24 | 19 | 0 | 0 | 0 | 0 | 0 | 0 | 0 | 0 | 0
1 | 24 | 20 | 0 | 0 | 0 | 0 | 0 | 0 | 0 | 0 | 0
1 | 24 | 21 | 0 | 0 | 0 | 0 | 0 | 0 | 0 | 0 | 0
1 | 24 | 22 | 0 | 0 | 0 | 0 | 0 | 0 | 0 | 0 | 0
1 | 24 | 23 | 0 | 0 | 0 | 0 | 0 | 0 | 0 | 0 | 0
1 | 24 | 24 | 0 | 0 | 0 | 0 | 0 | 0 | 0 | 0 | 0
1 | 25 | 1 | 0 | 0 | 0 | 0 | 0 | 0 | 0 | 0 | 0
1 | 25 | 2 | 0 | 0 | 0 | 0 | 0 | 0 | 0 | 0 | 0
1 | 25 | 3 | 0 | 0 | 0 | 0 | 0 | 0 | 0 | 0 | 0
1 | 25 | 4 | 0 | 0 | 0 | 0 | 0 | 0 | 0 | 0 | 0
1 | 25 | 5 | 0 | 0 | 0 | 0 | 0 | 0 | 0 | 0 | 0
1 | 25 | 6 | 0 | 0 | 0 | 0 | 0 | 0 | 0 | 0 | 0
1 | 25 | 7 | 0 | 0 | 0 | 0 | 0 | 0 | 0 | 0 | 0
1 | 25 | 8 | 0 | 0 | 0 | 0 | 0 | 0 | 0 | 0 | 0
1 | 25 | 9 | 0 | 0 | 0 | 0 | 0 | 0 | 0 | 0 | 0
1 | 25 | 10 | 0 | 0 | 0 | 0 | 0 | 0 | 0 | 0 | 0
1 | 25 | 11 | 0 | 0 | 0 | 0 | 0 | 0 | 0 | 0 | 0
1 | 25 | 12 | 0 | 0 | 0 | 0 | 0 | 0 | 0 | 0 | 0
1 | 25 | 13 | 0 | 0 | 0 | 0 | 0 | 0 | 0 | 0 | 0
1 | 25 | 14 | 0 | 0 | 0 | 0 | 0 | 0 | 0 | 0 | 0
1 | 25 | 15 | 0 | 0 | 0 | 0 | 0 | 0 | 0 | 0 | 0
1 | 25 | 16 | 0 | 0 | 0 | 0 | 0 | 0 | 0 | 0 | 0
1 | 25 | 17 | 0 | 0 | 0 | 0 | 0 | 0 | 0 | 0 | 0
1 | 25 | 18 | 0 | 0 | 0 | 0 | 0 | 0 | 0 | 0 | 0
1 | 25 | 19 | 0 | 0 | 0 | 0 | 0 | 0 | 0 | 0 | 0
1 | 25 | 20 | 0 | 0 | 0 | 0 | 0 | 0 | 0 | 0 | 0
1 | 25 | 21 | 0 | 0 | 0 | 0 | 0 | 0 | 0 | 0 | 0
1 | 25 | 22 | 0 | 0 | 0 | 0 | 0 | 0 | 0 | 0 | 0
1 | 25 | 23 | 0 | 0 | 0 | 0 | 0 | 0 | 0 | 0 | 0
1 | 25 | 24 | 0 | 0 | 0 | 0 | 0 | 0 | 0 | 0 | 0
1 | 26 | 1 | 0 | 0 | 0 | 0 | 0 | 0 | 0 | 0 | 0
1 | 26 | 2 | 0 | 0 | 0 | 0 | 0 | 0 | 0 | 0 | 0
1 | 26 | 3 | 0 | 0 | 0 | 0 | 0 | 0 | 0 | 0 | 0
1 | 26 | 4 | 0 | 0 | 0 | 0 | 0 | 0 | 0 | 0 | 0
1 | 26 | 5 | 0 | 0 | 0 | 0 | 0 | 0 | 0 | 0 | 0
1 | 26 | 6 | 0 | 0 | 0 | 0 | 0 | 0 | 0 | 0 | 0
1 | 26 | 7 | 0 | 0 | 0 | 0 | 0 | 0 | 0 | 0 | 0
1 | 26 | 8 | 0 | 0 | 0 | 0 | 0 | 0 | 0 | 0 | 0
1 | 26 | 9 | 0 | 0 | 0 | 0 | 0 | 0 | 0 | 0 | 0
1 | 26 | 10 | 0 | 0 | 0 | 0 | 0 | 0 | 0 | 0 | 0
1 | 26 | 11 | 0 | 0 | 0 | 0 | 0 | 0 | 0 | 0 | 0
1 | 26 | 12 | 0 | 0 | 0 | 0 | 0 | 0 | 0 | 0 | 0
1 | 26 | 13 | 0 | 0 | 0 | 0 | 0 | 0 | 0 | 0 | 0
1 | 26 | 14 | 0 | 0 | 0 | 0 | 0 | 0 | 0 | 0 | 0
1 | 26 | 15 | 0 | 0 | 0 | 0 | 0 | 0 | 0 | 0 | 0
1 | 26 | 16 | 0 | 0 | 0 | 0 | 0 | 0 | 0 | 0 | 0
1 | 26 | 17 | 0 | 0 | 0 | 0 | 0 | 0 | 0 | 0 | 0
1 | 26 | 18 | 0 | 0 | 0 | 0 | 0 | 0 | 0 | 0 | 0
1 | 26 | 19 | 0 | 0 | 0 | 0 | 0 | 0 | 0 | 0 | 0
1 | 26 | 20 | 0 | 0 | 0 | 0 | 0 | 0 | 0 | 0 | 0
1 | 26 | 21 | 0 | 0 | 0 | 0 | 0 | 0 | 0 | 0 | 0
1 | 26 | 22 | 0 | 0 | 0 | 0 | 0 | 0 | 0 | 0 | 0
1 | 26 | 23 | 0 | 0 | 0 | 0 | 0 | 0 | 0 | 0 | 0
1 | 26 | 24 | 0 | 0 | 0 | 0 | 0 | 0 | 0 | 0 | 0
1 | 27 | 1 | 0 | 0 | 0 | 0 | 0 | 0 | 0 | 0 | 0
1 | 27 | 2 | 0 | 0 | 0 | 0 | 0 | 0 | 0 | 0 | 0
1 | 27 | 3 | 0 | 0 | 0 | 0 | 0 | 0 | 0 | 0 | 0
1 | 27 | 4 | 0 | 0 | 0 | 0 | 0 | 0 | 0 | 0 | 0
1 | 27 | 5 | 0 | 0 | 0 | 0 | 0 | 0 | 0 | 0 | 0
1 | 27 | 6 | 0 | 0 | 0 | 0 | 0 | 0 | 0 | 0 | 0
1 | 27 | 7 | 0 | 0 | 0 | 0 | 0 | 0 | 0 | 0 | 0
1 | 27 | 8 | 0 | 0 | 0 | 0 | 0 | 0 | 0 | 0 | 0
1 | 27 | 9 | 0 | 0 | 0 | 0 | 0 | 0 | 0 | 0 | 0
1 | 27 | 10 | 0 | 0 | 0 | 0 | 0 | 0 | 0 | 0 | 0
1 | 27 | 11 | 0 | 0 | 0 | 0 | 0 | 0 | 0 | 0 | 0
1 | 27 | 12 | 0 | 0 | 0 | 0 | 0 | 0 | 0 | 0 | 0
1 | 27 | 13 | 0 | 0 | 0 | 0 | 0 | 0 | 0 | 0 | 0
1 | 27 | 14 | 0 | 0 | 0 | 0 | 0 | 0 | 0 | 0 | 0
1 | 27 | 15 | 0 | 0 | 0 | 0 | 0 | 0 | 0 | 0 | 0
1 | 27 | 16 | 0 | 0 | 0 | 0 | 0 | 0 | 0 | 0 | 0
1 | 27 | 17 | 0 | 0 | 0 | 0 | 0 | 0 | 0 | 0 | 0
1 | 27 | 18 | 0 | 0 | 0 | 0 | 0 | 0 | 0 | 0 | 0
1 | 27 | 19 | 0 | 0 | 0 | 0 | 0 | 0 | 0 | 0 | 0
1 | 27 | 20 | 0 | 0 | 0 | 0 | 0 | 0 | 0 | 0 | 0
1 | 27 | 21 | 0 | 0 | 0 | 0 | 0 | 0 | 0 | 0 | 0
1 | 27 | 22 | 0 | 0 | 0 | 0 | 0 | 0 | 0 | 0 | 0
1 | 27 | 23 | 0 | 0 | 0 | 0 | 0 | 0 | 0 | 0 | 0
1 | 27 | 24 | 0 | 0 | 0 | 0 | 0 | 0 | 0 | 0 | 0
1 | 28 | 1 | 0 | 0 | 0 | 0 | 0 | 0 | 0 | 0 | 0
1 | 28 | 2 | 0 | 0 | 0 | 0 | 0 | 0 | 0 | 0 | 0
1 | 28 | 3 | 0 | 0 | 0 | 0 | 0 | 0 | 0 | 0 | 0
1 | 28 | 4 | 0 | 0 | 0 | 0 | 0 | 0 | 0 | 0 | 0
1 | 28 | 5 | 0 | 0 | 0 | 0 | 0 | 0 | 0 | 0 | 0
1 | 28 | 6 | 0 | 0 | 0 | 0 | 0 | 0 | 0 | 0 | 0
1 | 28 | 7 | 0 | 0 | 0 | 0 | 0 | 0 | 0 | 0 | 0
1 | 28 | 8 | 0 | 0 | 0 | 0 | 0 | 0 | 0 | 0 | 0
1 | 28 | 9 | 0 | 0 | 0 | 0 | 0 | 0 | 0 | 0 | 0
1 | 28 | 10 | 0 | 0 | 0 | 0 | 0 | 0 | 0 | 0 | 0
1 | 28 | 11 | 0 | 0 | 0 | 0 | 0 | 0 | 0 | 0 | 0
1 | 28 | 12 | 0 | 0 | 0 | 0 | 0 | 0 | 0 | 0 | 0
1 | 28 | 13 | 0 | 0 | 0 | 0 | 0 | 0 | 0 | 0 | 0
1 | 28 | 14 | 0 | 0 | 0 | 0 | 0 | 0 | 0 | 0 | 0
1 | 28 | 15 | 0 | 0 | 0 | 0 | 0 | 0 | 0 | 0 | 0
1 | 28 | 16 | 0 | 0 | 0 | 0 | 0 | 0 | 0 | 0 | 0
1 | 28 | 17 | 0 | 0 | 0 | 0 | 0 | 0 | 0 | 0 | 0
1 | 28 | 18 | 0 | 0 | 0 | 0 | 0 | 0 | 0 | 0 | 0
1 | 28 | 19 | 0 | 0 | 0 | 0 | 0 | 0 | 0 | 0 | 0
1 | 28 | 20 | 0 | 0 | 0 | 0 | 0 | 0 | 0 | 0 | 0
1 | 28 | 21 | 0 | 0 | 0 | 0 | 0 | 0 | 0 | 0 | 0
1 | 28 | 22 | 0 | 0 | 0 | 0 | 0 | 0 | 0 | 0 | 0
1 | 28 | 23 | 0 | 0 | 0 | 0 | 0 | 0 | 0 | 0 | 0
1 | 28 | 24 | 0 | 0 | 0 | 0 | 0 | 0 | 0 | 0 | 0
1 | 29 | 1 | 0 | 0 | 0 | 0 | 0 | 0 | 0 | 0 | 0
1 | 29 | 2 | 0 | 0 | 0 | 0 | 0 | 0 | 0 | 0 | 0
1 | 29 | 3 | 0 | 0 | 0 | 0 | 0 | 0 | 0 | 0 | 0
1 | 29 | 4 | 0 | 0 | 0 | 0 | 0 | 0 | 0 | 0 | 0
1 | 29 | 5 | 0 | 0 | 0 | 0 | 0 | 0 | 0 | 0 | 0
1 | 29 | 6 | 0 | 0 | 0 | 0 | 0 | 0 | 0 | 0 | 0
1 | 29 | 7 | 0 | 0 | 0 | 0 | 0 | 0 | 0 | 0 | 0
1 | 29 | 8 | 0 | 0 | 0 | 0 | 0 | 0 | 0 | 0 | 0
1 | 29 | 9 | 0 | 0 | 0 | 0 | 0 | 0 | 0 | 0 | 0
1 | 29 | 10 | 0 | 0 | 0 | 0 | 0 | 0 | 0 | 0 | 0
1 | 29 | 11 | 0 | 0 | 0 | 0 | 0 | 0 | 0 | 0 | 0
1 | 29 | 12 | 0 | 0 | 0 | 0 | 0 | 0 | 0 | 0 | 0
1 | 29 | 13 | 0 | 0 | 0 | 0 | 0 | 0 | 0 | 0 | 0
1 | 29 | 14 | 0 | 0 | 0 | 0 | 0 | 0 | 0 | 0 | 0
1 | 29 | 15 | 0 | 0 | 0 | 0 | 0 | 0 | 0 | 0 | 0
1 | 29 | 16 | 0 | 0 | 0 | 0 | 0 | 0 | 0 | 0 | 0
1 | 29 | 17 | 0 | 0 | 0 | 0 | 0 | 0 | 0 | 0 | 0
1 | 29 | 18 | 0 | 0 | 0 | 0 | 0 | 0 | 0 | 0 | 0
1 | 29 | 19 | 0 | 0 | 0 | 0 | 0 | 0 | 0 | 0 | 0
1 | 29 | 20 | 0 | 0 | 0 | 0 | 0 | 0 | 0 | 0 | 0
1 | 29 | 21 | 0 | 0 | 0 | 0 | 0 | 0 | 0 | 0 | 0
1 | 29 | 22 | 0 | 0 | 0 | 0 | 0 | 0 | 0 | 0 | 0
1 | 29 | 23 | 0 | 0 | 0 | 0 | 0 | 0 | 0 | 0 | 0
1 | 29 | 24 | 0 | 0 | 0 | 0 | 0 | 0 | 0 | 0 | 0
1 | 30 | 1 | 0 | 0 | 0 | 0 | 0 | 0 | 0 | 0 | 0
1 | 30 | 2 | 0 | 0 | 0 | 0 | 0 | 0 | 0 | 0 | 0
1 | 30 | 3 | 0 | 0 | 0 | 0 | 0 | 0 | 0 | 0 | 0
1 | 30 | 4 | 0 | 0 | 0 | 0 | 0 | 0 | 0 | 0 | 0
1 | 30 | 5 | 0 | 0 | 0 | 0 | 0 | 0 | 0 | 0 | 0
1 | 30 | 6 | 0 | 0 | 0 | 0 | 0 | 0 | 0 | 0 | 0
1 | 30 | 7 | 0 | 0 | 0 | 0 | 0 | 0 | 0 | 0 | 0
1 | 30 | 8 | 0 | 0 | 0 | 0 | 0 | 0 | 0 | 0 | 0
1 | 30 | 9 | 0 | 0 | 0 | 0 | 0 | 0 | 0 | 0 | 0
1 | 30 | 10 | 0 | 0 | 0 | 0 | 0 | 0 | 0 | 0 | 0
1 | 30 | 11 | 0 | 0 | 0 | 0 | 0 | 0 | 0 | 0 | 0
1 | 30 | 12 | 0 | 0 | 0 | 0 | 0 | 0 | 0 | 0 | 0
1 | 30 | 13 | 0 | 0 | 0 | 0 | 0 | 0 | 0 | 0 | 0
1 | 30 | 14 | 0 | 0 | 0 | 0 | 0 | 0 | 0 | 0 | 0
1 | 30 | 15 | 0 | 0 | 0 | 0 | 0 | 0 | 0 | 0 | 0
1 | 30 | 16 | 0 | 0 | 0 | 0 | 0 | 0 | 0 | 0 | 0
1 | 30 | 17 | 0 | 0 | 0 | 0 | 0 | 0 | 0 | 0 | 0
1 | 30 | 18 | 0 | 0 | 0 | 0 | 0 | 0 | 0 | 0 | 0
1 | 30 | 19 | 0 | 0 | 0 | 0 | 0 | 0 | 0 | 0 | 0
1 | 30 | 20 | 0 | 0 | 0 | 0 | 0 | 0 | 0 | 0 | 0
1 | 30 | 21 | 0 | 0 | 0 | 0 | 0 | 0 | 0 | 0 | 0
1 | 30 | 22 | 0 | 0 | 0 | 0 | 0 | 0 | 0 | 0 | 0
1 | 30 | 23 | 0 | 0 | 0 | 0 | 0 | 0 | 0 | 0 | 0
1 | 30 | 24 | 0 | 0 | 0 | 0 | 0 | 0 | 0 | 0 | 0
1 | 31 | 1 | 0 | 0 | 0 | 0 | 0 | 0 | 0 | 0 | 0
1 | 31 | 2 | 0 | 0 | 0 | 0 | 0 | 0 | 0 | 0 | 0
1 | 31 | 3 | 0 | 0 | 0 | 0 | 0 | 0 | 0 | 0 | 0
1 | 31 | 4 | 0 | 0 | 0 | 0 | 0 | 0 | 0 | 0 | 0
1 | 31 | 5 | 0 | 0 | 0 | 0 | 0 | 0 | 0 | 0 | 0
1 | 31 | 6 | 0 | 0 | 0 | 0 | 0 | 0 | 0 | 0 | 0
1 | 31 | 7 | 0 | 0 | 0 | 0 | 0 | 0 | 0 | 0 | 0
1 | 31 | 8 | 0 | 0 | 0 | 0 | 0 | 0 | 0 | 0 | 0
1 | 31 | 9 | 0 | 0 | 0 | 0 | 0 | 0 | 0 | 0 | 0
1 | 31 | 10 | 0 | 0 | 0 | 0 | 0 | 0 | 0 | 0 | 0
1 | 31 | 11 | 0 | 0 | 0 | 0 | 0 | 0 | 0 | 0 | 0
1 | 31 | 12 | 0 | 0 | 0 | 0 | 0 | 0 | 0 | 0 | 0
1 | 31 | 13 | 0 | 0 | 0 | 0 | 0 | 0 | 0 | 0 | 0
1 | 31 | 14 | 0 | 0 | 0 | 0 | 0 | 0 | 0 | 0 | 0
1 | 31 | 15 | 0 | 0 | 0 | 0 | 0 | 0 | 0 | 0 | 0
1 | 31 | 16 | 0 | 0 | 0 | 0 | 0 | 0 | 0 | 0 | 0
1 | 31 | 17 | 0 | 0 | 0 | 0 | 0 | 0 | 0 | 0 | 0
1 | 31 | 18 | 0 | 0 | 0 | 0 | 0 | 0 | 0 | 0 | 0
1 | 31 | 19 | 0 | 0 | 0 | 0 | 0 | 0 | 0 | 0 | 0
1 | 31 | 20 | 0 | 0 | 0 | 0 | 0 | 0 | 0 | 0 | 0
1 | 31 | 21 | 0 | 0 | 0 | 0 | 0 | 0 | 0 | 0 | 0
1 | 31 | 22 | 0 | 0 | 0 | 0 | 0 | 0 | 0 | 0 | 0
1 | 31 | 23 | 0 | 0 | 0 | 0 | 0 | 0 | 0 | 0 | 0
1 | 31 | 24 | 0 | 0 | 0 | 0 | 0 | 0 | 0 | 0 | 0
2 | 1 | 1 | 0 | 0 | 0 | 0 | 0 | 0 | 0 | 0 | 0
2 | 1 | 2 | 0 | 0 | 0 | 0 | 0 | 0 | 0 | 0 | 0
2 | 1 | 3 | 0 | 0 | 0 | 0 | 0 | 0 | 0 | 0 | 0
2 | 1 | 4 | 0 | 0 | 0 | 0 | 0 | 0 | 0 | 0 | 0
2 | 1 | 5 | 0 | 0 | 0 | 0 | 0 | 0 | 0 | 0 | 0
2 | 1 | 6 | 0 | 0 | 0 | 0 | 0 | 0 | 0 | 0 | 0
2 | 1 | 7 | 0 | 0 | 0 | 0 | 0 | 0 | 0 | 0 | 0
2 | 1 | 8 | 0 | 0 | 0 | 0 | 0 | 0 | 0 | 0 | 0
2 | 1 | 9 | 0 | 0 | 0 | 0 | 0 | 0 | 0 | 0 | 0
2 | 1 | 10 | 0 | 0 | 0 | 0 | 0 | 0 | 0 | 0 | 0
2 | 1 | 11 | 0 | 0 | 0 | 0 | 0 | 0 | 0 | 0 | 0
2 | 1 | 12 | 0 | 0 | 0 | 0 | 0 | 0 | 0 | 0 | 0
2 | 1 | 13 | 0 | 0 | 0 | 0 | 0 | 0 | 0 | 0 | 0
2 | 1 | 14 | 0 | 0 | 0 | 0 | 0 | 0 | 0 | 0 | 0
2 | 1 | 15 | 0 | 0 | 0 | 0 | 0 | 0 | 0 | 0 | 0
2 | 1 | 16 | 0 | 0 | 0 | 0 | 0 | 0 | 0 | 0 | 0
2 | 1 | 17 | 0 | 0 | 0 | 0 | 0 | 0 | 0 | 0 | 0
2 | 1 | 18 | 0 | 0 | 0 | 0 | 0 | 0 | 0 | 0 | 0
2 | 1 | 19 | 0 | 0 | 0 | 0 | 0 | 0 | 0 | 0 | 0
2 | 1 | 20 | 0 | 0 | 0 | 0 | 0 | 0 | 0 | 0 | 0
2 | 1 | 21 | 0 | 0 | 0 | 0 | 0 | 0 | 0 | 0 | 0
2 | 1 | 22 | 0 | 0 | 0 | 0 | 0 | 0 | 0 | 0 | 0
2 | 1 | 23 | 0 | 0 | 0 | 0 | 0 | 0 | 0 | 0 | 0
2 | 1 | 24 | 0 | 0 | 0 | 0 | 0 | 0 | 0 | 0 | 0
2 | 2 | 1 | 0 | 0 | 0 | 0 | 0 | 0 | 0 | 0 | 0
2 | 2 | 2 | 0 | 0 | 0 | 0 | 0 | 0 | 0 | 0 | 0
2 | 2 | 3 | 0 | 0 | 0 | 0 | 0 | 0 | 0 | 0 | 0
2 | 2 | 4 | 0 | 0 | 0 | 0 | 0 | 0 | 0 | 0 | 0
2 | 2 | 5 | 0 | 0 | 0 | 0 | 0 | 0 | 0 | 0 | 0
2 | 2 | 6 | 0 | 0 | 0 | 0 | 0 | 0 | 0 | 0 | 0
2 | 2 | 7 | 0 | 0 | 0 | 0 | 0 | 0 | 0 | 0 | 0
2 | 2 | 8 | 0 | 0 | 0 | 0 | 0 | 0 | 0 | 0 | 0
2 | 2 | 9 | 0 | 0 | 0 | 0 | 0 | 0 | 0 | 0 | 0
2 | 2 | 10 | 0 | 0 | 0 | 0 | 0 | 0 | 0 | 0 | 0
2 | 2 | 11 | 0 | 0 | 0 | 0 | 0 | 0 | 0 | 0 | 0
2 | 2 | 12 | 0 | 0 | 0 | 0 | 0 | 0 | 0 | 0 | 0
2 | 2 | 13 | 0 | 0 | 0 | 0 | 0 | 0 | 0 | 0 | 0
2 | 2 | 14 | 0 | 0 | 0 | 0 | 0 | 0 | 0 | 0 | 0
2 | 2 | 15 | 0 | 0 | 0 | 0 | 0 | 0 | 0 | 0 | 0
2 | 2 | 16 | 0 | 0 | 0 | 0 | 0 | 0 | 0 | 0 | 0
2 | 2 | 17 | 0 | 0 | 0 | 0 | 0 | 0 | 0 | 0 | 0
2 | 2 | 18 | 0 | 0 | 0 | 0 | 0 | 0 | 0 | 0 | 0
2 | 2 | 19 | 0 | 0 | 0 | 0 | 0 | 0 | 0 | 0 | 0
2 | 2 | 20 | 0 | 0 | 0 | 0 | 0 | 0 | 0 | 0 | 0
2 | 2 | 21 | 0 | 0 | 0 | 0 | 0 | 0 | 0 | 0 | 0
2 | 2 | 22 | 0 | 0 | 0 | 0 | 0 | 0 | 0 | 0 | 0
2 | 2 | 23 | 0 | 0 | 0 | 0 | 0 | 0 | 0 | 0 | 0
2 | 2 | 24 | 0 | 0 | 0 | 0 | 0 | 0 | 0 | 0 | 0
2 | 3 | 1 | 0 | 0 | 0 | 0 | 0 | 0 | 0 | 0 | 0
2 | 3 | 2 | 0 | 0 | 0 | 0 | 0 | 0 | 0 | 0 | 0
2 | 3 | 3 | 0 | 0 | 0 | 0 | 0 | 0 | 0 | 0 | 0
2 | 3 | 4 | 0 | 0 | 0 | 0 | 0 | 0 | 0 | 0 | 0
2 | 3 | 5 | 0 | 0 | 0 | 0 | 0 | 0 | 0 | 0 | 0
2 | 3 | 6 | 0 | 0 | 0 | 0 | 0 | 0 | 0 | 0 | 0
2 | 3 | 7 | 0 | 0 | 0 | 0 | 0 | 0 | 0 | 0 | 0
2 | 3 | 8 | 0 | 0 | 0 | 0 | 0 | 0 | 0 | 0 | 0
2 | 3 | 9 | 0 | 0 | 0 | 0 | 0 | 0 | 0 | 0 | 0
2 | 3 | 10 | 0 | 0 | 0 | 0 | 0 | 0 | 0 | 0 | 0
2 | 3 | 11 | 0 | 0 | 0 | 0 | 0 | 0 | 0 | 0 | 0
2 | 3 | 12 | 0 | 0 | 0 | 0 | 0 | 0 | 0 | 0 | 0
2 | 3 | 13 | 0 | 0 | 0 | 0 | 0 | 0 | 0 | 0 | 0
2 | 3 | 14 | 0 | 0 | 0 | 0 | 0 | 0 | 0 | 0 | 0
2 | 3 | 15 | 0 | 0 | 0 | 0 | 0 | 0 | 0 | 0 | 0
2 | 3 | 16 | 0 | 0 | 0 | 0 | 0 | 0 | 0 | 0 | 0
2 | 3 | 17 | 0 | 0 | 0 | 0 | 0 | 0 | 0 | 0 | 0
2 | 3 | 18 | 0 | 0 | 0 | 0 | 0 | 0 | 0 | 0 | 0
2 | 3 | 19 | 0 | 0 | 0 | 0 | 0 | 0 | 0 | 0 | 0
2 | 3 | 20 | 0 | 0 | 0 | 0 | 0 | 0 | 0 | 0 | 0
2 | 3 | 21 | 0 | 0 | 0 | 0 | 0 | 0 | 0 | 0 | 0
2 | 3 | 22 | 0 | 0 | 0 | 0 | 0 | 0 | 0 | 0 | 0
2 | 3 | 23 | 0 | 0 | 0 | 0 | 0 | 0 | 0 | 0 | 0
2 | 3 | 24 | 0 | 0 | 0 | 0 | 0 | 0 | 0 | 0 | 0
2 | 4 | 1 | 0 | 0 | 0 | 0 | 0 | 0 | 0 | 0 | 0
2 | 4 | 2 | 0 | 0 | 0 | 0 | 0 | 0 | 0 | 0 | 0
2 | 4 | 3 | 0 | 0 | 0 | 0 | 0 | 0 | 0 | 0 | 0
2 | 4 | 4 | 0 | 0 | 0 | 0 | 0 | 0 | 0 | 0 | 0
2 | 4 | 5 | 0 | 0 | 0 | 0 | 0 | 0 | 0 | 0 | 0
2 | 4 | 6 | 0 | 0 | 0 | 0 | 0 | 0 | 0 | 0 | 0
2 | 4 | 7 | 0 | 0 | 0 | 0 | 0 | 0 | 0 | 0 | 0
2 | 4 | 8 | 0 | 0 | 0 | 0 | 0 | 0 | 0 | 0 | 0
2 | 4 | 9 | 0 | 0 | 0 | 0 | 0 | 0 | 0 | 0 | 0
2 | 4 | 10 | 0 | 0 | 0 | 0 | 0 | 0 | 0 | 0 | 0
2 | 4 | 11 | 0 | 0 | 0 | 0 | 0 | 0 | 0 | 0 | 0
2 | 4 | 12 | 0 | 0 | 0 | 0 | 0 | 0 | 0 | 0 | 0
2 | 4 | 13 | 0 | 0 | 0 | 0 | 0 | 0 | 0 | 0 | 0
2 | 4 | 14 | 0 | 0 | 0 | 0 | 0 | 0 | 0 | 0 | 0
2 | 4 | 15 | 0 | 0 | 0 | 0 | 0 | 0 | 0 | 0 | 0
2 | 4 | 16 | 0 | 0 | 0 | 0 | 0 | 0 | 0 | 0 | 0
2 | 4 | 17 | 0 | 0 | 0 | 0 | 0 | 0 | 0 | 0 | 0
2 | 4 | 18 | 0 | 0 | 0 | 0 | 0 | 0 | 0 | 0 | 0
2 | 4 | 19 | 0 | 0 | 0 | 0 | 0 | 0 | 0 | 0 | 0
2 | 4 | 20 | 0 | 0 | 0 | 0 | 0 | 0 | 0 | 0 | 0
2 | 4 | 21 | 0 | 0 | 0 | 0 | 0 | 0 | 0 | 0 | 0
2 | 4 | 22 | 0 | 0 | 0 | 0 | 0 | 0 | 0 | 0 | 0
2 | 4 | 23 | 0 | 0 | 0 | 0 | 0 | 0 | 0 | 0 | 0
2 | 4 | 24 | 0 | 0 | 0 | 0 | 0 | 0 | 0 | 0 | 0
2 | 5 | 1 | 0 | 0 | 0 | 0 | 0 | 0 | 0 | 0 | 0
2 | 5 | 2 | 0 | 0 | 0 | 0 | 0 | 0 | 0 | 0 | 0
2 | 5 | 3 | 0 | 0 | 0 | 0 | 0 | 0 | 0 | 0 | 0
2 | 5 | 4 | 0 | 0 | 0 | 0 | 0 | 0 | 0 | 0 | 0
2 | 5 | 5 | 0 | 0 | 0 | 0 | 0 | 0 | 0 | 0 | 0
2 | 5 | 6 | 0 | 0 | 0 | 0 | 0 | 0 | 0 | 0 | 0
2 | 5 | 7 | 0 | 0 | 0 | 0 | 0 | 0 | 0 | 0 | 0
2 | 5 | 8 | 0 | 0 | 0 | 0 | 0 | 0 | 0 | 0 | 0
2 | 5 | 9 | 0 | 0 | 0 | 0 | 0 | 0 | 0 | 0 | 0
2 | 5 | 10 | 0 | 0 | 0 | 0 | 0 | 0 | 0 | 0 | 0
2 | 5 | 11 | 0 | 0 | 0 | 0 | 0 | 0 | 0 | 0 | 0
2 | 5 | 12 | 0 | 0 | 0 | 0 | 0 | 0 | 0 | 0 | 0
2 | 5 | 13 | 0 | 0 | 0 | 0 | 0 | 0 | 0 | 0 | 0
2 | 5 | 14 | 0 | 0 | 0 | 0 | 0 | 0 | 0 | 0 | 0
2 | 5 | 15 | 0 | 0 | 0 | 0 | 0 | 0 | 0 | 0 | 0
2 | 5 | 16 | 0 | 0 | 0 | 0 | 0 | 0 | 0 | 0 | 0
2 | 5 | 17 | 0 | 0 | 0 | 0 | 0 | 0 | 0 | 0 | 0
2 | 5 | 18 | 0 | 0 | 0 | 0 | 0 | 0 | 0 | 0 | 0
2 | 5 | 19 | 0 | 0 | 0 | 0 | 0 | 0 | 0 | 0 | 0
2 | 5 | 20 | 0 | 0 | 0 | 0 | 0 | 0 | 0 | 0 | 0
2 | 5 | 21 | 0 | 0 | 0 | 0 | 0 | 0 | 0 | 0 | 0
2 | 5 | 22 | 0 | 0 | 0 | 0 | 0 | 0 | 0 | 0 | 0
2 | 5 | 23 | 0 | 0 | 0 | 0 | 0 | 0 | 0 | 0 | 0
2 | 5 | 24 | 0 | 0 | 0 | 0 | 0 | 0 | 0 | 0 | 0
2 | 6 | 1 | 0 | 0 | 0 | 0 | 0 | 0 | 0 | 0 | 0
2 | 6 | 2 | 0 | 0 | 0 | 0 | 0 | 0 | 0 | 0 | 0
2 | 6 | 3 | 0 | 0 | 0 | 0 | 0 | 0 | 0 | 0 | 0
2 | 6 | 4 | 0 | 0 | 0 | 0 | 0 | 0 | 0 | 0 | 0
2 | 6 | 5 | 0 | 0 | 0 | 0 | 0 | 0 | 0 | 0 | 0
2 | 6 | 6 | 0 | 0 | 0 | 0 | 0 | 0 | 0 | 0 | 0
2 | 6 | 7 | 0 | 0 | 0 | 0 | 0 | 0 | 0 | 0 | 0
2 | 6 | 8 | 0 | 0 | 0 | 0 | 0 | 0 | 0 | 0 | 0
2 | 6 | 9 | 0 | 0 | 0 | 0 | 0 | 0 | 0 | 0 | 0
2 | 6 | 10 | 0 | 0 | 0 | 0 | 0 | 0 | 0 | 0 | 0
2 | 6 | 11 | 0 | 0 | 0 | 0 | 0 | 0 | 0 | 0 | 0
2 | 6 | 12 | 0 | 0 | 0 | 0 | 0 | 0 | 0 | 0 | 0
2 | 6 | 13 | 0 | 0 | 0 | 0 | 0 | 0 | 0 | 0 | 0
2 | 6 | 14 | 0 | 0 | 0 | 0 | 0 | 0 | 0 | 0 | 0
2 | 6 | 15 | 0 | 0 | 0 | 0 | 0 | 0 | 0 | 0 | 0
2 | 6 | 16 | 0 | 0 | 0 | 0 | 0 | 0 | 0 | 0 | 0
2 | 6 | 17 | 0 | 0 | 0 | 0 | 0 | 0 | 0 | 0 | 0
2 | 6 | 18 | 0 | 0 | 0 | 0 | 0 | 0 | 0 | 0 | 0
2 | 6 | 19 | 0 | 0 | 0 | 0 | 0 | 0 | 0 | 0 | 0
2 | 6 | 20 | 0 | 0 | 0 | 0 | 0 | 0 | 0 | 0 | 0
2 | 6 | 21 | 0 | 0 | 0 | 0 | 0 | 0 | 0 | 0 | 0
2 | 6 | 22 | 0 | 0 | 0 | 0 | 0 | 0 | 0 | 0 | 0
2 | 6 | 23 | 0 | 0 | 0 | 0 | 0 | 0 | 0 | 0 | 0
2 | 6 | 24 | 0 | 0 | 0 | 0 | 0 | 0 | 0 | 0 | 0
2 | 7 | 1 | 0 | 0 | 0 | 0 | 0 | 0 | 0 | 0 | 0
2 | 7 | 2 | 0 | 0 | 0 | 0 | 0 | 0 | 0 | 0 | 0
2 | 7 | 3 | 0 | 0 | 0 | 0 | 0 | 0 | 0 | 0 | 0
2 | 7 | 4 | 0 | 0 | 0 | 0 | 0 | 0 | 0 | 0 | 0
2 | 7 | 5 | 0 | 0 | 0 | 0 | 0 | 0 | 0 | 0 | 0
2 | 7 | 6 | 0 | 0 | 0 | 0 | 0 | 0 | 0 | 0 | 0
2 | 7 | 7 | 0 | 0 | 0 | 0 | 0 | 0 | 0 | 0 | 0
2 | 7 | 8 | 0 | 0 | 0 | 0 | 0 | 0 | 0 | 0 | 0
2 | 7 | 9 | 0 | 0 | 0 | 0 | 0 | 0 | 0 | 0 | 0
2 | 7 | 10 | 0 | 0 | 0 | 0 | 0 | 0 | 0 | 0 | 0
2 | 7 | 11 | 0 | 0 | 0 | 0 | 0 | 0 | 0 | 0 | 0
2 | 7 | 12 | 0 | 0 | 0 | 0 | 0 | 0 | 0 | 0 | 0
2 | 7 | 13 | 0 | 0 | 0 | 0 | 0 | 0 | 0 | 0 | 0
2 | 7 | 14 | 0 | 0 | 0 | 0 | 0 | 0 | 0 | 0 | 0
2 | 7 | 15 | 0 | 0 | 0 | 0 | 0 | 0 | 0 | 0 | 0
2 | 7 | 16 | 0 | 0 | 0 | 0 | 0 | 0 | 0 | 0 | 0
2 | 7 | 17 | 0 | 0 | 0 | 0 | 0 | 0 | 0 | 0 | 0
2 | 7 | 18 | 0 | 0 | 0 | 0 | 0 | 0 | 0 | 0 | 0
2 | 7 | 19 | 0 | 0 | 0 | 0 | 0 | 0 | 0 | 0 | 0
2 | 7 | 20 | 0 | 0 | 0 | 0 | 0 | 0 | 0 | 0 | 0
2 | 7 | 21 | 0 | 0 | 0 | 0 | 0 | 0 | 0 | 0 | 0
2 | 7 | 22 | 0 | 0 | 0 | 0 | 0 | 0 | 0 | 0 | 0
2 | 7 | 23 | 0 | 0 | 0 | 0 | 0 | 0 | 0 | 0 | 0
2 | 7 | 24 | 0 | 0 | 0 | 0 | 0 | 0 | 0 | 0 | 0
2 | 8 | 1 | 0 | 0 | 0 | 0 | 0 | 0 | 0 | 0 | 0
2 | 8 | 2 | 0 | 0 | 0 | 0 | 0 | 0 | 0 | 0 | 0
2 | 8 | 3 | 0 | 0 | 0 | 0 | 0 | 0 | 0 | 0 | 0
2 | 8 | 4 | 0 | 0 | 0 | 0 | 0 | 0 | 0 | 0 | 0
2 | 8 | 5 | 0 | 0 | 0 | 0 | 0 | 0 | 0 | 0 | 0
2 | 8 | 6 | 0 | 0 | 0 | 0 | 0 | 0 | 0 | 0 | 0
2 | 8 | 7 | 0 | 0 | 0 | 0 | 0 | 0 | 0 | 0 | 0
2 | 8 | 8 | 0 | 0 | 0 | 0 | 0 | 0 | 0 | 0 | 0
2 | 8 | 9 | 0 | 0 | 0 | 0 | 0 | 0 | 0 | 0 | 0
2 | 8 | 10 | 0 | 0 | 0 | 0 | 0 | 0 | 0 | 0 | 0
2 | 8 | 11 | 0 | 0 | 0 | 0 | 0 | 0 | 0 | 0 | 0
2 | 8 | 12 | 0 | 0 | 0 | 0 | 0 | 0 | 0 | 0 | 0
2 | 8 | 13 | 0 | 0 | 0 | 0 | 0 | 0 | 0 | 0 | 0
2 | 8 | 14 | 0 | 0 | 0 | 0 | 0 | 0 | 0 | 0 | 0
2 | 8 | 15 | 0 | 0 | 0 | 0 | 0 | 0 | 0 | 0 | 0
2 | 8 | 16 | 0 | 0 | 0 | 0 | 0 | 0 | 0 | 0 | 0
2 | 8 | 17 | 0 | 0 | 0 | 0 | 0 | 0 | 0 | 0 | 0
2 | 8 | 18 | 0 | 0 | 0 | 0 | 0 | 0 | 0 | 0 | 0
2 | 8 | 19 | 0 | 0 | 0 | 0 | 0 | 0 | 0 | 0 | 0
2 | 8 | 20 | 0 | 0 | 0 | 0 | 0 | 0 | 0 | 0 | 0
2 | 8 | 21 | 0 | 0 | 0 | 0 | 0 | 0 | 0 | 0 | 0
2 | 8 | 22 | 0 | 0 | 0 | 0 | 0 | 0 | 0 | 0 | 0
2 | 8 | 23 | 0 | 0 | 0 | 0 | 0 | 0 | 0 | 0 | 0
2 | 8 | 24 | 0 | 0 | 0 | 0 | 0 | 0 | 0 | 0 | 0
2 | 9 | 1 | 0 | 0 | 0 | 0 | 0 | 0 | 0 | 0 | 0
2 | 9 | 2 | 0 | 0 | 0 | 0 | 0 | 0 | 0 | 0 | 0
2 | 9 | 3 | 0 | 0 | 0 | 0 | 0 | 0 | 0 | 0 | 0
2 | 9 | 4 | 0 | 0 | 0 | 0 | 0 | 0 | 0 | 0 | 0
2 | 9 | 5 | 0 | 0 | 0 | 0 | 0 | 0 | 0 | 0 | 0
2 | 9 | 6 | 0 | 0 | 0 | 0 | 0 | 0 | 0 | 0 | 0
2 | 9 | 7 | 0 | 0 | 0 | 0 | 0 | 0 | 0 | 0 | 0
2 | 9 | 8 | 0 | 0 | 0 | 0 | 0 | 0 | 0 | 0 | 0
2 | 9 | 9 | 0 | 0 | 0 | 0 | 0 | 0 | 0 | 0 | 0
2 | 9 | 10 | 0 | 0 | 0 | 0 | 0 | 0 | 0 | 0 | 0
2 | 9 | 11 | 0 | 0 | 0 | 0 | 0 | 0 | 0 | 0 | 0
2 | 9 | 12 | 0 | 0 | 0 | 0 | 0 | 0 | 0 | 0 | 0
2 | 9 | 13 | 0 | 0 | 0 | 0 | 0 | 0 | 0 | 0 | 0
2 | 9 | 14 | 0 | 0 | 0 | 0 | 0 | 0 | 0 | 0 | 0
2 | 9 | 15 | 0 | 0 | 0 | 0 | 0 | 0 | 0 | 0 | 0
2 | 9 | 16 | 0 | 0 | 0 | 0 | 0 | 0 | 0 | 0 | 0
2 | 9 | 17 | 0 | 0 | 0 | 0 | 0 | 0 | 0 | 0 | 0
2 | 9 | 18 | 0 | 0 | 0 | 0 | 0 | 0 | 0 | 0 | 0
2 | 9 | 19 | 0 | 0 | 0 | 0 | 0 | 0 | 0 | 0 | 0
2 | 9 | 20 | 0 | 0 | 0 | 0 | 0 | 0 | 0 | 0 | 0
2 | 9 | 21 | 0 | 0 | 0 | 0 | 0 | 0 | 0 | 0 | 0
2 | 9 | 22 | 0 | 0 | 0 | 0 | 0 | 0 | 0 | 0 | 0
2 | 9 | 23 | 0 | 0 | 0 | 0 | 0 | 0 | 0 | 0 | 0
2 | 9 | 24 | 0 | 0 | 0 | 0 | 0 | 0 | 0 | 0 | 0
2 | 10 | 1 | 0 | 0 | 0 | 0 | 0 | 0 | 0 | 0 | 0
2 | 10 | 2 | 0 | 0 | 0 | 0 | 0 | 0 | 0 | 0 | 0
2 | 10 | 3 | 0 | 0 | 0 | 0 | 0 | 0 | 0 | 0 | 0
2 | 10 | 4 | 0 | 0 | 0 | 0 | 0 | 0 | 0 | 0 | 0
2 | 10 | 5 | 0 | 0 | 0 | 0 | 0 | 0 | 0 | 0 | 0
2 | 10 | 6 | 0 | 0 | 0 | 0 | 0 | 0 | 0 | 0 | 0
2 | 10 | 7 | 0 | 0 | 0 | 0 | 0 | 0 | 0 | 0 | 0
2 | 10 | 8 | 0 | 0 | 0 | 0 | 0 | 0 | 0 | 0 | 0
2 | 10 | 9 | 0 | 0 | 0 | 0 | 0 | 0 | 0 | 0 | 0
2 | 10 | 10 | 0 | 0 | 0 | 0 | 0 | 0 | 0 | 0 | 0
2 | 10 | 11 | 0 | 0 | 0 | 0 | 0 | 0 | 0 | 0 | 0
2 | 10 | 12 | 0 | 0 | 0 | 0 | 0 | 0 | 0 | 0 | 0
2 | 10 | 13 | 0 | 0 | 0 | 0 | 0 | 0 | 0 | 0 | 0
2 | 10 | 14 | 0 | 0 | 0 | 0 | 0 | 0 | 0 | 0 | 0
2 | 10 | 15 | 0 | 0 | 0 | 0 | 0 | 0 | 0 | 0 | 0
2 | 10 | 16 | 0 | 0 | 0 | 0 | 0 | 0 | 0 | 0 | 0
2 | 10 | 17 | 0 | 0 | 0 | 0 | 0 | 0 | 0 | 0 | 0
2 | 10 | 18 | 0 | 0 | 0 | 0 | 0 | 0 | 0 | 0 | 0
2 | 10 | 19 | 0 | 0 | 0 | 0 | 0 | 0 | 0 | 0 | 0
2 | 10 | 20 | 0 | 0 | 0 | 0 | 0 | 0 | 0 | 0 | 0
2 | 10 | 21 | 0 | 0 | 0 | 0 | 0 | 0 | 0 | 0 | 0
2 | 10 | 22 | 0 | 0 | 0 | 0 | 0 | 0 | 0 | 0 | 0
2 | 10 | 23 | 0 | 0 | 0 | 0 | 0 | 0 | 0 | 0 | 0
2 | 10 | 24 | 0 | 0 | 0 | 0 | 0 | 0 | 0 | 0 | 0
2 | 11 | 1 | 0 | 0 | 0 | 0 | 0 | 0 | 0 | 0 | 0
2 | 11 | 2 | 0 | 0 | 0 | 0 | 0 | 0 | 0 | 0 | 0
2 | 11 | 3 | 0 | 0 | 0 | 0 | 0 | 0 | 0 | 0 | 0
2 | 11 | 4 | 0 | 0 | 0 | 0 | 0 | 0 | 0 | 0 | 0
2 | 11 | 5 | 0 | 0 | 0 | 0 | 0 | 0 | 0 | 0 | 0
2 | 11 | 6 | 0 | 0 | 0 | 0 | 0 | 0 | 0 | 0 | 0
2 | 11 | 7 | 0 | 0 | 0 | 0 | 0 | 0 | 0 | 0 | 0
2 | 11 | 8 | 0 | 0 | 0 | 0 | 0 | 0 | 0 | 0 | 0
2 | 11 | 9 | 0 | 0 | 0 | 0 | 0 | 0 | 0 | 0 | 0
2 | 11 | 10 | 0 | 0 | 0 | 0 | 0 | 0 | 0 | 0 | 0
2 | 11 | 11 | 0 | 0 | 0 | 0 | 0 | 0 | 0 | 0 | 0
2 | 11 | 12 | 0 | 0 | 0 | 0 | 0 | 0 | 0 | 0 | 0
2 | 11 | 13 | 0 | 0 | 0 | 0 | 0 | 0 | 0 | 0 | 0
2 | 11 | 14 | 0 | 0 | 0 | 0 | 0 | 0 | 0 | 0 | 0
2 | 11 | 15 | 0 | 0 | 0 | 0 | 0 | 0 | 0 | 0 | 0
2 | 11 | 16 | 0 | 0 | 0 | 0 | 0 | 0 | 0 | 0 | 0
2 | 11 | 17 | 0 | 0 | 0 | 0 | 0 | 0 | 0 | 0 | 0
2 | 11 | 18 | 0 | 0 | 0 | 0 | 0 | 0 | 0 | 0 | 0
2 | 11 | 19 | 0 | 0 | 0 | 0 | 0 | 0 | 0 | 0 | 0
2 | 11 | 20 | 0 | 0 | 0 | 0 | 0 | 0 | 0 | 0 | 0
2 | 11 | 21 | 0 | 0 | 0 | 0 | 0 | 0 | 0 | 0 | 0
2 | 11 | 22 | 0 | 0 | 0 | 0 | 0 | 0 | 0 | 0 | 0
2 | 11 | 23 | 0 | 0 | 0 | 0 | 0 | 0 | 0 | 0 | 0
2 | 11 | 24 | 0 | 0 | 0 | 0 | 0 | 0 | 0 | 0 | 0
2 | 12 | 1 | 0 | 0 | 0 | 0 | 0 | 0 | 0 | 0 | 0
2 | 12 | 2 | 0 | 0 | 0 | 0 | 0 | 0 | 0 | 0 | 0
2 | 12 | 3 | 0 | 0 | 0 | 0 | 0 | 0 | 0 | 0 | 0
2 | 12 | 4 | 0 | 0 | 0 | 0 | 0 | 0 | 0 | 0 | 0
2 | 12 | 5 | 0 | 0 | 0 | 0 | 0 | 0 | 0 | 0 | 0
2 | 12 | 6 | 0 | 0 | 0 | 0 | 0 | 0 | 0 | 0 | 0
2 | 12 | 7 | 0 | 0 | 0 | 0 | 0 | 0 | 0 | 0 | 0
2 | 12 | 8 | 0 | 0 | 0 | 0 | 0 | 0 | 0 | 0 | 0
2 | 12 | 9 | 0 | 0 | 0 | 0 | 0 | 0 | 0 | 0 | 0
2 | 12 | 10 | 0 | 0 | 0 | 0 | 0 | 0 | 0 | 0 | 0
2 | 12 | 11 | 0 | 0 | 0 | 0 | 0 | 0 | 0 | 0 | 0
2 | 12 | 12 | 0 | 0 | 0 | 0 | 0 | 0 | 0 | 0 | 0
2 | 12 | 13 | 0 | 0 | 0 | 0 | 0 | 0 | 0 | 0 | 0
2 | 12 | 14 | 0 | 0 | 0 | 0 | 0 | 0 | 0 | 0 | 0
2 | 12 | 15 | 0 | 0 | 0 | 0 | 0 | 0 | 0 | 0 | 0
2 | 12 | 16 | 0 | 0 | 0 | 0 | 0 | 0 | 0 | 0 | 0
2 | 12 | 17 | 0 | 0 | 0 | 0 | 0 | 0 | 0 | 0 | 0
2 | 12 | 18 | 0 | 0 | 0 | 0 | 0 | 0 | 0 | 0 | 0
2 | 12 | 19 | 0 | 0 | 0 | 0 | 0 | 0 | 0 | 0 | 0
2 | 12 | 20 | 0 | 0 | 0 | 0 | 0 | 0 | 0 | 0 | 0
2 | 12 | 21 | 0 | 0 | 0 | 0 | 0 | 0 | 0 | 0 | 0
2 | 12 | 22 | 0 | 0 | 0 | 0 | 0 | 0 | 0 | 0 | 0
2 | 12 | 23 | 0 | 0 | 0 | 0 | 0 | 0 | 0 | 0 | 0
2 | 12 | 24 | 0 | 0 | 0 | 0 | 0 | 0 | 0 | 0 | 0
2 | 13 | 1 | 0 | 0 | 0 | 0 | 0 | 0 | 0 | 0 | 0
2 | 13 | 2 | 0 | 0 | 0 | 0 | 0 | 0 | 0 | 0 | 0
2 | 13 | 3 | 0 | 0 | 0 | 0 | 0 | 0 | 0 | 0 | 0
2 | 13 | 4 | 0 | 0 | 0 | 0 | 0 | 0 | 0 | 0 | 0
2 | 13 | 5 | 0 | 0 | 0 | 0 | 0 | 0 | 0 | 0 | 0
2 | 13 | 6 | 0 | 0 | 0 | 0 | 0 | 0 | 0 | 0 | 0
2 | 13 | 7 | 0 | 0 | 0 | 0 | 0 | 0 | 0 | 0 | 0
2 | 13 | 8 | 0 | 0 | 0 | 0 | 0 | 0 | 0 | 0 | 0
2 | 13 | 9 | 0 | 0 | 0 | 0 | 0 | 0 | 0 | 0 | 0
2 | 13 | 10 | 0 | 0 | 0 | 0 | 0 | 0 | 0 | 0 | 0
2 | 13 | 11 | 0 | 0 | 0 | 0 | 0 | 0 | 0 | 0 | 0
2 | 13 | 12 | 0 | 0 | 0 | 0 | 0 | 0 | 0 | 0 | 0
2 | 13 | 13 | 0 | 0 | 0 | 0 | 0 | 0 | 0 | 0 | 0
2 | 13 | 14 | 0 | 0 | 0 | 0 | 0 | 0 | 0 | 0 | 0
2 | 13 | 15 | 0 | 0 | 0 | 0 | 0 | 0 | 0 | 0 | 0
2 | 13 | 16 | 0 | 0 | 0 | 0 | 0 | 0 | 0 | 0 | 0
2 | 13 | 17 | 0 | 0 | 0 | 0 | 0 | 0 | 0 | 0 | 0
2 | 13 | 18 | 0 | 0 | 0 | 0 | 0 | 0 | 0 | 0 | 0
2 | 13 | 19 | 0 | 0 | 0 | 0 | 0 | 0 | 0 | 0 | 0
2 | 13 | 20 | 0 | 0 | 0 | 0 | 0 | 0 | 0 | 0 | 0
2 | 13 | 21 | 0 | 0 | 0 | 0 | 0 | 0 | 0 | 0 | 0
2 | 13 | 22 | 0 | 0 | 0 | 0 | 0 | 0 | 0 | 0 | 0
2 | 13 | 23 | 0 | 0 | 0 | 0 | 0 | 0 | 0 | 0 | 0
2 | 13 | 24 | 0 | 0 | 0 | 0 | 0 | 0 | 0 | 0 | 0
2 | 14 | 1 | 0 | 0 | 0 | 0 | 0 | 0 | 0 | 0 | 0
2 | 14 | 2 | 0 | 0 | 0 | 0 | 0 | 0 | 0 | 0 | 0
2 | 14 | 3 | 0 | 0 | 0 | 0 | 0 | 0 | 0 | 0 | 0
2 | 14 | 4 | 0 | 0 | 0 | 0 | 0 | 0 | 0 | 0 | 0
2 | 14 | 5 | 0 | 0 | 0 | 0 | 0 | 0 | 0 | 0 | 0
2 | 14 | 6 | 0 | 0 | 0 | 0 | 0 | 0 | 0 | 0 | 0
2 | 14 | 7 | 0 | 0 | 0 | 0 | 0 | 0 | 0 | 0 | 0
2 | 14 | 8 | 0 | 0 | 0 | 0 | 0 | 0 | 0 | 0 | 0
2 | 14 | 9 | 0 | 0 | 0 | 0 | 0 | 0 | 0 | 0 | 0
2 | 14 | 10 | 0 | 0 | 0 | 0 | 0 | 0 | 0 | 0 | 0
2 | 14 | 11 | 0 | 0 | 0 | 0 | 0 | 0 | 0 | 0 | 0
2 | 14 | 12 | 0 | 0 | 0 | 0 | 0 | 0 | 0 | 0 | 0
2 | 14 | 13 | 0 | 0 | 0 | 0 | 0 | 0 | 0 | 0 | 0
2 | 14 | 14 | 0 | 0 | 0 | 0 | 0 | 0 | 0 | 0 | 0
2 | 14 | 15 | 0 | 0 | 0 | 0 | 0 | 0 | 0 | 0 | 0
2 | 14 | 16 | 0 | 0 | 0 | 0 | 0 | 0 | 0 | 0 | 0
2 | 14 | 17 | 0 | 0 | 0 | 0 | 0 | 0 | 0 | 0 | 0
2 | 14 | 18 | 0 | 0 | 0 | 0 | 0 | 0 | 0 | 0 | 0
2 | 14 | 19 | 0 | 0 | 0 | 0 | 0 | 0 | 0 | 0 | 0
2 | 14 | 20 | 0 | 0 | 0 | 0 | 0 | 0 | 0 | 0 | 0
2 | 14 | 21 | 0 | 0 | 0 | 0 | 0 | 0 | 0 | 0 | 0
2 | 14 | 22 | 0 | 0 | 0 | 0 | 0 | 0 | 0 | 0 | 0
2 | 14 | 23 | 0 | 0 | 0 | 0 | 0 | 0 | 0 | 0 | 0
2 | 14 | 24 | 0 | 0 | 0 | 0 | 0 | 0 | 0 | 0 | 0
2 | 15 | 1 | 0 | 0 | 0 | 0 | 0 | 0 | 0 | 0 | 0
2 | 15 | 2 | 0 | 0 | 0 | 0 | 0 | 0 | 0 | 0 | 0
2 | 15 | 3 | 0 | 0 | 0 | 0 | 0 | 0 | 0 | 0 | 0
2 | 15 | 4 | 0 | 0 | 0 | 0 | 0 | 0 | 0 | 0 | 0
2 | 15 | 5 | 0 | 0 | 0 | 0 | 0 | 0 | 0 | 0 | 0
2 | 15 | 6 | 0 | 0 | 0 | 0 | 0 | 0 | 0 | 0 | 0
2 | 15 | 7 | 0 | 0 | 0 | 0 | 0 | 0 | 0 | 0 | 0
2 | 15 | 8 | 0 | 0 | 0 | 0 | 0 | 0 | 0 | 0 | 0
2 | 15 | 9 | 0 | 0 | 0 | 0 | 0 | 0 | 0 | 0 | 0
2 | 15 | 10 | 0 | 0 | 0 | 0 | 0 | 0 | 0 | 0 | 0
2 | 15 | 11 | 0 | 0 | 0 | 0 | 0 | 0 | 0 | 0 | 0
2 | 15 | 12 | 0 | 0 | 0 | 0 | 0 | 0 | 0 | 0 | 0
2 | 15 | 13 | 0 | 0 | 0 | 0 | 0 | 0 | 0 | 0 | 0
2 | 15 | 14 | 0 | 0 | 0 | 0 | 0 | 0 | 0 | 0 | 0
2 | 15 | 15 | 0 | 0 | 0 | 0 | 0 | 0 | 0 | 0 | 0
2 | 15 | 16 | 0 | 0 | 0 | 0 | 0 | 0 | 0 | 0 | 0
2 | 15 | 17 | 0 | 0 | 0 | 0 | 0 | 0 | 0 | 0 | 0
2 | 15 | 18 | 0 | 0 | 0 | 0 | 0 | 0 | 0 | 0 | 0
2 | 15 | 19 | 0 | 0 | 0 | 0 | 0 | 0 | 0 | 0 | 0
2 | 15 | 20 | 0 | 0 | 0 | 0 | 0 | 0 | 0 | 0 | 0
2 | 15 | 21 | 0 | 0 | 0 | 0 | 0 | 0 | 0 | 0 | 0
2 | 15 | 22 | 0 | 0 | 0 | 0 | 0 | 0 | 0 | 0 | 0
2 | 15 | 23 | 0 | 0 | 0 | 0 | 0 | 0 | 0 | 0 | 0
2 | 15 | 24 | 0 | 0 | 0 | 0 | 0 | 0 | 0 | 0 | 0
2 | 16 | 1 | 0 | 0 | 0 | 0 | 0 | 0 | 0 | 0 | 0
2 | 16 | 2 | 0 | 0 | 0 | 0 | 0 | 0 | 0 | 0 | 0
2 | 16 | 3 | 0 | 0 | 0 | 0 | 0 | 0 | 0 | 0 | 0
2 | 16 | 4 | 0 | 0 | 0 | 0 | 0 | 0 | 0 | 0 | 0
2 | 16 | 5 | 0 | 0 | 0 | 0 | 0 | 0 | 0 | 0 | 0
2 | 16 | 6 | 0 | 0 | 0 | 0 | 0 | 0 | 0 | 0 | 0
2 | 16 | 7 | 0 | 0 | 0 | 0 | 0 | 0 | 0 | 0 | 0
2 | 16 | 8 | 0 | 0 | 0 | 0 | 0 | 0 | 0 | 0 | 0
2 | 16 | 9 | 0 | 0 | 0 | 0 | 0 | 0 | 0 | 0 | 0
2 | 16 | 10 | 0 | 0 | 0 | 0 | 0 | 0 | 0 | 0 | 0
2 | 16 | 11 | 0 | 0 | 0 | 0 | 0 | 0 | 0 | 0 | 0
2 | 16 | 12 | 0 | 0 | 0 | 0 | 0 | 0 | 0 | 0 | 0
2 | 16 | 13 | 0 | 0 | 0 | 0 | 0 | 0 | 0 | 0 | 0
2 | 16 | 14 | 0 | 0 | 0 | 0 | 0 | 0 | 0 | 0 | 0
2 | 16 | 15 | 0 | 0 | 0 | 0 | 0 | 0 | 0 | 0 | 0
2 | 16 | 16 | 0 | 0 | 0 | 0 | 0 | 0 | 0 | 0 | 0
2 | 16 | 17 | 0 | 0 | 0 | 0 | 0 | 0 | 0 | 0 | 0
2 | 16 | 18 | 0 | 0 | 0 | 0 | 0 | 0 | 0 | 0 | 0
2 | 16 | 19 | 0 | 0 | 0 | 0 | 0 | 0 | 0 | 0 | 0
2 | 16 | 20 | 0 | 0 | 0 | 0 | 0 | 0 | 0 | 0 | 0
2 | 16 | 21 | 0 | 0 | 0 | 0 | 0 | 0 | 0 | 0 | 0
2 | 16 | 22 | 0 | 0 | 0 | 0 | 0 | 0 | 0 | 0 | 0
2 | 16 | 23 | 0 | 0 | 0 | 0 | 0 | 0 | 0 | 0 | 0
2 | 16 | 24 | 0 | 0 | 0 | 0 | 0 | 0 | 0 | 0 | 0
2 | 17 | 1 | 0 | 0 | 0 | 0 | 0 | 0 | 0 | 0 | 0
2 | 17 | 2 | 0 | 0 | 0 | 0 | 0 | 0 | 0 | 0 | 0
2 | 17 | 3 | 0 | 0 | 0 | 0 | 0 | 0 | 0 | 0 | 0
2 | 17 | 4 | 0 | 0 | 0 | 0 | 0 | 0 | 0 | 0 | 0
2 | 17 | 5 | 0 | 0 | 0 | 0 | 0 | 0 | 0 | 0 | 0
2 | 17 | 6 | 0 | 0 | 0 | 0 | 0 | 0 | 0 | 0 | 0
2 | 17 | 7 | 0 | 0 | 0 | 0 | 0 | 0 | 0 | 0 | 0
2 | 17 | 8 | 0 | 0 | 0 | 0 | 0 | 0 | 0 | 0 | 0
2 | 17 | 9 | 0 | 0 | 0 | 0 | 0 | 0 | 0 | 0 | 0
2 | 17 | 10 | 0 | 0 | 0 | 0 | 0 | 0 | 0 | 0 | 0
2 | 17 | 11 | 0 | 0 | 0 | 0 | 0 | 0 | 0 | 0 | 0
2 | 17 | 12 | 0 | 0 | 0 | 0 | 0 | 0 | 0 | 0 | 0
2 | 17 | 13 | 0 | 0 | 0 | 0 | 0 | 0 | 0 | 0 | 0
2 | 17 | 14 | 0 | 0 | 0 | 0 | 0 | 0 | 0 | 0 | 0
2 | 17 | 15 | 0 | 0 | 0 | 0 | 0 | 0 | 0 | 0 | 0
2 | 17 | 16 | 0 | 0 | 0 | 0 | 0 | 0 | 0 | 0 | 0
2 | 17 | 17 | 0 | 0 | 0 | 0 | 0 | 0 | 0 | 0 | 0
2 | 17 | 18 | 0 | 0 | 0 | 0 | 0 | 0 | 0 | 0 | 0
2 | 17 | 19 | 0 | 0 | 0 | 0 | 0 | 0 | 0 | 0 | 0
2 | 17 | 20 | 0 | 0 | 0 | 0 | 0 | 0 | 0 | 0 | 0
2 | 17 | 21 | 0 | 0 | 0 | 0 | 0 | 0 | 0 | 0 | 0
2 | 17 | 22 | 0 | 0 | 0 | 0 | 0 | 0 | 0 | 0 | 0
2 | 17 | 23 | 0 | 0 | 0 | 0 | 0 | 0 | 0 | 0 | 0
2 | 17 | 24 | 0 | 0 | 0 | 0 | 0 | 0 | 0 | 0 | 0
2 | 18 | 1 | 0 | 0 | 0 | 0 | 0 | 0 | 0 | 0 | 0
2 | 18 | 2 | 0 | 0 | 0 | 0 | 0 | 0 | 0 | 0 | 0
2 | 18 | 3 | 0 | 0 | 0 | 0 | 0 | 0 | 0 | 0 | 0
2 | 18 | 4 | 0 | 0 | 0 | 0 | 0 | 0 | 0 | 0 | 0
2 | 18 | 5 | 0 | 0 | 0 | 0 | 0 | 0 | 0 | 0 | 0
2 | 18 | 6 | 0 | 0 | 0 | 0 | 0 | 0 | 0 | 0 | 0
2 | 18 | 7 | 0 | 0 | 0 | 0 | 0 | 0 | 0 | 0 | 0
2 | 18 | 8 | 0 | 0 | 0 | 0 | 0 | 0 | 0 | 0 | 0
2 | 18 | 9 | 0 | 0 | 0 | 0 | 0 | 0 | 0 | 0 | 0
2 | 18 | 10 | 0 | 0 | 0 | 0 | 0 | 0 | 0 | 0 | 0
2 | 18 | 11 | 0 | 0 | 0 | 0 | 0 | 0 | 0 | 0 | 0
2 | 18 | 12 | 0 | 0 | 0 | 0 | 0 | 0 | 0 | 0 | 0
2 | 18 | 13 | 0 | 0 | 0 | 0 | 0 | 0 | 0 | 0 | 0
2 | 18 | 14 | 0 | 0 | 0 | 0 | 0 | 0 | 0 | 0 | 0
2 | 18 | 15 | 0 | 0 | 0 | 0 | 0 | 0 | 0 | 0 | 0
2 | 18 | 16 | 0 | 0 | 0 | 0 | 0 | 0 | 0 | 0 | 0
2 | 18 | 17 | 0 | 0 | 0 | 0 | 0 | 0 | 0 | 0 | 0
2 | 18 | 18 | 0 | 0 | 0 | 0 | 0 | 0 | 0 | 0 | 0
2 | 18 | 19 | 0 | 0 | 0 | 0 | 0 | 0 | 0 | 0 | 0
2 | 18 | 20 | 0 | 0 | 0 | 0 | 0 | 0 | 0 | 0 | 0
2 | 18 | 21 | 0 | 0 | 0 | 0 | 0 | 0 | 0 | 0 | 0
2 | 18 | 22 | 0 | 0 | 0 | 0 | 0 | 0 | 0 | 0 | 0
2 | 18 | 23 | 0 | 0 | 0 | 0 | 0 | 0 | 0 | 0 | 0
2 | 18 | 24 | 0 | 0 | 0 | 0 | 0 | 0 | 0 | 0 | 0
2 | 19 | 1 | 0 | 0 | 0 | 0 | 0 | 0 | 0 | 0 | 0
2 | 19 | 2 | 0 | 0 | 0 | 0 | 0 | 0 | 0 | 0 | 0
2 | 19 | 3 | 0 | 0 | 0 | 0 | 0 | 0 | 0 | 0 | 0
2 | 19 | 4 | 0 | 0 | 0 | 0 | 0 | 0 | 0 | 0 | 0
2 | 19 | 5 | 0 | 0 | 0 | 0 | 0 | 0 | 0 | 0 | 0
2 | 19 | 6 | 0 | 0 | 0 | 0 | 0 | 0 | 0 | 0 | 0
2 | 19 | 7 | 0 | 0 | 0 | 0 | 0 | 0 | 0 | 0 | 0
2 | 19 | 8 | 0 | 0 | 0 | 0 | 0 | 0 | 0 | 0 | 0
2 | 19 | 9 | 0 | 0 | 0 | 0 | 0 | 0 | 0 | 0 | 0
2 | 19 | 10 | 0 | 0 | 0 | 0 | 0 | 0 | 0 | 0 | 0
2 | 19 | 11 | 0 | 0 | 0 | 0 | 0 | 0 | 0 | 0 | 0
2 | 19 | 12 | 0 | 0 | 0 | 0 | 0 | 0 | 0 | 0 | 0
2 | 19 | 13 | 0 | 0 | 0 | 0 | 0 | 0 | 0 | 0 | 0
2 | 19 | 14 | 0 | 0 | 0 | 0 | 0 | 0 | 0 | 0 | 0
2 | 19 | 15 | 0 | 0 | 0 | 0 | 0 | 0 | 0 | 0 | 0
2 | 19 | 16 | 0 | 0 | 0 | 0 | 0 | 0 | 0 | 0 | 0
2 | 19 | 17 | 0 | 0 | 0 | 0 | 0 | 0 | 0 | 0 | 0
2 | 19 | 18 | 0 | 0 | 0 | 0 | 0 | 0 | 0 | 0 | 0
2 | 19 | 19 | 0 | 0 | 0 | 0 | 0 | 0 | 0 | 0 | 0
2 | 19 | 20 | 0 | 0 | 0 | 0 | 0 | 0 | 0 | 0 | 0
2 | 19 | 21 | 0 | 0 | 0 | 0 | 0 | 0 | 0 | 0 | 0
2 | 19 | 22 | 0 | 0 | 0 | 0 | 0 | 0 | 0 | 0 | 0
2 | 19 | 23 | 0 | 0 | 0 | 0 | 0 | 0 | 0 | 0 | 0
2 | 19 | 24 | 0 | 0 | 0 | 0 | 0 | 0 | 0 | 0 | 0
2 | 20 | 1 | 0 | 0 | 0 | 0 | 0 | 0 | 0 | 0 | 0
2 | 20 | 2 | 0 | 0 | 0 | 0 | 0 | 0 | 0 | 0 | 0
2 | 20 | 3 | 0 | 0 | 0 | 0 | 0 | 0 | 0 | 0 | 0
2 | 20 | 4 | 0 | 0 | 0 | 0 | 0 | 0 | 0 | 0 | 0
2 | 20 | 5 | 0 | 0 | 0 | 0 | 0 | 0 | 0 | 0 | 0
2 | 20 | 6 | 0 | 0 | 0 | 0 | 0 | 0 | 0 | 0 | 0
2 | 20 | 7 | 0 | 0 | 0 | 0 | 0 | 0 | 0 | 0 | 0
2 | 20 | 8 | 0 | 0 | 0 | 0 | 0 | 0 | 0 | 0 | 0
2 | 20 | 9 | 0 | 0 | 0 | 0 | 0 | 0 | 0 | 0 | 0
2 | 20 | 10 | 0 | 0 | 0 | 0 | 0 | 0 | 0 | 0 | 0
2 | 20 | 11 | 0 | 0 | 0 | 0 | 0 | 0 | 0 | 0 | 0
2 | 20 | 12 | 0 | 0 | 0 | 0 | 0 | 0 | 0 | 0 | 0
2 | 20 | 13 | 0 | 0 | 0 | 0 | 0 | 0 | 0 | 0 | 0
2 | 20 | 14 | 0 | 0 | 0 | 0 | 0 | 0 | 0 | 0 | 0
2 | 20 | 15 | 0 | 0 | 0 | 0 | 0 | 0 | 0 | 0 | 0
2 | 20 | 16 | 0 | 0 | 0 | 0 | 0 | 0 | 0 | 0 | 0
2 | 20 | 17 | 0 | 0 | 0 | 0 | 0 | 0 | 0 | 0 | 0
2 | 20 | 18 | 0 | 0 | 0 | 0 | 0 | 0 | 0 | 0 | 0
2 | 20 | 19 | 0 | 0 | 0 | 0 | 0 | 0 | 0 | 0 | 0
2 | 20 | 20 | 0 | 0 | 0 | 0 | 0 | 0 | 0 | 0 | 0
2 | 20 | 21 | 0 | 0 | 0 | 0 | 0 | 0 | 0 | 0 | 0
2 | 20 | 22 | 0 | 0 | 0 | 0 | 0 | 0 | 0 | 0 | 0
2 | 20 | 23 | 0 | 0 | 0 | 0 | 0 | 0 | 0 | 0 | 0
2 | 20 | 24 | 0 | 0 | 0 | 0 | 0 | 0 | 0 | 0 | 0
2 | 21 | 1 | 0 | 0 | 0 | 0 | 0 | 0 | 0 | 0 | 0
2 | 21 | 2 | 0 | 0 | 0 | 0 | 0 | 0 | 0 | 0 | 0
2 | 21 | 3 | 0 | 0 | 0 | 0 | 0 | 0 | 0 | 0 | 0
2 | 21 | 4 | 0 | 0 | 0 | 0 | 0 | 0 | 0 | 0 | 0
2 | 21 | 5 | 0 | 0 | 0 | 0 | 0 | 0 | 0 | 0 | 0
2 | 21 | 6 | 0 | 0 | 0 | 0 | 0 | 0 | 0 | 0 | 0
2 | 21 | 7 | 0 | 0 | 0 | 0 | 0 | 0 | 0 | 0 | 0
2 | 21 | 8 | 0 | 0 | 0 | 0 | 0 | 0 | 0 | 0 | 0
2 | 21 | 9 | 0 | 0 | 0 | 0 | 0 | 0 | 0 | 0 | 0
2 | 21 | 10 | 0 | 0 | 0 | 0 | 0 | 0 | 0 | 0 | 0
2 | 21 | 11 | 0 | 0 | 0 | 0 | 0 | 0 | 0 | 0 | 0
2 | 21 | 12 | 0 | 0 | 0 | 0 | 0 | 0 | 0 | 0 | 0
2 | 21 | 13 | 0 | 0 | 0 | 0 | 0 | 0 | 0 | 0 | 0
2 | 21 | 14 | 0 | 0 | 0 | 0 | 0 | 0 | 0 | 0 | 0
2 | 21 | 15 | 0 | 0 | 0 | 0 | 0 | 0 | 0 | 0 | 0
2 | 21 | 16 | 0 | 0 | 0 | 0 | 0 | 0 | 0 | 0 | 0
2 | 21 | 17 | 0 | 0 | 0 | 0 | 0 | 0 | 0 | 0 | 0
2 | 21 | 18 | 0 | 0 | 0 | 0 | 0 | 0 | 0 | 0 | 0
2 | 21 | 19 | 0 | 0 | 0 | 0 | 0 | 0 | 0 | 0 | 0
2 | 21 | 20 | 0 | 0 | 0 | 0 | 0 | 0 | 0 | 0 | 0
2 | 21 | 21 | 0 | 0 | 0 | 0 | 0 | 0 | 0 | 0 | 0
2 | 21 | 22 | 0 | 0 | 0 | 0 | 0 | 0 | 0 | 0 | 0
2 | 21 | 23 | 0 | 0 | 0 | 0 | 0 | 0 | 0 | 0 | 0
2 | 21 | 24 | 0 | 0 | 0 | 0 | 0 | 0 | 0 | 0 | 0
2 | 22 | 1 | 0 | 0 | 0 | 0 | 0 | 0 | 0 | 0 | 0
2 | 22 | 2 | 0 | 0 | 0 | 0 | 0 | 0 | 0 | 0 | 0
2 | 22 | 3 | 0 | 0 | 0 | 0 | 0 | 0 | 0 | 0 | 0
2 | 22 | 4 | 0 | 0 | 0 | 0 | 0 | 0 | 0 | 0 | 0
2 | 22 | 5 | 0 | 0 | 0 | 0 | 0 | 0 | 0 | 0 | 0
2 | 22 | 6 | 0 | 0 | 0 | 0 | 0 | 0 | 0 | 0 | 0
2 | 22 | 7 | 0 | 0 | 0 | 0 | 0 | 0 | 0 | 0 | 0
2 | 22 | 8 | 0 | 0 | 0 | 0 | 0 | 0 | 0 | 0 | 0
2 | 22 | 9 | 0 | 0 | 0 | 0 | 0 | 0 | 0 | 0 | 0
2 | 22 | 10 | 0 | 0 | 0 | 0 | 0 | 0 | 0 | 0 | 0
2 | 22 | 11 | 0 | 0 | 0 | 0 | 0 | 0 | 0 | 0 | 0
2 | 22 | 12 | 0 | 0 | 0 | 0 | 0 | 0 | 0 | 0 | 0
2 | 22 | 13 | 0 | 0 | 0 | 0 | 0 | 0 | 0 | 0 | 0
2 | 22 | 14 | 0 | 0 | 0 | 0 | 0 | 0 | 0 | 0 | 0
2 | 22 | 15 | 0 | 0 | 0 | 0 | 0 | 0 | 0 | 0 | 0
2 | 22 | 16 | 0 | 0 | 0 | 0 | 0 | 0 | 0 | 0 | 0
2 | 22 | 17 | 0 | 0 | 0 | 0 | 0 | 0 | 0 | 0 | 0
2 | 22 | 18 | 0 | 0 | 0 | 0 | 0 | 0 | 0 | 0 | 0
2 | 22 | 19 | 0 | 0 | 0 | 0 | 0 | 0 | 0 | 0 | 0
2 | 22 | 20 | 0 | 0 | 0 | 0 | 0 | 0 | 0 | 0 | 0
2 | 22 | 21 | 0 | 0 | 0 | 0 | 0 | 0 | 0 | 0 | 0
2 | 22 | 22 | 0 | 0 | 0 | 0 | 0 | 0 | 0 | 0 | 0
2 | 22 | 23 | 0 | 0 | 0 | 0 | 0 | 0 | 0 | 0 | 0
2 | 22 | 24 | 0 | 0 | 0 | 0 | 0 | 0 | 0 | 0 | 0
2 | 23 | 1 | 0 | 0 | 0 | 0 | 0 | 0 | 0 | 0 | 0
2 | 23 | 2 | 0 | 0 | 0 | 0 | 0 | 0 | 0 | 0 | 0
2 | 23 | 3 | 0 | 0 | 0 | 0 | 0 | 0 | 0 | 0 | 0
2 | 23 | 4 | 0 | 0 | 0 | 0 | 0 | 0 | 0 | 0 | 0
2 | 23 | 5 | 0 | 0 | 0 | 0 | 0 | 0 | 0 | 0 | 0
2 | 23 | 6 | 0 | 0 | 0 | 0 | 0 | 0 | 0 | 0 | 0
2 | 23 | 7 | 0 | 0 | 0 | 0 | 0 | 0 | 0 | 0 | 0
2 | 23 | 8 | 0 | 0 | 0 | 0 | 0 | 0 | 0 | 0 | 0
2 | 23 | 9 | 0 | 0 | 0 | 0 | 0 | 0 | 0 | 0 | 0
2 | 23 | 10 | 0 | 0 | 0 | 0 | 0 | 0 | 0 | 0 | 0
2 | 23 | 11 | 0 | 0 | 0 | 0 | 0 | 0 | 0 | 0 | 0
2 | 23 | 12 | 0 | 0 | 0 | 0 | 0 | 0 | 0 | 0 | 0
2 | 23 | 13 | 0 | 0 | 0 | 0 | 0 | 0 | 0 | 0 | 0
2 | 23 | 14 | 0 | 0 | 0 | 0 | 0 | 0 | 0 | 0 | 0
2 | 23 | 15 | 0 | 0 | 0 | 0 | 0 | 0 | 0 | 0 | 0
2 | 23 | 16 | 0 | 0 | 0 | 0 | 0 | 0 | 0 | 0 | 0
2 | 23 | 17 | 0 | 0 | 0 | 0 | 0 | 0 | 0 | 0 | 0
2 | 23 | 18 | 0 | 0 | 0 | 0 | 0 | 0 | 0 | 0 | 0
2 | 23 | 19 | 0 | 0 | 0 | 0 | 0 | 0 | 0 | 0 | 0
2 | 23 | 20 | 0 | 0 | 0 | 0 | 0 | 0 | 0 | 0 | 0
2 | 23 | 21 | 0 | 0 | 0 | 0 | 0 | 0 | 0 | 0 | 0
2 | 23 | 22 | 0 | 0 | 0 | 0 | 0 | 0 | 0 | 0 | 0
2 | 23 | 23 | 0 | 0 | 0 | 0 | 0 | 0 | 0 | 0 | 0
2 | 23 | 24 | 0 | 0 | 0 | 0 | 0 | 0 | 0 | 0 | 0
2 | 24 | 1 | 0 | 0 | 0 | 0 | 0 | 0 | 0 | 0 | 0
2 | 24 | 2 | 0 | 0 | 0 | 0 | 0 | 0 | 0 | 0 | 0
2 | 24 | 3 | 0 | 0 | 0 | 0 | 0 | 0 | 0 | 0 | 0
2 | 24 | 4 | 0 | 0 | 0 | 0 | 0 | 0 | 0 | 0 | 0
2 | 24 | 5 | 0 | 0 | 0 | 0 | 0 | 0 | 0 | 0 | 0
2 | 24 | 6 | 0 | 0 | 0 | 0 | 0 | 0 | 0 | 0 | 0
2 | 24 | 7 | 0 | 0 | 0 | 0 | 0 | 0 | 0 | 0 | 0
2 | 24 | 8 | 0 | 0 | 0 | 0 | 0 | 0 | 0 | 0 | 0
2 | 24 | 9 | 0 | 0 | 0 | 0 | 0 | 0 | 0 | 0 | 0
2 | 24 | 10 | 0 | 0 | 0 | 0 | 0 | 0 | 0 | 0 | 0
2 | 24 | 11 | 0 | 0 | 0 | 0 | 0 | 0 | 0 | 0 | 0
2 | 24 | 12 | 0 | 0 | 0 | 0 | 0 | 0 | 0 | 0 | 0
2 | 24 | 13 | 0 | 0 | 0 | 0 | 0 | 0 | 0 | 0 | 0
2 | 24 | 14 | 0 | 0 | 0 | 0 | 0 | 0 | 0 | 0 | 0
2 | 24 | 15 | 0 | 0 | 0 | 0 | 0 | 0 | 0 | 0 | 0
2 | 24 | 16 | 0 | 0 | 0 | 0 | 0 | 0 | 0 | 0 | 0
2 | 24 | 17 | 0 | 0 | 0 | 0 | 0 | 0 | 0 | 0 | 0
2 | 24 | 18 | 0 | 0 | 0 | 0 | 0 | 0 | 0 | 0 | 0
2 | 24 | 19 | 0 | 0 | 0 | 0 | 0 | 0 | 0 | 0 | 0
2 | 24 | 20 | 0 | 0 | 0 | 0 | 0 | 0 | 0 | 0 | 0
2 | 24 | 21 | 0 | 0 | 0 | 0 | 0 | 0 | 0 | 0 | 0
2 | 24 | 22 | 0 | 0 | 0 | 0 | 0 | 0 | 0 | 0 | 0
2 | 24 | 23 | 0 | 0 | 0 | 0 | 0 | 0 | 0 | 0 | 0
2 | 24 | 24 | 0 | 0 | 0 | 0 | 0 | 0 | 0 | 0 | 0
2 | 25 | 1 | 0 | 0 | 0 | 0 | 0 | 0 | 0 | 0 | 0
2 | 25 | 2 | 0 | 0 | 0 | 0 | 0 | 0 | 0 | 0 | 0
2 | 25 | 3 | 0 | 0 | 0 | 0 | 0 | 0 | 0 | 0 | 0
2 | 25 | 4 | 0 | 0 | 0 | 0 | 0 | 0 | 0 | 0 | 0
2 | 25 | 5 | 0 | 0 | 0 | 0 | 0 | 0 | 0 | 0 | 0
2 | 25 | 6 | 0 | 0 | 0 | 0 | 0 | 0 | 0 | 0 | 0
2 | 25 | 7 | 0 | 0 | 0 | 0 | 0 | 0 | 0 | 0 | 0
2 | 25 | 8 | 0 | 0 | 0 | 0 | 0 | 0 | 0 | 0 | 0
2 | 25 | 9 | 0 | 0 | 0 | 0 | 0 | 0 | 0 | 0 | 0
2 | 25 | 10 | 0 | 0 | 0 | 0 | 0 | 0 | 0 | 0 | 0
2 | 25 | 11 | 0 | 0 | 0 | 0 | 0 | 0 | 0 | 0 | 0
2 | 25 | 12 | 0 | 0 | 0 | 0 | 0 | 0 | 0 | 0 | 0
2 | 25 | 13 | 0 | 0 | 0 | 0 | 0 | 0 | 0 | 0 | 0
2 | 25 | 14 | 0 | 0 | 0 | 0 | 0 | 0 | 0 | 0 | 0
2 | 25 | 15 | 0 | 0 | 0 | 0 | 0 | 0 | 0 | 0 | 0
2 | 25 | 16 | 0 | 0 | 0 | 0 | 0 | 0 | 0 | 0 | 0
2 | 25 | 17 | 0 | 0 | 0 | 0 | 0 | 0 | 0 | 0 | 0
2 | 25 | 18 | 0 | 0 | 0 | 0 | 0 | 0 | 0 | 0 | 0
2 | 25 | 19 | 0 | 0 | 0 | 0 | 0 | 0 | 0 | 0 | 0
2 | 25 | 20 | 0 | 0 | 0 | 0 | 0 | 0 | 0 | 0 | 0
2 | 25 | 21 | 0 | 0 | 0 | 0 | 0 | 0 | 0 | 0 | 0
2 | 25 | 22 | 0 | 0 | 0 | 0 | 0 | 0 | 0 | 0 | 0
2 | 25 | 23 | 0 | 0 | 0 | 0 | 0 | 0 | 0 | 0 | 0
2 | 25 | 24 | 0 | 0 | 0 | 0 | 0 | 0 | 0 | 0 | 0
2 | 26 | 1 | 0 | 0 | 0 | 0 | 0 | 0 | 0 | 0 | 0
2 | 26 | 2 | 0 | 0 | 0 | 0 | 0 | 0 | 0 | 0 | 0
2 | 26 | 3 | 0 | 0 | 0 | 0 | 0 | 0 | 0 | 0 | 0
2 | 26 | 4 | 0 | 0 | 0 | 0 | 0 | 0 | 0 | 0 | 0
2 | 26 | 5 | 0 | 0 | 0 | 0 | 0 | 0 | 0 | 0 | 0
2 | 26 | 6 | 0 | 0 | 0 | 0 | 0 | 0 | 0 | 0 | 0
2 | 26 | 7 | 0 | 0 | 0 | 0 | 0 | 0 | 0 | 0 | 0
2 | 26 | 8 | 0 | 0 | 0 | 0 | 0 | 0 | 0 | 0 | 0
2 | 26 | 9 | 0 | 0 | 0 | 0 | 0 | 0 | 0 | 0 | 0
2 | 26 | 10 | 0 | 0 | 0 | 0 | 0 | 0 | 0 | 0 | 0
2 | 26 | 11 | 0 | 0 | 0 | 0 | 0 | 0 | 0 | 0 | 0
2 | 26 | 12 | 0 | 0 | 0 | 0 | 0 | 0 | 0 | 0 | 0
2 | 26 | 13 | 0 | 0 | 0 | 0 | 0 | 0 | 0 | 0 | 0
2 | 26 | 14 | 0 | 0 | 0 | 0 | 0 | 0 | 0 | 0 | 0
2 | 26 | 15 | 0 | 0 | 0 | 0 | 0 | 0 | 0 | 0 | 0
2 | 26 | 16 | 0 | 0 | 0 | 0 | 0 | 0 | 0 | 0 | 0
2 | 26 | 17 | 0 | 0 | 0 | 0 | 0 | 0 | 0 | 0 | 0
2 | 26 | 18 | 0 | 0 | 0 | 0 | 0 | 0 | 0 | 0 | 0
2 | 26 | 19 | 0 | 0 | 0 | 0 | 0 | 0 | 0 | 0 | 0
2 | 26 | 20 | 0 | 0 | 0 | 0 | 0 | 0 | 0 | 0 | 0
2 | 26 | 21 | 0 | 0 | 0 | 0 | 0 | 0 | 0 | 0 | 0
2 | 26 | 22 | 0 | 0 | 0 | 0 | 0 | 0 | 0 | 0 | 0
2 | 26 | 23 | 0 | 0 | 0 | 0 | 0 | 0 | 0 | 0 | 0
2 | 26 | 24 | 0 | 0 | 0 | 0 | 0 | 0 | 0 | 0 | 0
2 | 27 | 1 | 0 | 0 | 0 | 0 | 0 | 0 | 0 | 0 | 0
2 | 27 | 2 | 0 | 0 | 0 | 0 | 0 | 0 | 0 | 0 | 0
2 | 27 | 3 | 0 | 0 | 0 | 0 | 0 | 0 | 0 | 0 | 0
2 | 27 | 4 | 0 | 0 | 0 | 0 | 0 | 0 | 0 | 0 | 0
2 | 27 | 5 | 0 | 0 | 0 | 0 | 0 | 0 | 0 | 0 | 0
2 | 27 | 6 | 0 | 0 | 0 | 0 | 0 | 0 | 0 | 0 | 0
2 | 27 | 7 | 0 | 0 | 0 | 0 | 0 | 0 | 0 | 0 | 0
2 | 27 | 8 | 0 | 0 | 0 | 0 | 0 | 0 | 0 | 0 | 0
2 | 27 | 9 | 0 | 0 | 0 | 0 | 0 | 0 | 0 | 0 | 0
2 | 27 | 10 | 0 | 0 | 0 | 0 | 0 | 0 | 0 | 0 | 0
2 | 27 | 11 | 0 | 0 | 0 | 0 | 0 | 0 | 0 | 0 | 0
2 | 27 | 12 | 0 | 0 | 0 | 0 | 0 | 0 | 0 | 0 | 0
2 | 27 | 13 | 0 | 0 | 0 | 0 | 0 | 0 | 0 | 0 | 0
2 | 27 | 14 | 0 | 0 | 0 | 0 | 0 | 0 | 0 | 0 | 0
2 | 27 | 15 | 0 | 0 | 0 | 0 | 0 | 0 | 0 | 0 | 0
2 | 27 | 16 | 0 | 0 | 0 | 0 | 0 | 0 | 0 | 0 | 0
2 | 27 | 17 | 0 | 0 | 0 | 0 | 0 | 0 | 0 | 0 | 0
2 | 27 | 18 | 0 | 0 | 0 | 0 | 0 | 0 | 0 | 0 | 0
2 | 27 | 19 | 0 | 0 | 0 | 0 | 0 | 0 | 0 | 0 | 0
2 | 27 | 20 | 0 | 0 | 0 | 0 | 0 | 0 | 0 | 0 | 0
2 | 27 | 21 | 0 | 0 | 0 | 0 | 0 | 0 | 0 | 0 | 0
2 | 27 | 22 | 0 | 0 | 0 | 0 | 0 | 0 | 0 | 0 | 0
2 | 27 | 23 | 0 | 0 | 0 | 0 | 0 | 0 | 0 | 0 | 0
2 | 27 | 24 | 0 | 0 | 0 | 0 | 0 | 0 | 0 | 0 | 0
2 | 28 | 1 | 0 | 0 | 0 | 0 | 0 | 0 | 0 | 0 | 0
2 | 28 | 2 | 0 | 0 | 0 | 0 | 0 | 0 | 0 | 0 | 0
2 | 28 | 3 | 0 | 0 | 0 | 0 | 0 | 0 | 0 | 0 | 0
2 | 28 | 4 | 0 | 0 | 0 | 0 | 0 | 0 | 0 | 0 | 0
2 | 28 | 5 | 0 | 0 | 0 | 0 | 0 | 0 | 0 | 0 | 0
2 | 28 | 6 | 0 | 0 | 0 | 0 | 0 | 0 | 0 | 0 | 0
2 | 28 | 7 | 0 | 0 | 0 | 0 | 0 | 0 | 0 | 0 | 0
2 | 28 | 8 | 0 | 0 | 0 | 0 | 0 | 0 | 0 | 0 | 0
2 | 28 | 9 | 0 | 0 | 0 | 0 | 0 | 0 | 0 | 0 | 0
2 | 28 | 10 | 0 | 0 | 0 | 0 | 0 | 0 | 0 | 0 | 0
2 | 28 | 11 | 0 | 0 | 0 | 0 | 0 | 0 | 0 | 0 | 0
2 | 28 | 12 | 0 | 0 | 0 | 0 | 0 | 0 | 0 | 0 | 0
2 | 28 | 13 | 0 | 0 | 0 | 0 | 0 | 0 | 0 | 0 | 0
2 | 28 | 14 | 0 | 0 | 0 | 0 | 0 | 0 | 0 | 0 | 0
2 | 28 | 15 | 0 | 0 | 0 | 0 | 0 | 0 | 0 | 0 | 0
2 | 28 | 16 | 0 | 0 | 0 | 0 | 0 | 0 | 0 | 0 | 0
2 | 28 | 17 | 0 | 0 | 0 | 0 | 0 | 0 | 0 | 0 | 0
2 | 28 | 18 | 0 | 0 | 0 | 0 | 0 | 0 | 0 | 0 | 0
2 | 28 | 19 | 0 | 0 | 0 | 0 | 0 | 0 | 0 | 0 | 0
2 | 28 | 20 | 0 | 0 | 0 | 0 | 0 | 0 | 0 | 0 | 0
2 | 28 | 21 | 0 | 0 | 0 | 0 | 0 | 0 | 0 | 0 | 0
2 | 28 | 22 | 0 | 0 | 0 | 0 | 0 | 0 | 0 | 0 | 0
2 | 28 | 23 | 0 | 0 | 0 | 0 | 0 | 0 | 0 | 0 | 0
2 | 28 | 24 | 0 | 0 | 0 | 0 | 0 | 0 | 0 | 0 | 0
3 | 1 | 1 | 0 | 0 | 0 | 0 | 0 | 0 | 0 | 0 | 0
3 | 1 | 2 | 0 | 0 | 0 | 0 | 0 | 0 | 0 | 0 | 0
3 | 1 | 3 | 0 | 0 | 0 | 0 | 0 | 0 | 0 | 0 | 0
3 | 1 | 4 | 0 | 0 | 0 | 0 | 0 | 0 | 0 | 0 | 0
3 | 1 | 5 | 0 | 0 | 0 | 0 | 0 | 0 | 0 | 0 | 0
3 | 1 | 6 | 0 | 0 | 0 | 0 | 0 | 0 | 0 | 0 | 0
3 | 1 | 7 | 0 | 0 | 0 | 0 | 0 | 0 | 0 | 0 | 0
3 | 1 | 8 | 0 | 0 | 0 | 0 | 0 | 0 | 0 | 0 | 0
3 | 1 | 9 | 0 | 0 | 0 | 0 | 0 | 0 | 0 | 0 | 0
3 | 1 | 10 | 0 | 0 | 0 | 0 | 0 | 0 | 0 | 0 | 0
3 | 1 | 11 | 0 | 0 | 0 | 0 | 0 | 0 | 0 | 0 | 0
3 | 1 | 12 | 0 | 0 | 0 | 0 | 0 | 0 | 0 | 0 | 0
3 | 1 | 13 | 0 | 0 | 0 | 0 | 0 | 0 | 0 | 0 | 0
3 | 1 | 14 | 0 | 0 | 0 | 0 | 0 | 0 | 0 | 0 | 0
3 | 1 | 15 | 0 | 0 | 0 | 0 | 0 | 0 | 0 | 0 | 0
3 | 1 | 16 | 0 | 0 | 0 | 0 | 0 | 0 | 0 | 0 | 0
3 | 1 | 17 | 0 | 0 | 0 | 0 | 0 | 0 | 0 | 0 | 0
3 | 1 | 18 | 0 | 0 | 0 | 0 | 0 | 0 | 0 | 0 | 0
3 | 1 | 19 | 0 | 0 | 0 | 0 | 0 | 0 | 0 | 0 | 0
3 | 1 | 20 | 0 | 0 | 0 | 0 | 0 | 0 | 0 | 0 | 0
3 | 1 | 21 | 0 | 0 | 0 | 0 | 0 | 0 | 0 | 0 | 0
3 | 1 | 22 | 0 | 0 | 0 | 0 | 0 | 0 | 0 | 0 | 0
3 | 1 | 23 | 0 | 0 | 0 | 0 | 0 | 0 | 0 | 0 | 0
3 | 1 | 24 | 0 | 0 | 0 | 0 | 0 | 0 | 0 | 0 | 0
3 | 2 | 1 | 0 | 0 | 0 | 0 | 0 | 0 | 0 | 0 | 0
3 | 2 | 2 | 0 | 0 | 0 | 0 | 0 | 0 | 0 | 0 | 0
3 | 2 | 3 | 0 | 0 | 0 | 0 | 0 | 0 | 0 | 0 | 0
3 | 2 | 4 | 0 | 0 | 0 | 0 | 0 | 0 | 0 | 0 | 0
3 | 2 | 5 | 0 | 0 | 0 | 0 | 0 | 0 | 0 | 0 | 0
3 | 2 | 6 | 0 | 0 | 0 | 0 | 0 | 0 | 0 | 0 | 0
3 | 2 | 7 | 0 | 0 | 0 | 0 | 0 | 0 | 0 | 0 | 0
3 | 2 | 8 | 0 | 0 | 0 | 0 | 0 | 0 | 0 | 0 | 0
3 | 2 | 9 | 0 | 0 | 0 | 0 | 0 | 0 | 0 | 0 | 0
3 | 2 | 10 | 0 | 0 | 0 | 0 | 0 | 0 | 0 | 0 | 0
3 | 2 | 11 | 0 | 0 | 0 | 0 | 0 | 0 | 0 | 0 | 0
3 | 2 | 12 | 0 | 0 | 0 | 0 | 0 | 0 | 0 | 0 | 0
3 | 2 | 13 | 0 | 0 | 0 | 0 | 0 | 0 | 0 | 0 | 0
3 | 2 | 14 | 0 | 0 | 0 | 0 | 0 | 0 | 0 | 0 | 0
3 | 2 | 15 | 0 | 0 | 0 | 0 | 0 | 0 | 0 | 0 | 0
3 | 2 | 16 | 0 | 0 | 0 | 0 | 0 | 0 | 0 | 0 | 0
3 | 2 | 17 | 0 | 0 | 0 | 0 | 0 | 0 | 0 | 0 | 0
3 | 2 | 18 | 0 | 0 | 0 | 0 | 0 | 0 | 0 | 0 | 0
3 | 2 | 19 | 0 | 0 | 0 | 0 | 0 | 0 | 0 | 0 | 0
3 | 2 | 20 | 0 | 0 | 0 | 0 | 0 | 0 | 0 | 0 | 0
3 | 2 | 21 | 0 | 0 | 0 | 0 | 0 | 0 | 0 | 0 | 0
3 | 2 | 22 | 0 | 0 | 0 | 0 | 0 | 0 | 0 | 0 | 0
3 | 2 | 23 | 0 | 0 | 0 | 0 | 0 | 0 | 0 | 0 | 0
3 | 2 | 24 | 0 | 0 | 0 | 0 | 0 | 0 | 0 | 0 | 0
3 | 3 | 1 | 0 | 0 | 0 | 0 | 0 | 0 | 0 | 0 | 0
3 | 3 | 2 | 0 | 0 | 0 | 0 | 0 | 0 | 0 | 0 | 0
3 | 3 | 3 | 0 | 0 | 0 | 0 | 0 | 0 | 0 | 0 | 0
3 | 3 | 4 | 0 | 0 | 0 | 0 | 0 | 0 | 0 | 0 | 0
3 | 3 | 5 | 0 | 0 | 0 | 0 | 0 | 0 | 0 | 0 | 0
3 | 3 | 6 | 0 | 0 | 0 | 0 | 0 | 0 | 0 | 0 | 0
3 | 3 | 7 | 0 | 0 | 0 | 0 | 0 | 0 | 0 | 0 | 0
3 | 3 | 8 | 0 | 0 | 0 | 0 | 0 | 0 | 0 | 0 | 0
3 | 3 | 9 | 0 | 0 | 0 | 0 | 0 | 0 | 0 | 0 | 0
3 | 3 | 10 | 0 | 0 | 0 | 0 | 0 | 0 | 0 | 0 | 0
3 | 3 | 11 | 0 | 0 | 0 | 0 | 0 | 0 | 0 | 0 | 0
3 | 3 | 12 | 0 | 0 | 0 | 0 | 0 | 0 | 0 | 0 | 0
3 | 3 | 13 | 0 | 0 | 0 | 0 | 0 | 0 | 0 | 0 | 0
3 | 3 | 14 | 0 | 0 | 0 | 0 | 0 | 0 | 0 | 0 | 0
3 | 3 | 15 | 0 | 0 | 0 | 0 | 0 | 0 | 0 | 0 | 0
3 | 3 | 16 | 0 | 0 | 0 | 0 | 0 | 0 | 0 | 0 | 0
3 | 3 | 17 | 0 | 0 | 0 | 0 | 0 | 0 | 0 | 0 | 0
3 | 3 | 18 | 0 | 0 | 0 | 0 | 0 | 0 | 0 | 0 | 0
3 | 3 | 19 | 0 | 0 | 0 | 0 | 0 | 0 | 0 | 0 | 0
3 | 3 | 20 | 0 | 0 | 0 | 0 | 0 | 0 | 0 | 0 | 0
3 | 3 | 21 | 0 | 0 | 0 | 0 | 0 | 0 | 0 | 0 | 0
3 | 3 | 22 | 0 | 0 | 0 | 0 | 0 | 0 | 0 | 0 | 0
3 | 3 | 23 | 0 | 0 | 0 | 0 | 0 | 0 | 0 | 0 | 0
3 | 3 | 24 | 0 | 0 | 0 | 0 | 0 | 0 | 0 | 0 | 0
3 | 4 | 1 | 0 | 0 | 0 | 0 | 0 | 0 | 0 | 0 | 0
3 | 4 | 2 | 0 | 0 | 0 | 0 | 0 | 0 | 0 | 0 | 0
3 | 4 | 3 | 0 | 0 | 0 | 0 | 0 | 0 | 0 | 0 | 0
3 | 4 | 4 | 0 | 0 | 0 | 0 | 0 | 0 | 0 | 0 | 0
3 | 4 | 5 | 0 | 0 | 0 | 0 | 0 | 0 | 0 | 0 | 0
3 | 4 | 6 | 0 | 0 | 0 | 0 | 0 | 0 | 0 | 0 | 0
3 | 4 | 7 | 0 | 0 | 0 | 0 | 0 | 0 | 0 | 0 | 0
3 | 4 | 8 | 0 | 0 | 0 | 0 | 0 | 0 | 0 | 0 | 0
3 | 4 | 9 | 0 | 0 | 0 | 0 | 0 | 0 | 0 | 0 | 0
3 | 4 | 10 | 0 | 0 | 0 | 0 | 0 | 0 | 0 | 0 | 0
3 | 4 | 11 | 0 | 0 | 0 | 0 | 0 | 0 | 0 | 0 | 0
3 | 4 | 12 | 0 | 0 | 0 | 0 | 0 | 0 | 0 | 0 | 0
3 | 4 | 13 | 0 | 0 | 0 | 0 | 0 | 0 | 0 | 0 | 0
3 | 4 | 14 | 0 | 0 | 0 | 0 | 0 | 0 | 0 | 0 | 0
3 | 4 | 15 | 0 | 0 | 0 | 0 | 0 | 0 | 0 | 0 | 0
3 | 4 | 16 | 0 | 0 | 0 | 0 | 0 | 0 | 0 | 0 | 0
3 | 4 | 17 | 0 | 0 | 0 | 0 | 0 | 0 | 0 | 0 | 0
3 | 4 | 18 | 0 | 0 | 0 | 0 | 0 | 0 | 0 | 0 | 0
3 | 4 | 19 | 0 | 0 | 0 | 0 | 0 | 0 | 0 | 0 | 0
3 | 4 | 20 | 0 | 0 | 0 | 0 | 0 | 0 | 0 | 0 | 0
3 | 4 | 21 | 0 | 0 | 0 | 0 | 0 | 0 | 0 | 0 | 0
3 | 4 | 22 | 0 | 0 | 0 | 0 | 0 | 0 | 0 | 0 | 0
3 | 4 | 23 | 0 | 0 | 0 | 0 | 0 | 0 | 0 | 0 | 0
3 | 4 | 24 | 0 | 0 | 0 | 0 | 0 | 0 | 0 | 0 | 0
3 | 5 | 1 | 0 | 0 | 0 | 0 | 0 | 0 | 0 | 0 | 0
3 | 5 | 2 | 0 | 0 | 0 | 0 | 0 | 0 | 0 | 0 | 0
3 | 5 | 3 | 0 | 0 | 0 | 0 | 0 | 0 | 0 | 0 | 0
3 | 5 | 4 | 0 | 0 | 0 | 0 | 0 | 0 | 0 | 0 | 0
3 | 5 | 5 | 0 | 0 | 0 | 0 | 0 | 0 | 0 | 0 | 0
3 | 5 | 6 | 0 | 0 | 0 | 0 | 0 | 0 | 0 | 0 | 0
3 | 5 | 7 | 0 | 0 | 0 | 0 | 0 | 0 | 0 | 0 | 0
3 | 5 | 8 | 0 | 0 | 0 | 0 | 0 | 0 | 0 | 0 | 0
3 | 5 | 9 | 0 | 0 | 0 | 0 | 0 | 0 | 0 | 0 | 0
3 | 5 | 10 | 0 | 0 | 0 | 0 | 0 | 0 | 0 | 0 | 0
3 | 5 | 11 | 0 | 0 | 0 | 0 | 0 | 0 | 0 | 0 | 0
3 | 5 | 12 | 0 | 0 | 0 | 0 | 0 | 0 | 0 | 0 | 0
3 | 5 | 13 | 0 | 0 | 0 | 0 | 0 | 0 | 0 | 0 | 0
3 | 5 | 14 | 0 | 0 | 0 | 0 | 0 | 0 | 0 | 0 | 0
3 | 5 | 15 | 0 | 0 | 0 | 0 | 0 | 0 | 0 | 0 | 0
3 | 5 | 16 | 0 | 0 | 0 | 0 | 0 | 0 | 0 | 0 | 0
3 | 5 | 17 | 0 | 0 | 0 | 0 | 0 | 0 | 0 | 0 | 0
3 | 5 | 18 | 0 | 0 | 0 | 0 | 0 | 0 | 0 | 0 | 0
3 | 5 | 19 | 0 | 0 | 0 | 0 | 0 | 0 | 0 | 0 | 0
3 | 5 | 20 | 0 | 0 | 0 | 0 | 0 | 0 | 0 | 0 | 0
3 | 5 | 21 | 0 | 0 | 0 | 0 | 0 | 0 | 0 | 0 | 0
3 | 5 | 22 | 0 | 0 | 0 | 0 | 0 | 0 | 0 | 0 | 0
3 | 5 | 23 | 0 | 0 | 0 | 0 | 0 | 0 | 0 | 0 | 0
3 | 5 | 24 | 0 | 0 | 0 | 0 | 0 | 0 | 0 | 0 | 0
3 | 6 | 1 | 0 | 0 | 0 | 0 | 0 | 0 | 0 | 0 | 0
3 | 6 | 2 | 0 | 0 | 0 | 0 | 0 | 0 | 0 | 0 | 0
3 | 6 | 3 | 0 | 0 | 0 | 0 | 0 | 0 | 0 | 0 | 0
3 | 6 | 4 | 0 | 0 | 0 | 0 | 0 | 0 | 0 | 0 | 0
3 | 6 | 5 | 0 | 0 | 0 | 0 | 0 | 0 | 0 | 0 | 0
3 | 6 | 6 | 0 | 0 | 0 | 0 | 0 | 0 | 0 | 0 | 0
3 | 6 | 7 | 0 | 0 | 0 | 0 | 0 | 0 | 0 | 0 | 0
3 | 6 | 8 | 0 | 0 | 0 | 0 | 0 | 0 | 0 | 0 | 0
3 | 6 | 9 | 0 | 0 | 0 | 0 | 0 | 0 | 0 | 0 | 0
3 | 6 | 10 | 0 | 0 | 0 | 0 | 0 | 0 | 0 | 0 | 0
3 | 6 | 11 | 0 | 0 | 0 | 0 | 0 | 0 | 0 | 0 | 0
3 | 6 | 12 | 0 | 0 | 0 | 0 | 0 | 0 | 0 | 0 | 0
3 | 6 | 13 | 0 | 0 | 0 | 0 | 0 | 0 | 0 | 0 | 0
3 | 6 | 14 | 0 | 0 | 0 | 0 | 0 | 0 | 0 | 0 | 0
3 | 6 | 15 | 0 | 0 | 0 | 0 | 0 | 0 | 0 | 0 | 0
3 | 6 | 16 | 0 | 0 | 0 | 0 | 0 | 0 | 0 | 0 | 0
3 | 6 | 17 | 0 | 0 | 0 | 0 | 0 | 0 | 0 | 0 | 0
3 | 6 | 18 | 0 | 0 | 0 | 0 | 0 | 0 | 0 | 0 | 0
3 | 6 | 19 | 0 | 0 | 0 | 0 | 0 | 0 | 0 | 0 | 0
3 | 6 | 20 | 0 | 0 | 0 | 0 | 0 | 0 | 0 | 0 | 0
3 | 6 | 21 | 0 | 0 | 0 | 0 | 0 | 0 | 0 | 0 | 0
3 | 6 | 22 | 0 | 0 | 0 | 0 | 0 | 0 | 0 | 0 | 0
3 | 6 | 23 | 0 | 0 | 0 | 0 | 0 | 0 | 0 | 0 | 0
3 | 6 | 24 | 0 | 0 | 0 | 0 | 0 | 0 | 0 | 0 | 0
3 | 7 | 1 | 0 | 0 | 0 | 0 | 0 | 0 | 0 | 0 | 0
3 | 7 | 2 | 0 | 0 | 0 | 0 | 0 | 0 | 0 | 0 | 0
3 | 7 | 3 | 0 | 0 | 0 | 0 | 0 | 0 | 0 | 0 | 0
3 | 7 | 4 | 0 | 0 | 0 | 0 | 0 | 0 | 0 | 0 | 0
3 | 7 | 5 | 0 | 0 | 0 | 0 | 0 | 0 | 0 | 0 | 0
3 | 7 | 6 | 0 | 0 | 0 | 0 | 0 | 0 | 0 | 0 | 0
3 | 7 | 7 | 0 | 0 | 0 | 0 | 0 | 0 | 0 | 0 | 0
3 | 7 | 8 | 0 | 0 | 0 | 0 | 0 | 0 | 0 | 0 | 0
3 | 7 | 9 | 0 | 0 | 0 | 0 | 0 | 0 | 0 | 0 | 0
3 | 7 | 10 | 0 | 0 | 0 | 0 | 0 | 0 | 0 | 0 | 0
3 | 7 | 11 | 0 | 0 | 0 | 0 | 0 | 0 | 0 | 0 | 0
3 | 7 | 12 | 0 | 0 | 0 | 0 | 0 | 0 | 0 | 0 | 0
3 | 7 | 13 | 0 | 0 | 0 | 0 | 0 | 0 | 0 | 0 | 0
3 | 7 | 14 | 0 | 0 | 0 | 0 | 0 | 0 | 0 | 0 | 0
3 | 7 | 15 | 0 | 0 | 0 | 0 | 0 | 0 | 0 | 0 | 0
3 | 7 | 16 | 0 | 0 | 0 | 0 | 0 | 0 | 0 | 0 | 0
3 | 7 | 17 | 0 | 0 | 0 | 0 | 0 | 0 | 0 | 0 | 0
3 | 7 | 18 | 0 | 0 | 0 | 0 | 0 | 0 | 0 | 0 | 0
3 | 7 | 19 | 0 | 0 | 0 | 0 | 0 | 0 | 0 | 0 | 0
3 | 7 | 20 | 0 | 0 | 0 | 0 | 0 | 0 | 0 | 0 | 0
3 | 7 | 21 | 0 | 0 | 0 | 0 | 0 | 0 | 0 | 0 | 0
3 | 7 | 22 | 0 | 0 | 0 | 0 | 0 | 0 | 0 | 0 | 0
3 | 7 | 23 | 0 | 0 | 0 | 0 | 0 | 0 | 0 | 0 | 0
3 | 7 | 24 | 0 | 0 | 0 | 0 | 0 | 0 | 0 | 0 | 0
3 | 8 | 1 | 0 | 0 | 0 | 0 | 0 | 0 | 0 | 0 | 0
3 | 8 | 2 | 0 | 0 | 0 | 0 | 0 | 0 | 0 | 0 | 0
3 | 8 | 3 | 0 | 0 | 0 | 0 | 0 | 0 | 0 | 0 | 0
3 | 8 | 4 | 0 | 0 | 0 | 0 | 0 | 0 | 0 | 0 | 0
3 | 8 | 5 | 0 | 0 | 0 | 0 | 0 | 0 | 0 | 0 | 0
3 | 8 | 6 | 0 | 0 | 0 | 0 | 0 | 0 | 0 | 0 | 0
3 | 8 | 7 | 0 | 0 | 0 | 0 | 0 | 0 | 0 | 0 | 0
3 | 8 | 8 | 0 | 0 | 0 | 0 | 0 | 0 | 0 | 0 | 0
3 | 8 | 9 | 0 | 0 | 0 | 0 | 0 | 0 | 0 | 0 | 0
3 | 8 | 10 | 0 | 0 | 0 | 0 | 0 | 0 | 0 | 0 | 0
3 | 8 | 11 | 0 | 0 | 0 | 0 | 0 | 0 | 0 | 0 | 0
3 | 8 | 12 | 0 | 0 | 0 | 0 | 0 | 0 | 0 | 0 | 0
3 | 8 | 13 | 0 | 0 | 0 | 0 | 0 | 0 | 0 | 0 | 0
3 | 8 | 14 | 0 | 0 | 0 | 0 | 0 | 0 | 0 | 0 | 0
3 | 8 | 15 | 0 | 0 | 0 | 0 | 0 | 0 | 0 | 0 | 0
3 | 8 | 16 | 0 | 0 | 0 | 0 | 0 | 0 | 0 | 0 | 0
3 | 8 | 17 | 0 | 0 | 0 | 0 | 0 | 0 | 0 | 0 | 0
3 | 8 | 18 | 0 | 0 | 0 | 0 | 0 | 0 | 0 | 0 | 0
3 | 8 | 19 | 0 | 0 | 0 | 0 | 0 | 0 | 0 | 0 | 0
3 | 8 | 20 | 0 | 0 | 0 | 0 | 0 | 0 | 0 | 0 | 0
3 | 8 | 21 | 0 | 0 | 0 | 0 | 0 | 0 | 0 | 0 | 0
3 | 8 | 22 | 0 | 0 | 0 | 0 | 0 | 0 | 0 | 0 | 0
3 | 8 | 23 | 0 | 0 | 0 | 0 | 0 | 0 | 0 | 0 | 0
3 | 8 | 24 | 0 | 0 | 0 | 0 | 0 | 0 | 0 | 0 | 0
3 | 9 | 1 | 0 | 0 | 0 | 0 | 0 | 0 | 0 | 0 | 0
3 | 9 | 2 | 0 | 0 | 0 | 0 | 0 | 0 | 0 | 0 | 0
3 | 9 | 3 | 0 | 0 | 0 | 0 | 0 | 0 | 0 | 0 | 0
3 | 9 | 4 | 0 | 0 | 0 | 0 | 0 | 0 | 0 | 0 | 0
3 | 9 | 5 | 0 | 0 | 0 | 0 | 0 | 0 | 0 | 0 | 0
3 | 9 | 6 | 0 | 0 | 0 | 0 | 0 | 0 | 0 | 0 | 0
3 | 9 | 7 | 0 | 0 | 0 | 0 | 0 | 0 | 0 | 0 | 0
3 | 9 | 8 | 0 | 0 | 0 | 0 | 0 | 0 | 0 | 0 | 0
3 | 9 | 9 | 0 | 0 | 0 | 0 | 0 | 0 | 0 | 0 | 0
3 | 9 | 10 | 0 | 0 | 0 | 0 | 0 | 0 | 0 | 0 | 0
3 | 9 | 11 | 0 | 0 | 0 | 0 | 0 | 0 | 0 | 0 | 0
3 | 9 | 12 | 0 | 0 | 0 | 0 | 0 | 0 | 0 | 0 | 0
3 | 9 | 13 | 0 | 0 | 0 | 0 | 0 | 0 | 0 | 0 | 0
3 | 9 | 14 | 0 | 0 | 0 | 0 | 0 | 0 | 0 | 0 | 0
3 | 9 | 15 | 0 | 0 | 0 | 0 | 0 | 0 | 0 | 0 | 0
3 | 9 | 16 | 0 | 0 | 0 | 0 | 0 | 0 | 0 | 0 | 0
3 | 9 | 17 | 0 | 0 | 0 | 0 | 0 | 0 | 0 | 0 | 0
3 | 9 | 18 | 0 | 0 | 0 | 0 | 0 | 0 | 0 | 0 | 0
3 | 9 | 19 | 0 | 0 | 0 | 0 | 0 | 0 | 0 | 0 | 0
3 | 9 | 20 | 0 | 0 | 0 | 0 | 0 | 0 | 0 | 0 | 0
3 | 9 | 21 | 0 | 0 | 0 | 0 | 0 | 0 | 0 | 0 | 0
3 | 9 | 22 | 0 | 0 | 0 | 0 | 0 | 0 | 0 | 0 | 0
3 | 9 | 23 | 0 | 0 | 0 | 0 | 0 | 0 | 0 | 0 | 0
3 | 9 | 24 | 0 | 0 | 0 | 0 | 0 | 0 | 0 | 0 | 0
3 | 10 | 1 | 0 | 0 | 0 | 0 | 0 | 0 | 0 | 0 | 0
3 | 10 | 2 | 0 | 0 | 0 | 0 | 0 | 0 | 0 | 0 | 0
3 | 10 | 3 | 0 | 0 | 0 | 0 | 0 | 0 | 0 | 0 | 0
3 | 10 | 4 | 0 | 0 | 0 | 0 | 0 | 0 | 0 | 0 | 0
3 | 10 | 5 | 0 | 0 | 0 | 0 | 0 | 0 | 0 | 0 | 0
3 | 10 | 6 | 0 | 0 | 0 | 0 | 0 | 0 | 0 | 0 | 0
3 | 10 | 7 | 0 | 0 | 0 | 0 | 0 | 0 | 0 | 0 | 0
3 | 10 | 8 | 0 | 0 | 0 | 0 | 0 | 0 | 0 | 0 | 0
3 | 10 | 9 | 0 | 0 | 0 | 0 | 0 | 0 | 0 | 0 | 0
3 | 10 | 10 | 0 | 0 | 0 | 0 | 0 | 0 | 0 | 0 | 0
3 | 10 | 11 | 0 | 0 | 0 | 0 | 0 | 0 | 0 | 0 | 0
3 | 10 | 12 | 0 | 0 | 0 | 0 | 0 | 0 | 0 | 0 | 0
3 | 10 | 13 | 0 | 0 | 0 | 0 | 0 | 0 | 0 | 0 | 0
3 | 10 | 14 | 0 | 0 | 0 | 0 | 0 | 0 | 0 | 0 | 0
3 | 10 | 15 | 0 | 0 | 0 | 0 | 0 | 0 | 0 | 0 | 0
3 | 10 | 16 | 0 | 0 | 0 | 0 | 0 | 0 | 0 | 0 | 0
3 | 10 | 17 | 0 | 0 | 0 | 0 | 0 | 0 | 0 | 0 | 0
3 | 10 | 18 | 0 | 0 | 0 | 0 | 0 | 0 | 0 | 0 | 0
3 | 10 | 19 | 0 | 0 | 0 | 0 | 0 | 0 | 0 | 0 | 0
3 | 10 | 20 | 0 | 0 | 0 | 0 | 0 | 0 | 0 | 0 | 0
3 | 10 | 21 | 0 | 0 | 0 | 0 | 0 | 0 | 0 | 0 | 0
3 | 10 | 22 | 0 | 0 | 0 | 0 | 0 | 0 | 0 | 0 | 0
3 | 10 | 23 | 0 | 0 | 0 | 0 | 0 | 0 | 0 | 0 | 0
3 | 10 | 24 | 0 | 0 | 0 | 0 | 0 | 0 | 0 | 0 | 0
3 | 11 | 1 | 0 | 0 | 0 | 0 | 0 | 0 | 0 | 0 | 0
3 | 11 | 2 | 0 | 0 | 0 | 0 | 0 | 0 | 0 | 0 | 0
3 | 11 | 3 | 0 | 0 | 0 | 0 | 0 | 0 | 0 | 0 | 0
3 | 11 | 4 | 0 | 0 | 0 | 0 | 0 | 0 | 0 | 0 | 0
3 | 11 | 5 | 0 | 0 | 0 | 0 | 0 | 0 | 0 | 0 | 0
3 | 11 | 6 | 0 | 0 | 0 | 0 | 0 | 0 | 0 | 0 | 0
3 | 11 | 7 | 0 | 0 | 0 | 0 | 0 | 0 | 0 | 0 | 0
3 | 11 | 8 | 0 | 0 | 0 | 0 | 0 | 0 | 0 | 0 | 0
3 | 11 | 9 | 0 | 0 | 0 | 0 | 0 | 0 | 0 | 0 | 0
3 | 11 | 10 | 0 | 0 | 0 | 0 | 0 | 0 | 0 | 0 | 0
3 | 11 | 11 | 0 | 0 | 0 | 0 | 0 | 0 | 0 | 0 | 0
3 | 11 | 12 | 0 | 0 | 0 | 0 | 0 | 0 | 0 | 0 | 0
3 | 11 | 13 | 0 | 0 | 0 | 0 | 0 | 0 | 0 | 0 | 0
3 | 11 | 14 | 0 | 0 | 0 | 0 | 0 | 0 | 0 | 0 | 0
3 | 11 | 15 | 0 | 0 | 0 | 0 | 0 | 0 | 0 | 0 | 0
3 | 11 | 16 | 0 | 0 | 0 | 0 | 0 | 0 | 0 | 0 | 0
3 | 11 | 17 | 0 | 0 | 0 | 0 | 0 | 0 | 0 | 0 | 0
3 | 11 | 18 | 0 | 0 | 0 | 0 | 0 | 0 | 0 | 0 | 0
3 | 11 | 19 | 0 | 0 | 0 | 0 | 0 | 0 | 0 | 0 | 0
3 | 11 | 20 | 0 | 0 | 0 | 0 | 0 | 0 | 0 | 0 | 0
3 | 11 | 21 | 0 | 0 | 0 | 0 | 0 | 0 | 0 | 0 | 0
3 | 11 | 22 | 0 | 0 | 0 | 0 | 0 | 0 | 0 | 0 | 0
3 | 11 | 23 | 0 | 0 | 0 | 0 | 0 | 0 | 0 | 0 | 0
3 | 11 | 24 | 0 | 0 | 0 | 0 | 0 | 0 | 0 | 0 | 0
3 | 12 | 1 | 0 | 0 | 0 | 0 | 0 | 0 | 0 | 0 | 0
3 | 12 | 2 | 0 | 0 | 0 | 0 | 0 | 0 | 0 | 0 | 0
3 | 12 | 3 | 0 | 0 | 0 | 0 | 0 | 0 | 0 | 0 | 0
3 | 12 | 4 | 0 | 0 | 0 | 0 | 0 | 0 | 0 | 0 | 0
3 | 12 | 5 | 0 | 0 | 0 | 0 | 0 | 0 | 0 | 0 | 0
3 | 12 | 6 | 0 | 0 | 0 | 0 | 0 | 0 | 0 | 0 | 0
3 | 12 | 7 | 0 | 0 | 0 | 0 | 0 | 0 | 0 | 0 | 0
3 | 12 | 8 | 0 | 0 | 0 | 0 | 0 | 0 | 0 | 0 | 0
3 | 12 | 9 | 0 | 0 | 0 | 0 | 0 | 0 | 0 | 0 | 0
3 | 12 | 10 | 0 | 0 | 0 | 0 | 0 | 0 | 0 | 0 | 0
3 | 12 | 11 | 0 | 0 | 0 | 0 | 0 | 0 | 0 | 0 | 0
3 | 12 | 12 | 0 | 0 | 0 | 0 | 0 | 0 | 0 | 0 | 0
3 | 12 | 13 | 0 | 0 | 0 | 0 | 0 | 0 | 0 | 0 | 0
3 | 12 | 14 | 0 | 0 | 0 | 0 | 0 | 0 | 0 | 0 | 0
3 | 12 | 15 | 0 | 0 | 0 | 0 | 0 | 0 | 0 | 0 | 0
3 | 12 | 16 | 0 | 0 | 0 | 0 | 0 | 0 | 0 | 0 | 0
3 | 12 | 17 | 0 | 0 | 0 | 0 | 0 | 0 | 0 | 0 | 0
3 | 12 | 18 | 0 | 0 | 0 | 0 | 0 | 0 | 0 | 0 | 0
3 | 12 | 19 | 0 | 0 | 0 | 0 | 0 | 0 | 0 | 0 | 0
3 | 12 | 20 | 0 | 0 | 0 | 0 | 0 | 0 | 0 | 0 | 0
3 | 12 | 21 | 0 | 0 | 0 | 0 | 0 | 0 | 0 | 0 | 0
3 | 12 | 22 | 0 | 0 | 0 | 0 | 0 | 0 | 0 | 0 | 0
3 | 12 | 23 | 0 | 0 | 0 | 0 | 0 | 0 | 0 | 0 | 0
3 | 12 | 24 | 0 | 0 | 0 | 0 | 0 | 0 | 0 | 0 | 0
3 | 13 | 1 | 0 | 0 | 0 | 0 | 0 | 0 | 0 | 0 | 0
3 | 13 | 2 | 0 | 0 | 0 | 0 | 0 | 0 | 0 | 0 | 0
3 | 13 | 3 | 0 | 0 | 0 | 0 | 0 | 0 | 0 | 0 | 0
3 | 13 | 4 | 0 | 0 | 0 | 0 | 0 | 0 | 0 | 0 | 0
3 | 13 | 5 | 0 | 0 | 0 | 0 | 0 | 0 | 0 | 0 | 0
3 | 13 | 6 | 0 | 0 | 0 | 0 | 0 | 0 | 0 | 0 | 0
3 | 13 | 7 | 0 | 0 | 0 | 0 | 0 | 0 | 0 | 0 | 0
3 | 13 | 8 | 0 | 0 | 0 | 0 | 0 | 0 | 0 | 0 | 0
3 | 13 | 9 | 0 | 0 | 0 | 0 | 0 | 0 | 0 | 0 | 0
3 | 13 | 10 | 0 | 0 | 0 | 0 | 0 | 0 | 0 | 0 | 0
3 | 13 | 11 | 0 | 0 | 0 | 0 | 0 | 0 | 0 | 0 | 0
3 | 13 | 12 | 0 | 0 | 0 | 0 | 0 | 0 | 0 | 0 | 0
3 | 13 | 13 | 0 | 0 | 0 | 0 | 0 | 0 | 0 | 0 | 0
3 | 13 | 14 | 0 | 0 | 0 | 0 | 0 | 0 | 0 | 0 | 0
3 | 13 | 15 | 0 | 0 | 0 | 0 | 0 | 0 | 0 | 0 | 0
3 | 13 | 16 | 0 | 0 | 0 | 0 | 0 | 0 | 0 | 0 | 0
3 | 13 | 17 | 0 | 0 | 0 | 0 | 0 | 0 | 0 | 0 | 0
3 | 13 | 18 | 0 | 0 | 0 | 0 | 0 | 0 | 0 | 0 | 0
3 | 13 | 19 | 0 | 0 | 0 | 0 | 0 | 0 | 0 | 0 | 0
3 | 13 | 20 | 0 | 0 | 0 | 0 | 0 | 0 | 0 | 0 | 0
3 | 13 | 21 | 0 | 0 | 0 | 0 | 0 | 0 | 0 | 0 | 0
3 | 13 | 22 | 0 | 0 | 0 | 0 | 0 | 0 | 0 | 0 | 0
3 | 13 | 23 | 0 | 0 | 0 | 0 | 0 | 0 | 0 | 0 | 0
3 | 13 | 24 | 0 | 0 | 0 | 0 | 0 | 0 | 0 | 0 | 0
3 | 14 | 1 | 0 | 0 | 0 | 0 | 0 | 0 | 0 | 0 | 0
3 | 14 | 2 | 0 | 0 | 0 | 0 | 0 | 0 | 0 | 0 | 0
3 | 14 | 3 | 0 | 0 | 0 | 0 | 0 | 0 | 0 | 0 | 0
3 | 14 | 4 | 0 | 0 | 0 | 0 | 0 | 0 | 0 | 0 | 0
3 | 14 | 5 | 0 | 0 | 0 | 0 | 0 | 0 | 0 | 0 | 0
3 | 14 | 6 | 0 | 0 | 0 | 0 | 0 | 0 | 0 | 0 | 0
3 | 14 | 7 | 0 | 0 | 0 | 0 | 0 | 0 | 0 | 0 | 0
3 | 14 | 8 | 0 | 0 | 0 | 0 | 0 | 0 | 0 | 0 | 0
3 | 14 | 9 | 0 | 0 | 0 | 0 | 0 | 0 | 0 | 0 | 0
3 | 14 | 10 | 0 | 0 | 0 | 0 | 0 | 0 | 0 | 0 | 0
3 | 14 | 11 | 0 | 0 | 0 | 0 | 0 | 0 | 0 | 0 | 0
3 | 14 | 12 | 0 | 0 | 0 | 0 | 0 | 0 | 0 | 0 | 0
3 | 14 | 13 | 0 | 0 | 0 | 0 | 0 | 0 | 0 | 0 | 0
3 | 14 | 14 | 0 | 0 | 0 | 0 | 0 | 0 | 0 | 0 | 0
3 | 14 | 15 | 0 | 0 | 0 | 0 | 0 | 0 | 0 | 0 | 0
3 | 14 | 16 | 0 | 0 | 0 | 0 | 0 | 0 | 0 | 0 | 0
3 | 14 | 17 | 0 | 0 | 0 | 0 | 0 | 0 | 0 | 0 | 0
3 | 14 | 18 | 0 | 0 | 0 | 0 | 0 | 0 | 0 | 0 | 0
3 | 14 | 19 | 0 | 0 | 0 | 0 | 0 | 0 | 0 | 0 | 0
3 | 14 | 20 | 0 | 0 | 0 | 0 | 0 | 0 | 0 | 0 | 0
3 | 14 | 21 | 0 | 0 | 0 | 0 | 0 | 0 | 0 | 0 | 0
3 | 14 | 22 | 0 | 0 | 0 | 0 | 0 | 0 | 0 | 0 | 0
3 | 14 | 23 | 0 | 0 | 0 | 0 | 0 | 0 | 0 | 0 | 0
3 | 14 | 24 | 0 | 0 | 0 | 0 | 0 | 0 | 0 | 0 | 0
3 | 15 | 1 | 0 | 0 | 0 | 0 | 0 | 0 | 0 | 0 | 0
3 | 15 | 2 | 0 | 0 | 0 | 0 | 0 | 0 | 0 | 0 | 0
3 | 15 | 3 | 0 | 0 | 0 | 0 | 0 | 0 | 0 | 0 | 0
3 | 15 | 4 | 0 | 0 | 0 | 0 | 0 | 0 | 0 | 0 | 0
3 | 15 | 5 | 0 | 0 | 0 | 0 | 0 | 0 | 0 | 0 | 0
3 | 15 | 6 | 0 | 0 | 0 | 0 | 0 | 0 | 0 | 0 | 0
3 | 15 | 7 | 0 | 0 | 0 | 0 | 0 | 0 | 0 | 0 | 0
3 | 15 | 8 | 0 | 0 | 0 | 0 | 0 | 0 | 0 | 0 | 0
3 | 15 | 9 | 0 | 0 | 0 | 0 | 0 | 0 | 0 | 0 | 0
3 | 15 | 10 | 0 | 0 | 0 | 0 | 0 | 0 | 0 | 0 | 0
3 | 15 | 11 | 0 | 0 | 0 | 0 | 0 | 0 | 0 | 0 | 0
3 | 15 | 12 | 0 | 0 | 0 | 0 | 0 | 0 | 0 | 0 | 0
3 | 15 | 13 | 0 | 0 | 0 | 0 | 0 | 0 | 0 | 0 | 0
3 | 15 | 14 | 0 | 0 | 0 | 0 | 0 | 0 | 0 | 0 | 0
3 | 15 | 15 | 0 | 0 | 0 | 0 | 0 | 0 | 0 | 0 | 0
3 | 15 | 16 | 0 | 0 | 0 | 0 | 0 | 0 | 0 | 0 | 0
3 | 15 | 17 | 0 | 0 | 0 | 0 | 0 | 0 | 0 | 0 | 0
3 | 15 | 18 | 0 | 0 | 0 | 0 | 0 | 0 | 0 | 0 | 0
3 | 15 | 19 | 0 | 0 | 0 | 0 | 0 | 0 | 0 | 0 | 0
3 | 15 | 20 | 0 | 0 | 0 | 0 | 0 | 0 | 0 | 0 | 0
3 | 15 | 21 | 0 | 0 | 0 | 0 | 0 | 0 | 0 | 0 | 0
3 | 15 | 22 | 0 | 0 | 0 | 0 | 0 | 0 | 0 | 0 | 0
3 | 15 | 23 | 0 | 0 | 0 | 0 | 0 | 0 | 0 | 0 | 0
3 | 15 | 24 | 0 | 0 | 0 | 0 | 0 | 0 | 0 | 0 | 0
3 | 16 | 1 | 0 | 0 | 0 | 0 | 0 | 0 | 0 | 0 | 0
3 | 16 | 2 | 0 | 0 | 0 | 0 | 0 | 0 | 0 | 0 | 0
3 | 16 | 3 | 0 | 0 | 0 | 0 | 0 | 0 | 0 | 0 | 0
3 | 16 | 4 | 0 | 0 | 0 | 0 | 0 | 0 | 0 | 0 | 0
3 | 16 | 5 | 0 | 0 | 0 | 0 | 0 | 0 | 0 | 0 | 0
3 | 16 | 6 | 0 | 0 | 0 | 0 | 0 | 0 | 0 | 0 | 0
3 | 16 | 7 | 0 | 0 | 0 | 0 | 0 | 0 | 0 | 0 | 0
3 | 16 | 8 | 0 | 0 | 0 | 0 | 0 | 0 | 0 | 0 | 0
3 | 16 | 9 | 0 | 0 | 0 | 0 | 0 | 0 | 0 | 0 | 0
3 | 16 | 10 | 0 | 0 | 0 | 0 | 0 | 0 | 0 | 0 | 0
3 | 16 | 11 | 0 | 0 | 0 | 0 | 0 | 0 | 0 | 0 | 0
3 | 16 | 12 | 0 | 0 | 0 | 0 | 0 | 0 | 0 | 0 | 0
3 | 16 | 13 | 0 | 0 | 0 | 0 | 0 | 0 | 0 | 0 | 0
3 | 16 | 14 | 0 | 0 | 0 | 0 | 0 | 0 | 0 | 0 | 0
3 | 16 | 15 | 0 | 0 | 0 | 0 | 0 | 0 | 0 | 0 | 0
3 | 16 | 16 | 0 | 0 | 0 | 0 | 0 | 0 | 0 | 0 | 0
3 | 16 | 17 | 0 | 0 | 0 | 0 | 0 | 0 | 0 | 0 | 0
3 | 16 | 18 | 0 | 0 | 0 | 0 | 0 | 0 | 0 | 0 | 0
3 | 16 | 19 | 0 | 0 | 0 | 0 | 0 | 0 | 0 | 0 | 0
3 | 16 | 20 | 0 | 0 | 0 | 0 | 0 | 0 | 0 | 0 | 0
3 | 16 | 21 | 0 | 0 | 0 | 0 | 0 | 0 | 0 | 0 | 0
3 | 16 | 22 | 0 | 0 | 0 | 0 | 0 | 0 | 0 | 0 | 0
3 | 16 | 23 | 0 | 0 | 0 | 0 | 0 | 0 | 0 | 0 | 0
3 | 16 | 24 | 0 | 0 | 0 | 0 | 0 | 0 | 0 | 0 | 0
3 | 17 | 1 | 0 | 0 | 0 | 0 | 0 | 0 | 0 | 0 | 0
3 | 17 | 2 | 0 | 0 | 0 | 0 | 0 | 0 | 0 | 0 | 0
3 | 17 | 3 | 0 | 0 | 0 | 0 | 0 | 0 | 0 | 0 | 0
3 | 17 | 4 | 0 | 0 | 0 | 0 | 0 | 0 | 0 | 0 | 0
3 | 17 | 5 | 0 | 0 | 0 | 0 | 0 | 0 | 0 | 0 | 0
3 | 17 | 6 | 0 | 0 | 0 | 0 | 0 | 0 | 0 | 0 | 0
3 | 17 | 7 | 0 | 0 | 0 | 0 | 0 | 0 | 0 | 0 | 0
3 | 17 | 8 | 0 | 0 | 0 | 0 | 0 | 0 | 0 | 0 | 0
3 | 17 | 9 | 0 | 0 | 0 | 0 | 0 | 0 | 0 | 0 | 0
3 | 17 | 10 | 0 | 0 | 0 | 0 | 0 | 0 | 0 | 0 | 0
3 | 17 | 11 | 0 | 0 | 0 | 0 | 0 | 0 | 0 | 0 | 0
3 | 17 | 12 | 0 | 0 | 0 | 0 | 0 | 0 | 0 | 0 | 0
3 | 17 | 13 | 0 | 0 | 0 | 0 | 0 | 0 | 0 | 0 | 0
3 | 17 | 14 | 0 | 0 | 0 | 0 | 0 | 0 | 0 | 0 | 0
3 | 17 | 15 | 0 | 0 | 0 | 0 | 0 | 0 | 0 | 0 | 0
3 | 17 | 16 | 0 | 0 | 0 | 0 | 0 | 0 | 0 | 0 | 0
3 | 17 | 17 | 0 | 0 | 0 | 0 | 0 | 0 | 0 | 0 | 0
3 | 17 | 18 | 0 | 0 | 0 | 0 | 0 | 0 | 0 | 0 | 0
3 | 17 | 19 | 0 | 0 | 0 | 0 | 0 | 0 | 0 | 0 | 0
3 | 17 | 20 | 0 | 0 | 0 | 0 | 0 | 0 | 0 | 0 | 0
3 | 17 | 21 | 0 | 0 | 0 | 0 | 0 | 0 | 0 | 0 | 0
3 | 17 | 22 | 0 | 0 | 0 | 0 | 0 | 0 | 0 | 0 | 0
3 | 17 | 23 | 0 | 0 | 0 | 0 | 0 | 0 | 0 | 0 | 0
3 | 17 | 24 | 0 | 0 | 0 | 0 | 0 | 0 | 0 | 0 | 0
3 | 18 | 1 | 0 | 0 | 0 | 0 | 0 | 0 | 0 | 0 | 0
3 | 18 | 2 | 0 | 0 | 0 | 0 | 0 | 0 | 0 | 0 | 0
3 | 18 | 3 | 0 | 0 | 0 | 0 | 0 | 0 | 0 | 0 | 0
3 | 18 | 4 | 0 | 0 | 0 | 0 | 0 | 0 | 0 | 0 | 0
3 | 18 | 5 | 0 | 0 | 0 | 0 | 0 | 0 | 0 | 0 | 0
3 | 18 | 6 | 0 | 0 | 0 | 0 | 0 | 0 | 0 | 0 | 0
3 | 18 | 7 | 0 | 0 | 0 | 0 | 0 | 0 | 0 | 0 | 0
3 | 18 | 8 | 0 | 0 | 0 | 0 | 0 | 0 | 0 | 0 | 0
3 | 18 | 9 | 0 | 0 | 0 | 0 | 0 | 0 | 0 | 0 | 0
3 | 18 | 10 | 0 | 0 | 0 | 0 | 0 | 0 | 0 | 0 | 0
3 | 18 | 11 | 0 | 0 | 0 | 0 | 0 | 0 | 0 | 0 | 0
3 | 18 | 12 | 0 | 0 | 0 | 0 | 0 | 0 | 0 | 0 | 0
3 | 18 | 13 | 0 | 0 | 0 | 0 | 0 | 0 | 0 | 0 | 0
3 | 18 | 14 | 0 | 0 | 0 | 0 | 0 | 0 | 0 | 0 | 0
3 | 18 | 15 | 0 | 0 | 0 | 0 | 0 | 0 | 0 | 0 | 0
3 | 18 | 16 | 0 | 0 | 0 | 0 | 0 | 0 | 0 | 0 | 0
3 | 18 | 17 | 0 | 0 | 0 | 0 | 0 | 0 | 0 | 0 | 0
3 | 18 | 18 | 0 | 0 | 0 | 0 | 0 | 0 | 0 | 0 | 0
3 | 18 | 19 | 0 | 0 | 0 | 0 | 0 | 0 | 0 | 0 | 0
3 | 18 | 20 | 0 | 0 | 0 | 0 | 0 | 0 | 0 | 0 | 0
3 | 18 | 21 | 0 | 0 | 0 | 0 | 0 | 0 | 0 | 0 | 0
3 | 18 | 22 | 0 | 0 | 0 | 0 | 0 | 0 | 0 | 0 | 0
3 | 18 | 23 | 0 | 0 | 0 | 0 | 0 | 0 | 0 | 0 | 0
3 | 18 | 24 | 0 | 0 | 0 | 0 | 0 | 0 | 0 | 0 | 0
3 | 19 | 1 | 0 | 0 | 0 | 0 | 0 | 0 | 0 | 0 | 0
3 | 19 | 2 | 0 | 0 | 0 | 0 | 0 | 0 | 0 | 0 | 0
3 | 19 | 3 | 0 | 0 | 0 | 0 | 0 | 0 | 0 | 0 | 0
3 | 19 | 4 | 0 | 0 | 0 | 0 | 0 | 0 | 0 | 0 | 0
3 | 19 | 5 | 0 | 0 | 0 | 0 | 0 | 0 | 0 | 0 | 0
3 | 19 | 6 | 0 | 0 | 0 | 0 | 0 | 0 | 0 | 0 | 0
3 | 19 | 7 | 0 | 0 | 0 | 0 | 0 | 0 | 0 | 0 | 0
3 | 19 | 8 | 0 | 0 | 0 | 0 | 0 | 0 | 0 | 0 | 0
3 | 19 | 9 | 0 | 0 | 0 | 0 | 0 | 0 | 0 | 0 | 0
3 | 19 | 10 | 0 | 0 | 0 | 0 | 0 | 0 | 0 | 0 | 0
3 | 19 | 11 | 0 | 0 | 0 | 0 | 0 | 0 | 0 | 0 | 0
3 | 19 | 12 | 0 | 0 | 0 | 0 | 0 | 0 | 0 | 0 | 0
3 | 19 | 13 | 0 | 0 | 0 | 0 | 0 | 0 | 0 | 0 | 0
3 | 19 | 14 | 0 | 0 | 0 | 0 | 0 | 0 | 0 | 0 | 0
3 | 19 | 15 | 0 | 0 | 0 | 0 | 0 | 0 | 0 | 0 | 0
3 | 19 | 16 | 0 | 0 | 0 | 0 | 0 | 0 | 0 | 0 | 0
3 | 19 | 17 | 0 | 0 | 0 | 0 | 0 | 0 | 0 | 0 | 0
3 | 19 | 18 | 0 | 0 | 0 | 0 | 0 | 0 | 0 | 0 | 0
3 | 19 | 19 | 0 | 0 | 0 | 0 | 0 | 0 | 0 | 0 | 0
3 | 19 | 20 | 0 | 0 | 0 | 0 | 0 | 0 | 0 | 0 | 0
3 | 19 | 21 | 0 | 0 | 0 | 0 | 0 | 0 | 0 | 0 | 0
3 | 19 | 22 | 0 | 0 | 0 | 0 | 0 | 0 | 0 | 0 | 0
3 | 19 | 23 | 0 | 0 | 0 | 0 | 0 | 0 | 0 | 0 | 0
3 | 19 | 24 | 0 | 0 | 0 | 0 | 0 | 0 | 0 | 0 | 0
3 | 20 | 1 | 0 | 0 | 0 | 0 | 0 | 0 | 0 | 0 | 0
3 | 20 | 2 | 0 | 0 | 0 | 0 | 0 | 0 | 0 | 0 | 0
3 | 20 | 3 | 0 | 0 | 0 | 0 | 0 | 0 | 0 | 0 | 0
3 | 20 | 4 | 0 | 0 | 0 | 0 | 0 | 0 | 0 | 0 | 0
3 | 20 | 5 | 0 | 0 | 0 | 0 | 0 | 0 | 0 | 0 | 0
3 | 20 | 6 | 0 | 0 | 0 | 0 | 0 | 0 | 0 | 0 | 0
3 | 20 | 7 | 0 | 0 | 0 | 0 | 0 | 0 | 0 | 0 | 0
3 | 20 | 8 | 0 | 0 | 0 | 0 | 0 | 0 | 0 | 0 | 0
3 | 20 | 9 | 0 | 0 | 0 | 0 | 0 | 0 | 0 | 0 | 0
3 | 20 | 10 | 0 | 0 | 0 | 0 | 0 | 0 | 0 | 0 | 0
3 | 20 | 11 | 0 | 0 | 0 | 0 | 0 | 0 | 0 | 0 | 0
3 | 20 | 12 | 0 | 0 | 0 | 0 | 0 | 0 | 0 | 0 | 0
3 | 20 | 13 | 0 | 0 | 0 | 0 | 0 | 0 | 0 | 0 | 0
3 | 20 | 14 | 0 | 0 | 0 | 0 | 0 | 0 | 0 | 0 | 0
3 | 20 | 15 | 0 | 0 | 0 | 0 | 0 | 0 | 0 | 0 | 0
3 | 20 | 16 | 0 | 0 | 0 | 0 | 0 | 0 | 0 | 0 | 0
3 | 20 | 17 | 0 | 0 | 0 | 0 | 0 | 0 | 0 | 0 | 0
3 | 20 | 18 | 0 | 0 | 0 | 0 | 0 | 0 | 0 | 0 | 0
3 | 20 | 19 | 0 | 0 | 0 | 0 | 0 | 0 | 0 | 0 | 0
3 | 20 | 20 | 0 | 0 | 0 | 0 | 0 | 0 | 0 | 0 | 0
3 | 20 | 21 | 0 | 0 | 0 | 0 | 0 | 0 | 0 | 0 | 0
3 | 20 | 22 | 0 | 0 | 0 | 0 | 0 | 0 | 0 | 0 | 0
3 | 20 | 23 | 0 | 0 | 0 | 0 | 0 | 0 | 0 | 0 | 0
3 | 20 | 24 | 0 | 0 | 0 | 0 | 0 | 0 | 0 | 0 | 0
3 | 21 | 1 | 0 | 0 | 0 | 0 | 0 | 0 | 0 | 0 | 0
3 | 21 | 2 | 0 | 0 | 0 | 0 | 0 | 0 | 0 | 0 | 0
3 | 21 | 3 | 0 | 0 | 0 | 0 | 0 | 0 | 0 | 0 | 0
3 | 21 | 4 | 0 | 0 | 0 | 0 | 0 | 0 | 0 | 0 | 0
3 | 21 | 5 | 0 | 0 | 0 | 0 | 0 | 0 | 0 | 0 | 0
3 | 21 | 6 | 0 | 0 | 0 | 0 | 0 | 0 | 0 | 0 | 0
3 | 21 | 7 | 0 | 0 | 0 | 0 | 0 | 0 | 0 | 0 | 0
3 | 21 | 8 | 0 | 0 | 0 | 0 | 0 | 0 | 0 | 0 | 0
3 | 21 | 9 | 0 | 0 | 0 | 0 | 0 | 0 | 0 | 0 | 0
3 | 21 | 10 | 0 | 0 | 0 | 0 | 0 | 0 | 0 | 0 | 0
3 | 21 | 11 | 0 | 0 | 0 | 0 | 0 | 0 | 0 | 0 | 0
3 | 21 | 12 | 0 | 0 | 0 | 0 | 0 | 0 | 0 | 0 | 0
3 | 21 | 13 | 0 | 0 | 0 | 0 | 0 | 0 | 0 | 0 | 0
3 | 21 | 14 | 0 | 0 | 0 | 0 | 0 | 0 | 0 | 0 | 0
3 | 21 | 15 | 0 | 0 | 0 | 0 | 0 | 0 | 0 | 0 | 0
3 | 21 | 16 | 0 | 0 | 0 | 0 | 0 | 0 | 0 | 0 | 0
3 | 21 | 17 | 0 | 0 | 0 | 0 | 0 | 0 | 0 | 0 | 0
3 | 21 | 18 | 0 | 0 | 0 | 0 | 0 | 0 | 0 | 0 | 0
3 | 21 | 19 | 0 | 0 | 0 | 0 | 0 | 0 | 0 | 0 | 0
3 | 21 | 20 | 0 | 0 | 0 | 0 | 0 | 0 | 0 | 0 | 0
3 | 21 | 21 | 0 | 0 | 0 | 0 | 0 | 0 | 0 | 0 | 0
3 | 21 | 22 | 0 | 0 | 0 | 0 | 0 | 0 | 0 | 0 | 0
3 | 21 | 23 | 0 | 0 | 0 | 0 | 0 | 0 | 0 | 0 | 0
3 | 21 | 24 | 0 | 0 | 0 | 0 | 0 | 0 | 0 | 0 | 0
3 | 22 | 1 | 0 | 0 | 0 | 0 | 0 | 0 | 0 | 0 | 0
3 | 22 | 2 | 0 | 0 | 0 | 0 | 0 | 0 | 0 | 0 | 0
3 | 22 | 3 | 0 | 0 | 0 | 0 | 0 | 0 | 0 | 0 | 0
3 | 22 | 4 | 0 | 0 | 0 | 0 | 0 | 0 | 0 | 0 | 0
3 | 22 | 5 | 0 | 0 | 0 | 0 | 0 | 0 | 0 | 0 | 0
3 | 22 | 6 | 0 | 0 | 0 | 0 | 0 | 0 | 0 | 0 | 0
3 | 22 | 7 | 0 | 0 | 0 | 0 | 0 | 0 | 0 | 0 | 0
3 | 22 | 8 | 0 | 0 | 0 | 0 | 0 | 0 | 0 | 0 | 0
3 | 22 | 9 | 0 | 0 | 0 | 0 | 0 | 0 | 0 | 0 | 0
3 | 22 | 10 | 0 | 0 | 0 | 0 | 0 | 0 | 0 | 0 | 0
3 | 22 | 11 | 0 | 0 | 0 | 0 | 0 | 0 | 0 | 0 | 0
3 | 22 | 12 | 0 | 0 | 0 | 0 | 0 | 0 | 0 | 0 | 0
3 | 22 | 13 | 0 | 0 | 0 | 0 | 0 | 0 | 0 | 0 | 0
3 | 22 | 14 | 0 | 0 | 0 | 0 | 0 | 0 | 0 | 0 | 0
3 | 22 | 15 | 0 | 0 | 0 | 0 | 0 | 0 | 0 | 0 | 0
3 | 22 | 16 | 0 | 0 | 0 | 0 | 0 | 0 | 0 | 0 | 0
3 | 22 | 17 | 0 | 0 | 0 | 0 | 0 | 0 | 0 | 0 | 0
3 | 22 | 18 | 0 | 0 | 0 | 0 | 0 | 0 | 0 | 0 | 0
3 | 22 | 19 | 0 | 0 | 0 | 0 | 0 | 0 | 0 | 0 | 0
3 | 22 | 20 | 0 | 0 | 0 | 0 | 0 | 0 | 0 | 0 | 0
3 | 22 | 21 | 0 | 0 | 0 | 0 | 0 | 0 | 0 | 0 | 0
3 | 22 | 22 | 0 | 0 | 0 | 0 | 0 | 0 | 0 | 0 | 0
3 | 22 | 23 | 0 | 0 | 0 | 0 | 0 | 0 | 0 | 0 | 0
3 | 22 | 24 | 0 | 0 | 0 | 0 | 0 | 0 | 0 | 0 | 0
3 | 23 | 1 | 0 | 0 | 0 | 0 | 0 | 0 | 0 | 0 | 0
3 | 23 | 2 | 0 | 0 | 0 | 0 | 0 | 0 | 0 | 0 | 0
3 | 23 | 3 | 0 | 0 | 0 | 0 | 0 | 0 | 0 | 0 | 0
3 | 23 | 4 | 0 | 0 | 0 | 0 | 0 | 0 | 0 | 0 | 0
3 | 23 | 5 | 0 | 0 | 0 | 0 | 0 | 0 | 0 | 0 | 0
3 | 23 | 6 | 0 | 0 | 0 | 0 | 0 | 0 | 0 | 0 | 0
3 | 23 | 7 | 0 | 0 | 0 | 0 | 0 | 0 | 0 | 0 | 0
3 | 23 | 8 | 0 | 0 | 0 | 0 | 0 | 0 | 0 | 0 | 0
3 | 23 | 9 | 0 | 0 | 0 | 0 | 0 | 0 | 0 | 0 | 0
3 | 23 | 10 | 0 | 0 | 0 | 0 | 0 | 0 | 0 | 0 | 0
3 | 23 | 11 | 0 | 0 | 0 | 0 | 0 | 0 | 0 | 0 | 0
3 | 23 | 12 | 0 | 0 | 0 | 0 | 0 | 0 | 0 | 0 | 0
3 | 23 | 13 | 0 | 0 | 0 | 0 | 0 | 0 | 0 | 0 | 0
3 | 23 | 14 | 0 | 0 | 0 | 0 | 0 | 0 | 0 | 0 | 0
3 | 23 | 15 | 0 | 0 | 0 | 0 | 0 | 0 | 0 | 0 | 0
3 | 23 | 16 | 0 | 0 | 0 | 0 | 0 | 0 | 0 | 0 | 0
3 | 23 | 17 | 0 | 0 | 0 | 0 | 0 | 0 | 0 | 0 | 0
3 | 23 | 18 | 0 | 0 | 0 | 0 | 0 | 0 | 0 | 0 | 0
3 | 23 | 19 | 0 | 0 | 0 | 0 | 0 | 0 | 0 | 0 | 0
3 | 23 | 20 | 0 | 0 | 0 | 0 | 0 | 0 | 0 | 0 | 0
3 | 23 | 21 | 0 | 0 | 0 | 0 | 0 | 0 | 0 | 0 | 0
3 | 23 | 22 | 0 | 0 | 0 | 0 | 0 | 0 | 0 | 0 | 0
3 | 23 | 23 | 0 | 0 | 0 | 0 | 0 | 0 | 0 | 0 | 0
3 | 23 | 24 | 0 | 0 | 0 | 0 | 0 | 0 | 0 | 0 | 0
3 | 24 | 1 | 0 | 0 | 0 | 0 | 0 | 0 | 0 | 0 | 0
3 | 24 | 2 | 0 | 0 | 0 | 0 | 0 | 0 | 0 | 0 | 0
3 | 24 | 3 | 0 | 0 | 0 | 0 | 0 | 0 | 0 | 0 | 0
3 | 24 | 4 | 0 | 0 | 0 | 0 | 0 | 0 | 0 | 0 | 0
3 | 24 | 5 | 0 | 0 | 0 | 0 | 0 | 0 | 0 | 0 | 0
3 | 24 | 6 | 0 | 0 | 0 | 0 | 0 | 0 | 0 | 0 | 0
3 | 24 | 7 | 0 | 0 | 0 | 0 | 0 | 0 | 0 | 0 | 0
3 | 24 | 8 | 0 | 0 | 0 | 0 | 0 | 0 | 0 | 0 | 0
3 | 24 | 9 | 0 | 0 | 0 | 0 | 0 | 0 | 0 | 0 | 0
3 | 24 | 10 | 0 | 0 | 0 | 0 | 0 | 0 | 0 | 0 | 0
3 | 24 | 11 | 0 | 0 | 0 | 0 | 0 | 0 | 0 | 0 | 0
3 | 24 | 12 | 0 | 0 | 0 | 0 | 0 | 0 | 0 | 0 | 0
3 | 24 | 13 | 0 | 0 | 0 | 0 | 0 | 0 | 0 | 0 | 0
3 | 24 | 14 | 0 | 0 | 0 | 0 | 0 | 0 | 0 | 0 | 0
3 | 24 | 15 | 0 | 0 | 0 | 0 | 0 | 0 | 0 | 0 | 0
3 | 24 | 16 | 0 | 0 | 0 | 0 | 0 | 0 | 0 | 0 | 0
3 | 24 | 17 | 0 | 0 | 0 | 0 | 0 | 0 | 0 | 0 | 0
3 | 24 | 18 | 0 | 0 | 0 | 0 | 0 | 0 | 0 | 0 | 0
3 | 24 | 19 | 0 | 0 | 0 | 0 | 0 | 0 | 0 | 0 | 0
3 | 24 | 20 | 0 | 0 | 0 | 0 | 0 | 0 | 0 | 0 | 0
3 | 24 | 21 | 0 | 0 | 0 | 0 | 0 | 0 | 0 | 0 | 0
3 | 24 | 22 | 0 | 0 | 0 | 0 | 0 | 0 | 0 | 0 | 0
3 | 24 | 23 | 0 | 0 | 0 | 0 | 0 | 0 | 0 | 0 | 0
3 | 24 | 24 | 0 | 0 | 0 | 0 | 0 | 0 | 0 | 0 | 0
3 | 25 | 1 | 0 | 0 | 0 | 0 | 0 | 0 | 0 | 0 | 0
3 | 25 | 2 | 0 | 0 | 0 | 0 | 0 | 0 | 0 | 0 | 0
3 | 25 | 3 | 0 | 0 | 0 | 0 | 0 | 0 | 0 | 0 | 0
3 | 25 | 4 | 0 | 0 | 0 | 0 | 0 | 0 | 0 | 0 | 0
3 | 25 | 5 | 0 | 0 | 0 | 0 | 0 | 0 | 0 | 0 | 0
3 | 25 | 6 | 0 | 0 | 0 | 0 | 0 | 0 | 0 | 0 | 0
3 | 25 | 7 | 0 | 0 | 0 | 0 | 0 | 0 | 0 | 0 | 0
3 | 25 | 8 | 0 | 0 | 0 | 0 | 0 | 0 | 0 | 0 | 0
3 | 25 | 9 | 0 | 0 | 0 | 0 | 0 | 0 | 0 | 0 | 0
3 | 25 | 10 | 0 | 0 | 0 | 0 | 0 | 0 | 0 | 0 | 0
3 | 25 | 11 | 0 | 0 | 0 | 0 | 0 | 0 | 0 | 0 | 0
3 | 25 | 12 | 0 | 0 | 0 | 0 | 0 | 0 | 0 | 0 | 0
3 | 25 | 13 | 0 | 0 | 0 | 0 | 0 | 0 | 0 | 0 | 0
3 | 25 | 14 | 0 | 0 | 0 | 0 | 0 | 0 | 0 | 0 | 0
3 | 25 | 15 | 0 | 0 | 0 | 0 | 0 | 0 | 0 | 0 | 0
3 | 25 | 16 | 0 | 0 | 0 | 0 | 0 | 0 | 0 | 0 | 0
3 | 25 | 17 | 0 | 0 | 0 | 0 | 0 | 0 | 0 | 0 | 0
3 | 25 | 18 | 0 | 0 | 0 | 0 | 0 | 0 | 0 | 0 | 0
3 | 25 | 19 | 0 | 0 | 0 | 0 | 0 | 0 | 0 | 0 | 0
3 | 25 | 20 | 0 | 0 | 0 | 0 | 0 | 0 | 0 | 0 | 0
3 | 25 | 21 | 0 | 0 | 0 | 0 | 0 | 0 | 0 | 0 | 0
3 | 25 | 22 | 0 | 0 | 0 | 0 | 0 | 0 | 0 | 0 | 0
3 | 25 | 23 | 0 | 0 | 0 | 0 | 0 | 0 | 0 | 0 | 0
3 | 25 | 24 | 0 | 0 | 0 | 0 | 0 | 0 | 0 | 0 | 0
3 | 26 | 1 | 0 | 0 | 0 | 0 | 0 | 0 | 0 | 0 | 0
3 | 26 | 2 | 0 | 0 | 0 | 0 | 0 | 0 | 0 | 0 | 0
3 | 26 | 3 | 0 | 0 | 0 | 0 | 0 | 0 | 0 | 0 | 0
3 | 26 | 4 | 0 | 0 | 0 | 0 | 0 | 0 | 0 | 0 | 0
3 | 26 | 5 | 0 | 0 | 0 | 0 | 0 | 0 | 0 | 0 | 0
3 | 26 | 6 | 0 | 0 | 0 | 0 | 0 | 0 | 0 | 0 | 0
3 | 26 | 7 | 0 | 0 | 0 | 0 | 0 | 0 | 0 | 0 | 0
3 | 26 | 8 | 0 | 0 | 0 | 0 | 0 | 0 | 0 | 0 | 0
3 | 26 | 9 | 0 | 0 | 0 | 0 | 0 | 0 | 0 | 0 | 0
3 | 26 | 10 | 0 | 0 | 0 | 0 | 0 | 0 | 0 | 0 | 0
3 | 26 | 11 | 0 | 0 | 0 | 0 | 0 | 0 | 0 | 0 | 0
3 | 26 | 12 | 0 | 0 | 0 | 0 | 0 | 0 | 0 | 0 | 0
3 | 26 | 13 | 0 | 0 | 0 | 0 | 0 | 0 | 0 | 0 | 0
3 | 26 | 14 | 0 | 0 | 0 | 0 | 0 | 0 | 0 | 0 | 0
3 | 26 | 15 | 0 | 0 | 0 | 0 | 0 | 0 | 0 | 0 | 0
3 | 26 | 16 | 0 | 0 | 0 | 0 | 0 | 0 | 0 | 0 | 0
3 | 26 | 17 | 0 | 0 | 0 | 0 | 0 | 0 | 0 | 0 | 0
3 | 26 | 18 | 0 | 0 | 0 | 0 | 0 | 0 | 0 | 0 | 0
3 | 26 | 19 | 0 | 0 | 0 | 0 | 0 | 0 | 0 | 0 | 0
3 | 26 | 20 | 0 | 0 | 0 | 0 | 0 | 0 | 0 | 0 | 0
3 | 26 | 21 | 0 | 0 | 0 | 0 | 0 | 0 | 0 | 0 | 0
3 | 26 | 22 | 0 | 0 | 0 | 0 | 0 | 0 | 0 | 0 | 0
3 | 26 | 23 | 0 | 0 | 0 | 0 | 0 | 0 | 0 | 0 | 0
3 | 26 | 24 | 0 | 0 | 0 | 0 | 0 | 0 | 0 | 0 | 0
3 | 27 | 1 | 0 | 0 | 0 | 0 | 0 | 0 | 0 | 0 | 0
3 | 27 | 2 | 0 | 0 | 0 | 0 | 0 | 0 | 0 | 0 | 0
3 | 27 | 3 | 0 | 0 | 0 | 0 | 0 | 0 | 0 | 0 | 0
3 | 27 | 4 | 0 | 0 | 0 | 0 | 0 | 0 | 0 | 0 | 0
3 | 27 | 5 | 0 | 0 | 0 | 0 | 0 | 0 | 0 | 0 | 0
3 | 27 | 6 | 0 | 0 | 0 | 0 | 0 | 0 | 0 | 0 | 0
3 | 27 | 7 | 0 | 0 | 0 | 0 | 0 | 0 | 0 | 0 | 0
3 | 27 | 8 | 0 | 0 | 0 | 0 | 0 | 0 | 0 | 0 | 0
3 | 27 | 9 | 0 | 0 | 0 | 0 | 0 | 0 | 0 | 0 | 0
3 | 27 | 10 | 0 | 0 | 0 | 0 | 0 | 0 | 0 | 0 | 0
3 | 27 | 11 | 0 | 0 | 0 | 0 | 0 | 0 | 0 | 0 | 0
3 | 27 | 12 | 0 | 0 | 0 | 0 | 0 | 0 | 0 | 0 | 0
3 | 27 | 13 | 0 | 0 | 0 | 0 | 0 | 0 | 0 | 0 | 0
3 | 27 | 14 | 0 | 0 | 0 | 0 | 0 | 0 | 0 | 0 | 0
3 | 27 | 15 | 0 | 0 | 0 | 0 | 0 | 0 | 0 | 0 | 0
3 | 27 | 16 | 0 | 0 | 0 | 0 | 0 | 0 | 0 | 0 | 0
3 | 27 | 17 | 0 | 0 | 0 | 0 | 0 | 0 | 0 | 0 | 0
3 | 27 | 18 | 0 | 0 | 0 | 0 | 0 | 0 | 0 | 0 | 0
3 | 27 | 19 | 0 | 0 | 0 | 0 | 0 | 0 | 0 | 0 | 0
3 | 27 | 20 | 0 | 0 | 0 | 0 | 0 | 0 | 0 | 0 | 0
3 | 27 | 21 | 0 | 0 | 0 | 0 | 0 | 0 | 0 | 0 | 0
3 | 27 | 22 | 0 | 0 | 0 | 0 | 0 | 0 | 0 | 0 | 0
3 | 27 | 23 | 0 | 0 | 0 | 0 | 0 | 0 | 0 | 0 | 0
3 | 27 | 24 | 0 | 0 | 0 | 0 | 0 | 0 | 0 | 0 | 0
3 | 28 | 1 | 0 | 0 | 0 | 0 | 0 | 0 | 0 | 0 | 0
3 | 28 | 2 | 0 | 0 | 0 | 0 | 0 | 0 | 0 | 0 | 0
3 | 28 | 3 | 0 | 0 | 0 | 0 | 0 | 0 | 0 | 0 | 0
3 | 28 | 4 | 0 | 0 | 0 | 0 | 0 | 0 | 0 | 0 | 0
3 | 28 | 5 | 0 | 0 | 0 | 0 | 0 | 0 | 0 | 0 | 0
3 | 28 | 6 | 0 | 0 | 0 | 0 | 0 | 0 | 0 | 0 | 0
3 | 28 | 7 | 0 | 0 | 0 | 0 | 0 | 0 | 0 | 0 | 0
3 | 28 | 8 | 0 | 0 | 0 | 0 | 0 | 0 | 0 | 0 | 0
3 | 28 | 9 | 0 | 0 | 0 | 0 | 0 | 0 | 0 | 0 | 0
3 | 28 | 10 | 0 | 0 | 0 | 0 | 0 | 0 | 0 | 0 | 0
3 | 28 | 11 | 0 | 0 | 0 | 0 | 0 | 0 | 0 | 0 | 0
3 | 28 | 12 | 0 | 0 | 0 | 0 | 0 | 0 | 0 | 0 | 0
3 | 28 | 13 | 0 | 0 | 0 | 0 | 0 | 0 | 0 | 0 | 0
3 | 28 | 14 | 0 | 0 | 0 | 0 | 0 | 0 | 0 | 0 | 0
3 | 28 | 15 | 0 | 0 | 0 | 0 | 0 | 0 | 0 | 0 | 0
3 | 28 | 16 | 0 | 0 | 0 | 0 | 0 | 0 | 0 | 0 | 0
3 | 28 | 17 | 0 | 0 | 0 | 0 | 0 | 0 | 0 | 0 | 0
3 | 28 | 18 | 0 | 0 | 0 | 0 | 0 | 0 | 0 | 0 | 0
3 | 28 | 19 | 0 | 0 | 0 | 0 | 0 | 0 | 0 | 0 | 0
3 | 28 | 20 | 0 | 0 | 0 | 0 | 0 | 0 | 0 | 0 | 0
3 | 28 | 21 | 0 | 0 | 0 | 0 | 0 | 0 | 0 | 0 | 0
3 | 28 | 22 | 0 | 0 | 0 | 0 | 0 | 0 | 0 | 0 | 0
3 | 28 | 23 | 0 | 0 | 0 | 0 | 0 | 0 | 0 | 0 | 0
3 | 28 | 24 | 0 | 0 | 0 | 0 | 0 | 0 | 0 | 0 | 0
3 | 29 | 1 | 0 | 0 | 0 | 0 | 0 | 0 | 0 | 0 | 0
3 | 29 | 2 | 0 | 0 | 0 | 0 | 0 | 0 | 0 | 0 | 0
3 | 29 | 3 | 0 | 0 | 0 | 0 | 0 | 0 | 0 | 0 | 0
3 | 29 | 4 | 0 | 0 | 0 | 0 | 0 | 0 | 0 | 0 | 0
3 | 29 | 5 | 0 | 0 | 0 | 0 | 0 | 0 | 0 | 0 | 0
3 | 29 | 6 | 0 | 0 | 0 | 0 | 0 | 0 | 0 | 0 | 0
3 | 29 | 7 | 0 | 0 | 0 | 0 | 0 | 0 | 0 | 0 | 0
3 | 29 | 8 | 0 | 0 | 0 | 0 | 0 | 0 | 0 | 0 | 0
3 | 29 | 9 | 0 | 0 | 0 | 0 | 0 | 0 | 0 | 0 | 0
3 | 29 | 10 | 0 | 0 | 0 | 0 | 0 | 0 | 0 | 0 | 0
3 | 29 | 11 | 0 | 0 | 0 | 0 | 0 | 0 | 0 | 0 | 0
3 | 29 | 12 | 0 | 0 | 0 | 0 | 0 | 0 | 0 | 0 | 0
3 | 29 | 13 | 0 | 0 | 0 | 0 | 0 | 0 | 0 | 0 | 0
3 | 29 | 14 | 0 | 0 | 0 | 0 | 0 | 0 | 0 | 0 | 0
3 | 29 | 15 | 0 | 0 | 0 | 0 | 0 | 0 | 0 | 0 | 0
3 | 29 | 16 | 0 | 0 | 0 | 0 | 0 | 0 | 0 | 0 | 0
3 | 29 | 17 | 0 | 0 | 0 | 0 | 0 | 0 | 0 | 0 | 0
3 | 29 | 18 | 0 | 0 | 0 | 0 | 0 | 0 | 0 | 0 | 0
3 | 29 | 19 | 0 | 0 | 0 | 0 | 0 | 0 | 0 | 0 | 0
3 | 29 | 20 | 0 | 0 | 0 | 0 | 0 | 0 | 0 | 0 | 0
3 | 29 | 21 | 0 | 0 | 0 | 0 | 0 | 0 | 0 | 0 | 0
3 | 29 | 22 | 0 | 0 | 0 | 0 | 0 | 0 | 0 | 0 | 0
3 | 29 | 23 | 0 | 0 | 0 | 0 | 0 | 0 | 0 | 0 | 0
3 | 29 | 24 | 0 | 0 | 0 | 0 | 0 | 0 | 0 | 0 | 0
3 | 30 | 1 | 0 | 0 | 0 | 0 | 0 | 0 | 0 | 0 | 0
3 | 30 | 2 | 0 | 0 | 0 | 0 | 0 | 0 | 0 | 0 | 0
3 | 30 | 3 | 0 | 0 | 0 | 0 | 0 | 0 | 0 | 0 | 0
3 | 30 | 4 | 0 | 0 | 0 | 0 | 0 | 0 | 0 | 0 | 0
3 | 30 | 5 | 0 | 0 | 0 | 0 | 0 | 0 | 0 | 0 | 0
3 | 30 | 6 | 0 | 0 | 0 | 0 | 0 | 0 | 0 | 0 | 0
3 | 30 | 7 | 0 | 0 | 0 | 0 | 0 | 0 | 0 | 0 | 0
3 | 30 | 8 | 0 | 0 | 0 | 0 | 0 | 0 | 0 | 0 | 0
3 | 30 | 9 | 0 | 0 | 0 | 0 | 0 | 0 | 0 | 0 | 0
3 | 30 | 10 | 0 | 0 | 0 | 0 | 0 | 0 | 0 | 0 | 0
3 | 30 | 11 | 0 | 0 | 0 | 0 | 0 | 0 | 0 | 0 | 0
3 | 30 | 12 | 0 | 0 | 0 | 0 | 0 | 0 | 0 | 0 | 0
3 | 30 | 13 | 0 | 0 | 0 | 0 | 0 | 0 | 0 | 0 | 0
3 | 30 | 14 | 0 | 0 | 0 | 0 | 0 | 0 | 0 | 0 | 0
3 | 30 | 15 | 0 | 0 | 0 | 0 | 0 | 0 | 0 | 0 | 0
3 | 30 | 16 | 0 | 0 | 0 | 0 | 0 | 0 | 0 | 0 | 0
3 | 30 | 17 | 0 | 0 | 0 | 0 | 0 | 0 | 0 | 0 | 0
3 | 30 | 18 | 0 | 0 | 0 | 0 | 0 | 0 | 0 | 0 | 0
3 | 30 | 19 | 0 | 0 | 0 | 0 | 0 | 0 | 0 | 0 | 0
3 | 30 | 20 | 0 | 0 | 0 | 0 | 0 | 0 | 0 | 0 | 0
3 | 30 | 21 | 0 | 0 | 0 | 0 | 0 | 0 | 0 | 0 | 0
3 | 30 | 22 | 0 | 0 | 0 | 0 | 0 | 0 | 0 | 0 | 0
3 | 30 | 23 | 0 | 0 | 0 | 0 | 0 | 0 | 0 | 0 | 0
3 | 30 | 24 | 0 | 0 | 0 | 0 | 0 | 0 | 0 | 0 | 0
3 | 31 | 1 | 0 | 0 | 0 | 0 | 0 | 0 | 0 | 0 | 0
3 | 31 | 2 | 0 | 0 | 0 | 0 | 0 | 0 | 0 | 0 | 0
3 | 31 | 3 | 0 | 0 | 0 | 0 | 0 | 0 | 0 | 0 | 0
3 | 31 | 4 | 0 | 0 | 0 | 0 | 0 | 0 | 0 | 0 | 0
3 | 31 | 5 | 0 | 0 | 0 | 0 | 0 | 0 | 0 | 0 | 0
3 | 31 | 6 | 0 | 0 | 0 | 0 | 0 | 0 | 0 | 0 | 0
3 | 31 | 7 | 0 | 0 | 0 | 0 | 0 | 0 | 0 | 0 | 0
3 | 31 | 8 | 0 | 0 | 0 | 0 | 0 | 0 | 0 | 0 | 0
3 | 31 | 9 | 0 | 0 | 0 | 0 | 0 | 0 | 0 | 0 | 0
3 | 31 | 10 | 0 | 0 | 0 | 0 | 0 | 0 | 0 | 0 | 0
3 | 31 | 11 | 0 | 0 | 0 | 0 | 0 | 0 | 0 | 0 | 0
3 | 31 | 12 | 0 | 0 | 0 | 0 | 0 | 0 | 0 | 0 | 0
3 | 31 | 13 | 0 | 0 | 0 | 0 | 0 | 0 | 0 | 0 | 0
3 | 31 | 14 | 0 | 0 | 0 | 0 | 0 | 0 | 0 | 0 | 0
3 | 31 | 15 | 0 | 0 | 0 | 0 | 0 | 0 | 0 | 0 | 0
3 | 31 | 16 | 0 | 0 | 0 | 0 | 0 | 0 | 0 | 0 | 0
3 | 31 | 17 | 0 | 0 | 0 | 0 | 0 | 0 | 0 | 0 | 0
3 | 31 | 18 | 0 | 0 | 0 | 0 | 0 | 0 | 0 | 0 | 0
3 | 31 | 19 | 0 | 0 | 0 | 0 | 0 | 0 | 0 | 0 | 0
3 | 31 | 20 | 0 | 0 | 0 | 0 | 0 | 0 | 0 | 0 | 0
3 | 31 | 21 | 0 | 0 | 0 | 0 | 0 | 0 | 0 | 0 | 0
3 | 31 | 22 | 0 | 0 | 0 | 0 | 0 | 0 | 0 | 0 | 0
3 | 31 | 23 | 0 | 0 | 0 | 0 | 0 | 0 | 0 | 0 | 0
3 | 31 | 24 | 0 | 0 | 0 | 0 | 0 | 0 | 0 | 0 | 0
4 | 1 | 1 | 0 | 0 | 0 | 0 | 0 | 0 | 0 | 0 | 0
4 | 1 | 2 | 0 | 0 | 0 | 0 | 0 | 0 | 0 | 0 | 0
4 | 1 | 3 | 0 | 0 | 0 | 0 | 0 | 0 | 0 | 0 | 0
4 | 1 | 4 | 0 | 0 | 0 | 0 | 0 | 0 | 0 | 0 | 0
4 | 1 | 5 | 0 | 0 | 0 | 0 | 0 | 0 | 0 | 0 | 0
4 | 1 | 6 | 0 | 0 | 0 | 0 | 0 | 0 | 0 | 0 | 0
4 | 1 | 7 | 0 | 0 | 0 | 0 | 0 | 0 | 0 | 0 | 0
4 | 1 | 8 | 0 | 0 | 0 | 0 | 0 | 0 | 0 | 0 | 0
4 | 1 | 9 | 0 | 0 | 0 | 0 | 0 | 0 | 0 | 0 | 0
4 | 1 | 10 | 0 | 0 | 0 | 0 | 0 | 0 | 0 | 0 | 0
4 | 1 | 11 | 0 | 0 | 0 | 0 | 0 | 0 | 0 | 0 | 0
4 | 1 | 12 | 0 | 0 | 0 | 0 | 0 | 0 | 0 | 0 | 0
4 | 1 | 13 | 0 | 0 | 0 | 0 | 0 | 0 | 0 | 0 | 0
4 | 1 | 14 | 0 | 0 | 0 | 0 | 0 | 0 | 0 | 0 | 0
4 | 1 | 15 | 0 | 0 | 0 | 0 | 0 | 0 | 0 | 0 | 0
4 | 1 | 16 | 0 | 0 | 0 | 0 | 0 | 0 | 0 | 0 | 0
4 | 1 | 17 | 0 | 0 | 0 | 0 | 0 | 0 | 0 | 0 | 0
4 | 1 | 18 | 0 | 0 | 0 | 0 | 0 | 0 | 0 | 0 | 0
4 | 1 | 19 | 0 | 0 | 0 | 0 | 0 | 0 | 0 | 0 | 0
4 | 1 | 20 | 0 | 0 | 0 | 0 | 0 | 0 | 0 | 0 | 0
4 | 1 | 21 | 0 | 0 | 0 | 0 | 0 | 0 | 0 | 0 | 0
4 | 1 | 22 | 0 | 0 | 0 | 0 | 0 | 0 | 0 | 0 | 0
4 | 1 | 23 | 0 | 0 | 0 | 0 | 0 | 0 | 0 | 0 | 0
4 | 1 | 24 | 0 | 0 | 0 | 0 | 0 | 0 | 0 | 0 | 0
4 | 2 | 1 | 0 | 0 | 0 | 0 | 0 | 0 | 0 | 0 | 0
4 | 2 | 2 | 0 | 0 | 0 | 0 | 0 | 0 | 0 | 0 | 0
4 | 2 | 3 | 0 | 0 | 0 | 0 | 0 | 0 | 0 | 0 | 0
4 | 2 | 4 | 0 | 0 | 0 | 0 | 0 | 0 | 0 | 0 | 0
4 | 2 | 5 | 0 | 0 | 0 | 0 | 0 | 0 | 0 | 0 | 0
4 | 2 | 6 | 0 | 0 | 0 | 0 | 0 | 0 | 0 | 0 | 0
4 | 2 | 7 | 0 | 0 | 0 | 0 | 0 | 0 | 0 | 0 | 0
4 | 2 | 8 | 0 | 0 | 0 | 0 | 0 | 0 | 0 | 0 | 0
4 | 2 | 9 | 0 | 0 | 0 | 0 | 0 | 0 | 0 | 0 | 0
4 | 2 | 10 | 0 | 0 | 0 | 0 | 0 | 0 | 0 | 0 | 0
4 | 2 | 11 | 0 | 0 | 0 | 0 | 0 | 0 | 0 | 0 | 0
4 | 2 | 12 | 0 | 0 | 0 | 0 | 0 | 0 | 0 | 0 | 0
4 | 2 | 13 | 0 | 0 | 0 | 0 | 0 | 0 | 0 | 0 | 0
4 | 2 | 14 | 0 | 0 | 0 | 0 | 0 | 0 | 0 | 0 | 0
4 | 2 | 15 | 0 | 0 | 0 | 0 | 0 | 0 | 0 | 0 | 0
4 | 2 | 16 | 0 | 0 | 0 | 0 | 0 | 0 | 0 | 0 | 0
4 | 2 | 17 | 0 | 0 | 0 | 0 | 0 | 0 | 0 | 0 | 0
4 | 2 | 18 | 0 | 0 | 0 | 0 | 0 | 0 | 0 | 0 | 0
4 | 2 | 19 | 0 | 0 | 0 | 0 | 0 | 0 | 0 | 0 | 0
4 | 2 | 20 | 0 | 0 | 0 | 0 | 0 | 0 | 0 | 0 | 0
4 | 2 | 21 | 0 | 0 | 0 | 0 | 0 | 0 | 0 | 0 | 0
4 | 2 | 22 | 0 | 0 | 0 | 0 | 0 | 0 | 0 | 0 | 0
4 | 2 | 23 | 0 | 0 | 0 | 0 | 0 | 0 | 0 | 0 | 0
4 | 2 | 24 | 0 | 0 | 0 | 0 | 0 | 0 | 0 | 0 | 0
4 | 3 | 1 | 0 | 0 | 0 | 0 | 0 | 0 | 0 | 0 | 0
4 | 3 | 2 | 0 | 0 | 0 | 0 | 0 | 0 | 0 | 0 | 0
4 | 3 | 3 | 0 | 0 | 0 | 0 | 0 | 0 | 0 | 0 | 0
4 | 3 | 4 | 0 | 0 | 0 | 0 | 0 | 0 | 0 | 0 | 0
4 | 3 | 5 | 0 | 0 | 0 | 0 | 0 | 0 | 0 | 0 | 0
4 | 3 | 6 | 0 | 0 | 0 | 0 | 0 | 0 | 0 | 0 | 0
4 | 3 | 7 | 0 | 0 | 0 | 0 | 0 | 0 | 0 | 0 | 0
4 | 3 | 8 | 0 | 0 | 0 | 0 | 0 | 0 | 0 | 0 | 0
4 | 3 | 9 | 0 | 0 | 0 | 0 | 0 | 0 | 0 | 0 | 0
4 | 3 | 10 | 0 | 0 | 0 | 0 | 0 | 0 | 0 | 0 | 0
4 | 3 | 11 | 0 | 0 | 0 | 0 | 0 | 0 | 0 | 0 | 0
4 | 3 | 12 | 0 | 0 | 0 | 0 | 0 | 0 | 0 | 0 | 0
4 | 3 | 13 | 0 | 0 | 0 | 0 | 0 | 0 | 0 | 0 | 0
4 | 3 | 14 | 0 | 0 | 0 | 0 | 0 | 0 | 0 | 0 | 0
4 | 3 | 15 | 0 | 0 | 0 | 0 | 0 | 0 | 0 | 0 | 0
4 | 3 | 16 | 0 | 0 | 0 | 0 | 0 | 0 | 0 | 0 | 0
4 | 3 | 17 | 0 | 0 | 0 | 0 | 0 | 0 | 0 | 0 | 0
4 | 3 | 18 | 0 | 0 | 0 | 0 | 0 | 0 | 0 | 0 | 0
4 | 3 | 19 | 0 | 0 | 0 | 0 | 0 | 0 | 0 | 0 | 0
4 | 3 | 20 | 0 | 0 | 0 | 0 | 0 | 0 | 0 | 0 | 0
4 | 3 | 21 | 0 | 0 | 0 | 0 | 0 | 0 | 0 | 0 | 0
4 | 3 | 22 | 0 | 0 | 0 | 0 | 0 | 0 | 0 | 0 | 0
4 | 3 | 23 | 0 | 0 | 0 | 0 | 0 | 0 | 0 | 0 | 0
4 | 3 | 24 | 0 | 0 | 0 | 0 | 0 | 0 | 0 | 0 | 0
4 | 4 | 1 | 0 | 0 | 0 | 0 | 0 | 0 | 0 | 0 | 0
4 | 4 | 2 | 0 | 0 | 0 | 0 | 0 | 0 | 0 | 0 | 0
4 | 4 | 3 | 0 | 0 | 0 | 0 | 0 | 0 | 0 | 0 | 0
4 | 4 | 4 | 0 | 0 | 0 | 0 | 0 | 0 | 0 | 0 | 0
4 | 4 | 5 | 0 | 0 | 0 | 0 | 0 | 0 | 0 | 0 | 0
4 | 4 | 6 | 0 | 0 | 0 | 0 | 0 | 0 | 0 | 0 | 0
4 | 4 | 7 | 0 | 0 | 0 | 0 | 0 | 0 | 0 | 0 | 0
4 | 4 | 8 | 0 | 0 | 0 | 0 | 0 | 0 | 0 | 0 | 0
4 | 4 | 9 | 0 | 0 | 0 | 0 | 0 | 0 | 0 | 0 | 0
4 | 4 | 10 | 0 | 0 | 0 | 0 | 0 | 0 | 0 | 0 | 0
4 | 4 | 11 | 0 | 0 | 0 | 0 | 0 | 0 | 0 | 0 | 0
4 | 4 | 12 | 0 | 0 | 0 | 0 | 0 | 0 | 0 | 0 | 0
4 | 4 | 13 | 0 | 0 | 0 | 0 | 0 | 0 | 0 | 0 | 0
4 | 4 | 14 | 0 | 0 | 0 | 0 | 0 | 0 | 0 | 0 | 0
4 | 4 | 15 | 0 | 0 | 0 | 0 | 0 | 0 | 0 | 0 | 0
4 | 4 | 16 | 0 | 0 | 0 | 0 | 0 | 0 | 0 | 0 | 0
4 | 4 | 17 | 0 | 0 | 0 | 0 | 0 | 0 | 0 | 0 | 0
4 | 4 | 18 | 0 | 0 | 0 | 0 | 0 | 0 | 0 | 0 | 0
4 | 4 | 19 | 0 | 0 | 0 | 0 | 0 | 0 | 0 | 0 | 0
4 | 4 | 20 | 0 | 0 | 0 | 0 | 0 | 0 | 0 | 0 | 0
4 | 4 | 21 | 0 | 0 | 0 | 0 | 0 | 0 | 0 | 0 | 0
4 | 4 | 22 | 0 | 0 | 0 | 0 | 0 | 0 | 0 | 0 | 0
4 | 4 | 23 | 0 | 0 | 0 | 0 | 0 | 0 | 0 | 0 | 0
4 | 4 | 24 | 0 | 0 | 0 | 0 | 0 | 0 | 0 | 0 | 0
4 | 5 | 1 | 0 | 0 | 0 | 0 | 0 | 0 | 0 | 0 | 0
4 | 5 | 2 | 0 | 0 | 0 | 0 | 0 | 0 | 0 | 0 | 0
4 | 5 | 3 | 0 | 0 | 0 | 0 | 0 | 0 | 0 | 0 | 0
4 | 5 | 4 | 0 | 0 | 0 | 0 | 0 | 0 | 0 | 0 | 0
4 | 5 | 5 | 0 | 0 | 0 | 0 | 0 | 0 | 0 | 0 | 0
4 | 5 | 6 | 0 | 0 | 0 | 0 | 0 | 0 | 0 | 0 | 0
4 | 5 | 7 | 0 | 0 | 0 | 0 | 0 | 0 | 0 | 0 | 0
4 | 5 | 8 | 0 | 0 | 0 | 0 | 0 | 0 | 0 | 0 | 0
4 | 5 | 9 | 0 | 0 | 0 | 0 | 0 | 0 | 0 | 0 | 0
4 | 5 | 10 | 0 | 0 | 0 | 0 | 0 | 0 | 0 | 0 | 0
4 | 5 | 11 | 0 | 0 | 0 | 0 | 0 | 0 | 0 | 0 | 0
4 | 5 | 12 | 0 | 0 | 0 | 0 | 0 | 0 | 0 | 0 | 0
4 | 5 | 13 | 0 | 0 | 0 | 0 | 0 | 0 | 0 | 0 | 0
4 | 5 | 14 | 0 | 0 | 0 | 0 | 0 | 0 | 0 | 0 | 0
4 | 5 | 15 | 0 | 0 | 0 | 0 | 0 | 0 | 0 | 0 | 0
4 | 5 | 16 | 0 | 0 | 0 | 0 | 0 | 0 | 0 | 0 | 0
4 | 5 | 17 | 0 | 0 | 0 | 0 | 0 | 0 | 0 | 0 | 0
4 | 5 | 18 | 0 | 0 | 0 | 0 | 0 | 0 | 0 | 0 | 0
4 | 5 | 19 | 0 | 0 | 0 | 0 | 0 | 0 | 0 | 0 | 0
4 | 5 | 20 | 0 | 0 | 0 | 0 | 0 | 0 | 0 | 0 | 0
4 | 5 | 21 | 0 | 0 | 0 | 0 | 0 | 0 | 0 | 0 | 0
4 | 5 | 22 | 0 | 0 | 0 | 0 | 0 | 0 | 0 | 0 | 0
4 | 5 | 23 | 0 | 0 | 0 | 0 | 0 | 0 | 0 | 0 | 0
4 | 5 | 24 | 0 | 0 | 0 | 0 | 0 | 0 | 0 | 0 | 0
4 | 6 | 1 | 0 | 0 | 0 | 0 | 0 | 0 | 0 | 0 | 0
4 | 6 | 2 | 0 | 0 | 0 | 0 | 0 | 0 | 0 | 0 | 0
4 | 6 | 3 | 0 | 0 | 0 | 0 | 0 | 0 | 0 | 0 | 0
4 | 6 | 4 | 0 | 0 | 0 | 0 | 0 | 0 | 0 | 0 | 0
4 | 6 | 5 | 0 | 0 | 0 | 0 | 0 | 0 | 0 | 0 | 0
4 | 6 | 6 | 0 | 0 | 0 | 0 | 0 | 0 | 0 | 0 | 0
4 | 6 | 7 | 0 | 0 | 0 | 0 | 0 | 0 | 0 | 0 | 0
4 | 6 | 8 | 0 | 0 | 0 | 0 | 0 | 0 | 0 | 0 | 0
4 | 6 | 9 | 0 | 0 | 0 | 0 | 0 | 0 | 0 | 0 | 0
4 | 6 | 10 | 0 | 0 | 0 | 0 | 0 | 0 | 0 | 0 | 0
4 | 6 | 11 | 0 | 0 | 0 | 0 | 0 | 0 | 0 | 0 | 0
4 | 6 | 12 | 0 | 0 | 0 | 0 | 0 | 0 | 0 | 0 | 0
4 | 6 | 13 | 0 | 0 | 0 | 0 | 0 | 0 | 0 | 0 | 0
4 | 6 | 14 | 0 | 0 | 0 | 0 | 0 | 0 | 0 | 0 | 0
4 | 6 | 15 | 0 | 0 | 0 | 0 | 0 | 0 | 0 | 0 | 0
4 | 6 | 16 | 0 | 0 | 0 | 0 | 0 | 0 | 0 | 0 | 0
4 | 6 | 17 | 0 | 0 | 0 | 0 | 0 | 0 | 0 | 0 | 0
4 | 6 | 18 | 0 | 0 | 0 | 0 | 0 | 0 | 0 | 0 | 0
4 | 6 | 19 | 0 | 0 | 0 | 0 | 0 | 0 | 0 | 0 | 0
4 | 6 | 20 | 0 | 0 | 0 | 0 | 0 | 0 | 0 | 0 | 0
4 | 6 | 21 | 0 | 0 | 0 | 0 | 0 | 0 | 0 | 0 | 0
4 | 6 | 22 | 0 | 0 | 0 | 0 | 0 | 0 | 0 | 0 | 0
4 | 6 | 23 | 0 | 0 | 0 | 0 | 0 | 0 | 0 | 0 | 0
4 | 6 | 24 | 0 | 0 | 0 | 0 | 0 | 0 | 0 | 0 | 0
4 | 7 | 1 | 0 | 0 | 0 | 0 | 0 | 0 | 0 | 0 | 0
4 | 7 | 2 | 0 | 0 | 0 | 0 | 0 | 0 | 0 | 0 | 0
4 | 7 | 3 | 0 | 0 | 0 | 0 | 0 | 0 | 0 | 0 | 0
4 | 7 | 4 | 0 | 0 | 0 | 0 | 0 | 0 | 0 | 0 | 0
4 | 7 | 5 | 0 | 0 | 0 | 0 | 0 | 0 | 0 | 0 | 0
4 | 7 | 6 | 0 | 0 | 0 | 0 | 0 | 0 | 0 | 0 | 0
4 | 7 | 7 | 0 | 0 | 0 | 0 | 0 | 0 | 0 | 0 | 0
4 | 7 | 8 | 0 | 0 | 0 | 0 | 0 | 0 | 0 | 0 | 0
4 | 7 | 9 | 0 | 0 | 0 | 0 | 0 | 0 | 0 | 0 | 0
4 | 7 | 10 | 0 | 0 | 0 | 0 | 0 | 0 | 0 | 0 | 0
4 | 7 | 11 | 0 | 0 | 0 | 0 | 0 | 0 | 0 | 0 | 0
4 | 7 | 12 | 0 | 0 | 0 | 0 | 0 | 0 | 0 | 0 | 0
4 | 7 | 13 | 0 | 0 | 0 | 0 | 0 | 0 | 0 | 0 | 0
4 | 7 | 14 | 0 | 0 | 0 | 0 | 0 | 0 | 0 | 0 | 0
4 | 7 | 15 | 0 | 0 | 0 | 0 | 0 | 0 | 0 | 0 | 0
4 | 7 | 16 | 0 | 0 | 0 | 0 | 0 | 0 | 0 | 0 | 0
4 | 7 | 17 | 0 | 0 | 0 | 0 | 0 | 0 | 0 | 0 | 0
4 | 7 | 18 | 0 | 0 | 0 | 0 | 0 | 0 | 0 | 0 | 0
4 | 7 | 19 | 0 | 0 | 0 | 0 | 0 | 0 | 0 | 0 | 0
4 | 7 | 20 | 0 | 0 | 0 | 0 | 0 | 0 | 0 | 0 | 0
4 | 7 | 21 | 0 | 0 | 0 | 0 | 0 | 0 | 0 | 0 | 0
4 | 7 | 22 | 0 | 0 | 0 | 0 | 0 | 0 | 0 | 0 | 0
4 | 7 | 23 | 0 | 0 | 0 | 0 | 0 | 0 | 0 | 0 | 0
4 | 7 | 24 | 0 | 0 | 0 | 0 | 0 | 0 | 0 | 0 | 0
4 | 8 | 1 | 0 | 0 | 0 | 0 | 0 | 0 | 0 | 0 | 0
4 | 8 | 2 | 0 | 0 | 0 | 0 | 0 | 0 | 0 | 0 | 0
4 | 8 | 3 | 0 | 0 | 0 | 0 | 0 | 0 | 0 | 0 | 0
4 | 8 | 4 | 0 | 0 | 0 | 0 | 0 | 0 | 0 | 0 | 0
4 | 8 | 5 | 0 | 0 | 0 | 0 | 0 | 0 | 0 | 0 | 0
4 | 8 | 6 | 0 | 0 | 0 | 0 | 0 | 0 | 0 | 0 | 0
4 | 8 | 7 | 0 | 0 | 0 | 0 | 0 | 0 | 0 | 0 | 0
4 | 8 | 8 | 0 | 0 | 0 | 0 | 0 | 0 | 0 | 0 | 0
4 | 8 | 9 | 0 | 0 | 0 | 0 | 0 | 0 | 0 | 0 | 0
4 | 8 | 10 | 0 | 0 | 0 | 0 | 0 | 0 | 0 | 0 | 0
4 | 8 | 11 | 0 | 0 | 0 | 0 | 0 | 0 | 0 | 0 | 0
4 | 8 | 12 | 0 | 0 | 0 | 0 | 0 | 0 | 0 | 0 | 0
4 | 8 | 13 | 0 | 0 | 0 | 0 | 0 | 0 | 0 | 0 | 0
4 | 8 | 14 | 0 | 0 | 0 | 0 | 0 | 0 | 0 | 0 | 0
4 | 8 | 15 | 0 | 0 | 0 | 0 | 0 | 0 | 0 | 0 | 0
4 | 8 | 16 | 0 | 0 | 0 | 0 | 0 | 0 | 0 | 0 | 0
4 | 8 | 17 | 0 | 0 | 0 | 0 | 0 | 0 | 0 | 0 | 0
4 | 8 | 18 | 0 | 0 | 0 | 0 | 0 | 0 | 0 | 0 | 0
4 | 8 | 19 | 0 | 0 | 0 | 0 | 0 | 0 | 0 | 0 | 0
4 | 8 | 20 | 0 | 0 | 0 | 0 | 0 | 0 | 0 | 0 | 0
4 | 8 | 21 | 0 | 0 | 0 | 0 | 0 | 0 | 0 | 0 | 0
4 | 8 | 22 | 0 | 0 | 0 | 0 | 0 | 0 | 0 | 0 | 0
4 | 8 | 23 | 0 | 0 | 0 | 0 | 0 | 0 | 0 | 0 | 0
4 | 8 | 24 | 0 | 0 | 0 | 0 | 0 | 0 | 0 | 0 | 0
4 | 9 | 1 | 0 | 0 | 0 | 0 | 0 | 0 | 0 | 0 | 0
4 | 9 | 2 | 0 | 0 | 0 | 0 | 0 | 0 | 0 | 0 | 0
4 | 9 | 3 | 0 | 0 | 0 | 0 | 0 | 0 | 0 | 0 | 0
4 | 9 | 4 | 0 | 0 | 0 | 0 | 0 | 0 | 0 | 0 | 0
4 | 9 | 5 | 0 | 0 | 0 | 0 | 0 | 0 | 0 | 0 | 0
4 | 9 | 6 | 0 | 0 | 0 | 0 | 0 | 0 | 0 | 0 | 0
4 | 9 | 7 | 0 | 0 | 0 | 0 | 0 | 0 | 0 | 0 | 0
4 | 9 | 8 | 0 | 0 | 0 | 0 | 0 | 0 | 0 | 0 | 0
4 | 9 | 9 | 0 | 0 | 0 | 0 | 0 | 0 | 0 | 0 | 0
4 | 9 | 10 | 0 | 0 | 0 | 0 | 0 | 0 | 0 | 0 | 0
4 | 9 | 11 | 0 | 0 | 0 | 0 | 0 | 0 | 0 | 0 | 0
4 | 9 | 12 | 0 | 0 | 0 | 0 | 0 | 0 | 0 | 0 | 0
4 | 9 | 13 | 0 | 0 | 0 | 0 | 0 | 0 | 0 | 0 | 0
4 | 9 | 14 | 0 | 0 | 0 | 0 | 0 | 0 | 0 | 0 | 0
4 | 9 | 15 | 0 | 0 | 0 | 0 | 0 | 0 | 0 | 0 | 0
4 | 9 | 16 | 0 | 0 | 0 | 0 | 0 | 0 | 0 | 0 | 0
4 | 9 | 17 | 0 | 0 | 0 | 0 | 0 | 0 | 0 | 0 | 0
4 | 9 | 18 | 0 | 0 | 0 | 0 | 0 | 0 | 0 | 0 | 0
4 | 9 | 19 | 0 | 0 | 0 | 0 | 0 | 0 | 0 | 0 | 0
4 | 9 | 20 | 0 | 0 | 0 | 0 | 0 | 0 | 0 | 0 | 0
4 | 9 | 21 | 0 | 0 | 0 | 0 | 0 | 0 | 0 | 0 | 0
4 | 9 | 22 | 0 | 0 | 0 | 0 | 0 | 0 | 0 | 0 | 0
4 | 9 | 23 | 0 | 0 | 0 | 0 | 0 | 0 | 0 | 0 | 0
4 | 9 | 24 | 0 | 0 | 0 | 0 | 0 | 0 | 0 | 0 | 0
4 | 10 | 1 | 0 | 0 | 0 | 0 | 0 | 0 | 0 | 0 | 0
4 | 10 | 2 | 0 | 0 | 0 | 0 | 0 | 0 | 0 | 0 | 0
4 | 10 | 3 | 0 | 0 | 0 | 0 | 0 | 0 | 0 | 0 | 0
4 | 10 | 4 | 0 | 0 | 0 | 0 | 0 | 0 | 0 | 0 | 0
4 | 10 | 5 | 0 | 0 | 0 | 0 | 0 | 0 | 0 | 0 | 0
4 | 10 | 6 | 0 | 0 | 0 | 0 | 0 | 0 | 0 | 0 | 0
4 | 10 | 7 | 0 | 0 | 0 | 0 | 0 | 0 | 0 | 0 | 0
4 | 10 | 8 | 0 | 0 | 0 | 0 | 0 | 0 | 0 | 0 | 0
4 | 10 | 9 | 0 | 0 | 0 | 0 | 0 | 0 | 0 | 0 | 0
4 | 10 | 10 | 0 | 0 | 0 | 0 | 0 | 0 | 0 | 0 | 0
4 | 10 | 11 | 0 | 0 | 0 | 0 | 0 | 0 | 0 | 0 | 0
4 | 10 | 12 | 0 | 0 | 0 | 0 | 0 | 0 | 0 | 0 | 0
4 | 10 | 13 | 0 | 0 | 0 | 0 | 0 | 0 | 0 | 0 | 0
4 | 10 | 14 | 0 | 0 | 0 | 0 | 0 | 0 | 0 | 0 | 0
4 | 10 | 15 | 0 | 0 | 0 | 0 | 0 | 0 | 0 | 0 | 0
4 | 10 | 16 | 0 | 0 | 0 | 0 | 0 | 0 | 0 | 0 | 0
4 | 10 | 17 | 0 | 0 | 0 | 0 | 0 | 0 | 0 | 0 | 0
4 | 10 | 18 | 0 | 0 | 0 | 0 | 0 | 0 | 0 | 0 | 0
4 | 10 | 19 | 0 | 0 | 0 | 0 | 0 | 0 | 0 | 0 | 0
4 | 10 | 20 | 0 | 0 | 0 | 0 | 0 | 0 | 0 | 0 | 0
4 | 10 | 21 | 0 | 0 | 0 | 0 | 0 | 0 | 0 | 0 | 0
4 | 10 | 22 | 0 | 0 | 0 | 0 | 0 | 0 | 0 | 0 | 0
4 | 10 | 23 | 0 | 0 | 0 | 0 | 0 | 0 | 0 | 0 | 0
4 | 10 | 24 | 0 | 0 | 0 | 0 | 0 | 0 | 0 | 0 | 0
4 | 11 | 1 | 0 | 0 | 0 | 0 | 0 | 0 | 0 | 0 | 0
4 | 11 | 2 | 0 | 0 | 0 | 0 | 0 | 0 | 0 | 0 | 0
4 | 11 | 3 | 0 | 0 | 0 | 0 | 0 | 0 | 0 | 0 | 0
4 | 11 | 4 | 0 | 0 | 0 | 0 | 0 | 0 | 0 | 0 | 0
4 | 11 | 5 | 0 | 0 | 0 | 0 | 0 | 0 | 0 | 0 | 0
4 | 11 | 6 | 0 | 0 | 0 | 0 | 0 | 0 | 0 | 0 | 0
4 | 11 | 7 | 0 | 0 | 0 | 0 | 0 | 0 | 0 | 0 | 0
4 | 11 | 8 | 0 | 0 | 0 | 0 | 0 | 0 | 0 | 0 | 0
4 | 11 | 9 | 0 | 0 | 0 | 0 | 0 | 0 | 0 | 0 | 0
4 | 11 | 10 | 0 | 0 | 0 | 0 | 0 | 0 | 0 | 0 | 0
4 | 11 | 11 | 0 | 0 | 0 | 0 | 0 | 0 | 0 | 0 | 0
4 | 11 | 12 | 0 | 0 | 0 | 0 | 0 | 0 | 0 | 0 | 0
4 | 11 | 13 | 0 | 0 | 0 | 0 | 0 | 0 | 0 | 0 | 0
4 | 11 | 14 | 0 | 0 | 0 | 0 | 0 | 0 | 0 | 0 | 0
4 | 11 | 15 | 0 | 0 | 0 | 0 | 0 | 0 | 0 | 0 | 0
4 | 11 | 16 | 0 | 0 | 0 | 0 | 0 | 0 | 0 | 0 | 0
4 | 11 | 17 | 0 | 0 | 0 | 0 | 0 | 0 | 0 | 0 | 0
4 | 11 | 18 | 0 | 0 | 0 | 0 | 0 | 0 | 0 | 0 | 0
4 | 11 | 19 | 0 | 0 | 0 | 0 | 0 | 0 | 0 | 0 | 0
4 | 11 | 20 | 0 | 0 | 0 | 0 | 0 | 0 | 0 | 0 | 0
4 | 11 | 21 | 0 | 0 | 0 | 0 | 0 | 0 | 0 | 0 | 0
4 | 11 | 22 | 0 | 0 | 0 | 0 | 0 | 0 | 0 | 0 | 0
4 | 11 | 23 | 0 | 0 | 0 | 0 | 0 | 0 | 0 | 0 | 0
4 | 11 | 24 | 0 | 0 | 0 | 0 | 0 | 0 | 0 | 0 | 0
4 | 12 | 1 | 0 | 0 | 0 | 0 | 0 | 0 | 0 | 0 | 0
4 | 12 | 2 | 0 | 0 | 0 | 0 | 0 | 0 | 0 | 0 | 0
4 | 12 | 3 | 0 | 0 | 0 | 0 | 0 | 0 | 0 | 0 | 0
4 | 12 | 4 | 0 | 0 | 0 | 0 | 0 | 0 | 0 | 0 | 0
4 | 12 | 5 | 0 | 0 | 0 | 0 | 0 | 0 | 0 | 0 | 0
4 | 12 | 6 | 0 | 0 | 0 | 0 | 0 | 0 | 0 | 0 | 0
4 | 12 | 7 | 0 | 0 | 0 | 0 | 0 | 0 | 0 | 0 | 0
4 | 12 | 8 | 0 | 0 | 0 | 0 | 0 | 0 | 0 | 0 | 0
4 | 12 | 9 | 0 | 0 | 0 | 0 | 0 | 0 | 0 | 0 | 0
4 | 12 | 10 | 0 | 0 | 0 | 0 | 0 | 0 | 0 | 0 | 0
4 | 12 | 11 | 0 | 0 | 0 | 0 | 0 | 0 | 0 | 0 | 0
4 | 12 | 12 | 0 | 0 | 0 | 0 | 0 | 0 | 0 | 0 | 0
4 | 12 | 13 | 0 | 0 | 0 | 0 | 0 | 0 | 0 | 0 | 0
4 | 12 | 14 | 0 | 0 | 0 | 0 | 0 | 0 | 0 | 0 | 0
4 | 12 | 15 | 0 | 0 | 0 | 0 | 0 | 0 | 0 | 0 | 0
4 | 12 | 16 | 0 | 0 | 0 | 0 | 0 | 0 | 0 | 0 | 0
4 | 12 | 17 | 0 | 0 | 0 | 0 | 0 | 0 | 0 | 0 | 0
4 | 12 | 18 | 0 | 0 | 0 | 0 | 0 | 0 | 0 | 0 | 0
4 | 12 | 19 | 0 | 0 | 0 | 0 | 0 | 0 | 0 | 0 | 0
4 | 12 | 20 | 0 | 0 | 0 | 0 | 0 | 0 | 0 | 0 | 0
4 | 12 | 21 | 0 | 0 | 0 | 0 | 0 | 0 | 0 | 0 | 0
4 | 12 | 22 | 0 | 0 | 0 | 0 | 0 | 0 | 0 | 0 | 0
4 | 12 | 23 | 0 | 0 | 0 | 0 | 0 | 0 | 0 | 0 | 0
4 | 12 | 24 | 0 | 0 | 0 | 0 | 0 | 0 | 0 | 0 | 0
4 | 13 | 1 | 0 | 0 | 0 | 0 | 0 | 0 | 0 | 0 | 0
4 | 13 | 2 | 0 | 0 | 0 | 0 | 0 | 0 | 0 | 0 | 0
4 | 13 | 3 | 0 | 0 | 0 | 0 | 0 | 0 | 0 | 0 | 0
4 | 13 | 4 | 0 | 0 | 0 | 0 | 0 | 0 | 0 | 0 | 0
4 | 13 | 5 | 0 | 0 | 0 | 0 | 0 | 0 | 0 | 0 | 0
4 | 13 | 6 | 0 | 0 | 0 | 0 | 0 | 0 | 0 | 0 | 0
4 | 13 | 7 | 0 | 0 | 0 | 0 | 0 | 0 | 0 | 0 | 0
4 | 13 | 8 | 0 | 0 | 0 | 0 | 0 | 0 | 0 | 0 | 0
4 | 13 | 9 | 0 | 0 | 0 | 0 | 0 | 0 | 0 | 0 | 0
4 | 13 | 10 | 0 | 0 | 0 | 0 | 0 | 0 | 0 | 0 | 0
4 | 13 | 11 | 0 | 0 | 0 | 0 | 0 | 0 | 0 | 0 | 0
4 | 13 | 12 | 0 | 0 | 0 | 0 | 0 | 0 | 0 | 0 | 0
4 | 13 | 13 | 0 | 0 | 0 | 0 | 0 | 0 | 0 | 0 | 0
4 | 13 | 14 | 0 | 0 | 0 | 0 | 0 | 0 | 0 | 0 | 0
4 | 13 | 15 | 0 | 0 | 0 | 0 | 0 | 0 | 0 | 0 | 0
4 | 13 | 16 | 0 | 0 | 0 | 0 | 0 | 0 | 0 | 0 | 0
4 | 13 | 17 | 0 | 0 | 0 | 0 | 0 | 0 | 0 | 0 | 0
4 | 13 | 18 | 0 | 0 | 0 | 0 | 0 | 0 | 0 | 0 | 0
4 | 13 | 19 | 0 | 0 | 0 | 0 | 0 | 0 | 0 | 0 | 0
4 | 13 | 20 | 0 | 0 | 0 | 0 | 0 | 0 | 0 | 0 | 0
4 | 13 | 21 | 0 | 0 | 0 | 0 | 0 | 0 | 0 | 0 | 0
4 | 13 | 22 | 0 | 0 | 0 | 0 | 0 | 0 | 0 | 0 | 0
4 | 13 | 23 | 0 | 0 | 0 | 0 | 0 | 0 | 0 | 0 | 0
4 | 13 | 24 | 0 | 0 | 0 | 0 | 0 | 0 | 0 | 0 | 0
4 | 14 | 1 | 0 | 0 | 0 | 0 | 0 | 0 | 0 | 0 | 0
4 | 14 | 2 | 0 | 0 | 0 | 0 | 0 | 0 | 0 | 0 | 0
4 | 14 | 3 | 0 | 0 | 0 | 0 | 0 | 0 | 0 | 0 | 0
4 | 14 | 4 | 0 | 0 | 0 | 0 | 0 | 0 | 0 | 0 | 0
4 | 14 | 5 | 0 | 0 | 0 | 0 | 0 | 0 | 0 | 0 | 0
4 | 14 | 6 | 0 | 0 | 0 | 0 | 0 | 0 | 0 | 0 | 0
4 | 14 | 7 | 0 | 0 | 0 | 0 | 0 | 0 | 0 | 0 | 0
4 | 14 | 8 | 0 | 0 | 0 | 0 | 0 | 0 | 0 | 0 | 0
4 | 14 | 9 | 0 | 0 | 0 | 0 | 0 | 0 | 0 | 0 | 0
4 | 14 | 10 | 0 | 0 | 0 | 0 | 0 | 0 | 0 | 0 | 0
4 | 14 | 11 | 0 | 0 | 0 | 0 | 0 | 0 | 0 | 0 | 0
4 | 14 | 12 | 0 | 0 | 0 | 0 | 0 | 0 | 0 | 0 | 0
4 | 14 | 13 | 0 | 0 | 0 | 0 | 0 | 0 | 0 | 0 | 0
4 | 14 | 14 | 0 | 0 | 0 | 0 | 0 | 0 | 0 | 0 | 0
4 | 14 | 15 | 0 | 0 | 0 | 0 | 0 | 0 | 0 | 0 | 0
4 | 14 | 16 | 0 | 0 | 0 | 0 | 0 | 0 | 0 | 0 | 0
4 | 14 | 17 | 0 | 0 | 0 | 0 | 0 | 0 | 0 | 0 | 0
4 | 14 | 18 | 0 | 0 | 0 | 0 | 0 | 0 | 0 | 0 | 0
4 | 14 | 19 | 0 | 0 | 0 | 0 | 0 | 0 | 0 | 0 | 0
4 | 14 | 20 | 0 | 0 | 0 | 0 | 0 | 0 | 0 | 0 | 0
4 | 14 | 21 | 0 | 0 | 0 | 0 | 0 | 0 | 0 | 0 | 0
4 | 14 | 22 | 0 | 0 | 0 | 0 | 0 | 0 | 0 | 0 | 0
4 | 14 | 23 | 0 | 0 | 0 | 0 | 0 | 0 | 0 | 0 | 0
4 | 14 | 24 | 0 | 0 | 0 | 0 | 0 | 0 | 0 | 0 | 0
4 | 15 | 1 | 0 | 0 | 0 | 0 | 0 | 0 | 0 | 0 | 0
4 | 15 | 2 | 0 | 0 | 0 | 0 | 0 | 0 | 0 | 0 | 0
4 | 15 | 3 | 0 | 0 | 0 | 0 | 0 | 0 | 0 | 0 | 0
4 | 15 | 4 | 0 | 0 | 0 | 0 | 0 | 0 | 0 | 0 | 0
4 | 15 | 5 | 0 | 0 | 0 | 0 | 0 | 0 | 0 | 0 | 0
4 | 15 | 6 | 0 | 0 | 0 | 0 | 0 | 0 | 0 | 0 | 0
4 | 15 | 7 | 0 | 0 | 0 | 0 | 0 | 0 | 0 | 0 | 0
4 | 15 | 8 | 0 | 0 | 0 | 0 | 0 | 0 | 0 | 0 | 0
4 | 15 | 9 | 0 | 0 | 0 | 0 | 0 | 0 | 0 | 0 | 0
4 | 15 | 10 | 0 | 0 | 0 | 0 | 0 | 0 | 0 | 0 | 0
4 | 15 | 11 | 0 | 0 | 0 | 0 | 0 | 0 | 0 | 0 | 0
4 | 15 | 12 | 0 | 0 | 0 | 0 | 0 | 0 | 0 | 0 | 0
4 | 15 | 13 | 0 | 0 | 0 | 0 | 0 | 0 | 0 | 0 | 0
4 | 15 | 14 | 0 | 0 | 0 | 0 | 0 | 0 | 0 | 0 | 0
4 | 15 | 15 | 0 | 0 | 0 | 0 | 0 | 0 | 0 | 0 | 0
4 | 15 | 16 | 0 | 0 | 0 | 0 | 0 | 0 | 0 | 0 | 0
4 | 15 | 17 | 0 | 0 | 0 | 0 | 0 | 0 | 0 | 0 | 0
4 | 15 | 18 | 0 | 0 | 0 | 0 | 0 | 0 | 0 | 0 | 0
4 | 15 | 19 | 0 | 0 | 0 | 0 | 0 | 0 | 0 | 0 | 0
4 | 15 | 20 | 0 | 0 | 0 | 0 | 0 | 0 | 0 | 0 | 0
4 | 15 | 21 | 0 | 0 | 0 | 0 | 0 | 0 | 0 | 0 | 0
4 | 15 | 22 | 0 | 0 | 0 | 0 | 0 | 0 | 0 | 0 | 0
4 | 15 | 23 | 0 | 0 | 0 | 0 | 0 | 0 | 0 | 0 | 0
4 | 15 | 24 | 0 | 0 | 0 | 0 | 0 | 0 | 0 | 0 | 0
4 | 16 | 1 | 0 | 0 | 0 | 0 | 0 | 0 | 0 | 0 | 0
4 | 16 | 2 | 0 | 0 | 0 | 0 | 0 | 0 | 0 | 0 | 0
4 | 16 | 3 | 0 | 0 | 0 | 0 | 0 | 0 | 0 | 0 | 0
4 | 16 | 4 | 0 | 0 | 0 | 0 | 0 | 0 | 0 | 0 | 0
4 | 16 | 5 | 0 | 0 | 0 | 0 | 0 | 0 | 0 | 0 | 0
4 | 16 | 6 | 0 | 0 | 0 | 0 | 0 | 0 | 0 | 0 | 0
4 | 16 | 7 | 0 | 0 | 0 | 0 | 0 | 0 | 0 | 0 | 0
4 | 16 | 8 | 0 | 0 | 0 | 0 | 0 | 0 | 0 | 0 | 0
4 | 16 | 9 | 0 | 0 | 0 | 0 | 0 | 0 | 0 | 0 | 0
4 | 16 | 10 | 0 | 0 | 0 | 0 | 0 | 0 | 0 | 0 | 0
4 | 16 | 11 | 0 | 0 | 0 | 0 | 0 | 0 | 0 | 0 | 0
4 | 16 | 12 | 0 | 0 | 0 | 0 | 0 | 0 | 0 | 0 | 0
4 | 16 | 13 | 0 | 0 | 0 | 0 | 0 | 0 | 0 | 0 | 0
4 | 16 | 14 | 0 | 0 | 0 | 0 | 0 | 0 | 0 | 0 | 0
4 | 16 | 15 | 0 | 0 | 0 | 0 | 0 | 0 | 0 | 0 | 0
4 | 16 | 16 | 0 | 0 | 0 | 0 | 0 | 0 | 0 | 0 | 0
4 | 16 | 17 | 0 | 0 | 0 | 0 | 0 | 0 | 0 | 0 | 0
4 | 16 | 18 | 0 | 0 | 0 | 0 | 0 | 0 | 0 | 0 | 0
4 | 16 | 19 | 0 | 0 | 0 | 0 | 0 | 0 | 0 | 0 | 0
4 | 16 | 20 | 0 | 0 | 0 | 0 | 0 | 0 | 0 | 0 | 0
4 | 16 | 21 | 0 | 0 | 0 | 0 | 0 | 0 | 0 | 0 | 0
4 | 16 | 22 | 0 | 0 | 0 | 0 | 0 | 0 | 0 | 0 | 0
4 | 16 | 23 | 0 | 0 | 0 | 0 | 0 | 0 | 0 | 0 | 0
4 | 16 | 24 | 0 | 0 | 0 | 0 | 0 | 0 | 0 | 0 | 0
4 | 17 | 1 | 0 | 0 | 0 | 0 | 0 | 0 | 0 | 0 | 0
4 | 17 | 2 | 0 | 0 | 0 | 0 | 0 | 0 | 0 | 0 | 0
4 | 17 | 3 | 0 | 0 | 0 | 0 | 0 | 0 | 0 | 0 | 0
4 | 17 | 4 | 0 | 0 | 0 | 0 | 0 | 0 | 0 | 0 | 0
4 | 17 | 5 | 0 | 0 | 0 | 0 | 0 | 0 | 0 | 0 | 0
4 | 17 | 6 | 0 | 0 | 0 | 0 | 0 | 0 | 0 | 0 | 0
4 | 17 | 7 | 0 | 0 | 0 | 0 | 0 | 0 | 0 | 0 | 0
4 | 17 | 8 | 0 | 0 | 0 | 0 | 0 | 0 | 0 | 0 | 0
4 | 17 | 9 | 0 | 0 | 0 | 0 | 0 | 0 | 0 | 0 | 0
4 | 17 | 10 | 0 | 0 | 0 | 0 | 0 | 0 | 0 | 0 | 0
4 | 17 | 11 | 0 | 0 | 0 | 0 | 0 | 0 | 0 | 0 | 0
4 | 17 | 12 | 0 | 0 | 0 | 0 | 0 | 0 | 0 | 0 | 0
4 | 17 | 13 | 0 | 0 | 0 | 0 | 0 | 0 | 0 | 0 | 0
4 | 17 | 14 | 0 | 0 | 0 | 0 | 0 | 0 | 0 | 0 | 0
4 | 17 | 15 | 0 | 0 | 0 | 0 | 0 | 0 | 0 | 0 | 0
4 | 17 | 16 | 0 | 0 | 0 | 0 | 0 | 0 | 0 | 0 | 0
4 | 17 | 17 | 0 | 0 | 0 | 0 | 0 | 0 | 0 | 0 | 0
4 | 17 | 18 | 0 | 0 | 0 | 0 | 0 | 0 | 0 | 0 | 0
4 | 17 | 19 | 0 | 0 | 0 | 0 | 0 | 0 | 0 | 0 | 0
4 | 17 | 20 | 0 | 0 | 0 | 0 | 0 | 0 | 0 | 0 | 0
4 | 17 | 21 | 0 | 0 | 0 | 0 | 0 | 0 | 0 | 0 | 0
4 | 17 | 22 | 0 | 0 | 0 | 0 | 0 | 0 | 0 | 0 | 0
4 | 17 | 23 | 0 | 0 | 0 | 0 | 0 | 0 | 0 | 0 | 0
4 | 17 | 24 | 0 | 0 | 0 | 0 | 0 | 0 | 0 | 0 | 0
4 | 18 | 1 | 0 | 0 | 0 | 0 | 0 | 0 | 0 | 0 | 0
4 | 18 | 2 | 0 | 0 | 0 | 0 | 0 | 0 | 0 | 0 | 0
4 | 18 | 3 | 0 | 0 | 0 | 0 | 0 | 0 | 0 | 0 | 0
4 | 18 | 4 | 0 | 0 | 0 | 0 | 0 | 0 | 0 | 0 | 0
4 | 18 | 5 | 0 | 0 | 0 | 0 | 0 | 0 | 0 | 0 | 0
4 | 18 | 6 | 0 | 0 | 0 | 0 | 0 | 0 | 0 | 0 | 0
4 | 18 | 7 | 0 | 0 | 0 | 0 | 0 | 0 | 0 | 0 | 0
4 | 18 | 8 | 0 | 0 | 0 | 0 | 0 | 0 | 0 | 0 | 0
4 | 18 | 9 | 0 | 0 | 0 | 0 | 0 | 0 | 0 | 0 | 0
4 | 18 | 10 | 0 | 0 | 0 | 0 | 0 | 0 | 0 | 0 | 0
4 | 18 | 11 | 0 | 0 | 0 | 0 | 0 | 0 | 0 | 0 | 0
4 | 18 | 12 | 0 | 0 | 0 | 0 | 0 | 0 | 0 | 0 | 0
4 | 18 | 13 | 0 | 0 | 0 | 0 | 0 | 0 | 0 | 0 | 0
4 | 18 | 14 | 0 | 0 | 0 | 0 | 0 | 0 | 0 | 0 | 0
4 | 18 | 15 | 0 | 0 | 0 | 0 | 0 | 0 | 0 | 0 | 0
4 | 18 | 16 | 0 | 0 | 0 | 0 | 0 | 0 | 0 | 0 | 0
4 | 18 | 17 | 0 | 0 | 0 | 0 | 0 | 0 | 0 | 0 | 0
4 | 18 | 18 | 0 | 0 | 0 | 0 | 0 | 0 | 0 | 0 | 0
4 | 18 | 19 | 0 | 0 | 0 | 0 | 0 | 0 | 0 | 0 | 0
4 | 18 | 20 | 0 | 0 | 0 | 0 | 0 | 0 | 0 | 0 | 0
4 | 18 | 21 | 0 | 0 | 0 | 0 | 0 | 0 | 0 | 0 | 0
4 | 18 | 22 | 0 | 0 | 0 | 0 | 0 | 0 | 0 | 0 | 0
4 | 18 | 23 | 0 | 0 | 0 | 0 | 0 | 0 | 0 | 0 | 0
4 | 18 | 24 | 0 | 0 | 0 | 0 | 0 | 0 | 0 | 0 | 0
4 | 19 | 1 | 0 | 0 | 0 | 0 | 0 | 0 | 0 | 0 | 0
4 | 19 | 2 | 0 | 0 | 0 | 0 | 0 | 0 | 0 | 0 | 0
4 | 19 | 3 | 0 | 0 | 0 | 0 | 0 | 0 | 0 | 0 | 0
4 | 19 | 4 | 0 | 0 | 0 | 0 | 0 | 0 | 0 | 0 | 0
4 | 19 | 5 | 0 | 0 | 0 | 0 | 0 | 0 | 0 | 0 | 0
4 | 19 | 6 | 0 | 0 | 0 | 0 | 0 | 0 | 0 | 0 | 0
4 | 19 | 7 | 0 | 0 | 0 | 0 | 0 | 0 | 0 | 0 | 0
4 | 19 | 8 | 0 | 0 | 0 | 0 | 0 | 0 | 0 | 0 | 0
4 | 19 | 9 | 0 | 0 | 0 | 0 | 0 | 0 | 0 | 0 | 0
4 | 19 | 10 | 0 | 0 | 0 | 0 | 0 | 0 | 0 | 0 | 0
4 | 19 | 11 | 0 | 0 | 0 | 0 | 0 | 0 | 0 | 0 | 0
4 | 19 | 12 | 0 | 0 | 0 | 0 | 0 | 0 | 0 | 0 | 0
4 | 19 | 13 | 0 | 0 | 0 | 0 | 0 | 0 | 0 | 0 | 0
4 | 19 | 14 | 0 | 0 | 0 | 0 | 0 | 0 | 0 | 0 | 0
4 | 19 | 15 | 0 | 0 | 0 | 0 | 0 | 0 | 0 | 0 | 0
4 | 19 | 16 | 0 | 0 | 0 | 0 | 0 | 0 | 0 | 0 | 0
4 | 19 | 17 | 0 | 0 | 0 | 0 | 0 | 0 | 0 | 0 | 0
4 | 19 | 18 | 0 | 0 | 0 | 0 | 0 | 0 | 0 | 0 | 0
4 | 19 | 19 | 0 | 0 | 0 | 0 | 0 | 0 | 0 | 0 | 0
4 | 19 | 20 | 0 | 0 | 0 | 0 | 0 | 0 | 0 | 0 | 0
4 | 19 | 21 | 0 | 0 | 0 | 0 | 0 | 0 | 0 | 0 | 0
4 | 19 | 22 | 0 | 0 | 0 | 0 | 0 | 0 | 0 | 0 | 0
4 | 19 | 23 | 0 | 0 | 0 | 0 | 0 | 0 | 0 | 0 | 0
4 | 19 | 24 | 0 | 0 | 0 | 0 | 0 | 0 | 0 | 0 | 0
4 | 20 | 1 | 0 | 0 | 0 | 0 | 0 | 0 | 0 | 0 | 0
4 | 20 | 2 | 0 | 0 | 0 | 0 | 0 | 0 | 0 | 0 | 0
4 | 20 | 3 | 0 | 0 | 0 | 0 | 0 | 0 | 0 | 0 | 0
4 | 20 | 4 | 0 | 0 | 0 | 0 | 0 | 0 | 0 | 0 | 0
4 | 20 | 5 | 0 | 0 | 0 | 0 | 0 | 0 | 0 | 0 | 0
4 | 20 | 6 | 0 | 0 | 0 | 0 | 0 | 0 | 0 | 0 | 0
4 | 20 | 7 | 0 | 0 | 0 | 0 | 0 | 0 | 0 | 0 | 0
4 | 20 | 8 | 0 | 0 | 0 | 0 | 0 | 0 | 0 | 0 | 0
4 | 20 | 9 | 0 | 0 | 0 | 0 | 0 | 0 | 0 | 0 | 0
4 | 20 | 10 | 0 | 0 | 0 | 0 | 0 | 0 | 0 | 0 | 0
4 | 20 | 11 | 0 | 0 | 0 | 0 | 0 | 0 | 0 | 0 | 0
4 | 20 | 12 | 0 | 0 | 0 | 0 | 0 | 0 | 0 | 0 | 0
4 | 20 | 13 | 0 | 0 | 0 | 0 | 0 | 0 | 0 | 0 | 0
4 | 20 | 14 | 0 | 0 | 0 | 0 | 0 | 0 | 0 | 0 | 0
4 | 20 | 15 | 0 | 0 | 0 | 0 | 0 | 0 | 0 | 0 | 0
4 | 20 | 16 | 0 | 0 | 0 | 0 | 0 | 0 | 0 | 0 | 0
4 | 20 | 17 | 0 | 0 | 0 | 0 | 0 | 0 | 0 | 0 | 0
4 | 20 | 18 | 0 | 0 | 0 | 0 | 0 | 0 | 0 | 0 | 0
4 | 20 | 19 | 0 | 0 | 0 | 0 | 0 | 0 | 0 | 0 | 0
4 | 20 | 20 | 0 | 0 | 0 | 0 | 0 | 0 | 0 | 0 | 0
4 | 20 | 21 | 0 | 0 | 0 | 0 | 0 | 0 | 0 | 0 | 0
4 | 20 | 22 | 0 | 0 | 0 | 0 | 0 | 0 | 0 | 0 | 0
4 | 20 | 23 | 0 | 0 | 0 | 0 | 0 | 0 | 0 | 0 | 0
4 | 20 | 24 | 0 | 0 | 0 | 0 | 0 | 0 | 0 | 0 | 0
4 | 21 | 1 | 0 | 0 | 0 | 0 | 0 | 0 | 0 | 0 | 0
4 | 21 | 2 | 0 | 0 | 0 | 0 | 0 | 0 | 0 | 0 | 0
4 | 21 | 3 | 0 | 0 | 0 | 0 | 0 | 0 | 0 | 0 | 0
4 | 21 | 4 | 0 | 0 | 0 | 0 | 0 | 0 | 0 | 0 | 0
4 | 21 | 5 | 0 | 0 | 0 | 0 | 0 | 0 | 0 | 0 | 0
4 | 21 | 6 | 0 | 0 | 0 | 0 | 0 | 0 | 0 | 0 | 0
4 | 21 | 7 | 0 | 0 | 0 | 0 | 0 | 0 | 0 | 0 | 0
4 | 21 | 8 | 0 | 0 | 0 | 0 | 0 | 0 | 0 | 0 | 0
4 | 21 | 9 | 0 | 0 | 0 | 0 | 0 | 0 | 0 | 0 | 0
4 | 21 | 10 | 0 | 0 | 0 | 0 | 0 | 0 | 0 | 0 | 0
4 | 21 | 11 | 0 | 0 | 0 | 0 | 0 | 0 | 0 | 0 | 0
4 | 21 | 12 | 0 | 0 | 0 | 0 | 0 | 0 | 0 | 0 | 0
4 | 21 | 13 | 0 | 0 | 0 | 0 | 0 | 0 | 0 | 0 | 0
4 | 21 | 14 | 0 | 0 | 0 | 0 | 0 | 0 | 0 | 0 | 0
4 | 21 | 15 | 0 | 0 | 0 | 0 | 0 | 0 | 0 | 0 | 0
4 | 21 | 16 | 0 | 0 | 0 | 0 | 0 | 0 | 0 | 0 | 0
4 | 21 | 17 | 0 | 0 | 0 | 0 | 0 | 0 | 0 | 0 | 0
4 | 21 | 18 | 0 | 0 | 0 | 0 | 0 | 0 | 0 | 0 | 0
4 | 21 | 19 | 0 | 0 | 0 | 0 | 0 | 0 | 0 | 0 | 0
4 | 21 | 20 | 0 | 0 | 0 | 0 | 0 | 0 | 0 | 0 | 0
4 | 21 | 21 | 0 | 0 | 0 | 0 | 0 | 0 | 0 | 0 | 0
4 | 21 | 22 | 0 | 0 | 0 | 0 | 0 | 0 | 0 | 0 | 0
4 | 21 | 23 | 0 | 0 | 0 | 0 | 0 | 0 | 0 | 0 | 0
4 | 21 | 24 | 0 | 0 | 0 | 0 | 0 | 0 | 0 | 0 | 0
4 | 22 | 1 | 0 | 0 | 0 | 0 | 0 | 0 | 0 | 0 | 0
4 | 22 | 2 | 0 | 0 | 0 | 0 | 0 | 0 | 0 | 0 | 0
4 | 22 | 3 | 0 | 0 | 0 | 0 | 0 | 0 | 0 | 0 | 0
4 | 22 | 4 | 0 | 0 | 0 | 0 | 0 | 0 | 0 | 0 | 0
4 | 22 | 5 | 0 | 0 | 0 | 0 | 0 | 0 | 0 | 0 | 0
4 | 22 | 6 | 0 | 0 | 0 | 0 | 0 | 0 | 0 | 0 | 0
4 | 22 | 7 | 0 | 0 | 0 | 0 | 0 | 0 | 0 | 0 | 0
4 | 22 | 8 | 0 | 0 | 0 | 0 | 0 | 0 | 0 | 0 | 0
4 | 22 | 9 | 0 | 0 | 0 | 0 | 0 | 0 | 0 | 0 | 0
4 | 22 | 10 | 0 | 0 | 0 | 0 | 0 | 0 | 0 | 0 | 0
4 | 22 | 11 | 0 | 0 | 0 | 0 | 0 | 0 | 0 | 0 | 0
4 | 22 | 12 | 0 | 0 | 0 | 0 | 0 | 0 | 0 | 0 | 0
4 | 22 | 13 | 0 | 0 | 0 | 0 | 0 | 0 | 0 | 0 | 0
4 | 22 | 14 | 0 | 0 | 0 | 0 | 0 | 0 | 0 | 0 | 0
4 | 22 | 15 | 0 | 0 | 0 | 0 | 0 | 0 | 0 | 0 | 0
4 | 22 | 16 | 0 | 0 | 0 | 0 | 0 | 0 | 0 | 0 | 0
4 | 22 | 17 | 0 | 0 | 0 | 0 | 0 | 0 | 0 | 0 | 0
4 | 22 | 18 | 0 | 0 | 0 | 0 | 0 | 0 | 0 | 0 | 0
4 | 22 | 19 | 0 | 0 | 0 | 0 | 0 | 0 | 0 | 0 | 0
4 | 22 | 20 | 0 | 0 | 0 | 0 | 0 | 0 | 0 | 0 | 0
4 | 22 | 21 | 0 | 0 | 0 | 0 | 0 | 0 | 0 | 0 | 0
4 | 22 | 22 | 0 | 0 | 0 | 0 | 0 | 0 | 0 | 0 | 0
4 | 22 | 23 | 0 | 0 | 0 | 0 | 0 | 0 | 0 | 0 | 0
4 | 22 | 24 | 0 | 0 | 0 | 0 | 0 | 0 | 0 | 0 | 0
4 | 23 | 1 | 0 | 0 | 0 | 0 | 0 | 0 | 0 | 0 | 0
4 | 23 | 2 | 0 | 0 | 0 | 0 | 0 | 0 | 0 | 0 | 0
4 | 23 | 3 | 0 | 0 | 0 | 0 | 0 | 0 | 0 | 0 | 0
4 | 23 | 4 | 0 | 0 | 0 | 0 | 0 | 0 | 0 | 0 | 0
4 | 23 | 5 | 0 | 0 | 0 | 0 | 0 | 0 | 0 | 0 | 0
4 | 23 | 6 | 0 | 0 | 0 | 0 | 0 | 0 | 0 | 0 | 0
4 | 23 | 7 | 0 | 0 | 0 | 0 | 0 | 0 | 0 | 0 | 0
4 | 23 | 8 | 0 | 0 | 0 | 0 | 0 | 0 | 0 | 0 | 0
4 | 23 | 9 | 0 | 0 | 0 | 0 | 0 | 0 | 0 | 0 | 0
4 | 23 | 10 | 0 | 0 | 0 | 0 | 0 | 0 | 0 | 0 | 0
4 | 23 | 11 | 0 | 0 | 0 | 0 | 0 | 0 | 0 | 0 | 0
4 | 23 | 12 | 0 | 0 | 0 | 0 | 0 | 0 | 0 | 0 | 0
4 | 23 | 13 | 0 | 0 | 0 | 0 | 0 | 0 | 0 | 0 | 0
4 | 23 | 14 | 0 | 0 | 0 | 0 | 0 | 0 | 0 | 0 | 0
4 | 23 | 15 | 0 | 0 | 0 | 0 | 0 | 0 | 0 | 0 | 0
4 | 23 | 16 | 0 | 0 | 0 | 0 | 0 | 0 | 0 | 0 | 0
4 | 23 | 17 | 0 | 0 | 0 | 0 | 0 | 0 | 0 | 0 | 0
4 | 23 | 18 | 0 | 0 | 0 | 0 | 0 | 0 | 0 | 0 | 0
4 | 23 | 19 | 0 | 0 | 0 | 0 | 0 | 0 | 0 | 0 | 0
4 | 23 | 20 | 0 | 0 | 0 | 0 | 0 | 0 | 0 | 0 | 0
4 | 23 | 21 | 0 | 0 | 0 | 0 | 0 | 0 | 0 | 0 | 0
4 | 23 | 22 | 0 | 0 | 0 | 0 | 0 | 0 | 0 | 0 | 0
4 | 23 | 23 | 0 | 0 | 0 | 0 | 0 | 0 | 0 | 0 | 0
4 | 23 | 24 | 0 | 0 | 0 | 0 | 0 | 0 | 0 | 0 | 0
4 | 24 | 1 | 0 | 0 | 0 | 0 | 0 | 0 | 0 | 0 | 0
4 | 24 | 2 | 0 | 0 | 0 | 0 | 0 | 0 | 0 | 0 | 0
4 | 24 | 3 | 0 | 0 | 0 | 0 | 0 | 0 | 0 | 0 | 0
4 | 24 | 4 | 0 | 0 | 0 | 0 | 0 | 0 | 0 | 0 | 0
4 | 24 | 5 | 0 | 0 | 0 | 0 | 0 | 0 | 0 | 0 | 0
4 | 24 | 6 | 0 | 0 | 0 | 0 | 0 | 0 | 0 | 0 | 0
4 | 24 | 7 | 0 | 0 | 0 | 0 | 0 | 0 | 0 | 0 | 0
4 | 24 | 8 | 0 | 0 | 0 | 0 | 0 | 0 | 0 | 0 | 0
4 | 24 | 9 | 0 | 0 | 0 | 0 | 0 | 0 | 0 | 0 | 0
4 | 24 | 10 | 0 | 0 | 0 | 0 | 0 | 0 | 0 | 0 | 0
4 | 24 | 11 | 0 | 0 | 0 | 0 | 0 | 0 | 0 | 0 | 0
4 | 24 | 12 | 0 | 0 | 0 | 0 | 0 | 0 | 0 | 0 | 0
4 | 24 | 13 | 0 | 0 | 0 | 0 | 0 | 0 | 0 | 0 | 0
4 | 24 | 14 | 0 | 0 | 0 | 0 | 0 | 0 | 0 | 0 | 0
4 | 24 | 15 | 0 | 0 | 0 | 0 | 0 | 0 | 0 | 0 | 0
4 | 24 | 16 | 0 | 0 | 0 | 0 | 0 | 0 | 0 | 0 | 0
4 | 24 | 17 | 0 | 0 | 0 | 0 | 0 | 0 | 0 | 0 | 0
4 | 24 | 18 | 0 | 0 | 0 | 0 | 0 | 0 | 0 | 0 | 0
4 | 24 | 19 | 0 | 0 | 0 | 0 | 0 | 0 | 0 | 0 | 0
4 | 24 | 20 | 0 | 0 | 0 | 0 | 0 | 0 | 0 | 0 | 0
4 | 24 | 21 | 0 | 0 | 0 | 0 | 0 | 0 | 0 | 0 | 0
4 | 24 | 22 | 0 | 0 | 0 | 0 | 0 | 0 | 0 | 0 | 0
4 | 24 | 23 | 0 | 0 | 0 | 0 | 0 | 0 | 0 | 0 | 0
4 | 24 | 24 | 0 | 0 | 0 | 0 | 0 | 0 | 0 | 0 | 0
4 | 25 | 1 | 0 | 0 | 0 | 0 | 0 | 0 | 0 | 0 | 0
4 | 25 | 2 | 0 | 0 | 0 | 0 | 0 | 0 | 0 | 0 | 0
4 | 25 | 3 | 0 | 0 | 0 | 0 | 0 | 0 | 0 | 0 | 0
4 | 25 | 4 | 0 | 0 | 0 | 0 | 0 | 0 | 0 | 0 | 0
4 | 25 | 5 | 0 | 0 | 0 | 0 | 0 | 0 | 0 | 0 | 0
4 | 25 | 6 | 0 | 0 | 0 | 0 | 0 | 0 | 0 | 0 | 0
4 | 25 | 7 | 0 | 0 | 0 | 0 | 0 | 0 | 0 | 0 | 0
4 | 25 | 8 | 0 | 0 | 0 | 0 | 0 | 0 | 0 | 0 | 0
4 | 25 | 9 | 0 | 0 | 0 | 0 | 0 | 0 | 0 | 0 | 0
4 | 25 | 10 | 0 | 0 | 0 | 0 | 0 | 0 | 0 | 0 | 0
4 | 25 | 11 | 0 | 0 | 0 | 0 | 0 | 0 | 0 | 0 | 0
4 | 25 | 12 | 0 | 0 | 0 | 0 | 0 | 0 | 0 | 0 | 0
4 | 25 | 13 | 0 | 0 | 0 | 0 | 0 | 0 | 0 | 0 | 0
4 | 25 | 14 | 0 | 0 | 0 | 0 | 0 | 0 | 0 | 0 | 0
4 | 25 | 15 | 0 | 0 | 0 | 0 | 0 | 0 | 0 | 0 | 0
4 | 25 | 16 | 0 | 0 | 0 | 0 | 0 | 0 | 0 | 0 | 0
4 | 25 | 17 | 0 | 0 | 0 | 0 | 0 | 0 | 0 | 0 | 0
4 | 25 | 18 | 0 | 0 | 0 | 0 | 0 | 0 | 0 | 0 | 0
4 | 25 | 19 | 0 | 0 | 0 | 0 | 0 | 0 | 0 | 0 | 0
4 | 25 | 20 | 0 | 0 | 0 | 0 | 0 | 0 | 0 | 0 | 0
4 | 25 | 21 | 0 | 0 | 0 | 0 | 0 | 0 | 0 | 0 | 0
4 | 25 | 22 | 0 | 0 | 0 | 0 | 0 | 0 | 0 | 0 | 0
4 | 25 | 23 | 0 | 0 | 0 | 0 | 0 | 0 | 0 | 0 | 0
4 | 25 | 24 | 0 | 0 | 0 | 0 | 0 | 0 | 0 | 0 | 0
4 | 26 | 1 | 0 | 0 | 0 | 0 | 0 | 0 | 0 | 0 | 0
4 | 26 | 2 | 0 | 0 | 0 | 0 | 0 | 0 | 0 | 0 | 0
4 | 26 | 3 | 0 | 0 | 0 | 0 | 0 | 0 | 0 | 0 | 0
4 | 26 | 4 | 0 | 0 | 0 | 0 | 0 | 0 | 0 | 0 | 0
4 | 26 | 5 | 0 | 0 | 0 | 0 | 0 | 0 | 0 | 0 | 0
4 | 26 | 6 | 0 | 0 | 0 | 0 | 0 | 0 | 0 | 0 | 0
4 | 26 | 7 | 0 | 0 | 0 | 0 | 0 | 0 | 0 | 0 | 0
4 | 26 | 8 | 0 | 0 | 0 | 0 | 0 | 0 | 0 | 0 | 0
4 | 26 | 9 | 0 | 0 | 0 | 0 | 0 | 0 | 0 | 0 | 0
4 | 26 | 10 | 0 | 0 | 0 | 0 | 0 | 0 | 0 | 0 | 0
4 | 26 | 11 | 0 | 0 | 0 | 0 | 0 | 0 | 0 | 0 | 0
4 | 26 | 12 | 0 | 0 | 0 | 0 | 0 | 0 | 0 | 0 | 0
4 | 26 | 13 | 0 | 0 | 0 | 0 | 0 | 0 | 0 | 0 | 0
4 | 26 | 14 | 0 | 0 | 0 | 0 | 0 | 0 | 0 | 0 | 0
4 | 26 | 15 | 0 | 0 | 0 | 0 | 0 | 0 | 0 | 0 | 0
4 | 26 | 16 | 0 | 0 | 0 | 0 | 0 | 0 | 0 | 0 | 0
4 | 26 | 17 | 0 | 0 | 0 | 0 | 0 | 0 | 0 | 0 | 0
4 | 26 | 18 | 0 | 0 | 0 | 0 | 0 | 0 | 0 | 0 | 0
4 | 26 | 19 | 0 | 0 | 0 | 0 | 0 | 0 | 0 | 0 | 0
4 | 26 | 20 | 0 | 0 | 0 | 0 | 0 | 0 | 0 | 0 | 0
4 | 26 | 21 | 0 | 0 | 0 | 0 | 0 | 0 | 0 | 0 | 0
4 | 26 | 22 | 0 | 0 | 0 | 0 | 0 | 0 | 0 | 0 | 0
4 | 26 | 23 | 0 | 0 | 0 | 0 | 0 | 0 | 0 | 0 | 0
4 | 26 | 24 | 0 | 0 | 0 | 0 | 0 | 0 | 0 | 0 | 0
4 | 27 | 1 | 0 | 0 | 0 | 0 | 0 | 0 | 0 | 0 | 0
4 | 27 | 2 | 0 | 0 | 0 | 0 | 0 | 0 | 0 | 0 | 0
4 | 27 | 3 | 0 | 0 | 0 | 0 | 0 | 0 | 0 | 0 | 0
4 | 27 | 4 | 0 | 0 | 0 | 0 | 0 | 0 | 0 | 0 | 0
4 | 27 | 5 | 0 | 0 | 0 | 0 | 0 | 0 | 0 | 0 | 0
4 | 27 | 6 | 0 | 0 | 0 | 0 | 0 | 0 | 0 | 0 | 0
4 | 27 | 7 | 0 | 0 | 0 | 0 | 0 | 0 | 0 | 0 | 0
4 | 27 | 8 | 0 | 0 | 0 | 0 | 0 | 0 | 0 | 0 | 0
4 | 27 | 9 | 0 | 0 | 0 | 0 | 0 | 0 | 0 | 0 | 0
4 | 27 | 10 | 0 | 0 | 0 | 0 | 0 | 0 | 0 | 0 | 0
4 | 27 | 11 | 0 | 0 | 0 | 0 | 0 | 0 | 0 | 0 | 0
4 | 27 | 12 | 0 | 0 | 0 | 0 | 0 | 0 | 0 | 0 | 0
4 | 27 | 13 | 0 | 0 | 0 | 0 | 0 | 0 | 0 | 0 | 0
4 | 27 | 14 | 0 | 0 | 0 | 0 | 0 | 0 | 0 | 0 | 0
4 | 27 | 15 | 0 | 0 | 0 | 0 | 0 | 0 | 0 | 0 | 0
4 | 27 | 16 | 0 | 0 | 0 | 0 | 0 | 0 | 0 | 0 | 0
4 | 27 | 17 | 0 | 0 | 0 | 0 | 0 | 0 | 0 | 0 | 0
4 | 27 | 18 | 0 | 0 | 0 | 0 | 0 | 0 | 0 | 0 | 0
4 | 27 | 19 | 0 | 0 | 0 | 0 | 0 | 0 | 0 | 0 | 0
4 | 27 | 20 | 0 | 0 | 0 | 0 | 0 | 0 | 0 | 0 | 0
4 | 27 | 21 | 0 | 0 | 0 | 0 | 0 | 0 | 0 | 0 | 0
4 | 27 | 22 | 0 | 0 | 0 | 0 | 0 | 0 | 0 | 0 | 0
4 | 27 | 23 | 0 | 0 | 0 | 0 | 0 | 0 | 0 | 0 | 0
4 | 27 | 24 | 0 | 0 | 0 | 0 | 0 | 0 | 0 | 0 | 0
4 | 28 | 1 | 0 | 0 | 0 | 0 | 0 | 0 | 0 | 0 | 0
4 | 28 | 2 | 0 | 0 | 0 | 0 | 0 | 0 | 0 | 0 | 0
4 | 28 | 3 | 0 | 0 | 0 | 0 | 0 | 0 | 0 | 0 | 0
4 | 28 | 4 | 0 | 0 | 0 | 0 | 0 | 0 | 0 | 0 | 0
4 | 28 | 5 | 0 | 0 | 0 | 0 | 0 | 0 | 0 | 0 | 0
4 | 28 | 6 | 0 | 0 | 0 | 0 | 0 | 0 | 0 | 0 | 0
4 | 28 | 7 | 0 | 0 | 0 | 0 | 0 | 0 | 0 | 0 | 0
4 | 28 | 8 | 0 | 0 | 0 | 0 | 0 | 0 | 0 | 0 | 0
4 | 28 | 9 | 0 | 0 | 0 | 0 | 0 | 0 | 0 | 0 | 0
4 | 28 | 10 | 0 | 0 | 0 | 0 | 0 | 0 | 0 | 0 | 0
4 | 28 | 11 | 0 | 0 | 0 | 0 | 0 | 0 | 0 | 0 | 0
4 | 28 | 12 | 0 | 0 | 0 | 0 | 0 | 0 | 0 | 0 | 0
4 | 28 | 13 | 0 | 0 | 0 | 0 | 0 | 0 | 0 | 0 | 0
4 | 28 | 14 | 0 | 0 | 0 | 0 | 0 | 0 | 0 | 0 | 0
4 | 28 | 15 | 0 | 0 | 0 | 0 | 0 | 0 | 0 | 0 | 0
4 | 28 | 16 | 0 | 0 | 0 | 0 | 0 | 0 | 0 | 0 | 0
4 | 28 | 17 | 0 | 0 | 0 | 0 | 0 | 0 | 0 | 0 | 0
4 | 28 | 18 | 0 | 0 | 0 | 0 | 0 | 0 | 0 | 0 | 0
4 | 28 | 19 | 0 | 0 | 0 | 0 | 0 | 0 | 0 | 0 | 0
4 | 28 | 20 | 0 | 0 | 0 | 0 | 0 | 0 | 0 | 0 | 0
4 | 28 | 21 | 0 | 0 | 0 | 0 | 0 | 0 | 0 | 0 | 0
4 | 28 | 22 | 0 | 0 | 0 | 0 | 0 | 0 | 0 | 0 | 0
4 | 28 | 23 | 0 | 0 | 0 | 0 | 0 | 0 | 0 | 0 | 0
4 | 28 | 24 | 0 | 0 | 0 | 0 | 0 | 0 | 0 | 0 | 0
4 | 29 | 1 | 0 | 0 | 0 | 0 | 0 | 0 | 0 | 0 | 0
4 | 29 | 2 | 0 | 0 | 0 | 0 | 0 | 0 | 0 | 0 | 0
4 | 29 | 3 | 0 | 0 | 0 | 0 | 0 | 0 | 0 | 0 | 0
4 | 29 | 4 | 0 | 0 | 0 | 0 | 0 | 0 | 0 | 0 | 0
4 | 29 | 5 | 0 | 0 | 0 | 0 | 0 | 0 | 0 | 0 | 0
4 | 29 | 6 | 0 | 0 | 0 | 0 | 0 | 0 | 0 | 0 | 0
4 | 29 | 7 | 0 | 0 | 0 | 0 | 0 | 0 | 0 | 0 | 0
4 | 29 | 8 | 0 | 0 | 0 | 0 | 0 | 0 | 0 | 0 | 0
4 | 29 | 9 | 0 | 0 | 0 | 0 | 0 | 0 | 0 | 0 | 0
4 | 29 | 10 | 0 | 0 | 0 | 0 | 0 | 0 | 0 | 0 | 0
4 | 29 | 11 | 0 | 0 | 0 | 0 | 0 | 0 | 0 | 0 | 0
4 | 29 | 12 | 0 | 0 | 0 | 0 | 0 | 0 | 0 | 0 | 0
4 | 29 | 13 | 0 | 0 | 0 | 0 | 0 | 0 | 0 | 0 | 0
4 | 29 | 14 | 0 | 0 | 0 | 0 | 0 | 0 | 0 | 0 | 0
4 | 29 | 15 | 0 | 0 | 0 | 0 | 0 | 0 | 0 | 0 | 0
4 | 29 | 16 | 0 | 0 | 0 | 0 | 0 | 0 | 0 | 0 | 0
4 | 29 | 17 | 0 | 0 | 0 | 0 | 0 | 0 | 0 | 0 | 0
4 | 29 | 18 | 0 | 0 | 0 | 0 | 0 | 0 | 0 | 0 | 0
4 | 29 | 19 | 0 | 0 | 0 | 0 | 0 | 0 | 0 | 0 | 0
4 | 29 | 20 | 0 | 0 | 0 | 0 | 0 | 0 | 0 | 0 | 0
4 | 29 | 21 | 0 | 0 | 0 | 0 | 0 | 0 | 0 | 0 | 0
4 | 29 | 22 | 0 | 0 | 0 | 0 | 0 | 0 | 0 | 0 | 0
4 | 29 | 23 | 0 | 0 | 0 | 0 | 0 | 0 | 0 | 0 | 0
4 | 29 | 24 | 0 | 0 | 0 | 0 | 0 | 0 | 0 | 0 | 0
4 | 30 | 1 | 0 | 0 | 0 | 0 | 0 | 0 | 0 | 0 | 0
4 | 30 | 2 | 0 | 0 | 0 | 0 | 0 | 0 | 0 | 0 | 0
4 | 30 | 3 | 0 | 0 | 0 | 0 | 0 | 0 | 0 | 0 | 0
4 | 30 | 4 | 0 | 0 | 0 | 0 | 0 | 0 | 0 | 0 | 0
4 | 30 | 5 | 0 | 0 | 0 | 0 | 0 | 0 | 0 | 0 | 0
4 | 30 | 6 | 0 | 0 | 0 | 0 | 0 | 0 | 0 | 0 | 0
4 | 30 | 7 | 0 | 0 | 0 | 0 | 0 | 0 | 0 | 0 | 0
4 | 30 | 8 | 0 | 0 | 0 | 0 | 0 | 0 | 0 | 0 | 0
4 | 30 | 9 | 0 | 0 | 0 | 0 | 0 | 0 | 0 | 0 | 0
4 | 30 | 10 | 0 | 0 | 0 | 0 | 0 | 0 | 0 | 0 | 0
4 | 30 | 11 | 0 | 0 | 0 | 0 | 0 | 0 | 0 | 0 | 0
4 | 30 | 12 | 0 | 0 | 0 | 0 | 0 | 0 | 0 | 0 | 0
4 | 30 | 13 | 0 | 0 | 0 | 0 | 0 | 0 | 0 | 0 | 0
4 | 30 | 14 | 0 | 0 | 0 | 0 | 0 | 0 | 0 | 0 | 0
4 | 30 | 15 | 0 | 0 | 0 | 0 | 0 | 0 | 0 | 0 | 0
4 | 30 | 16 | 0 | 0 | 0 | 0 | 0 | 0 | 0 | 0 | 0
4 | 30 | 17 | 0 | 0 | 0 | 0 | 0 | 0 | 0 | 0 | 0
4 | 30 | 18 | 0 | 0 | 0 | 0 | 0 | 0 | 0 | 0 | 0
4 | 30 | 19 | 0 | 0 | 0 | 0 | 0 | 0 | 0 | 0 | 0
4 | 30 | 20 | 0 | 0 | 0 | 0 | 0 | 0 | 0 | 0 | 0
4 | 30 | 21 | 0 | 0 | 0 | 0 | 0 | 0 | 0 | 0 | 0
4 | 30 | 22 | 0 | 0 | 0 | 0 | 0 | 0 | 0 | 0 | 0
4 | 30 | 23 | 0 | 0 | 0 | 0 | 0 | 0 | 0 | 0 | 0
4 | 30 | 24 | 0 | 0 | 0 | 0 | 0 | 0 | 0 | 0 | 0
5 | 1 | 1 | 0 | 0 | 0 | 0 | 0 | 0 | 0 | 0 | 0
5 | 1 | 2 | 0 | 0 | 0 | 0 | 0 | 0 | 0 | 0 | 0
5 | 1 | 3 | 0 | 0 | 0 | 0 | 0 | 0 | 0 | 0 | 0
5 | 1 | 4 | 0 | 0 | 0 | 0 | 0 | 0 | 0 | 0 | 0
5 | 1 | 5 | 0 | 0 | 0 | 0 | 0 | 0 | 0 | 0 | 0
5 | 1 | 6 | 0 | 0 | 0 | 0 | 0 | 0 | 0 | 0 | 0
5 | 1 | 7 | 0 | 0 | 0 | 0 | 0 | 0 | 0 | 0 | 0
5 | 1 | 8 | 0 | 0 | 0 | 0 | 0 | 0 | 0 | 0 | 0
5 | 1 | 9 | 0 | 0 | 0 | 0 | 0 | 0 | 0 | 0 | 0
5 | 1 | 10 | 0 | 0 | 0 | 0 | 0 | 0 | 0 | 0 | 0
5 | 1 | 11 | 0 | 0 | 0 | 0 | 0 | 0 | 0 | 0 | 0
5 | 1 | 12 | 0 | 0 | 0 | 0 | 0 | 0 | 0 | 0 | 0
5 | 1 | 13 | 0 | 0 | 0 | 0 | 0 | 0 | 0 | 0 | 0
5 | 1 | 14 | 0 | 0 | 0 | 0 | 0 | 0 | 0 | 0 | 0
5 | 1 | 15 | 0 | 0 | 0 | 0 | 0 | 0 | 0 | 0 | 0
5 | 1 | 16 | 0 | 0 | 0 | 0 | 0 | 0 | 0 | 0 | 0
5 | 1 | 17 | 0 | 0 | 0 | 0 | 0 | 0 | 0 | 0 | 0
5 | 1 | 18 | 0 | 0 | 0 | 0 | 0 | 0 | 0 | 0 | 0
5 | 1 | 19 | 0 | 0 | 0 | 0 | 0 | 0 | 0 | 0 | 0
5 | 1 | 20 | 0 | 0 | 0 | 0 | 0 | 0 | 0 | 0 | 0
5 | 1 | 21 | 0 | 0 | 0 | 0 | 0 | 0 | 0 | 0 | 0
5 | 1 | 22 | 0 | 0 | 0 | 0 | 0 | 0 | 0 | 0 | 0
5 | 1 | 23 | 0 | 0 | 0 | 0 | 0 | 0 | 0 | 0 | 0
5 | 1 | 24 | 0 | 0 | 0 | 0 | 0 | 0 | 0 | 0 | 0
5 | 2 | 1 | 0 | 0 | 0 | 0 | 0 | 0 | 0 | 0 | 0
5 | 2 | 2 | 0 | 0 | 0 | 0 | 0 | 0 | 0 | 0 | 0
5 | 2 | 3 | 0 | 0 | 0 | 0 | 0 | 0 | 0 | 0 | 0
5 | 2 | 4 | 0 | 0 | 0 | 0 | 0 | 0 | 0 | 0 | 0
5 | 2 | 5 | 0 | 0 | 0 | 0 | 0 | 0 | 0 | 0 | 0
5 | 2 | 6 | 0 | 0 | 0 | 0 | 0 | 0 | 0 | 0 | 0
5 | 2 | 7 | 0 | 0 | 0 | 0 | 0 | 0 | 0 | 0 | 0
5 | 2 | 8 | 0 | 0 | 0 | 0 | 0 | 0 | 0 | 0 | 0
5 | 2 | 9 | 0 | 0 | 0 | 0 | 0 | 0 | 0 | 0 | 0
5 | 2 | 10 | 0 | 0 | 0 | 0 | 0 | 0 | 0 | 0 | 0
5 | 2 | 11 | 0 | 0 | 0 | 0 | 0 | 0 | 0 | 0 | 0
5 | 2 | 12 | 0 | 0 | 0 | 0 | 0 | 0 | 0 | 0 | 0
5 | 2 | 13 | 0 | 0 | 0 | 0 | 0 | 0 | 0 | 0 | 0
5 | 2 | 14 | 0 | 0 | 0 | 0 | 0 | 0 | 0 | 0 | 0
5 | 2 | 15 | 0 | 0 | 0 | 0 | 0 | 0 | 0 | 0 | 0
5 | 2 | 16 | 0 | 0 | 0 | 0 | 0 | 0 | 0 | 0 | 0
5 | 2 | 17 | 0 | 0 | 0 | 0 | 0 | 0 | 0 | 0 | 0
5 | 2 | 18 | 0 | 0 | 0 | 0 | 0 | 0 | 0 | 0 | 0
5 | 2 | 19 | 0 | 0 | 0 | 0 | 0 | 0 | 0 | 0 | 0
5 | 2 | 20 | 0 | 0 | 0 | 0 | 0 | 0 | 0 | 0 | 0
5 | 2 | 21 | 0 | 0 | 0 | 0 | 0 | 0 | 0 | 0 | 0
5 | 2 | 22 | 0 | 0 | 0 | 0 | 0 | 0 | 0 | 0 | 0
5 | 2 | 23 | 0 | 0 | 0 | 0 | 0 | 0 | 0 | 0 | 0
5 | 2 | 24 | 0 | 0 | 0 | 0 | 0 | 0 | 0 | 0 | 0
5 | 3 | 1 | 0 | 0 | 0 | 0 | 0 | 0 | 0 | 0 | 0
5 | 3 | 2 | 0 | 0 | 0 | 0 | 0 | 0 | 0 | 0 | 0
5 | 3 | 3 | 0 | 0 | 0 | 0 | 0 | 0 | 0 | 0 | 0
5 | 3 | 4 | 0 | 0 | 0 | 0 | 0 | 0 | 0 | 0 | 0
5 | 3 | 5 | 0 | 0 | 0 | 0 | 0 | 0 | 0 | 0 | 0
5 | 3 | 6 | 0 | 0 | 0 | 0 | 0 | 0 | 0 | 0 | 0
5 | 3 | 7 | 0 | 0 | 0 | 0 | 0 | 0 | 0 | 0 | 0
5 | 3 | 8 | 0 | 0 | 0 | 0 | 0 | 0 | 0 | 0 | 0
5 | 3 | 9 | 0 | 0 | 0 | 0 | 0 | 0 | 0 | 0 | 0
5 | 3 | 10 | 0 | 0 | 0 | 0 | 0 | 0 | 0 | 0 | 0
5 | 3 | 11 | 0 | 0 | 0 | 0 | 0 | 0 | 0 | 0 | 0
5 | 3 | 12 | 0 | 0 | 0 | 0 | 0 | 0 | 0 | 0 | 0
5 | 3 | 13 | 0 | 0 | 0 | 0 | 0 | 0 | 0 | 0 | 0
5 | 3 | 14 | 0 | 0 | 0 | 0 | 0 | 0 | 0 | 0 | 0
5 | 3 | 15 | 0 | 0 | 0 | 0 | 0 | 0 | 0 | 0 | 0
5 | 3 | 16 | 0 | 0 | 0 | 0 | 0 | 0 | 0 | 0 | 0
5 | 3 | 17 | 0 | 0 | 0 | 0 | 0 | 0 | 0 | 0 | 0
5 | 3 | 18 | 0 | 0 | 0 | 0 | 0 | 0 | 0 | 0 | 0
5 | 3 | 19 | 0 | 0 | 0 | 0 | 0 | 0 | 0 | 0 | 0
5 | 3 | 20 | 0 | 0 | 0 | 0 | 0 | 0 | 0 | 0 | 0
5 | 3 | 21 | 0 | 0 | 0 | 0 | 0 | 0 | 0 | 0 | 0
5 | 3 | 22 | 0 | 0 | 0 | 0 | 0 | 0 | 0 | 0 | 0
5 | 3 | 23 | 0 | 0 | 0 | 0 | 0 | 0 | 0 | 0 | 0
5 | 3 | 24 | 0 | 0 | 0 | 0 | 0 | 0 | 0 | 0 | 0
5 | 4 | 1 | 0 | 0 | 0 | 0 | 0 | 0 | 0 | 0 | 0
5 | 4 | 2 | 0 | 0 | 0 | 0 | 0 | 0 | 0 | 0 | 0
5 | 4 | 3 | 0 | 0 | 0 | 0 | 0 | 0 | 0 | 0 | 0
5 | 4 | 4 | 0 | 0 | 0 | 0 | 0 | 0 | 0 | 0 | 0
5 | 4 | 5 | 0 | 0 | 0 | 0 | 0 | 0 | 0 | 0 | 0
5 | 4 | 6 | 0 | 0 | 0 | 0 | 0 | 0 | 0 | 0 | 0
5 | 4 | 7 | 0 | 0 | 0 | 0 | 0 | 0 | 0 | 0 | 0
5 | 4 | 8 | 0 | 0 | 0 | 0 | 0 | 0 | 0 | 0 | 0
5 | 4 | 9 | 0 | 0 | 0 | 0 | 0 | 0 | 0 | 0 | 0
5 | 4 | 10 | 0 | 0 | 0 | 0 | 0 | 0 | 0 | 0 | 0
5 | 4 | 11 | 0 | 0 | 0 | 0 | 0 | 0 | 0 | 0 | 0
5 | 4 | 12 | 0 | 0 | 0 | 0 | 0 | 0 | 0 | 0 | 0
5 | 4 | 13 | 0 | 0 | 0 | 0 | 0 | 0 | 0 | 0 | 0
5 | 4 | 14 | 0 | 0 | 0 | 0 | 0 | 0 | 0 | 0 | 0
5 | 4 | 15 | 0 | 0 | 0 | 0 | 0 | 0 | 0 | 0 | 0
5 | 4 | 16 | 0 | 0 | 0 | 0 | 0 | 0 | 0 | 0 | 0
5 | 4 | 17 | 0 | 0 | 0 | 0 | 0 | 0 | 0 | 0 | 0
5 | 4 | 18 | 0 | 0 | 0 | 0 | 0 | 0 | 0 | 0 | 0
5 | 4 | 19 | 0 | 0 | 0 | 0 | 0 | 0 | 0 | 0 | 0
5 | 4 | 20 | 0 | 0 | 0 | 0 | 0 | 0 | 0 | 0 | 0
5 | 4 | 21 | 0 | 0 | 0 | 0 | 0 | 0 | 0 | 0 | 0
5 | 4 | 22 | 0 | 0 | 0 | 0 | 0 | 0 | 0 | 0 | 0
5 | 4 | 23 | 0 | 0 | 0 | 0 | 0 | 0 | 0 | 0 | 0
5 | 4 | 24 | 0 | 0 | 0 | 0 | 0 | 0 | 0 | 0 | 0
5 | 5 | 1 | 0 | 0 | 0 | 0 | 0 | 0 | 0 | 0 | 0
5 | 5 | 2 | 0 | 0 | 0 | 0 | 0 | 0 | 0 | 0 | 0
5 | 5 | 3 | 0 | 0 | 0 | 0 | 0 | 0 | 0 | 0 | 0
5 | 5 | 4 | 0 | 0 | 0 | 0 | 0 | 0 | 0 | 0 | 0
5 | 5 | 5 | 0 | 0 | 0 | 0 | 0 | 0 | 0 | 0 | 0
5 | 5 | 6 | 0 | 0 | 0 | 0 | 0 | 0 | 0 | 0 | 0
5 | 5 | 7 | 0 | 0 | 0 | 0 | 0 | 0 | 0 | 0 | 0
5 | 5 | 8 | 0 | 0 | 0 | 0 | 0 | 0 | 0 | 0 | 0
5 | 5 | 9 | 0 | 0 | 0 | 0 | 0 | 0 | 0 | 0 | 0
5 | 5 | 10 | 0 | 0 | 0 | 0 | 0 | 0 | 0 | 0 | 0
5 | 5 | 11 | 0 | 0 | 0 | 0 | 0 | 0 | 0 | 0 | 0
5 | 5 | 12 | 0 | 0 | 0 | 0 | 0 | 0 | 0 | 0 | 0
5 | 5 | 13 | 0 | 0 | 0 | 0 | 0 | 0 | 0 | 0 | 0
5 | 5 | 14 | 0 | 0 | 0 | 0 | 0 | 0 | 0 | 0 | 0
5 | 5 | 15 | 0 | 0 | 0 | 0 | 0 | 0 | 0 | 0 | 0
5 | 5 | 16 | 0 | 0 | 0 | 0 | 0 | 0 | 0 | 0 | 0
5 | 5 | 17 | 0 | 0 | 0 | 0 | 0 | 0 | 0 | 0 | 0
5 | 5 | 18 | 0 | 0 | 0 | 0 | 0 | 0 | 0 | 0 | 0
5 | 5 | 19 | 0 | 0 | 0 | 0 | 0 | 0 | 0 | 0 | 0
5 | 5 | 20 | 0 | 0 | 0 | 0 | 0 | 0 | 0 | 0 | 0
5 | 5 | 21 | 0 | 0 | 0 | 0 | 0 | 0 | 0 | 0 | 0
5 | 5 | 22 | 0 | 0 | 0 | 0 | 0 | 0 | 0 | 0 | 0
5 | 5 | 23 | 0 | 0 | 0 | 0 | 0 | 0 | 0 | 0 | 0
5 | 5 | 24 | 0 | 0 | 0 | 0 | 0 | 0 | 0 | 0 | 0
5 | 6 | 1 | 0 | 0 | 0 | 0 | 0 | 0 | 0 | 0 | 0
5 | 6 | 2 | 0 | 0 | 0 | 0 | 0 | 0 | 0 | 0 | 0
5 | 6 | 3 | 0 | 0 | 0 | 0 | 0 | 0 | 0 | 0 | 0
5 | 6 | 4 | 0 | 0 | 0 | 0 | 0 | 0 | 0 | 0 | 0
5 | 6 | 5 | 0 | 0 | 0 | 0 | 0 | 0 | 0 | 0 | 0
5 | 6 | 6 | 0 | 0 | 0 | 0 | 0 | 0 | 0 | 0 | 0
5 | 6 | 7 | 0 | 0 | 0 | 0 | 0 | 0 | 0 | 0 | 0
5 | 6 | 8 | 0 | 0 | 0 | 0 | 0 | 0 | 0 | 0 | 0
5 | 6 | 9 | 0 | 0 | 0 | 0 | 0 | 0 | 0 | 0 | 0
5 | 6 | 10 | 0 | 0 | 0 | 0 | 0 | 0 | 0 | 0 | 0
5 | 6 | 11 | 0 | 0 | 0 | 0 | 0 | 0 | 0 | 0 | 0
5 | 6 | 12 | 0 | 0 | 0 | 0 | 0 | 0 | 0 | 0 | 0
5 | 6 | 13 | 0 | 0 | 0 | 0 | 0 | 0 | 0 | 0 | 0
5 | 6 | 14 | 0 | 0 | 0 | 0 | 0 | 0 | 0 | 0 | 0
5 | 6 | 15 | 0 | 0 | 0 | 0 | 0 | 0 | 0 | 0 | 0
5 | 6 | 16 | 0 | 0 | 0 | 0 | 0 | 0 | 0 | 0 | 0
5 | 6 | 17 | 0 | 0 | 0 | 0 | 0 | 0 | 0 | 0 | 0
5 | 6 | 18 | 0 | 0 | 0 | 0 | 0 | 0 | 0 | 0 | 0
5 | 6 | 19 | 0 | 0 | 0 | 0 | 0 | 0 | 0 | 0 | 0
5 | 6 | 20 | 0 | 0 | 0 | 0 | 0 | 0 | 0 | 0 | 0
5 | 6 | 21 | 0 | 0 | 0 | 0 | 0 | 0 | 0 | 0 | 0
5 | 6 | 22 | 0 | 0 | 0 | 0 | 0 | 0 | 0 | 0 | 0
5 | 6 | 23 | 0 | 0 | 0 | 0 | 0 | 0 | 0 | 0 | 0
5 | 6 | 24 | 0 | 0 | 0 | 0 | 0 | 0 | 0 | 0 | 0
5 | 7 | 1 | 0 | 0 | 0 | 0 | 0 | 0 | 0 | 0 | 0
5 | 7 | 2 | 0 | 0 | 0 | 0 | 0 | 0 | 0 | 0 | 0
5 | 7 | 3 | 0 | 0 | 0 | 0 | 0 | 0 | 0 | 0 | 0
5 | 7 | 4 | 0 | 0 | 0 | 0 | 0 | 0 | 0 | 0 | 0
5 | 7 | 5 | 0 | 0 | 0 | 0 | 0 | 0 | 0 | 0 | 0
5 | 7 | 6 | 0 | 0 | 0 | 0 | 0 | 0 | 0 | 0 | 0
5 | 7 | 7 | 0 | 0 | 0 | 0 | 0 | 0 | 0 | 0 | 0
5 | 7 | 8 | 0 | 0 | 0 | 0 | 0 | 0 | 0 | 0 | 0
5 | 7 | 9 | 0 | 0 | 0 | 0 | 0 | 0 | 0 | 0 | 0
5 | 7 | 10 | 0 | 0 | 0 | 0 | 0 | 0 | 0 | 0 | 0
5 | 7 | 11 | 0 | 0 | 0 | 0 | 0 | 0 | 0 | 0 | 0
5 | 7 | 12 | 0 | 0 | 0 | 0 | 0 | 0 | 0 | 0 | 0
5 | 7 | 13 | 0 | 0 | 0 | 0 | 0 | 0 | 0 | 0 | 0
5 | 7 | 14 | 0 | 0 | 0 | 0 | 0 | 0 | 0 | 0 | 0
5 | 7 | 15 | 0 | 0 | 0 | 0 | 0 | 0 | 0 | 0 | 0
5 | 7 | 16 | 0 | 0 | 0 | 0 | 0 | 0 | 0 | 0 | 0
5 | 7 | 17 | 0 | 0 | 0 | 0 | 0 | 0 | 0 | 0 | 0
5 | 7 | 18 | 0 | 0 | 0 | 0 | 0 | 0 | 0 | 0 | 0
5 | 7 | 19 | 0 | 0 | 0 | 0 | 0 | 0 | 0 | 0 | 0
5 | 7 | 20 | 0 | 0 | 0 | 0 | 0 | 0 | 0 | 0 | 0
5 | 7 | 21 | 0 | 0 | 0 | 0 | 0 | 0 | 0 | 0 | 0
5 | 7 | 22 | 0 | 0 | 0 | 0 | 0 | 0 | 0 | 0 | 0
5 | 7 | 23 | 0 | 0 | 0 | 0 | 0 | 0 | 0 | 0 | 0
5 | 7 | 24 | 0 | 0 | 0 | 0 | 0 | 0 | 0 | 0 | 0
5 | 8 | 1 | 0 | 0 | 0 | 0 | 0 | 0 | 0 | 0 | 0
5 | 8 | 2 | 0 | 0 | 0 | 0 | 0 | 0 | 0 | 0 | 0
5 | 8 | 3 | 0 | 0 | 0 | 0 | 0 | 0 | 0 | 0 | 0
5 | 8 | 4 | 0 | 0 | 0 | 0 | 0 | 0 | 0 | 0 | 0
5 | 8 | 5 | 0 | 0 | 0 | 0 | 0 | 0 | 0 | 0 | 0
5 | 8 | 6 | 0 | 0 | 0 | 0 | 0 | 0 | 0 | 0 | 0
5 | 8 | 7 | 0 | 0 | 0 | 0 | 0 | 0 | 0 | 0 | 0
5 | 8 | 8 | 0 | 0 | 0 | 0 | 0 | 0 | 0 | 0 | 0
5 | 8 | 9 | 0 | 0 | 0 | 0 | 0 | 0 | 0 | 0 | 0
5 | 8 | 10 | 0 | 0 | 0 | 0 | 0 | 0 | 0 | 0 | 0
5 | 8 | 11 | 0 | 0 | 0 | 0 | 0 | 0 | 0 | 0 | 0
5 | 8 | 12 | 0 | 0 | 0 | 0 | 0 | 0 | 0 | 0 | 0
5 | 8 | 13 | 0 | 0 | 0 | 0 | 0 | 0 | 0 | 0 | 0
5 | 8 | 14 | 0 | 0 | 0 | 0 | 0 | 0 | 0 | 0 | 0
5 | 8 | 15 | 0 | 0 | 0 | 0 | 0 | 0 | 0 | 0 | 0
5 | 8 | 16 | 0 | 0 | 0 | 0 | 0 | 0 | 0 | 0 | 0
5 | 8 | 17 | 0 | 0 | 0 | 0 | 0 | 0 | 0 | 0 | 0
5 | 8 | 18 | 0 | 0 | 0 | 0 | 0 | 0 | 0 | 0 | 0
5 | 8 | 19 | 0 | 0 | 0 | 0 | 0 | 0 | 0 | 0 | 0
5 | 8 | 20 | 0 | 0 | 0 | 0 | 0 | 0 | 0 | 0 | 0
5 | 8 | 21 | 0 | 0 | 0 | 0 | 0 | 0 | 0 | 0 | 0
5 | 8 | 22 | 0 | 0 | 0 | 0 | 0 | 0 | 0 | 0 | 0
5 | 8 | 23 | 0 | 0 | 0 | 0 | 0 | 0 | 0 | 0 | 0
5 | 8 | 24 | 0 | 0 | 0 | 0 | 0 | 0 | 0 | 0 | 0
5 | 9 | 1 | 0 | 0 | 0 | 0 | 0 | 0 | 0 | 0 | 0
5 | 9 | 2 | 0 | 0 | 0 | 0 | 0 | 0 | 0 | 0 | 0
5 | 9 | 3 | 0 | 0 | 0 | 0 | 0 | 0 | 0 | 0 | 0
5 | 9 | 4 | 0 | 0 | 0 | 0 | 0 | 0 | 0 | 0 | 0
5 | 9 | 5 | 0 | 0 | 0 | 0 | 0 | 0 | 0 | 0 | 0
5 | 9 | 6 | 0 | 0 | 0 | 0 | 0 | 0 | 0 | 0 | 0
5 | 9 | 7 | 0 | 0 | 0 | 0 | 0 | 0 | 0 | 0 | 0
5 | 9 | 8 | 0 | 0 | 0 | 0 | 0 | 0 | 0 | 0 | 0
5 | 9 | 9 | 0 | 0 | 0 | 0 | 0 | 0 | 0 | 0 | 0
5 | 9 | 10 | 0 | 0 | 0 | 0 | 0 | 0 | 0 | 0 | 0
5 | 9 | 11 | 0 | 0 | 0 | 0 | 0 | 0 | 0 | 0 | 0
5 | 9 | 12 | 0 | 0 | 0 | 0 | 0 | 0 | 0 | 0 | 0
5 | 9 | 13 | 0 | 0 | 0 | 0 | 0 | 0 | 0 | 0 | 0
5 | 9 | 14 | 0 | 0 | 0 | 0 | 0 | 0 | 0 | 0 | 0
5 | 9 | 15 | 0 | 0 | 0 | 0 | 0 | 0 | 0 | 0 | 0
5 | 9 | 16 | 0 | 0 | 0 | 0 | 0 | 0 | 0 | 0 | 0
5 | 9 | 17 | 0 | 0 | 0 | 0 | 0 | 0 | 0 | 0 | 0
5 | 9 | 18 | 0 | 0 | 0 | 0 | 0 | 0 | 0 | 0 | 0
5 | 9 | 19 | 0 | 0 | 0 | 0 | 0 | 0 | 0 | 0 | 0
5 | 9 | 20 | 0 | 0 | 0 | 0 | 0 | 0 | 0 | 0 | 0
5 | 9 | 21 | 0 | 0 | 0 | 0 | 0 | 0 | 0 | 0 | 0
5 | 9 | 22 | 0 | 0 | 0 | 0 | 0 | 0 | 0 | 0 | 0
5 | 9 | 23 | 0 | 0 | 0 | 0 | 0 | 0 | 0 | 0 | 0
5 | 9 | 24 | 0 | 0 | 0 | 0 | 0 | 0 | 0 | 0 | 0
5 | 10 | 1 | 0 | 0 | 0 | 0 | 0 | 0 | 0 | 0 | 0
5 | 10 | 2 | 0 | 0 | 0 | 0 | 0 | 0 | 0 | 0 | 0
5 | 10 | 3 | 0 | 0 | 0 | 0 | 0 | 0 | 0 | 0 | 0
5 | 10 | 4 | 0 | 0 | 0 | 0 | 0 | 0 | 0 | 0 | 0
5 | 10 | 5 | 0 | 0 | 0 | 0 | 0 | 0 | 0 | 0 | 0
5 | 10 | 6 | 0 | 0 | 0 | 0 | 0 | 0 | 0 | 0 | 0
5 | 10 | 7 | 0 | 0 | 0 | 0 | 0 | 0 | 0 | 0 | 0
5 | 10 | 8 | 0 | 0 | 0 | 0 | 0 | 0 | 0 | 0 | 0
5 | 10 | 9 | 0 | 0 | 0 | 0 | 0 | 0 | 0 | 0 | 0
5 | 10 | 10 | 0 | 0 | 0 | 0 | 0 | 0 | 0 | 0 | 0
5 | 10 | 11 | 0 | 0 | 0 | 0 | 0 | 0 | 0 | 0 | 0
5 | 10 | 12 | 0 | 0 | 0 | 0 | 0 | 0 | 0 | 0 | 0
5 | 10 | 13 | 0 | 0 | 0 | 0 | 0 | 0 | 0 | 0 | 0
5 | 10 | 14 | 0 | 0 | 0 | 0 | 0 | 0 | 0 | 0 | 0
5 | 10 | 15 | 0 | 0 | 0 | 0 | 0 | 0 | 0 | 0 | 0
5 | 10 | 16 | 0 | 0 | 0 | 0 | 0 | 0 | 0 | 0 | 0
5 | 10 | 17 | 0 | 0 | 0 | 0 | 0 | 0 | 0 | 0 | 0
5 | 10 | 18 | 0 | 0 | 0 | 0 | 0 | 0 | 0 | 0 | 0
5 | 10 | 19 | 0 | 0 | 0 | 0 | 0 | 0 | 0 | 0 | 0
5 | 10 | 20 | 0 | 0 | 0 | 0 | 0 | 0 | 0 | 0 | 0
5 | 10 | 21 | 0 | 0 | 0 | 0 | 0 | 0 | 0 | 0 | 0
5 | 10 | 22 | 0 | 0 | 0 | 0 | 0 | 0 | 0 | 0 | 0
5 | 10 | 23 | 0 | 0 | 0 | 0 | 0 | 0 | 0 | 0 | 0
5 | 10 | 24 | 0 | 0 | 0 | 0 | 0 | 0 | 0 | 0 | 0
5 | 11 | 1 | 0 | 0 | 0 | 0 | 0 | 0 | 0 | 0 | 0
5 | 11 | 2 | 0 | 0 | 0 | 0 | 0 | 0 | 0 | 0 | 0
5 | 11 | 3 | 0 | 0 | 0 | 0 | 0 | 0 | 0 | 0 | 0
5 | 11 | 4 | 0 | 0 | 0 | 0 | 0 | 0 | 0 | 0 | 0
5 | 11 | 5 | 0 | 0 | 0 | 0 | 0 | 0 | 0 | 0 | 0
5 | 11 | 6 | 0 | 0 | 0 | 0 | 0 | 0 | 0 | 0 | 0
5 | 11 | 7 | 0 | 0 | 0 | 0 | 0 | 0 | 0 | 0 | 0
5 | 11 | 8 | 0 | 0 | 0 | 0 | 0 | 0 | 0 | 0 | 0
5 | 11 | 9 | 0 | 0 | 0 | 0 | 0 | 0 | 0 | 0 | 0
5 | 11 | 10 | 0 | 0 | 0 | 0 | 0 | 0 | 0 | 0 | 0
5 | 11 | 11 | 0 | 0 | 0 | 0 | 0 | 0 | 0 | 0 | 0
5 | 11 | 12 | 0 | 0 | 0 | 0 | 0 | 0 | 0 | 0 | 0
5 | 11 | 13 | 0 | 0 | 0 | 0 | 0 | 0 | 0 | 0 | 0
5 | 11 | 14 | 0 | 0 | 0 | 0 | 0 | 0 | 0 | 0 | 0
5 | 11 | 15 | 0 | 0 | 0 | 0 | 0 | 0 | 0 | 0 | 0
5 | 11 | 16 | 0 | 0 | 0 | 0 | 0 | 0 | 0 | 0 | 0
5 | 11 | 17 | 0 | 0 | 0 | 0 | 0 | 0 | 0 | 0 | 0
5 | 11 | 18 | 0 | 0 | 0 | 0 | 0 | 0 | 0 | 0 | 0
5 | 11 | 19 | 0 | 0 | 0 | 0 | 0 | 0 | 0 | 0 | 0
5 | 11 | 20 | 0 | 0 | 0 | 0 | 0 | 0 | 0 | 0 | 0
5 | 11 | 21 | 0 | 0 | 0 | 0 | 0 | 0 | 0 | 0 | 0
5 | 11 | 22 | 0 | 0 | 0 | 0 | 0 | 0 | 0 | 0 | 0
5 | 11 | 23 | 0 | 0 | 0 | 0 | 0 | 0 | 0 | 0 | 0
5 | 11 | 24 | 0 | 0 | 0 | 0 | 0 | 0 | 0 | 0 | 0
5 | 12 | 1 | 0 | 0 | 0 | 0 | 0 | 0 | 0 | 0 | 0
5 | 12 | 2 | 0 | 0 | 0 | 0 | 0 | 0 | 0 | 0 | 0
5 | 12 | 3 | 0 | 0 | 0 | 0 | 0 | 0 | 0 | 0 | 0
5 | 12 | 4 | 0 | 0 | 0 | 0 | 0 | 0 | 0 | 0 | 0
5 | 12 | 5 | 0 | 0 | 0 | 0 | 0 | 0 | 0 | 0 | 0
5 | 12 | 6 | 0 | 0 | 0 | 0 | 0 | 0 | 0 | 0 | 0
5 | 12 | 7 | 0 | 0 | 0 | 0 | 0 | 0 | 0 | 0 | 0
5 | 12 | 8 | 0 | 0 | 0 | 0 | 0 | 0 | 0 | 0 | 0
5 | 12 | 9 | 0 | 0 | 0 | 0 | 0 | 0 | 0 | 0 | 0
5 | 12 | 10 | 0 | 0 | 0 | 0 | 0 | 0 | 0 | 0 | 0
5 | 12 | 11 | 0 | 0 | 0 | 0 | 0 | 0 | 0 | 0 | 0
5 | 12 | 12 | 0 | 0 | 0 | 0 | 0 | 0 | 0 | 0 | 0
5 | 12 | 13 | 0 | 0 | 0 | 0 | 0 | 0 | 0 | 0 | 0
5 | 12 | 14 | 0 | 0 | 0 | 0 | 0 | 0 | 0 | 0 | 0
5 | 12 | 15 | 0 | 0 | 0 | 0 | 0 | 0 | 0 | 0 | 0
5 | 12 | 16 | 0 | 0 | 0 | 0 | 0 | 0 | 0 | 0 | 0
5 | 12 | 17 | 0 | 0 | 0 | 0 | 0 | 0 | 0 | 0 | 0
5 | 12 | 18 | 0 | 0 | 0 | 0 | 0 | 0 | 0 | 0 | 0
5 | 12 | 19 | 0 | 0 | 0 | 0 | 0 | 0 | 0 | 0 | 0
5 | 12 | 20 | 0 | 0 | 0 | 0 | 0 | 0 | 0 | 0 | 0
5 | 12 | 21 | 0 | 0 | 0 | 0 | 0 | 0 | 0 | 0 | 0
5 | 12 | 22 | 0 | 0 | 0 | 0 | 0 | 0 | 0 | 0 | 0
5 | 12 | 23 | 0 | 0 | 0 | 0 | 0 | 0 | 0 | 0 | 0
5 | 12 | 24 | 0 | 0 | 0 | 0 | 0 | 0 | 0 | 0 | 0
5 | 13 | 1 | 0 | 0 | 0 | 0 | 0 | 0 | 0 | 0 | 0
5 | 13 | 2 | 0 | 0 | 0 | 0 | 0 | 0 | 0 | 0 | 0
5 | 13 | 3 | 0 | 0 | 0 | 0 | 0 | 0 | 0 | 0 | 0
5 | 13 | 4 | 0 | 0 | 0 | 0 | 0 | 0 | 0 | 0 | 0
5 | 13 | 5 | 0 | 0 | 0 | 0 | 0 | 0 | 0 | 0 | 0
5 | 13 | 6 | 0 | 0 | 0 | 0 | 0 | 0 | 0 | 0 | 0
5 | 13 | 7 | 0 | 0 | 0 | 0 | 0 | 0 | 0 | 0 | 0
5 | 13 | 8 | 0 | 0 | 0 | 0 | 0 | 0 | 0 | 0 | 0
5 | 13 | 9 | 0 | 0 | 0 | 0 | 0 | 0 | 0 | 0 | 0
5 | 13 | 10 | 0 | 0 | 0 | 0 | 0 | 0 | 0 | 0 | 0
5 | 13 | 11 | 0 | 0 | 0 | 0 | 0 | 0 | 0 | 0 | 0
5 | 13 | 12 | 0 | 0 | 0 | 0 | 0 | 0 | 0 | 0 | 0
5 | 13 | 13 | 0 | 0 | 0 | 0 | 0 | 0 | 0 | 0 | 0
5 | 13 | 14 | 0 | 0 | 0 | 0 | 0 | 0 | 0 | 0 | 0
5 | 13 | 15 | 0 | 0 | 0 | 0 | 0 | 0 | 0 | 0 | 0
5 | 13 | 16 | 0 | 0 | 0 | 0 | 0 | 0 | 0 | 0 | 0
5 | 13 | 17 | 0 | 0 | 0 | 0 | 0 | 0 | 0 | 0 | 0
5 | 13 | 18 | 0 | 0 | 0 | 0 | 0 | 0 | 0 | 0 | 0
5 | 13 | 19 | 0 | 0 | 0 | 0 | 0 | 0 | 0 | 0 | 0
5 | 13 | 20 | 0 | 0 | 0 | 0 | 0 | 0 | 0 | 0 | 0
5 | 13 | 21 | 0 | 0 | 0 | 0 | 0 | 0 | 0 | 0 | 0
5 | 13 | 22 | 0 | 0 | 0 | 0 | 0 | 0 | 0 | 0 | 0
5 | 13 | 23 | 0 | 0 | 0 | 0 | 0 | 0 | 0 | 0 | 0
5 | 13 | 24 | 0 | 0 | 0 | 0 | 0 | 0 | 0 | 0 | 0
5 | 14 | 1 | 0 | 0 | 0 | 0 | 0 | 0 | 0 | 0 | 0
5 | 14 | 2 | 0 | 0 | 0 | 0 | 0 | 0 | 0 | 0 | 0
5 | 14 | 3 | 0 | 0 | 0 | 0 | 0 | 0 | 0 | 0 | 0
5 | 14 | 4 | 0 | 0 | 0 | 0 | 0 | 0 | 0 | 0 | 0
5 | 14 | 5 | 0 | 0 | 0 | 0 | 0 | 0 | 0 | 0 | 0
5 | 14 | 6 | 0 | 0 | 0 | 0 | 0 | 0 | 0 | 0 | 0
5 | 14 | 7 | 0 | 0 | 0 | 0 | 0 | 0 | 0 | 0 | 0
5 | 14 | 8 | 0 | 0 | 0 | 0 | 0 | 0 | 0 | 0 | 0
5 | 14 | 9 | 0 | 0 | 0 | 0 | 0 | 0 | 0 | 0 | 0
5 | 14 | 10 | 0 | 0 | 0 | 0 | 0 | 0 | 0 | 0 | 0
5 | 14 | 11 | 0 | 0 | 0 | 0 | 0 | 0 | 0 | 0 | 0
5 | 14 | 12 | 0 | 0 | 0 | 0 | 0 | 0 | 0 | 0 | 0
5 | 14 | 13 | 0 | 0 | 0 | 0 | 0 | 0 | 0 | 0 | 0
5 | 14 | 14 | 0 | 0 | 0 | 0 | 0 | 0 | 0 | 0 | 0
5 | 14 | 15 | 0 | 0 | 0 | 0 | 0 | 0 | 0 | 0 | 0
5 | 14 | 16 | 0 | 0 | 0 | 0 | 0 | 0 | 0 | 0 | 0
5 | 14 | 17 | 0 | 0 | 0 | 0 | 0 | 0 | 0 | 0 | 0
5 | 14 | 18 | 0 | 0 | 0 | 0 | 0 | 0 | 0 | 0 | 0
5 | 14 | 19 | 0 | 0 | 0 | 0 | 0 | 0 | 0 | 0 | 0
5 | 14 | 20 | 0 | 0 | 0 | 0 | 0 | 0 | 0 | 0 | 0
5 | 14 | 21 | 0 | 0 | 0 | 0 | 0 | 0 | 0 | 0 | 0
5 | 14 | 22 | 0 | 0 | 0 | 0 | 0 | 0 | 0 | 0 | 0
5 | 14 | 23 | 0 | 0 | 0 | 0 | 0 | 0 | 0 | 0 | 0
5 | 14 | 24 | 0 | 0 | 0 | 0 | 0 | 0 | 0 | 0 | 0
5 | 15 | 1 | 0 | 0 | 0 | 0 | 0 | 0 | 0 | 0 | 0
5 | 15 | 2 | 0 | 0 | 0 | 0 | 0 | 0 | 0 | 0 | 0
5 | 15 | 3 | 0 | 0 | 0 | 0 | 0 | 0 | 0 | 0 | 0
5 | 15 | 4 | 0 | 0 | 0 | 0 | 0 | 0 | 0 | 0 | 0
5 | 15 | 5 | 0 | 0 | 0 | 0 | 0 | 0 | 0 | 0 | 0
5 | 15 | 6 | 0 | 0 | 0 | 0 | 0 | 0 | 0 | 0 | 0
5 | 15 | 7 | 0 | 0 | 0 | 0 | 0 | 0 | 0 | 0 | 0
5 | 15 | 8 | 0 | 0 | 0 | 0 | 0 | 0 | 0 | 0 | 0
5 | 15 | 9 | 0 | 0 | 0 | 0 | 0 | 0 | 0 | 0 | 0
5 | 15 | 10 | 0 | 0 | 0 | 0 | 0 | 0 | 0 | 0 | 0
5 | 15 | 11 | 0 | 0 | 0 | 0 | 0 | 0 | 0 | 0 | 0
5 | 15 | 12 | 0 | 0 | 0 | 0 | 0 | 0 | 0 | 0 | 0
5 | 15 | 13 | 0 | 0 | 0 | 0 | 0 | 0 | 0 | 0 | 0
5 | 15 | 14 | 0 | 0 | 0 | 0 | 0 | 0 | 0 | 0 | 0
5 | 15 | 15 | 0 | 0 | 0 | 0 | 0 | 0 | 0 | 0 | 0
5 | 15 | 16 | 0 | 0 | 0 | 0 | 0 | 0 | 0 | 0 | 0
5 | 15 | 17 | 0 | 0 | 0 | 0 | 0 | 0 | 0 | 0 | 0
5 | 15 | 18 | 0 | 0 | 0 | 0 | 0 | 0 | 0 | 0 | 0
5 | 15 | 19 | 0 | 0 | 0 | 0 | 0 | 0 | 0 | 0 | 0
5 | 15 | 20 | 0 | 0 | 0 | 0 | 0 | 0 | 0 | 0 | 0
5 | 15 | 21 | 0 | 0 | 0 | 0 | 0 | 0 | 0 | 0 | 0
5 | 15 | 22 | 0 | 0 | 0 | 0 | 0 | 0 | 0 | 0 | 0
5 | 15 | 23 | 0 | 0 | 0 | 0 | 0 | 0 | 0 | 0 | 0
5 | 15 | 24 | 0 | 0 | 0 | 0 | 0 | 0 | 0 | 0 | 0
5 | 16 | 1 | 0 | 0 | 0 | 0 | 0 | 0 | 0 | 0 | 0
5 | 16 | 2 | 0 | 0 | 0 | 0 | 0 | 0 | 0 | 0 | 0
5 | 16 | 3 | 0 | 0 | 0 | 0 | 0 | 0 | 0 | 0 | 0
5 | 16 | 4 | 0 | 0 | 0 | 0 | 0 | 0 | 0 | 0 | 0
5 | 16 | 5 | 0 | 0 | 0 | 0 | 0 | 0 | 0 | 0 | 0
5 | 16 | 6 | 0 | 0 | 0 | 0 | 0 | 0 | 0 | 0 | 0
5 | 16 | 7 | 0 | 0 | 0 | 0 | 0 | 0 | 0 | 0 | 0
5 | 16 | 8 | 0 | 0 | 0 | 0 | 0 | 0 | 0 | 0 | 0
5 | 16 | 9 | 0 | 0 | 0 | 0 | 0 | 0 | 0 | 0 | 0
5 | 16 | 10 | 0 | 0 | 0 | 0 | 0 | 0 | 0 | 0 | 0
5 | 16 | 11 | 0 | 0 | 0 | 0 | 0 | 0 | 0 | 0 | 0
5 | 16 | 12 | 0 | 0 | 0 | 0 | 0 | 0 | 0 | 0 | 0
5 | 16 | 13 | 0 | 0 | 0 | 0 | 0 | 0 | 0 | 0 | 0
5 | 16 | 14 | 0 | 0 | 0 | 0 | 0 | 0 | 0 | 0 | 0
5 | 16 | 15 | 0 | 0 | 0 | 0 | 0 | 0 | 0 | 0 | 0
5 | 16 | 16 | 0 | 0 | 0 | 0 | 0 | 0 | 0 | 0 | 0
5 | 16 | 17 | 0 | 0 | 0 | 0 | 0 | 0 | 0 | 0 | 0
5 | 16 | 18 | 0 | 0 | 0 | 0 | 0 | 0 | 0 | 0 | 0
5 | 16 | 19 | 0 | 0 | 0 | 0 | 0 | 0 | 0 | 0 | 0
5 | 16 | 20 | 0 | 0 | 0 | 0 | 0 | 0 | 0 | 0 | 0
5 | 16 | 21 | 0 | 0 | 0 | 0 | 0 | 0 | 0 | 0 | 0
5 | 16 | 22 | 0 | 0 | 0 | 0 | 0 | 0 | 0 | 0 | 0
5 | 16 | 23 | 0 | 0 | 0 | 0 | 0 | 0 | 0 | 0 | 0
5 | 16 | 24 | 0 | 0 | 0 | 0 | 0 | 0 | 0 | 0 | 0
5 | 17 | 1 | 0 | 0 | 0 | 0 | 0 | 0 | 0 | 0 | 0
5 | 17 | 2 | 0 | 0 | 0 | 0 | 0 | 0 | 0 | 0 | 0
5 | 17 | 3 | 0 | 0 | 0 | 0 | 0 | 0 | 0 | 0 | 0
5 | 17 | 4 | 0 | 0 | 0 | 0 | 0 | 0 | 0 | 0 | 0
5 | 17 | 5 | 0 | 0 | 0 | 0 | 0 | 0 | 0 | 0 | 0
5 | 17 | 6 | 0 | 0 | 0 | 0 | 0 | 0 | 0 | 0 | 0
5 | 17 | 7 | 0 | 0 | 0 | 0 | 0 | 0 | 0 | 0 | 0
5 | 17 | 8 | 0 | 0 | 0 | 0 | 0 | 0 | 0 | 0 | 0
5 | 17 | 9 | 0 | 0 | 0 | 0 | 0 | 0 | 0 | 0 | 0
5 | 17 | 10 | 0 | 0 | 0 | 0 | 0 | 0 | 0 | 0 | 0
5 | 17 | 11 | 0 | 0 | 0 | 0 | 0 | 0 | 0 | 0 | 0
5 | 17 | 12 | 0 | 0 | 0 | 0 | 0 | 0 | 0 | 0 | 0
5 | 17 | 13 | 0 | 0 | 0 | 0 | 0 | 0 | 0 | 0 | 0
5 | 17 | 14 | 0 | 0 | 0 | 0 | 0 | 0 | 0 | 0 | 0
5 | 17 | 15 | 0 | 0 | 0 | 0 | 0 | 0 | 0 | 0 | 0
5 | 17 | 16 | 0 | 0 | 0 | 0 | 0 | 0 | 0 | 0 | 0
5 | 17 | 17 | 0 | 0 | 0 | 0 | 0 | 0 | 0 | 0 | 0
5 | 17 | 18 | 0 | 0 | 0 | 0 | 0 | 0 | 0 | 0 | 0
5 | 17 | 19 | 0 | 0 | 0 | 0 | 0 | 0 | 0 | 0 | 0
5 | 17 | 20 | 0 | 0 | 0 | 0 | 0 | 0 | 0 | 0 | 0
5 | 17 | 21 | 0 | 0 | 0 | 0 | 0 | 0 | 0 | 0 | 0
5 | 17 | 22 | 0 | 0 | 0 | 0 | 0 | 0 | 0 | 0 | 0
5 | 17 | 23 | 0 | 0 | 0 | 0 | 0 | 0 | 0 | 0 | 0
5 | 17 | 24 | 0 | 0 | 0 | 0 | 0 | 0 | 0 | 0 | 0
5 | 18 | 1 | 0 | 0 | 0 | 0 | 0 | 0 | 0 | 0 | 0
5 | 18 | 2 | 0 | 0 | 0 | 0 | 0 | 0 | 0 | 0 | 0
5 | 18 | 3 | 0 | 0 | 0 | 0 | 0 | 0 | 0 | 0 | 0
5 | 18 | 4 | 0 | 0 | 0 | 0 | 0 | 0 | 0 | 0 | 0
5 | 18 | 5 | 0 | 0 | 0 | 0 | 0 | 0 | 0 | 0 | 0
5 | 18 | 6 | 0 | 0 | 0 | 0 | 0 | 0 | 0 | 0 | 0
5 | 18 | 7 | 0 | 0 | 0 | 0 | 0 | 0 | 0 | 0 | 0
5 | 18 | 8 | 0 | 0 | 0 | 0 | 0 | 0 | 0 | 0 | 0
5 | 18 | 9 | 0 | 0 | 0 | 0 | 0 | 0 | 0 | 0 | 0
5 | 18 | 10 | 0 | 0 | 0 | 0 | 0 | 0 | 0 | 0 | 0
5 | 18 | 11 | 0 | 0 | 0 | 0 | 0 | 0 | 0 | 0 | 0
5 | 18 | 12 | 0 | 0 | 0 | 0 | 0 | 0 | 0 | 0 | 0
5 | 18 | 13 | 0 | 0 | 0 | 0 | 0 | 0 | 0 | 0 | 0
5 | 18 | 14 | 0 | 0 | 0 | 0 | 0 | 0 | 0 | 0 | 0
5 | 18 | 15 | 0 | 0 | 0 | 0 | 0 | 0 | 0 | 0 | 0
5 | 18 | 16 | 0 | 0 | 0 | 0 | 0 | 0 | 0 | 0 | 0
5 | 18 | 17 | 0 | 0 | 0 | 0 | 0 | 0 | 0 | 0 | 0
5 | 18 | 18 | 0 | 0 | 0 | 0 | 0 | 0 | 0 | 0 | 0
5 | 18 | 19 | 0 | 0 | 0 | 0 | 0 | 0 | 0 | 0 | 0
5 | 18 | 20 | 0 | 0 | 0 | 0 | 0 | 0 | 0 | 0 | 0
5 | 18 | 21 | 0 | 0 | 0 | 0 | 0 | 0 | 0 | 0 | 0
5 | 18 | 22 | 0 | 0 | 0 | 0 | 0 | 0 | 0 | 0 | 0
5 | 18 | 23 | 0 | 0 | 0 | 0 | 0 | 0 | 0 | 0 | 0
5 | 18 | 24 | 0 | 0 | 0 | 0 | 0 | 0 | 0 | 0 | 0
5 | 19 | 1 | 0 | 0 | 0 | 0 | 0 | 0 | 0 | 0 | 0
5 | 19 | 2 | 0 | 0 | 0 | 0 | 0 | 0 | 0 | 0 | 0
5 | 19 | 3 | 0 | 0 | 0 | 0 | 0 | 0 | 0 | 0 | 0
5 | 19 | 4 | 0 | 0 | 0 | 0 | 0 | 0 | 0 | 0 | 0
5 | 19 | 5 | 0 | 0 | 0 | 0 | 0 | 0 | 0 | 0 | 0
5 | 19 | 6 | 0 | 0 | 0 | 0 | 0 | 0 | 0 | 0 | 0
5 | 19 | 7 | 0 | 0 | 0 | 0 | 0 | 0 | 0 | 0 | 0
5 | 19 | 8 | 0 | 0 | 0 | 0 | 0 | 0 | 0 | 0 | 0
5 | 19 | 9 | 0 | 0 | 0 | 0 | 0 | 0 | 0 | 0 | 0
5 | 19 | 10 | 0 | 0 | 0 | 0 | 0 | 0 | 0 | 0 | 0
5 | 19 | 11 | 0 | 0 | 0 | 0 | 0 | 0 | 0 | 0 | 0
5 | 19 | 12 | 0 | 0 | 0 | 0 | 0 | 0 | 0 | 0 | 0
5 | 19 | 13 | 0 | 0 | 0 | 0 | 0 | 0 | 0 | 0 | 0
5 | 19 | 14 | 0 | 0 | 0 | 0 | 0 | 0 | 0 | 0 | 0
5 | 19 | 15 | 0 | 0 | 0 | 0 | 0 | 0 | 0 | 0 | 0
5 | 19 | 16 | 0 | 0 | 0 | 0 | 0 | 0 | 0 | 0 | 0
5 | 19 | 17 | 0 | 0 | 0 | 0 | 0 | 0 | 0 | 0 | 0
5 | 19 | 18 | 0 | 0 | 0 | 0 | 0 | 0 | 0 | 0 | 0
5 | 19 | 19 | 0 | 0 | 0 | 0 | 0 | 0 | 0 | 0 | 0
5 | 19 | 20 | 0 | 0 | 0 | 0 | 0 | 0 | 0 | 0 | 0
5 | 19 | 21 | 0 | 0 | 0 | 0 | 0 | 0 | 0 | 0 | 0
5 | 19 | 22 | 0 | 0 | 0 | 0 | 0 | 0 | 0 | 0 | 0
5 | 19 | 23 | 0 | 0 | 0 | 0 | 0 | 0 | 0 | 0 | 0
5 | 19 | 24 | 0 | 0 | 0 | 0 | 0 | 0 | 0 | 0 | 0
5 | 20 | 1 | 0 | 0 | 0 | 0 | 0 | 0 | 0 | 0 | 0
5 | 20 | 2 | 0 | 0 | 0 | 0 | 0 | 0 | 0 | 0 | 0
5 | 20 | 3 | 0 | 0 | 0 | 0 | 0 | 0 | 0 | 0 | 0
5 | 20 | 4 | 0 | 0 | 0 | 0 | 0 | 0 | 0 | 0 | 0
5 | 20 | 5 | 0 | 0 | 0 | 0 | 0 | 0 | 0 | 0 | 0
5 | 20 | 6 | 0 | 0 | 0 | 0 | 0 | 0 | 0 | 0 | 0
5 | 20 | 7 | 0 | 0 | 0 | 0 | 0 | 0 | 0 | 0 | 0
5 | 20 | 8 | 0 | 0 | 0 | 0 | 0 | 0 | 0 | 0 | 0
5 | 20 | 9 | 0 | 0 | 0 | 0 | 0 | 0 | 0 | 0 | 0
5 | 20 | 10 | 0 | 0 | 0 | 0 | 0 | 0 | 0 | 0 | 0
5 | 20 | 11 | 0 | 0 | 0 | 0 | 0 | 0 | 0 | 0 | 0
5 | 20 | 12 | 0 | 0 | 0 | 0 | 0 | 0 | 0 | 0 | 0
5 | 20 | 13 | 0 | 0 | 0 | 0 | 0 | 0 | 0 | 0 | 0
5 | 20 | 14 | 0 | 0 | 0 | 0 | 0 | 0 | 0 | 0 | 0
5 | 20 | 15 | 0 | 0 | 0 | 0 | 0 | 0 | 0 | 0 | 0
5 | 20 | 16 | 0 | 0 | 0 | 0 | 0 | 0 | 0 | 0 | 0
5 | 20 | 17 | 0 | 0 | 0 | 0 | 0 | 0 | 0 | 0 | 0
5 | 20 | 18 | 0 | 0 | 0 | 0 | 0 | 0 | 0 | 0 | 0
5 | 20 | 19 | 0 | 0 | 0 | 0 | 0 | 0 | 0 | 0 | 0
5 | 20 | 20 | 0 | 0 | 0 | 0 | 0 | 0 | 0 | 0 | 0
5 | 20 | 21 | 0 | 0 | 0 | 0 | 0 | 0 | 0 | 0 | 0
5 | 20 | 22 | 0 | 0 | 0 | 0 | 0 | 0 | 0 | 0 | 0
5 | 20 | 23 | 0 | 0 | 0 | 0 | 0 | 0 | 0 | 0 | 0
5 | 20 | 24 | 0 | 0 | 0 | 0 | 0 | 0 | 0 | 0 | 0
5 | 21 | 1 | 0 | 0 | 0 | 0 | 0 | 0 | 0 | 0 | 0
5 | 21 | 2 | 0 | 0 | 0 | 0 | 0 | 0 | 0 | 0 | 0
5 | 21 | 3 | 0 | 0 | 0 | 0 | 0 | 0 | 0 | 0 | 0
5 | 21 | 4 | 0 | 0 | 0 | 0 | 0 | 0 | 0 | 0 | 0
5 | 21 | 5 | 0 | 0 | 0 | 0 | 0 | 0 | 0 | 0 | 0
5 | 21 | 6 | 0 | 0 | 0 | 0 | 0 | 0 | 0 | 0 | 0
5 | 21 | 7 | 0 | 0 | 0 | 0 | 0 | 0 | 0 | 0 | 0
5 | 21 | 8 | 0 | 0 | 0 | 0 | 0 | 0 | 0 | 0 | 0
5 | 21 | 9 | 0 | 0 | 0 | 0 | 0 | 0 | 0 | 0 | 0
5 | 21 | 10 | 0 | 0 | 0 | 0 | 0 | 0 | 0 | 0 | 0
5 | 21 | 11 | 0 | 0 | 0 | 0 | 0 | 0 | 0 | 0 | 0
5 | 21 | 12 | 0 | 0 | 0 | 0 | 0 | 0 | 0 | 0 | 0
5 | 21 | 13 | 0 | 0 | 0 | 0 | 0 | 0 | 0 | 0 | 0
5 | 21 | 14 | 0 | 0 | 0 | 0 | 0 | 0 | 0 | 0 | 0
5 | 21 | 15 | 0 | 0 | 0 | 0 | 0 | 0 | 0 | 0 | 0
5 | 21 | 16 | 0 | 0 | 0 | 0 | 0 | 0 | 0 | 0 | 0
5 | 21 | 17 | 0 | 0 | 0 | 0 | 0 | 0 | 0 | 0 | 0
5 | 21 | 18 | 0 | 0 | 0 | 0 | 0 | 0 | 0 | 0 | 0
5 | 21 | 19 | 0 | 0 | 0 | 0 | 0 | 0 | 0 | 0 | 0
5 | 21 | 20 | 0 | 0 | 0 | 0 | 0 | 0 | 0 | 0 | 0
5 | 21 | 21 | 0 | 0 | 0 | 0 | 0 | 0 | 0 | 0 | 0
5 | 21 | 22 | 0 | 0 | 0 | 0 | 0 | 0 | 0 | 0 | 0
5 | 21 | 23 | 0 | 0 | 0 | 0 | 0 | 0 | 0 | 0 | 0
5 | 21 | 24 | 0 | 0 | 0 | 0 | 0 | 0 | 0 | 0 | 0
5 | 22 | 1 | 0 | 0 | 0 | 0 | 0 | 0 | 0 | 0 | 0
5 | 22 | 2 | 0 | 0 | 0 | 0 | 0 | 0 | 0 | 0 | 0
5 | 22 | 3 | 0 | 0 | 0 | 0 | 0 | 0 | 0 | 0 | 0
5 | 22 | 4 | 0 | 0 | 0 | 0 | 0 | 0 | 0 | 0 | 0
5 | 22 | 5 | 0 | 0 | 0 | 0 | 0 | 0 | 0 | 0 | 0
5 | 22 | 6 | 0 | 0 | 0 | 0 | 0 | 0 | 0 | 0 | 0
5 | 22 | 7 | 0 | 0 | 0 | 0 | 0 | 0 | 0 | 0 | 0
5 | 22 | 8 | 0 | 0 | 0 | 0 | 0 | 0 | 0 | 0 | 0
5 | 22 | 9 | 0 | 0 | 0 | 0 | 0 | 0 | 0 | 0 | 0
5 | 22 | 10 | 0 | 0 | 0 | 0 | 0 | 0 | 0 | 0 | 0
5 | 22 | 11 | 0 | 0 | 0 | 0 | 0 | 0 | 0 | 0 | 0
5 | 22 | 12 | 0 | 0 | 0 | 0 | 0 | 0 | 0 | 0 | 0
5 | 22 | 13 | 0 | 0 | 0 | 0 | 0 | 0 | 0 | 0 | 0
5 | 22 | 14 | 0 | 0 | 0 | 0 | 0 | 0 | 0 | 0 | 0
5 | 22 | 15 | 0 | 0 | 0 | 0 | 0 | 0 | 0 | 0 | 0
5 | 22 | 16 | 0 | 0 | 0 | 0 | 0 | 0 | 0 | 0 | 0
5 | 22 | 17 | 0 | 0 | 0 | 0 | 0 | 0 | 0 | 0 | 0
5 | 22 | 18 | 0 | 0 | 0 | 0 | 0 | 0 | 0 | 0 | 0
5 | 22 | 19 | 0 | 0 | 0 | 0 | 0 | 0 | 0 | 0 | 0
5 | 22 | 20 | 0 | 0 | 0 | 0 | 0 | 0 | 0 | 0 | 0
5 | 22 | 21 | 0 | 0 | 0 | 0 | 0 | 0 | 0 | 0 | 0
5 | 22 | 22 | 0 | 0 | 0 | 0 | 0 | 0 | 0 | 0 | 0
5 | 22 | 23 | 0 | 0 | 0 | 0 | 0 | 0 | 0 | 0 | 0
5 | 22 | 24 | 0 | 0 | 0 | 0 | 0 | 0 | 0 | 0 | 0
5 | 23 | 1 | 0 | 0 | 0 | 0 | 0 | 0 | 0 | 0 | 0
5 | 23 | 2 | 0 | 0 | 0 | 0 | 0 | 0 | 0 | 0 | 0
5 | 23 | 3 | 0 | 0 | 0 | 0 | 0 | 0 | 0 | 0 | 0
5 | 23 | 4 | 0 | 0 | 0 | 0 | 0 | 0 | 0 | 0 | 0
5 | 23 | 5 | 0 | 0 | 0 | 0 | 0 | 0 | 0 | 0 | 0
5 | 23 | 6 | 0 | 0 | 0 | 0 | 0 | 0 | 0 | 0 | 0
5 | 23 | 7 | 0 | 0 | 0 | 0 | 0 | 0 | 0 | 0 | 0
5 | 23 | 8 | 0 | 0 | 0 | 0 | 0 | 0 | 0 | 0 | 0
5 | 23 | 9 | 0 | 0 | 0 | 0 | 0 | 0 | 0 | 0 | 0
5 | 23 | 10 | 0 | 0 | 0 | 0 | 0 | 0 | 0 | 0 | 0
5 | 23 | 11 | 0 | 0 | 0 | 0 | 0 | 0 | 0 | 0 | 0
5 | 23 | 12 | 0 | 0 | 0 | 0 | 0 | 0 | 0 | 0 | 0
5 | 23 | 13 | 0 | 0 | 0 | 0 | 0 | 0 | 0 | 0 | 0
5 | 23 | 14 | 0 | 0 | 0 | 0 | 0 | 0 | 0 | 0 | 0
5 | 23 | 15 | 0 | 0 | 0 | 0 | 0 | 0 | 0 | 0 | 0
5 | 23 | 16 | 0 | 0 | 0 | 0 | 0 | 0 | 0 | 0 | 0
5 | 23 | 17 | 0 | 0 | 0 | 0 | 0 | 0 | 0 | 0 | 0
5 | 23 | 18 | 0 | 0 | 0 | 0 | 0 | 0 | 0 | 0 | 0
5 | 23 | 19 | 0 | 0 | 0 | 0 | 0 | 0 | 0 | 0 | 0
5 | 23 | 20 | 0 | 0 | 0 | 0 | 0 | 0 | 0 | 0 | 0
5 | 23 | 21 | 0 | 0 | 0 | 0 | 0 | 0 | 0 | 0 | 0
5 | 23 | 22 | 0 | 0 | 0 | 0 | 0 | 0 | 0 | 0 | 0
5 | 23 | 23 | 0 | 0 | 0 | 0 | 0 | 0 | 0 | 0 | 0
5 | 23 | 24 | 0 | 0 | 0 | 0 | 0 | 0 | 0 | 0 | 0
5 | 24 | 1 | 0 | 0 | 0 | 0 | 0 | 0 | 0 | 0 | 0
5 | 24 | 2 | 0 | 0 | 0 | 0 | 0 | 0 | 0 | 0 | 0
5 | 24 | 3 | 0 | 0 | 0 | 0 | 0 | 0 | 0 | 0 | 0
5 | 24 | 4 | 0 | 0 | 0 | 0 | 0 | 0 | 0 | 0 | 0
5 | 24 | 5 | 0 | 0 | 0 | 0 | 0 | 0 | 0 | 0 | 0
5 | 24 | 6 | 0 | 0 | 0 | 0 | 0 | 0 | 0 | 0 | 0
5 | 24 | 7 | 0 | 0 | 0 | 0 | 0 | 0 | 0 | 0 | 0
5 | 24 | 8 | 0 | 0 | 0 | 0 | 0 | 0 | 0 | 0 | 0
5 | 24 | 9 | 0 | 0 | 0 | 0 | 0 | 0 | 0 | 0 | 0
5 | 24 | 10 | 0 | 0 | 0 | 0 | 0 | 0 | 0 | 0 | 0
5 | 24 | 11 | 0 | 0 | 0 | 0 | 0 | 0 | 0 | 0 | 0
5 | 24 | 12 | 0 | 0 | 0 | 0 | 0 | 0 | 0 | 0 | 0
5 | 24 | 13 | 0 | 0 | 0 | 0 | 0 | 0 | 0 | 0 | 0
5 | 24 | 14 | 0 | 0 | 0 | 0 | 0 | 0 | 0 | 0 | 0
5 | 24 | 15 | 0 | 0 | 0 | 0 | 0 | 0 | 0 | 0 | 0
5 | 24 | 16 | 0 | 0 | 0 | 0 | 0 | 0 | 0 | 0 | 0
5 | 24 | 17 | 0 | 0 | 0 | 0 | 0 | 0 | 0 | 0 | 0
5 | 24 | 18 | 0 | 0 | 0 | 0 | 0 | 0 | 0 | 0 | 0
5 | 24 | 19 | 0 | 0 | 0 | 0 | 0 | 0 | 0 | 0 | 0
5 | 24 | 20 | 0 | 0 | 0 | 0 | 0 | 0 | 0 | 0 | 0
5 | 24 | 21 | 0 | 0 | 0 | 0 | 0 | 0 | 0 | 0 | 0
5 | 24 | 22 | 0 | 0 | 0 | 0 | 0 | 0 | 0 | 0 | 0
5 | 24 | 23 | 0 | 0 | 0 | 0 | 0 | 0 | 0 | 0 | 0
5 | 24 | 24 | 0 | 0 | 0 | 0 | 0 | 0 | 0 | 0 | 0
5 | 25 | 1 | 0 | 0 | 0 | 0 | 0 | 0 | 0 | 0 | 0
5 | 25 | 2 | 0 | 0 | 0 | 0 | 0 | 0 | 0 | 0 | 0
5 | 25 | 3 | 0 | 0 | 0 | 0 | 0 | 0 | 0 | 0 | 0
5 | 25 | 4 | 0 | 0 | 0 | 0 | 0 | 0 | 0 | 0 | 0
5 | 25 | 5 | 0 | 0 | 0 | 0 | 0 | 0 | 0 | 0 | 0
5 | 25 | 6 | 0 | 0 | 0 | 0 | 0 | 0 | 0 | 0 | 0
5 | 25 | 7 | 0 | 0 | 0 | 0 | 0 | 0 | 0 | 0 | 0
5 | 25 | 8 | 0 | 0 | 0 | 0 | 0 | 0 | 0 | 0 | 0
5 | 25 | 9 | 0 | 0 | 0 | 0 | 0 | 0 | 0 | 0 | 0
5 | 25 | 10 | 0 | 0 | 0 | 0 | 0 | 0 | 0 | 0 | 0
5 | 25 | 11 | 0 | 0 | 0 | 0 | 0 | 0 | 0 | 0 | 0
5 | 25 | 12 | 0 | 0 | 0 | 0 | 0 | 0 | 0 | 0 | 0
5 | 25 | 13 | 0 | 0 | 0 | 0 | 0 | 0 | 0 | 0 | 0
5 | 25 | 14 | 0 | 0 | 0 | 0 | 0 | 0 | 0 | 0 | 0
5 | 25 | 15 | 0 | 0 | 0 | 0 | 0 | 0 | 0 | 0 | 0
5 | 25 | 16 | 0 | 0 | 0 | 0 | 0 | 0 | 0 | 0 | 0
5 | 25 | 17 | 0 | 0 | 0 | 0 | 0 | 0 | 0 | 0 | 0
5 | 25 | 18 | 0 | 0 | 0 | 0 | 0 | 0 | 0 | 0 | 0
5 | 25 | 19 | 0 | 0 | 0 | 0 | 0 | 0 | 0 | 0 | 0
5 | 25 | 20 | 0 | 0 | 0 | 0 | 0 | 0 | 0 | 0 | 0
5 | 25 | 21 | 0 | 0 | 0 | 0 | 0 | 0 | 0 | 0 | 0
5 | 25 | 22 | 0 | 0 | 0 | 0 | 0 | 0 | 0 | 0 | 0
5 | 25 | 23 | 0 | 0 | 0 | 0 | 0 | 0 | 0 | 0 | 0
5 | 25 | 24 | 0 | 0 | 0 | 0 | 0 | 0 | 0 | 0 | 0
5 | 26 | 1 | 0 | 0 | 0 | 0 | 0 | 0 | 0 | 0 | 0
5 | 26 | 2 | 0 | 0 | 0 | 0 | 0 | 0 | 0 | 0 | 0
5 | 26 | 3 | 0 | 0 | 0 | 0 | 0 | 0 | 0 | 0 | 0
5 | 26 | 4 | 0 | 0 | 0 | 0 | 0 | 0 | 0 | 0 | 0
5 | 26 | 5 | 0 | 0 | 0 | 0 | 0 | 0 | 0 | 0 | 0
5 | 26 | 6 | 0 | 0 | 0 | 0 | 0 | 0 | 0 | 0 | 0
5 | 26 | 7 | 0 | 0 | 0 | 0 | 0 | 0 | 0 | 0 | 0
5 | 26 | 8 | 0 | 0 | 0 | 0 | 0 | 0 | 0 | 0 | 0
5 | 26 | 9 | 0 | 0 | 0 | 0 | 0 | 0 | 0 | 0 | 0
5 | 26 | 10 | 0 | 0 | 0 | 0 | 0 | 0 | 0 | 0 | 0
5 | 26 | 11 | 0 | 0 | 0 | 0 | 0 | 0 | 0 | 0 | 0
5 | 26 | 12 | 0 | 0 | 0 | 0 | 0 | 0 | 0 | 0 | 0
5 | 26 | 13 | 0 | 0 | 0 | 0 | 0 | 0 | 0 | 0 | 0
5 | 26 | 14 | 0 | 0 | 0 | 0 | 0 | 0 | 0 | 0 | 0
5 | 26 | 15 | 0 | 0 | 0 | 0 | 0 | 0 | 0 | 0 | 0
5 | 26 | 16 | 0 | 0 | 0 | 0 | 0 | 0 | 0 | 0 | 0
5 | 26 | 17 | 0 | 0 | 0 | 0 | 0 | 0 | 0 | 0 | 0
5 | 26 | 18 | 0 | 0 | 0 | 0 | 0 | 0 | 0 | 0 | 0
5 | 26 | 19 | 0 | 0 | 0 | 0 | 0 | 0 | 0 | 0 | 0
5 | 26 | 20 | 0 | 0 | 0 | 0 | 0 | 0 | 0 | 0 | 0
5 | 26 | 21 | 0 | 0 | 0 | 0 | 0 | 0 | 0 | 0 | 0
5 | 26 | 22 | 0 | 0 | 0 | 0 | 0 | 0 | 0 | 0 | 0
5 | 26 | 23 | 0 | 0 | 0 | 0 | 0 | 0 | 0 | 0 | 0
5 | 26 | 24 | 0 | 0 | 0 | 0 | 0 | 0 | 0 | 0 | 0
5 | 27 | 1 | 0 | 0 | 0 | 0 | 0 | 0 | 0 | 0 | 0
5 | 27 | 2 | 0 | 0 | 0 | 0 | 0 | 0 | 0 | 0 | 0
5 | 27 | 3 | 0 | 0 | 0 | 0 | 0 | 0 | 0 | 0 | 0
5 | 27 | 4 | 0 | 0 | 0 | 0 | 0 | 0 | 0 | 0 | 0
5 | 27 | 5 | 0 | 0 | 0 | 0 | 0 | 0 | 0 | 0 | 0
5 | 27 | 6 | 0 | 0 | 0 | 0 | 0 | 0 | 0 | 0 | 0
5 | 27 | 7 | 0 | 0 | 0 | 0 | 0 | 0 | 0 | 0 | 0
5 | 27 | 8 | 0 | 0 | 0 | 0 | 0 | 0 | 0 | 0 | 0
5 | 27 | 9 | 0 | 0 | 0 | 0 | 0 | 0 | 0 | 0 | 0
5 | 27 | 10 | 0 | 0 | 0 | 0 | 0 | 0 | 0 | 0 | 0
5 | 27 | 11 | 0 | 0 | 0 | 0 | 0 | 0 | 0 | 0 | 0
5 | 27 | 12 | 0 | 0 | 0 | 0 | 0 | 0 | 0 | 0 | 0
5 | 27 | 13 | 0 | 0 | 0 | 0 | 0 | 0 | 0 | 0 | 0
5 | 27 | 14 | 0 | 0 | 0 | 0 | 0 | 0 | 0 | 0 | 0
5 | 27 | 15 | 0 | 0 | 0 | 0 | 0 | 0 | 0 | 0 | 0
5 | 27 | 16 | 0 | 0 | 0 | 0 | 0 | 0 | 0 | 0 | 0
5 | 27 | 17 | 0 | 0 | 0 | 0 | 0 | 0 | 0 | 0 | 0
5 | 27 | 18 | 0 | 0 | 0 | 0 | 0 | 0 | 0 | 0 | 0
5 | 27 | 19 | 0 | 0 | 0 | 0 | 0 | 0 | 0 | 0 | 0
5 | 27 | 20 | 0 | 0 | 0 | 0 | 0 | 0 | 0 | 0 | 0
5 | 27 | 21 | 0 | 0 | 0 | 0 | 0 | 0 | 0 | 0 | 0
5 | 27 | 22 | 0 | 0 | 0 | 0 | 0 | 0 | 0 | 0 | 0
5 | 27 | 23 | 0 | 0 | 0 | 0 | 0 | 0 | 0 | 0 | 0
5 | 27 | 24 | 0 | 0 | 0 | 0 | 0 | 0 | 0 | 0 | 0
5 | 28 | 1 | 0 | 0 | 0 | 0 | 0 | 0 | 0 | 0 | 0
5 | 28 | 2 | 0 | 0 | 0 | 0 | 0 | 0 | 0 | 0 | 0
5 | 28 | 3 | 0 | 0 | 0 | 0 | 0 | 0 | 0 | 0 | 0
5 | 28 | 4 | 0 | 0 | 0 | 0 | 0 | 0 | 0 | 0 | 0
5 | 28 | 5 | 0 | 0 | 0 | 0 | 0 | 0 | 0 | 0 | 0
5 | 28 | 6 | 0 | 0 | 0 | 0 | 0 | 0 | 0 | 0 | 0
5 | 28 | 7 | 0 | 0 | 0 | 0 | 0 | 0 | 0 | 0 | 0
5 | 28 | 8 | 0 | 0 | 0 | 0 | 0 | 0 | 0 | 0 | 0
5 | 28 | 9 | 0 | 0 | 0 | 0 | 0 | 0 | 0 | 0 | 0
5 | 28 | 10 | 0 | 0 | 0 | 0 | 0 | 0 | 0 | 0 | 0
5 | 28 | 11 | 0 | 0 | 0 | 0 | 0 | 0 | 0 | 0 | 0
5 | 28 | 12 | 0 | 0 | 0 | 0 | 0 | 0 | 0 | 0 | 0
5 | 28 | 13 | 0 | 0 | 0 | 0 | 0 | 0 | 0 | 0 | 0
5 | 28 | 14 | 0 | 0 | 0 | 0 | 0 | 0 | 0 | 0 | 0
5 | 28 | 15 | 0 | 0 | 0 | 0 | 0 | 0 | 0 | 0 | 0
5 | 28 | 16 | 0 | 0 | 0 | 0 | 0 | 0 | 0 | 0 | 0
5 | 28 | 17 | 0 | 0 | 0 | 0 | 0 | 0 | 0 | 0 | 0
5 | 28 | 18 | 0 | 0 | 0 | 0 | 0 | 0 | 0 | 0 | 0
5 | 28 | 19 | 0 | 0 | 0 | 0 | 0 | 0 | 0 | 0 | 0
5 | 28 | 20 | 0 | 0 | 0 | 0 | 0 | 0 | 0 | 0 | 0
5 | 28 | 21 | 0 | 0 | 0 | 0 | 0 | 0 | 0 | 0 | 0
5 | 28 | 22 | 0 | 0 | 0 | 0 | 0 | 0 | 0 | 0 | 0
5 | 28 | 23 | 0 | 0 | 0 | 0 | 0 | 0 | 0 | 0 | 0
5 | 28 | 24 | 0 | 0 | 0 | 0 | 0 | 0 | 0 | 0 | 0
5 | 29 | 1 | 0 | 0 | 0 | 0 | 0 | 0 | 0 | 0 | 0
5 | 29 | 2 | 0 | 0 | 0 | 0 | 0 | 0 | 0 | 0 | 0
5 | 29 | 3 | 0 | 0 | 0 | 0 | 0 | 0 | 0 | 0 | 0
5 | 29 | 4 | 0 | 0 | 0 | 0 | 0 | 0 | 0 | 0 | 0
5 | 29 | 5 | 0 | 0 | 0 | 0 | 0 | 0 | 0 | 0 | 0
5 | 29 | 6 | 0 | 0 | 0 | 0 | 0 | 0 | 0 | 0 | 0
5 | 29 | 7 | 0 | 0 | 0 | 0 | 0 | 0 | 0 | 0 | 0
5 | 29 | 8 | 0 | 0 | 0 | 0 | 0 | 0 | 0 | 0 | 0
5 | 29 | 9 | 0 | 0 | 0 | 0 | 0 | 0 | 0 | 0 | 0
5 | 29 | 10 | 0 | 0 | 0 | 0 | 0 | 0 | 0 | 0 | 0
5 | 29 | 11 | 0 | 0 | 0 | 0 | 0 | 0 | 0 | 0 | 0
5 | 29 | 12 | 0 | 0 | 0 | 0 | 0 | 0 | 0 | 0 | 0
5 | 29 | 13 | 0 | 0 | 0 | 0 | 0 | 0 | 0 | 0 | 0
5 | 29 | 14 | 0 | 0 | 0 | 0 | 0 | 0 | 0 | 0 | 0
5 | 29 | 15 | 0 | 0 | 0 | 0 | 0 | 0 | 0 | 0 | 0
5 | 29 | 16 | 0 | 0 | 0 | 0 | 0 | 0 | 0 | 0 | 0
5 | 29 | 17 | 0 | 0 | 0 | 0 | 0 | 0 | 0 | 0 | 0
5 | 29 | 18 | 0 | 0 | 0 | 0 | 0 | 0 | 0 | 0 | 0
5 | 29 | 19 | 0 | 0 | 0 | 0 | 0 | 0 | 0 | 0 | 0
5 | 29 | 20 | 0 | 0 | 0 | 0 | 0 | 0 | 0 | 0 | 0
5 | 29 | 21 | 0 | 0 | 0 | 0 | 0 | 0 | 0 | 0 | 0
5 | 29 | 22 | 0 | 0 | 0 | 0 | 0 | 0 | 0 | 0 | 0
5 | 29 | 23 | 0 | 0 | 0 | 0 | 0 | 0 | 0 | 0 | 0
5 | 29 | 24 | 0 | 0 | 0 | 0 | 0 | 0 | 0 | 0 | 0
5 | 30 | 1 | 0 | 0 | 0 | 0 | 0 | 0 | 0 | 0 | 0
5 | 30 | 2 | 0 | 0 | 0 | 0 | 0 | 0 | 0 | 0 | 0
5 | 30 | 3 | 0 | 0 | 0 | 0 | 0 | 0 | 0 | 0 | 0
5 | 30 | 4 | 0 | 0 | 0 | 0 | 0 | 0 | 0 | 0 | 0
5 | 30 | 5 | 0 | 0 | 0 | 0 | 0 | 0 | 0 | 0 | 0
5 | 30 | 6 | 0 | 0 | 0 | 0 | 0 | 0 | 0 | 0 | 0
5 | 30 | 7 | 0 | 0 | 0 | 0 | 0 | 0 | 0 | 0 | 0
5 | 30 | 8 | 0 | 0 | 0 | 0 | 0 | 0 | 0 | 0 | 0
5 | 30 | 9 | 0 | 0 | 0 | 0 | 0 | 0 | 0 | 0 | 0
5 | 30 | 10 | 0 | 0 | 0 | 0 | 0 | 0 | 0 | 0 | 0
5 | 30 | 11 | 0 | 0 | 0 | 0 | 0 | 0 | 0 | 0 | 0
5 | 30 | 12 | 0 | 0 | 0 | 0 | 0 | 0 | 0 | 0 | 0
5 | 30 | 13 | 0 | 0 | 0 | 0 | 0 | 0 | 0 | 0 | 0
5 | 30 | 14 | 0 | 0 | 0 | 0 | 0 | 0 | 0 | 0 | 0
5 | 30 | 15 | 0 | 0 | 0 | 0 | 0 | 0 | 0 | 0 | 0
5 | 30 | 16 | 0 | 0 | 0 | 0 | 0 | 0 | 0 | 0 | 0
5 | 30 | 17 | 0 | 0 | 0 | 0 | 0 | 0 | 0 | 0 | 0
5 | 30 | 18 | 0 | 0 | 0 | 0 | 0 | 0 | 0 | 0 | 0
5 | 30 | 19 | 0 | 0 | 0 | 0 | 0 | 0 | 0 | 0 | 0
5 | 30 | 20 | 0 | 0 | 0 | 0 | 0 | 0 | 0 | 0 | 0
5 | 30 | 21 | 0 | 0 | 0 | 0 | 0 | 0 | 0 | 0 | 0
5 | 30 | 22 | 0 | 0 | 0 | 0 | 0 | 0 | 0 | 0 | 0
5 | 30 | 23 | 0 | 0 | 0 | 0 | 0 | 0 | 0 | 0 | 0
5 | 30 | 24 | 0 | 0 | 0 | 0 | 0 | 0 | 0 | 0 | 0
5 | 31 | 1 | 0 | 0 | 0 | 0 | 0 | 0 | 0 | 0 | 0
5 | 31 | 2 | 0 | 0 | 0 | 0 | 0 | 0 | 0 | 0 | 0
5 | 31 | 3 | 0 | 0 | 0 | 0 | 0 | 0 | 0 | 0 | 0
5 | 31 | 4 | 0 | 0 | 0 | 0 | 0 | 0 | 0 | 0 | 0
5 | 31 | 5 | 0 | 0 | 0 | 0 | 0 | 0 | 0 | 0 | 0
5 | 31 | 6 | 0 | 0 | 0 | 0 | 0 | 0 | 0 | 0 | 0
5 | 31 | 7 | 0 | 0 | 0 | 0 | 0 | 0 | 0 | 0 | 0
5 | 31 | 8 | 0 | 0 | 0 | 0 | 0 | 0 | 0 | 0 | 0
5 | 31 | 9 | 0 | 0 | 0 | 0 | 0 | 0 | 0 | 0 | 0
5 | 31 | 10 | 0 | 0 | 0 | 0 | 0 | 0 | 0 | 0 | 0
5 | 31 | 11 | 0 | 0 | 0 | 0 | 0 | 0 | 0 | 0 | 0
5 | 31 | 12 | 0 | 0 | 0 | 0 | 0 | 0 | 0 | 0 | 0
5 | 31 | 13 | 0 | 0 | 0 | 0 | 0 | 0 | 0 | 0 | 0
5 | 31 | 14 | 0 | 0 | 0 | 0 | 0 | 0 | 0 | 0 | 0
5 | 31 | 15 | 0 | 0 | 0 | 0 | 0 | 0 | 0 | 0 | 0
5 | 31 | 16 | 0 | 0 | 0 | 0 | 0 | 0 | 0 | 0 | 0
5 | 31 | 17 | 0 | 0 | 0 | 0 | 0 | 0 | 0 | 0 | 0
5 | 31 | 18 | 0 | 0 | 0 | 0 | 0 | 0 | 0 | 0 | 0
5 | 31 | 19 | 0 | 0 | 0 | 0 | 0 | 0 | 0 | 0 | 0
5 | 31 | 20 | 0 | 0 | 0 | 0 | 0 | 0 | 0 | 0 | 0
5 | 31 | 21 | 0 | 0 | 0 | 0 | 0 | 0 | 0 | 0 | 0
5 | 31 | 22 | 0 | 0 | 0 | 0 | 0 | 0 | 0 | 0 | 0
5 | 31 | 23 | 0 | 0 | 0 | 0 | 0 | 0 | 0 | 0 | 0
5 | 31 | 24 | 0 | 0 | 0 | 0 | 0 | 0 | 0 | 0 | 0
6 | 1 | 1 | 0 | 0 | 0 | 0 | 0 | 0 | 0 | 0 | 0
6 | 1 | 2 | 0 | 0 | 0 | 0 | 0 | 0 | 0 | 0 | 0
6 | 1 | 3 | 0 | 0 | 0 | 0 | 0 | 0 | 0 | 0 | 0
6 | 1 | 4 | 0 | 0 | 0 | 0 | 0 | 0 | 0 | 0 | 0
6 | 1 | 5 | 0 | 0 | 0 | 0 | 0 | 0 | 0 | 0 | 0
6 | 1 | 6 | 0 | 0 | 0 | 0 | 0 | 0 | 0 | 0 | 0
6 | 1 | 7 | 0 | 0 | 0 | 0 | 0 | 0 | 0 | 0 | 0
6 | 1 | 8 | 0 | 0 | 0 | 0 | 0 | 0 | 0 | 0 | 0
6 | 1 | 9 | 0 | 0 | 0 | 0 | 0 | 0 | 0 | 0 | 0
6 | 1 | 10 | 0 | 0 | 0 | 0 | 0 | 0 | 0 | 0 | 0
6 | 1 | 11 | 0 | 0 | 0 | 0 | 0 | 0 | 0 | 0 | 0
6 | 1 | 12 | 0 | 0 | 0 | 0 | 0 | 0 | 0 | 0 | 0
6 | 1 | 13 | 0 | 0 | 0 | 0 | 0 | 0 | 0 | 0 | 0
6 | 1 | 14 | 0 | 0 | 0 | 0 | 0 | 0 | 0 | 0 | 0
6 | 1 | 15 | 0 | 0 | 0 | 0 | 0 | 0 | 0 | 0 | 0
6 | 1 | 16 | 0 | 0 | 0 | 0 | 0 | 0 | 0 | 0 | 0
6 | 1 | 17 | 0 | 0 | 0 | 0 | 0 | 0 | 0 | 0 | 0
6 | 1 | 18 | 0 | 0 | 0 | 0 | 0 | 0 | 0 | 0 | 0
6 | 1 | 19 | 0 | 0 | 0 | 0 | 0 | 0 | 0 | 0 | 0
6 | 1 | 20 | 0 | 0 | 0 | 0 | 0 | 0 | 0 | 0 | 0
6 | 1 | 21 | 0 | 0 | 0 | 0 | 0 | 0 | 0 | 0 | 0
6 | 1 | 22 | 0 | 0 | 0 | 0 | 0 | 0 | 0 | 0 | 0
6 | 1 | 23 | 0 | 0 | 0 | 0 | 0 | 0 | 0 | 0 | 0
6 | 1 | 24 | 0 | 0 | 0 | 0 | 0 | 0 | 0 | 0 | 0
6 | 2 | 1 | 0 | 0 | 0 | 0 | 0 | 0 | 0 | 0 | 0
6 | 2 | 2 | 0 | 0 | 0 | 0 | 0 | 0 | 0 | 0 | 0
6 | 2 | 3 | 0 | 0 | 0 | 0 | 0 | 0 | 0 | 0 | 0
6 | 2 | 4 | 0 | 0 | 0 | 0 | 0 | 0 | 0 | 0 | 0
6 | 2 | 5 | 0 | 0 | 0 | 0 | 0 | 0 | 0 | 0 | 0
6 | 2 | 6 | 0 | 0 | 0 | 0 | 0 | 0 | 0 | 0 | 0
6 | 2 | 7 | 0 | 0 | 0 | 0 | 0 | 0 | 0 | 0 | 0
6 | 2 | 8 | 0 | 0 | 0 | 0 | 0 | 0 | 0 | 0 | 0
6 | 2 | 9 | 0 | 0 | 0 | 0 | 0 | 0 | 0 | 0 | 0
6 | 2 | 10 | 0 | 0 | 0 | 0 | 0 | 0 | 0 | 0 | 0
6 | 2 | 11 | 0 | 0 | 0 | 0 | 0 | 0 | 0 | 0 | 0
6 | 2 | 12 | 0 | 0 | 0 | 0 | 0 | 0 | 0 | 0 | 0
6 | 2 | 13 | 0 | 0 | 0 | 0 | 0 | 0 | 0 | 0 | 0
6 | 2 | 14 | 0 | 0 | 0 | 0 | 0 | 0 | 0 | 0 | 0
6 | 2 | 15 | 0 | 0 | 0 | 0 | 0 | 0 | 0 | 0 | 0
6 | 2 | 16 | 0 | 0 | 0 | 0 | 0 | 0 | 0 | 0 | 0
6 | 2 | 17 | 0 | 0 | 0 | 0 | 0 | 0 | 0 | 0 | 0
6 | 2 | 18 | 0 | 0 | 0 | 0 | 0 | 0 | 0 | 0 | 0
6 | 2 | 19 | 0 | 0 | 0 | 0 | 0 | 0 | 0 | 0 | 0
6 | 2 | 20 | 0 | 0 | 0 | 0 | 0 | 0 | 0 | 0 | 0
6 | 2 | 21 | 0 | 0 | 0 | 0 | 0 | 0 | 0 | 0 | 0
6 | 2 | 22 | 0 | 0 | 0 | 0 | 0 | 0 | 0 | 0 | 0
6 | 2 | 23 | 0 | 0 | 0 | 0 | 0 | 0 | 0 | 0 | 0
6 | 2 | 24 | 0 | 0 | 0 | 0 | 0 | 0 | 0 | 0 | 0
6 | 3 | 1 | 0 | 0 | 0 | 0 | 0 | 0 | 0 | 0 | 0
6 | 3 | 2 | 0 | 0 | 0 | 0 | 0 | 0 | 0 | 0 | 0
6 | 3 | 3 | 0 | 0 | 0 | 0 | 0 | 0 | 0 | 0 | 0
6 | 3 | 4 | 0 | 0 | 0 | 0 | 0 | 0 | 0 | 0 | 0
6 | 3 | 5 | 0 | 0 | 0 | 0 | 0 | 0 | 0 | 0 | 0
6 | 3 | 6 | 0 | 0 | 0 | 0 | 0 | 0 | 0 | 0 | 0
6 | 3 | 7 | 0 | 0 | 0 | 0 | 0 | 0 | 0 | 0 | 0
6 | 3 | 8 | 0 | 0 | 0 | 0 | 0 | 0 | 0 | 0 | 0
6 | 3 | 9 | 0 | 0 | 0 | 0 | 0 | 0 | 0 | 0 | 0
6 | 3 | 10 | 0 | 0 | 0 | 0 | 0 | 0 | 0 | 0 | 0
6 | 3 | 11 | 0 | 0 | 0 | 0 | 0 | 0 | 0 | 0 | 0
6 | 3 | 12 | 0 | 0 | 0 | 0 | 0 | 0 | 0 | 0 | 0
6 | 3 | 13 | 0 | 0 | 0 | 0 | 0 | 0 | 0 | 0 | 0
6 | 3 | 14 | 0 | 0 | 0 | 0 | 0 | 0 | 0 | 0 | 0
6 | 3 | 15 | 0 | 0 | 0 | 0 | 0 | 0 | 0 | 0 | 0
6 | 3 | 16 | 0 | 0 | 0 | 0 | 0 | 0 | 0 | 0 | 0
6 | 3 | 17 | 0 | 0 | 0 | 0 | 0 | 0 | 0 | 0 | 0
6 | 3 | 18 | 0 | 0 | 0 | 0 | 0 | 0 | 0 | 0 | 0
6 | 3 | 19 | 0 | 0 | 0 | 0 | 0 | 0 | 0 | 0 | 0
6 | 3 | 20 | 0 | 0 | 0 | 0 | 0 | 0 | 0 | 0 | 0
6 | 3 | 21 | 0 | 0 | 0 | 0 | 0 | 0 | 0 | 0 | 0
6 | 3 | 22 | 0 | 0 | 0 | 0 | 0 | 0 | 0 | 0 | 0
6 | 3 | 23 | 0 | 0 | 0 | 0 | 0 | 0 | 0 | 0 | 0
6 | 3 | 24 | 0 | 0 | 0 | 0 | 0 | 0 | 0 | 0 | 0
6 | 4 | 1 | 0 | 0 | 0 | 0 | 0 | 0 | 0 | 0 | 0
6 | 4 | 2 | 0 | 0 | 0 | 0 | 0 | 0 | 0 | 0 | 0
6 | 4 | 3 | 0 | 0 | 0 | 0 | 0 | 0 | 0 | 0 | 0
6 | 4 | 4 | 0 | 0 | 0 | 0 | 0 | 0 | 0 | 0 | 0
6 | 4 | 5 | 0 | 0 | 0 | 0 | 0 | 0 | 0 | 0 | 0
6 | 4 | 6 | 0 | 0 | 0 | 0 | 0 | 0 | 0 | 0 | 0
6 | 4 | 7 | 0 | 0 | 0 | 0 | 0 | 0 | 0 | 0 | 0
6 | 4 | 8 | 0 | 0 | 0 | 0 | 0 | 0 | 0 | 0 | 0
6 | 4 | 9 | 0 | 0 | 0 | 0 | 0 | 0 | 0 | 0 | 0
6 | 4 | 10 | 0 | 0 | 0 | 0 | 0 | 0 | 0 | 0 | 0
6 | 4 | 11 | 0 | 0 | 0 | 0 | 0 | 0 | 0 | 0 | 0
6 | 4 | 12 | 0 | 0 | 0 | 0 | 0 | 0 | 0 | 0 | 0
6 | 4 | 13 | 0 | 0 | 0 | 0 | 0 | 0 | 0 | 0 | 0
6 | 4 | 14 | 0 | 0 | 0 | 0 | 0 | 0 | 0 | 0 | 0
6 | 4 | 15 | 0 | 0 | 0 | 0 | 0 | 0 | 0 | 0 | 0
6 | 4 | 16 | 0 | 0 | 0 | 0 | 0 | 0 | 0 | 0 | 0
6 | 4 | 17 | 0 | 0 | 0 | 0 | 0 | 0 | 0 | 0 | 0
6 | 4 | 18 | 0 | 0 | 0 | 0 | 0 | 0 | 0 | 0 | 0
6 | 4 | 19 | 0 | 0 | 0 | 0 | 0 | 0 | 0 | 0 | 0
6 | 4 | 20 | 0 | 0 | 0 | 0 | 0 | 0 | 0 | 0 | 0
6 | 4 | 21 | 0 | 0 | 0 | 0 | 0 | 0 | 0 | 0 | 0
6 | 4 | 22 | 0 | 0 | 0 | 0 | 0 | 0 | 0 | 0 | 0
6 | 4 | 23 | 0 | 0 | 0 | 0 | 0 | 0 | 0 | 0 | 0
6 | 4 | 24 | 0 | 0 | 0 | 0 | 0 | 0 | 0 | 0 | 0
6 | 5 | 1 | 0 | 0 | 0 | 0 | 0 | 0 | 0 | 0 | 0
6 | 5 | 2 | 0 | 0 | 0 | 0 | 0 | 0 | 0 | 0 | 0
6 | 5 | 3 | 0 | 0 | 0 | 0 | 0 | 0 | 0 | 0 | 0
6 | 5 | 4 | 0 | 0 | 0 | 0 | 0 | 0 | 0 | 0 | 0
6 | 5 | 5 | 0 | 0 | 0 | 0 | 0 | 0 | 0 | 0 | 0
6 | 5 | 6 | 0 | 0 | 0 | 0 | 0 | 0 | 0 | 0 | 0
6 | 5 | 7 | 0 | 0 | 0 | 0 | 0 | 0 | 0 | 0 | 0
6 | 5 | 8 | 0 | 0 | 0 | 0 | 0 | 0 | 0 | 0 | 0
6 | 5 | 9 | 0 | 0 | 0 | 0 | 0 | 0 | 0 | 0 | 0
6 | 5 | 10 | 0 | 0 | 0 | 0 | 0 | 0 | 0 | 0 | 0
6 | 5 | 11 | 0 | 0 | 0 | 0 | 0 | 0 | 0 | 0 | 0
6 | 5 | 12 | 0 | 0 | 0 | 0 | 0 | 0 | 0 | 0 | 0
6 | 5 | 13 | 0 | 0 | 0 | 0 | 0 | 0 | 0 | 0 | 0
6 | 5 | 14 | 0 | 0 | 0 | 0 | 0 | 0 | 0 | 0 | 0
6 | 5 | 15 | 0 | 0 | 0 | 0 | 0 | 0 | 0 | 0 | 0
6 | 5 | 16 | 0 | 0 | 0 | 0 | 0 | 0 | 0 | 0 | 0
6 | 5 | 17 | 0 | 0 | 0 | 0 | 0 | 0 | 0 | 0 | 0
6 | 5 | 18 | 0 | 0 | 0 | 0 | 0 | 0 | 0 | 0 | 0
6 | 5 | 19 | 0 | 0 | 0 | 0 | 0 | 0 | 0 | 0 | 0
6 | 5 | 20 | 0 | 0 | 0 | 0 | 0 | 0 | 0 | 0 | 0
6 | 5 | 21 | 0 | 0 | 0 | 0 | 0 | 0 | 0 | 0 | 0
6 | 5 | 22 | 0 | 0 | 0 | 0 | 0 | 0 | 0 | 0 | 0
6 | 5 | 23 | 0 | 0 | 0 | 0 | 0 | 0 | 0 | 0 | 0
6 | 5 | 24 | 0 | 0 | 0 | 0 | 0 | 0 | 0 | 0 | 0
6 | 6 | 1 | 0 | 0 | 0 | 0 | 0 | 0 | 0 | 0 | 0
6 | 6 | 2 | 0 | 0 | 0 | 0 | 0 | 0 | 0 | 0 | 0
6 | 6 | 3 | 0 | 0 | 0 | 0 | 0 | 0 | 0 | 0 | 0
6 | 6 | 4 | 0 | 0 | 0 | 0 | 0 | 0 | 0 | 0 | 0
6 | 6 | 5 | 0 | 0 | 0 | 0 | 0 | 0 | 0 | 0 | 0
6 | 6 | 6 | 0 | 0 | 0 | 0 | 0 | 0 | 0 | 0 | 0
6 | 6 | 7 | 0 | 0 | 0 | 0 | 0 | 0 | 0 | 0 | 0
6 | 6 | 8 | 0 | 0 | 0 | 0 | 0 | 0 | 0 | 0 | 0
6 | 6 | 9 | 0 | 0 | 0 | 0 | 0 | 0 | 0 | 0 | 0
6 | 6 | 10 | 0 | 0 | 0 | 0 | 0 | 0 | 0 | 0 | 0
6 | 6 | 11 | 0 | 0 | 0 | 0 | 0 | 0 | 0 | 0 | 0
6 | 6 | 12 | 0 | 0 | 0 | 0 | 0 | 0 | 0 | 0 | 0
6 | 6 | 13 | 0 | 0 | 0 | 0 | 0 | 0 | 0 | 0 | 0
6 | 6 | 14 | 0 | 0 | 0 | 0 | 0 | 0 | 0 | 0 | 0
6 | 6 | 15 | 0 | 0 | 0 | 0 | 0 | 0 | 0 | 0 | 0
6 | 6 | 16 | 0 | 0 | 0 | 0 | 0 | 0 | 0 | 0 | 0
6 | 6 | 17 | 0 | 0 | 0 | 0 | 0 | 0 | 0 | 0 | 0
6 | 6 | 18 | 0 | 0 | 0 | 0 | 0 | 0 | 0 | 0 | 0
6 | 6 | 19 | 0 | 0 | 0 | 0 | 0 | 0 | 0 | 0 | 0
6 | 6 | 20 | 0 | 0 | 0 | 0 | 0 | 0 | 0 | 0 | 0
6 | 6 | 21 | 0 | 0 | 0 | 0 | 0 | 0 | 0 | 0 | 0
6 | 6 | 22 | 0 | 0 | 0 | 0 | 0 | 0 | 0 | 0 | 0
6 | 6 | 23 | 0 | 0 | 0 | 0 | 0 | 0 | 0 | 0 | 0
6 | 6 | 24 | 0 | 0 | 0 | 0 | 0 | 0 | 0 | 0 | 0
6 | 7 | 1 | 0 | 0 | 0 | 0 | 0 | 0 | 0 | 0 | 0
6 | 7 | 2 | 0 | 0 | 0 | 0 | 0 | 0 | 0 | 0 | 0
6 | 7 | 3 | 0 | 0 | 0 | 0 | 0 | 0 | 0 | 0 | 0
6 | 7 | 4 | 0 | 0 | 0 | 0 | 0 | 0 | 0 | 0 | 0
6 | 7 | 5 | 0 | 0 | 0 | 0 | 0 | 0 | 0 | 0 | 0
6 | 7 | 6 | 0 | 0 | 0 | 0 | 0 | 0 | 0 | 0 | 0
6 | 7 | 7 | 0 | 0 | 0 | 0 | 0 | 0 | 0 | 0 | 0
6 | 7 | 8 | 0 | 0 | 0 | 0 | 0 | 0 | 0 | 0 | 0
6 | 7 | 9 | 0 | 0 | 0 | 0 | 0 | 0 | 0 | 0 | 0
6 | 7 | 10 | 0 | 0 | 0 | 0 | 0 | 0 | 0 | 0 | 0
6 | 7 | 11 | 0 | 0 | 0 | 0 | 0 | 0 | 0 | 0 | 0
6 | 7 | 12 | 0 | 0 | 0 | 0 | 0 | 0 | 0 | 0 | 0
6 | 7 | 13 | 0 | 0 | 0 | 0 | 0 | 0 | 0 | 0 | 0
6 | 7 | 14 | 0 | 0 | 0 | 0 | 0 | 0 | 0 | 0 | 0
6 | 7 | 15 | 0 | 0 | 0 | 0 | 0 | 0 | 0 | 0 | 0
6 | 7 | 16 | 0 | 0 | 0 | 0 | 0 | 0 | 0 | 0 | 0
6 | 7 | 17 | 0 | 0 | 0 | 0 | 0 | 0 | 0 | 0 | 0
6 | 7 | 18 | 0 | 0 | 0 | 0 | 0 | 0 | 0 | 0 | 0
6 | 7 | 19 | 0 | 0 | 0 | 0 | 0 | 0 | 0 | 0 | 0
6 | 7 | 20 | 0 | 0 | 0 | 0 | 0 | 0 | 0 | 0 | 0
6 | 7 | 21 | 0 | 0 | 0 | 0 | 0 | 0 | 0 | 0 | 0
6 | 7 | 22 | 0 | 0 | 0 | 0 | 0 | 0 | 0 | 0 | 0
6 | 7 | 23 | 0 | 0 | 0 | 0 | 0 | 0 | 0 | 0 | 0
6 | 7 | 24 | 0 | 0 | 0 | 0 | 0 | 0 | 0 | 0 | 0
6 | 8 | 1 | 0 | 0 | 0 | 0 | 0 | 0 | 0 | 0 | 0
6 | 8 | 2 | 0 | 0 | 0 | 0 | 0 | 0 | 0 | 0 | 0
6 | 8 | 3 | 0 | 0 | 0 | 0 | 0 | 0 | 0 | 0 | 0
6 | 8 | 4 | 0 | 0 | 0 | 0 | 0 | 0 | 0 | 0 | 0
6 | 8 | 5 | 0 | 0 | 0 | 0 | 0 | 0 | 0 | 0 | 0
6 | 8 | 6 | 0 | 0 | 0 | 0 | 0 | 0 | 0 | 0 | 0
6 | 8 | 7 | 0 | 0 | 0 | 0 | 0 | 0 | 0 | 0 | 0
6 | 8 | 8 | 0 | 0 | 0 | 0 | 0 | 0 | 0 | 0 | 0
6 | 8 | 9 | 0 | 0 | 0 | 0 | 0 | 0 | 0 | 0 | 0
6 | 8 | 10 | 0 | 0 | 0 | 0 | 0 | 0 | 0 | 0 | 0
6 | 8 | 11 | 0 | 0 | 0 | 0 | 0 | 0 | 0 | 0 | 0
6 | 8 | 12 | 0 | 0 | 0 | 0 | 0 | 0 | 0 | 0 | 0
6 | 8 | 13 | 0 | 0 | 0 | 0 | 0 | 0 | 0 | 0 | 0
6 | 8 | 14 | 0 | 0 | 0 | 0 | 0 | 0 | 0 | 0 | 0
6 | 8 | 15 | 0 | 0 | 0 | 0 | 0 | 0 | 0 | 0 | 0
6 | 8 | 16 | 0 | 0 | 0 | 0 | 0 | 0 | 0 | 0 | 0
6 | 8 | 17 | 0 | 0 | 0 | 0 | 0 | 0 | 0 | 0 | 0
6 | 8 | 18 | 0 | 0 | 0 | 0 | 0 | 0 | 0 | 0 | 0
6 | 8 | 19 | 0 | 0 | 0 | 0 | 0 | 0 | 0 | 0 | 0
6 | 8 | 20 | 0 | 0 | 0 | 0 | 0 | 0 | 0 | 0 | 0
6 | 8 | 21 | 0 | 0 | 0 | 0 | 0 | 0 | 0 | 0 | 0
6 | 8 | 22 | 0 | 0 | 0 | 0 | 0 | 0 | 0 | 0 | 0
6 | 8 | 23 | 0 | 0 | 0 | 0 | 0 | 0 | 0 | 0 | 0
6 | 8 | 24 | 0 | 0 | 0 | 0 | 0 | 0 | 0 | 0 | 0
6 | 9 | 1 | 0 | 0 | 0 | 0 | 0 | 0 | 0 | 0 | 0
6 | 9 | 2 | 0 | 0 | 0 | 0 | 0 | 0 | 0 | 0 | 0
6 | 9 | 3 | 0 | 0 | 0 | 0 | 0 | 0 | 0 | 0 | 0
6 | 9 | 4 | 0 | 0 | 0 | 0 | 0 | 0 | 0 | 0 | 0
6 | 9 | 5 | 0 | 0 | 0 | 0 | 0 | 0 | 0 | 0 | 0
6 | 9 | 6 | 0 | 0 | 0 | 0 | 0 | 0 | 0 | 0 | 0
6 | 9 | 7 | 0 | 0 | 0 | 0 | 0 | 0 | 0 | 0 | 0
6 | 9 | 8 | 0 | 0 | 0 | 0 | 0 | 0 | 0 | 0 | 0
6 | 9 | 9 | 0 | 0 | 0 | 0 | 0 | 0 | 0 | 0 | 0
6 | 9 | 10 | 0 | 0 | 0 | 0 | 0 | 0 | 0 | 0 | 0
6 | 9 | 11 | 0 | 0 | 0 | 0 | 0 | 0 | 0 | 0 | 0
6 | 9 | 12 | 0 | 0 | 0 | 0 | 0 | 0 | 0 | 0 | 0
6 | 9 | 13 | 0 | 0 | 0 | 0 | 0 | 0 | 0 | 0 | 0
6 | 9 | 14 | 0 | 0 | 0 | 0 | 0 | 0 | 0 | 0 | 0
6 | 9 | 15 | 0 | 0 | 0 | 0 | 0 | 0 | 0 | 0 | 0
6 | 9 | 16 | 0 | 0 | 0 | 0 | 0 | 0 | 0 | 0 | 0
6 | 9 | 17 | 0 | 0 | 0 | 0 | 0 | 0 | 0 | 0 | 0
6 | 9 | 18 | 0 | 0 | 0 | 0 | 0 | 0 | 0 | 0 | 0
6 | 9 | 19 | 0 | 0 | 0 | 0 | 0 | 0 | 0 | 0 | 0
6 | 9 | 20 | 0 | 0 | 0 | 0 | 0 | 0 | 0 | 0 | 0
6 | 9 | 21 | 0 | 0 | 0 | 0 | 0 | 0 | 0 | 0 | 0
6 | 9 | 22 | 0 | 0 | 0 | 0 | 0 | 0 | 0 | 0 | 0
6 | 9 | 23 | 0 | 0 | 0 | 0 | 0 | 0 | 0 | 0 | 0
6 | 9 | 24 | 0 | 0 | 0 | 0 | 0 | 0 | 0 | 0 | 0
6 | 10 | 1 | 0 | 0 | 0 | 0 | 0 | 0 | 0 | 0 | 0
6 | 10 | 2 | 0 | 0 | 0 | 0 | 0 | 0 | 0 | 0 | 0
6 | 10 | 3 | 0 | 0 | 0 | 0 | 0 | 0 | 0 | 0 | 0
6 | 10 | 4 | 0 | 0 | 0 | 0 | 0 | 0 | 0 | 0 | 0
6 | 10 | 5 | 0 | 0 | 0 | 0 | 0 | 0 | 0 | 0 | 0
6 | 10 | 6 | 0 | 0 | 0 | 0 | 0 | 0 | 0 | 0 | 0
6 | 10 | 7 | 0 | 0 | 0 | 0 | 0 | 0 | 0 | 0 | 0
6 | 10 | 8 | 0 | 0 | 0 | 0 | 0 | 0 | 0 | 0 | 0
6 | 10 | 9 | 0 | 0 | 0 | 0 | 0 | 0 | 0 | 0 | 0
6 | 10 | 10 | 0 | 0 | 0 | 0 | 0 | 0 | 0 | 0 | 0
6 | 10 | 11 | 0 | 0 | 0 | 0 | 0 | 0 | 0 | 0 | 0
6 | 10 | 12 | 0 | 0 | 0 | 0 | 0 | 0 | 0 | 0 | 0
6 | 10 | 13 | 0 | 0 | 0 | 0 | 0 | 0 | 0 | 0 | 0
6 | 10 | 14 | 0 | 0 | 0 | 0 | 0 | 0 | 0 | 0 | 0
6 | 10 | 15 | 0 | 0 | 0 | 0 | 0 | 0 | 0 | 0 | 0
6 | 10 | 16 | 0 | 0 | 0 | 0 | 0 | 0 | 0 | 0 | 0
6 | 10 | 17 | 0 | 0 | 0 | 0 | 0 | 0 | 0 | 0 | 0
6 | 10 | 18 | 0 | 0 | 0 | 0 | 0 | 0 | 0 | 0 | 0
6 | 10 | 19 | 0 | 0 | 0 | 0 | 0 | 0 | 0 | 0 | 0
6 | 10 | 20 | 0 | 0 | 0 | 0 | 0 | 0 | 0 | 0 | 0
6 | 10 | 21 | 0 | 0 | 0 | 0 | 0 | 0 | 0 | 0 | 0
6 | 10 | 22 | 0 | 0 | 0 | 0 | 0 | 0 | 0 | 0 | 0
6 | 10 | 23 | 0 | 0 | 0 | 0 | 0 | 0 | 0 | 0 | 0
6 | 10 | 24 | 0 | 0 | 0 | 0 | 0 | 0 | 0 | 0 | 0
6 | 11 | 1 | 0 | 0 | 0 | 0 | 0 | 0 | 0 | 0 | 0
6 | 11 | 2 | 0 | 0 | 0 | 0 | 0 | 0 | 0 | 0 | 0
6 | 11 | 3 | 0 | 0 | 0 | 0 | 0 | 0 | 0 | 0 | 0
6 | 11 | 4 | 0 | 0 | 0 | 0 | 0 | 0 | 0 | 0 | 0
6 | 11 | 5 | 0 | 0 | 0 | 0 | 0 | 0 | 0 | 0 | 0
6 | 11 | 6 | 0 | 0 | 0 | 0 | 0 | 0 | 0 | 0 | 0
6 | 11 | 7 | 0 | 0 | 0 | 0 | 0 | 0 | 0 | 0 | 0
6 | 11 | 8 | 0 | 0 | 0 | 0 | 0 | 0 | 0 | 0 | 0
6 | 11 | 9 | 0 | 0 | 0 | 0 | 0 | 0 | 0 | 0 | 0
6 | 11 | 10 | 0 | 0 | 0 | 0 | 0 | 0 | 0 | 0 | 0
6 | 11 | 11 | 0 | 0 | 0 | 0 | 0 | 0 | 0 | 0 | 0
6 | 11 | 12 | 0 | 0 | 0 | 0 | 0 | 0 | 0 | 0 | 0
6 | 11 | 13 | 0 | 0 | 0 | 0 | 0 | 0 | 0 | 0 | 0
6 | 11 | 14 | 0 | 0 | 0 | 0 | 0 | 0 | 0 | 0 | 0
6 | 11 | 15 | 0 | 0 | 0 | 0 | 0 | 0 | 0 | 0 | 0
6 | 11 | 16 | 0 | 0 | 0 | 0 | 0 | 0 | 0 | 0 | 0
6 | 11 | 17 | 0 | 0 | 0 | 0 | 0 | 0 | 0 | 0 | 0
6 | 11 | 18 | 0 | 0 | 0 | 0 | 0 | 0 | 0 | 0 | 0
6 | 11 | 19 | 0 | 0 | 0 | 0 | 0 | 0 | 0 | 0 | 0
6 | 11 | 20 | 0 | 0 | 0 | 0 | 0 | 0 | 0 | 0 | 0
6 | 11 | 21 | 0 | 0 | 0 | 0 | 0 | 0 | 0 | 0 | 0
6 | 11 | 22 | 0 | 0 | 0 | 0 | 0 | 0 | 0 | 0 | 0
6 | 11 | 23 | 0 | 0 | 0 | 0 | 0 | 0 | 0 | 0 | 0
6 | 11 | 24 | 0 | 0 | 0 | 0 | 0 | 0 | 0 | 0 | 0
6 | 12 | 1 | 0 | 0 | 0 | 0 | 0 | 0 | 0 | 0 | 0
6 | 12 | 2 | 0 | 0 | 0 | 0 | 0 | 0 | 0 | 0 | 0
6 | 12 | 3 | 0 | 0 | 0 | 0 | 0 | 0 | 0 | 0 | 0
6 | 12 | 4 | 0 | 0 | 0 | 0 | 0 | 0 | 0 | 0 | 0
6 | 12 | 5 | 0 | 0 | 0 | 0 | 0 | 0 | 0 | 0 | 0
6 | 12 | 6 | 0 | 0 | 0 | 0 | 0 | 0 | 0 | 0 | 0
6 | 12 | 7 | 0 | 0 | 0 | 0 | 0 | 0 | 0 | 0 | 0
6 | 12 | 8 | 0 | 0 | 0 | 0 | 0 | 0 | 0 | 0 | 0
6 | 12 | 9 | 0 | 0 | 0 | 0 | 0 | 0 | 0 | 0 | 0
6 | 12 | 10 | 0 | 0 | 0 | 0 | 0 | 0 | 0 | 0 | 0
6 | 12 | 11 | 0 | 0 | 0 | 0 | 0 | 0 | 0 | 0 | 0
6 | 12 | 12 | 0 | 0 | 0 | 0 | 0 | 0 | 0 | 0 | 0
6 | 12 | 13 | 0 | 0 | 0 | 0 | 0 | 0 | 0 | 0 | 0
6 | 12 | 14 | 0 | 0 | 0 | 0 | 0 | 0 | 0 | 0 | 0
6 | 12 | 15 | 0 | 0 | 0 | 0 | 0 | 0 | 0 | 0 | 0
6 | 12 | 16 | 0 | 0 | 0 | 0 | 0 | 0 | 0 | 0 | 0
6 | 12 | 17 | 0 | 0 | 0 | 0 | 0 | 0 | 0 | 0 | 0
6 | 12 | 18 | 0 | 0 | 0 | 0 | 0 | 0 | 0 | 0 | 0
6 | 12 | 19 | 0 | 0 | 0 | 0 | 0 | 0 | 0 | 0 | 0
6 | 12 | 20 | 0 | 0 | 0 | 0 | 0 | 0 | 0 | 0 | 0
6 | 12 | 21 | 0 | 0 | 0 | 0 | 0 | 0 | 0 | 0 | 0
6 | 12 | 22 | 0 | 0 | 0 | 0 | 0 | 0 | 0 | 0 | 0
6 | 12 | 23 | 0 | 0 | 0 | 0 | 0 | 0 | 0 | 0 | 0
6 | 12 | 24 | 0 | 0 | 0 | 0 | 0 | 0 | 0 | 0 | 0
6 | 13 | 1 | 0 | 0 | 0 | 0 | 0 | 0 | 0 | 0 | 0
6 | 13 | 2 | 0 | 0 | 0 | 0 | 0 | 0 | 0 | 0 | 0
6 | 13 | 3 | 0 | 0 | 0 | 0 | 0 | 0 | 0 | 0 | 0
6 | 13 | 4 | 0 | 0 | 0 | 0 | 0 | 0 | 0 | 0 | 0
6 | 13 | 5 | 0 | 0 | 0 | 0 | 0 | 0 | 0 | 0 | 0
6 | 13 | 6 | 0 | 0 | 0 | 0 | 0 | 0 | 0 | 0 | 0
6 | 13 | 7 | 0 | 0 | 0 | 0 | 0 | 0 | 0 | 0 | 0
6 | 13 | 8 | 0 | 0 | 0 | 0 | 0 | 0 | 0 | 0 | 0
6 | 13 | 9 | 0 | 0 | 0 | 0 | 0 | 0 | 0 | 0 | 0
6 | 13 | 10 | 0 | 0 | 0 | 0 | 0 | 0 | 0 | 0 | 0
6 | 13 | 11 | 0 | 0 | 0 | 0 | 0 | 0 | 0 | 0 | 0
6 | 13 | 12 | 0 | 0 | 0 | 0 | 0 | 0 | 0 | 0 | 0
6 | 13 | 13 | 0 | 0 | 0 | 0 | 0 | 0 | 0 | 0 | 0
6 | 13 | 14 | 0 | 0 | 0 | 0 | 0 | 0 | 0 | 0 | 0
6 | 13 | 15 | 0 | 0 | 0 | 0 | 0 | 0 | 0 | 0 | 0
6 | 13 | 16 | 0 | 0 | 0 | 0 | 0 | 0 | 0 | 0 | 0
6 | 13 | 17 | 0 | 0 | 0 | 0 | 0 | 0 | 0 | 0 | 0
6 | 13 | 18 | 0 | 0 | 0 | 0 | 0 | 0 | 0 | 0 | 0
6 | 13 | 19 | 0 | 0 | 0 | 0 | 0 | 0 | 0 | 0 | 0
6 | 13 | 20 | 0 | 0 | 0 | 0 | 0 | 0 | 0 | 0 | 0
6 | 13 | 21 | 0 | 0 | 0 | 0 | 0 | 0 | 0 | 0 | 0
6 | 13 | 22 | 0 | 0 | 0 | 0 | 0 | 0 | 0 | 0 | 0
6 | 13 | 23 | 0 | 0 | 0 | 0 | 0 | 0 | 0 | 0 | 0
6 | 13 | 24 | 0 | 0 | 0 | 0 | 0 | 0 | 0 | 0 | 0
6 | 14 | 1 | 0 | 0 | 0 | 0 | 0 | 0 | 0 | 0 | 0
6 | 14 | 2 | 0 | 0 | 0 | 0 | 0 | 0 | 0 | 0 | 0
6 | 14 | 3 | 0 | 0 | 0 | 0 | 0 | 0 | 0 | 0 | 0
6 | 14 | 4 | 0 | 0 | 0 | 0 | 0 | 0 | 0 | 0 | 0
6 | 14 | 5 | 0 | 0 | 0 | 0 | 0 | 0 | 0 | 0 | 0
6 | 14 | 6 | 0 | 0 | 0 | 0 | 0 | 0 | 0 | 0 | 0
6 | 14 | 7 | 0 | 0 | 0 | 0 | 0 | 0 | 0 | 0 | 0
6 | 14 | 8 | 0 | 0 | 0 | 0 | 0 | 0 | 0 | 0 | 0
6 | 14 | 9 | 0 | 0 | 0 | 0 | 0 | 0 | 0 | 0 | 0
6 | 14 | 10 | 0 | 0 | 0 | 0 | 0 | 0 | 0 | 0 | 0
6 | 14 | 11 | 0 | 0 | 0 | 0 | 0 | 0 | 0 | 0 | 0
6 | 14 | 12 | 0 | 0 | 0 | 0 | 0 | 0 | 0 | 0 | 0
6 | 14 | 13 | 0 | 0 | 0 | 0 | 0 | 0 | 0 | 0 | 0
6 | 14 | 14 | 0 | 0 | 0 | 0 | 0 | 0 | 0 | 0 | 0
6 | 14 | 15 | 0 | 0 | 0 | 0 | 0 | 0 | 0 | 0 | 0
6 | 14 | 16 | 0 | 0 | 0 | 0 | 0 | 0 | 0 | 0 | 0
6 | 14 | 17 | 0 | 0 | 0 | 0 | 0 | 0 | 0 | 0 | 0
6 | 14 | 18 | 0 | 0 | 0 | 0 | 0 | 0 | 0 | 0 | 0
6 | 14 | 19 | 0 | 0 | 0 | 0 | 0 | 0 | 0 | 0 | 0
6 | 14 | 20 | 0 | 0 | 0 | 0 | 0 | 0 | 0 | 0 | 0
6 | 14 | 21 | 0 | 0 | 0 | 0 | 0 | 0 | 0 | 0 | 0
6 | 14 | 22 | 0 | 0 | 0 | 0 | 0 | 0 | 0 | 0 | 0
6 | 14 | 23 | 0 | 0 | 0 | 0 | 0 | 0 | 0 | 0 | 0
6 | 14 | 24 | 0 | 0 | 0 | 0 | 0 | 0 | 0 | 0 | 0
6 | 15 | 1 | 0 | 0 | 0 | 0 | 0 | 0 | 0 | 0 | 0
6 | 15 | 2 | 0 | 0 | 0 | 0 | 0 | 0 | 0 | 0 | 0
6 | 15 | 3 | 0 | 0 | 0 | 0 | 0 | 0 | 0 | 0 | 0
6 | 15 | 4 | 0 | 0 | 0 | 0 | 0 | 0 | 0 | 0 | 0
6 | 15 | 5 | 0 | 0 | 0 | 0 | 0 | 0 | 0 | 0 | 0
6 | 15 | 6 | 0 | 0 | 0 | 0 | 0 | 0 | 0 | 0 | 0
6 | 15 | 7 | 0 | 0 | 0 | 0 | 0 | 0 | 0 | 0 | 0
6 | 15 | 8 | 0 | 0 | 0 | 0 | 0 | 0 | 0 | 0 | 0
6 | 15 | 9 | 0 | 0 | 0 | 0 | 0 | 0 | 0 | 0 | 0
6 | 15 | 10 | 0 | 0 | 0 | 0 | 0 | 0 | 0 | 0 | 0
6 | 15 | 11 | 0 | 0 | 0 | 0 | 0 | 0 | 0 | 0 | 0
6 | 15 | 12 | 0 | 0 | 0 | 0 | 0 | 0 | 0 | 0 | 0
6 | 15 | 13 | 0 | 0 | 0 | 0 | 0 | 0 | 0 | 0 | 0
6 | 15 | 14 | 0 | 0 | 0 | 0 | 0 | 0 | 0 | 0 | 0
6 | 15 | 15 | 0 | 0 | 0 | 0 | 0 | 0 | 0 | 0 | 0
6 | 15 | 16 | 0 | 0 | 0 | 0 | 0 | 0 | 0 | 0 | 0
6 | 15 | 17 | 0 | 0 | 0 | 0 | 0 | 0 | 0 | 0 | 0
6 | 15 | 18 | 0 | 0 | 0 | 0 | 0 | 0 | 0 | 0 | 0
6 | 15 | 19 | 0 | 0 | 0 | 0 | 0 | 0 | 0 | 0 | 0
6 | 15 | 20 | 0 | 0 | 0 | 0 | 0 | 0 | 0 | 0 | 0
6 | 15 | 21 | 0 | 0 | 0 | 0 | 0 | 0 | 0 | 0 | 0
6 | 15 | 22 | 0 | 0 | 0 | 0 | 0 | 0 | 0 | 0 | 0
6 | 15 | 23 | 0 | 0 | 0 | 0 | 0 | 0 | 0 | 0 | 0
6 | 15 | 24 | 0 | 0 | 0 | 0 | 0 | 0 | 0 | 0 | 0
6 | 16 | 1 | 0 | 0 | 0 | 0 | 0 | 0 | 0 | 0 | 0
6 | 16 | 2 | 0 | 0 | 0 | 0 | 0 | 0 | 0 | 0 | 0
6 | 16 | 3 | 0 | 0 | 0 | 0 | 0 | 0 | 0 | 0 | 0
6 | 16 | 4 | 0 | 0 | 0 | 0 | 0 | 0 | 0 | 0 | 0
6 | 16 | 5 | 0 | 0 | 0 | 0 | 0 | 0 | 0 | 0 | 0
6 | 16 | 6 | 0 | 0 | 0 | 0 | 0 | 0 | 0 | 0 | 0
6 | 16 | 7 | 0 | 0 | 0 | 0 | 0 | 0 | 0 | 0 | 0
6 | 16 | 8 | 0 | 0 | 0 | 0 | 0 | 0 | 0 | 0 | 0
6 | 16 | 9 | 0 | 0 | 0 | 0 | 0 | 0 | 0 | 0 | 0
6 | 16 | 10 | 0 | 0 | 0 | 0 | 0 | 0 | 0 | 0 | 0
6 | 16 | 11 | 0 | 0 | 0 | 0 | 0 | 0 | 0 | 0 | 0
6 | 16 | 12 | 0 | 0 | 0 | 0 | 0 | 0 | 0 | 0 | 0
6 | 16 | 13 | 0 | 0 | 0 | 0 | 0 | 0 | 0 | 0 | 0
6 | 16 | 14 | 0 | 0 | 0 | 0 | 0 | 0 | 0 | 0 | 0
6 | 16 | 15 | 0 | 0 | 0 | 0 | 0 | 0 | 0 | 0 | 0
6 | 16 | 16 | 0 | 0 | 0 | 0 | 0 | 0 | 0 | 0 | 0
6 | 16 | 17 | 0 | 0 | 0 | 0 | 0 | 0 | 0 | 0 | 0
6 | 16 | 18 | 0 | 0 | 0 | 0 | 0 | 0 | 0 | 0 | 0
6 | 16 | 19 | 0 | 0 | 0 | 0 | 0 | 0 | 0 | 0 | 0
6 | 16 | 20 | 0 | 0 | 0 | 0 | 0 | 0 | 0 | 0 | 0
6 | 16 | 21 | 0 | 0 | 0 | 0 | 0 | 0 | 0 | 0 | 0
6 | 16 | 22 | 0 | 0 | 0 | 0 | 0 | 0 | 0 | 0 | 0
6 | 16 | 23 | 0 | 0 | 0 | 0 | 0 | 0 | 0 | 0 | 0
6 | 16 | 24 | 0 | 0 | 0 | 0 | 0 | 0 | 0 | 0 | 0
6 | 17 | 1 | 0 | 0 | 0 | 0 | 0 | 0 | 0 | 0 | 0
6 | 17 | 2 | 0 | 0 | 0 | 0 | 0 | 0 | 0 | 0 | 0
6 | 17 | 3 | 0 | 0 | 0 | 0 | 0 | 0 | 0 | 0 | 0
6 | 17 | 4 | 0 | 0 | 0 | 0 | 0 | 0 | 0 | 0 | 0
6 | 17 | 5 | 0 | 0 | 0 | 0 | 0 | 0 | 0 | 0 | 0
6 | 17 | 6 | 0 | 0 | 0 | 0 | 0 | 0 | 0 | 0 | 0
6 | 17 | 7 | 0 | 0 | 0 | 0 | 0 | 0 | 0 | 0 | 0
6 | 17 | 8 | 0 | 0 | 0 | 0 | 0 | 0 | 0 | 0 | 0
6 | 17 | 9 | 0 | 0 | 0 | 0 | 0 | 0 | 0 | 0 | 0
6 | 17 | 10 | 0 | 0 | 0 | 0 | 0 | 0 | 0 | 0 | 0
6 | 17 | 11 | 0 | 0 | 0 | 0 | 0 | 0 | 0 | 0 | 0
6 | 17 | 12 | 0 | 0 | 0 | 0 | 0 | 0 | 0 | 0 | 0
6 | 17 | 13 | 0 | 0 | 0 | 0 | 0 | 0 | 0 | 0 | 0
6 | 17 | 14 | 0 | 0 | 0 | 0 | 0 | 0 | 0 | 0 | 0
6 | 17 | 15 | 0 | 0 | 0 | 0 | 0 | 0 | 0 | 0 | 0
6 | 17 | 16 | 0 | 0 | 0 | 0 | 0 | 0 | 0 | 0 | 0
6 | 17 | 17 | 0 | 0 | 0 | 0 | 0 | 0 | 0 | 0 | 0
6 | 17 | 18 | 0 | 0 | 0 | 0 | 0 | 0 | 0 | 0 | 0
6 | 17 | 19 | 0 | 0 | 0 | 0 | 0 | 0 | 0 | 0 | 0
6 | 17 | 20 | 0 | 0 | 0 | 0 | 0 | 0 | 0 | 0 | 0
6 | 17 | 21 | 0 | 0 | 0 | 0 | 0 | 0 | 0 | 0 | 0
6 | 17 | 22 | 0 | 0 | 0 | 0 | 0 | 0 | 0 | 0 | 0
6 | 17 | 23 | 0 | 0 | 0 | 0 | 0 | 0 | 0 | 0 | 0
6 | 17 | 24 | 0 | 0 | 0 | 0 | 0 | 0 | 0 | 0 | 0
6 | 18 | 1 | 0 | 0 | 0 | 0 | 0 | 0 | 0 | 0 | 0
6 | 18 | 2 | 0 | 0 | 0 | 0 | 0 | 0 | 0 | 0 | 0
6 | 18 | 3 | 0 | 0 | 0 | 0 | 0 | 0 | 0 | 0 | 0
6 | 18 | 4 | 0 | 0 | 0 | 0 | 0 | 0 | 0 | 0 | 0
6 | 18 | 5 | 0 | 0 | 0 | 0 | 0 | 0 | 0 | 0 | 0
6 | 18 | 6 | 0 | 0 | 0 | 0 | 0 | 0 | 0 | 0 | 0
6 | 18 | 7 | 0 | 0 | 0 | 0 | 0 | 0 | 0 | 0 | 0
6 | 18 | 8 | 0 | 0 | 0 | 0 | 0 | 0 | 0 | 0 | 0
6 | 18 | 9 | 0 | 0 | 0 | 0 | 0 | 0 | 0 | 0 | 0
6 | 18 | 10 | 0 | 0 | 0 | 0 | 0 | 0 | 0 | 0 | 0
6 | 18 | 11 | 0 | 0 | 0 | 0 | 0 | 0 | 0 | 0 | 0
6 | 18 | 12 | 0 | 0 | 0 | 0 | 0 | 0 | 0 | 0 | 0
6 | 18 | 13 | 0 | 0 | 0 | 0 | 0 | 0 | 0 | 0 | 0
6 | 18 | 14 | 0 | 0 | 0 | 0 | 0 | 0 | 0 | 0 | 0
6 | 18 | 15 | 0 | 0 | 0 | 0 | 0 | 0 | 0 | 0 | 0
6 | 18 | 16 | 0 | 0 | 0 | 0 | 0 | 0 | 0 | 0 | 0
6 | 18 | 17 | 0 | 0 | 0 | 0 | 0 | 0 | 0 | 0 | 0
6 | 18 | 18 | 0 | 0 | 0 | 0 | 0 | 0 | 0 | 0 | 0
6 | 18 | 19 | 0 | 0 | 0 | 0 | 0 | 0 | 0 | 0 | 0
6 | 18 | 20 | 0 | 0 | 0 | 0 | 0 | 0 | 0 | 0 | 0
6 | 18 | 21 | 0 | 0 | 0 | 0 | 0 | 0 | 0 | 0 | 0
6 | 18 | 22 | 0 | 0 | 0 | 0 | 0 | 0 | 0 | 0 | 0
6 | 18 | 23 | 0 | 0 | 0 | 0 | 0 | 0 | 0 | 0 | 0
6 | 18 | 24 | 0 | 0 | 0 | 0 | 0 | 0 | 0 | 0 | 0
6 | 19 | 1 | 0 | 0 | 0 | 0 | 0 | 0 | 0 | 0 | 0
6 | 19 | 2 | 0 | 0 | 0 | 0 | 0 | 0 | 0 | 0 | 0
6 | 19 | 3 | 0 | 0 | 0 | 0 | 0 | 0 | 0 | 0 | 0
6 | 19 | 4 | 0 | 0 | 0 | 0 | 0 | 0 | 0 | 0 | 0
6 | 19 | 5 | 0 | 0 | 0 | 0 | 0 | 0 | 0 | 0 | 0
6 | 19 | 6 | 0 | 0 | 0 | 0 | 0 | 0 | 0 | 0 | 0
6 | 19 | 7 | 0 | 0 | 0 | 0 | 0 | 0 | 0 | 0 | 0
6 | 19 | 8 | 0 | 0 | 0 | 0 | 0 | 0 | 0 | 0 | 0
6 | 19 | 9 | 0 | 0 | 0 | 0 | 0 | 0 | 0 | 0 | 0
6 | 19 | 10 | 0 | 0 | 0 | 0 | 0 | 0 | 0 | 0 | 0
6 | 19 | 11 | 0 | 0 | 0 | 0 | 0 | 0 | 0 | 0 | 0
6 | 19 | 12 | 0 | 0 | 0 | 0 | 0 | 0 | 0 | 0 | 0
6 | 19 | 13 | 0 | 0 | 0 | 0 | 0 | 0 | 0 | 0 | 0
6 | 19 | 14 | 0 | 0 | 0 | 0 | 0 | 0 | 0 | 0 | 0
6 | 19 | 15 | 0 | 0 | 0 | 0 | 0 | 0 | 0 | 0 | 0
6 | 19 | 16 | 0 | 0 | 0 | 0 | 0 | 0 | 0 | 0 | 0
6 | 19 | 17 | 0 | 0 | 0 | 0 | 0 | 0 | 0 | 0 | 0
6 | 19 | 18 | 0 | 0 | 0 | 0 | 0 | 0 | 0 | 0 | 0
6 | 19 | 19 | 0 | 0 | 0 | 0 | 0 | 0 | 0 | 0 | 0
6 | 19 | 20 | 0 | 0 | 0 | 0 | 0 | 0 | 0 | 0 | 0
6 | 19 | 21 | 0 | 0 | 0 | 0 | 0 | 0 | 0 | 0 | 0
6 | 19 | 22 | 0 | 0 | 0 | 0 | 0 | 0 | 0 | 0 | 0
6 | 19 | 23 | 0 | 0 | 0 | 0 | 0 | 0 | 0 | 0 | 0
6 | 19 | 24 | 0 | 0 | 0 | 0 | 0 | 0 | 0 | 0 | 0
6 | 20 | 1 | 0 | 0 | 0 | 0 | 0 | 0 | 0 | 0 | 0
6 | 20 | 2 | 0 | 0 | 0 | 0 | 0 | 0 | 0 | 0 | 0
6 | 20 | 3 | 0 | 0 | 0 | 0 | 0 | 0 | 0 | 0 | 0
6 | 20 | 4 | 0 | 0 | 0 | 0 | 0 | 0 | 0 | 0 | 0
6 | 20 | 5 | 0 | 0 | 0 | 0 | 0 | 0 | 0 | 0 | 0
6 | 20 | 6 | 0 | 0 | 0 | 0 | 0 | 0 | 0 | 0 | 0
6 | 20 | 7 | 0 | 0 | 0 | 0 | 0 | 0 | 0 | 0 | 0
6 | 20 | 8 | 0 | 0 | 0 | 0 | 0 | 0 | 0 | 0 | 0
6 | 20 | 9 | 0 | 0 | 0 | 0 | 0 | 0 | 0 | 0 | 0
6 | 20 | 10 | 0 | 0 | 0 | 0 | 0 | 0 | 0 | 0 | 0
6 | 20 | 11 | 0 | 0 | 0 | 0 | 0 | 0 | 0 | 0 | 0
6 | 20 | 12 | 0 | 0 | 0 | 0 | 0 | 0 | 0 | 0 | 0
6 | 20 | 13 | 0 | 0 | 0 | 0 | 0 | 0 | 0 | 0 | 0
6 | 20 | 14 | 0 | 0 | 0 | 0 | 0 | 0 | 0 | 0 | 0
6 | 20 | 15 | 0 | 0 | 0 | 0 | 0 | 0 | 0 | 0 | 0
6 | 20 | 16 | 0 | 0 | 0 | 0 | 0 | 0 | 0 | 0 | 0
6 | 20 | 17 | 0 | 0 | 0 | 0 | 0 | 0 | 0 | 0 | 0
6 | 20 | 18 | 0 | 0 | 0 | 0 | 0 | 0 | 0 | 0 | 0
6 | 20 | 19 | 0 | 0 | 0 | 0 | 0 | 0 | 0 | 0 | 0
6 | 20 | 20 | 0 | 0 | 0 | 0 | 0 | 0 | 0 | 0 | 0
6 | 20 | 21 | 0 | 0 | 0 | 0 | 0 | 0 | 0 | 0 | 0
6 | 20 | 22 | 0 | 0 | 0 | 0 | 0 | 0 | 0 | 0 | 0
6 | 20 | 23 | 0 | 0 | 0 | 0 | 0 | 0 | 0 | 0 | 0
6 | 20 | 24 | 0 | 0 | 0 | 0 | 0 | 0 | 0 | 0 | 0
6 | 21 | 1 | 0 | 0 | 0 | 0 | 0 | 0 | 0 | 0 | 0
6 | 21 | 2 | 0 | 0 | 0 | 0 | 0 | 0 | 0 | 0 | 0
6 | 21 | 3 | 0 | 0 | 0 | 0 | 0 | 0 | 0 | 0 | 0
6 | 21 | 4 | 0 | 0 | 0 | 0 | 0 | 0 | 0 | 0 | 0
6 | 21 | 5 | 0 | 0 | 0 | 0 | 0 | 0 | 0 | 0 | 0
6 | 21 | 6 | 0 | 0 | 0 | 0 | 0 | 0 | 0 | 0 | 0
6 | 21 | 7 | 0 | 0 | 0 | 0 | 0 | 0 | 0 | 0 | 0
6 | 21 | 8 | 0 | 0 | 0 | 0 | 0 | 0 | 0 | 0 | 0
6 | 21 | 9 | 0 | 0 | 0 | 0 | 0 | 0 | 0 | 0 | 0
6 | 21 | 10 | 0 | 0 | 0 | 0 | 0 | 0 | 0 | 0 | 0
6 | 21 | 11 | 0 | 0 | 0 | 0 | 0 | 0 | 0 | 0 | 0
6 | 21 | 12 | 0 | 0 | 0 | 0 | 0 | 0 | 0 | 0 | 0
6 | 21 | 13 | 0 | 0 | 0 | 0 | 0 | 0 | 0 | 0 | 0
6 | 21 | 14 | 0 | 0 | 0 | 0 | 0 | 0 | 0 | 0 | 0
6 | 21 | 15 | 0 | 0 | 0 | 0 | 0 | 0 | 0 | 0 | 0
6 | 21 | 16 | 0 | 0 | 0 | 0 | 0 | 0 | 0 | 0 | 0
6 | 21 | 17 | 0 | 0 | 0 | 0 | 0 | 0 | 0 | 0 | 0
6 | 21 | 18 | 0 | 0 | 0 | 0 | 0 | 0 | 0 | 0 | 0
6 | 21 | 19 | 0 | 0 | 0 | 0 | 0 | 0 | 0 | 0 | 0
6 | 21 | 20 | 0 | 0 | 0 | 0 | 0 | 0 | 0 | 0 | 0
6 | 21 | 21 | 0 | 0 | 0 | 0 | 0 | 0 | 0 | 0 | 0
6 | 21 | 22 | 0 | 0 | 0 | 0 | 0 | 0 | 0 | 0 | 0
6 | 21 | 23 | 0 | 0 | 0 | 0 | 0 | 0 | 0 | 0 | 0
6 | 21 | 24 | 0 | 0 | 0 | 0 | 0 | 0 | 0 | 0 | 0
6 | 22 | 1 | 0 | 0 | 0 | 0 | 0 | 0 | 0 | 0 | 0
6 | 22 | 2 | 0 | 0 | 0 | 0 | 0 | 0 | 0 | 0 | 0
6 | 22 | 3 | 0 | 0 | 0 | 0 | 0 | 0 | 0 | 0 | 0
6 | 22 | 4 | 0 | 0 | 0 | 0 | 0 | 0 | 0 | 0 | 0
6 | 22 | 5 | 0 | 0 | 0 | 0 | 0 | 0 | 0 | 0 | 0
6 | 22 | 6 | 0 | 0 | 0 | 0 | 0 | 0 | 0 | 0 | 0
6 | 22 | 7 | 0 | 0 | 0 | 0 | 0 | 0 | 0 | 0 | 0
6 | 22 | 8 | 0 | 0 | 0 | 0 | 0 | 0 | 0 | 0 | 0
6 | 22 | 9 | 0 | 0 | 0 | 0 | 0 | 0 | 0 | 0 | 0
6 | 22 | 10 | 0 | 0 | 0 | 0 | 0 | 0 | 0 | 0 | 0
6 | 22 | 11 | 0 | 0 | 0 | 0 | 0 | 0 | 0 | 0 | 0
6 | 22 | 12 | 0 | 0 | 0 | 0 | 0 | 0 | 0 | 0 | 0
6 | 22 | 13 | 0 | 0 | 0 | 0 | 0 | 0 | 0 | 0 | 0
6 | 22 | 14 | 0 | 0 | 0 | 0 | 0 | 0 | 0 | 0 | 0
6 | 22 | 15 | 0 | 0 | 0 | 0 | 0 | 0 | 0 | 0 | 0
6 | 22 | 16 | 0 | 0 | 0 | 0 | 0 | 0 | 0 | 0 | 0
6 | 22 | 17 | 0 | 0 | 0 | 0 | 0 | 0 | 0 | 0 | 0
6 | 22 | 18 | 0 | 0 | 0 | 0 | 0 | 0 | 0 | 0 | 0
6 | 22 | 19 | 0 | 0 | 0 | 0 | 0 | 0 | 0 | 0 | 0
6 | 22 | 20 | 0 | 0 | 0 | 0 | 0 | 0 | 0 | 0 | 0
6 | 22 | 21 | 0 | 0 | 0 | 0 | 0 | 0 | 0 | 0 | 0
6 | 22 | 22 | 0 | 0 | 0 | 0 | 0 | 0 | 0 | 0 | 0
6 | 22 | 23 | 0 | 0 | 0 | 0 | 0 | 0 | 0 | 0 | 0
6 | 22 | 24 | 0 | 0 | 0 | 0 | 0 | 0 | 0 | 0 | 0
6 | 23 | 1 | 0 | 0 | 0 | 0 | 0 | 0 | 0 | 0 | 0
6 | 23 | 2 | 0 | 0 | 0 | 0 | 0 | 0 | 0 | 0 | 0
6 | 23 | 3 | 0 | 0 | 0 | 0 | 0 | 0 | 0 | 0 | 0
6 | 23 | 4 | 0 | 0 | 0 | 0 | 0 | 0 | 0 | 0 | 0
6 | 23 | 5 | 0 | 0 | 0 | 0 | 0 | 0 | 0 | 0 | 0
6 | 23 | 6 | 0 | 0 | 0 | 0 | 0 | 0 | 0 | 0 | 0
6 | 23 | 7 | 0 | 0 | 0 | 0 | 0 | 0 | 0 | 0 | 0
6 | 23 | 8 | 0 | 0 | 0 | 0 | 0 | 0 | 0 | 0 | 0
6 | 23 | 9 | 0 | 0 | 0 | 0 | 0 | 0 | 0 | 0 | 0
6 | 23 | 10 | 0 | 0 | 0 | 0 | 0 | 0 | 0 | 0 | 0
6 | 23 | 11 | 0 | 0 | 0 | 0 | 0 | 0 | 0 | 0 | 0
6 | 23 | 12 | 0 | 0 | 0 | 0 | 0 | 0 | 0 | 0 | 0
6 | 23 | 13 | 0 | 0 | 0 | 0 | 0 | 0 | 0 | 0 | 0
6 | 23 | 14 | 0 | 0 | 0 | 0 | 0 | 0 | 0 | 0 | 0
6 | 23 | 15 | 0 | 0 | 0 | 0 | 0 | 0 | 0 | 0 | 0
6 | 23 | 16 | 0 | 0 | 0 | 0 | 0 | 0 | 0 | 0 | 0
6 | 23 | 17 | 0 | 0 | 0 | 0 | 0 | 0 | 0 | 0 | 0
6 | 23 | 18 | 0 | 0 | 0 | 0 | 0 | 0 | 0 | 0 | 0
6 | 23 | 19 | 0 | 0 | 0 | 0 | 0 | 0 | 0 | 0 | 0
6 | 23 | 20 | 0 | 0 | 0 | 0 | 0 | 0 | 0 | 0 | 0
6 | 23 | 21 | 0 | 0 | 0 | 0 | 0 | 0 | 0 | 0 | 0
6 | 23 | 22 | 0 | 0 | 0 | 0 | 0 | 0 | 0 | 0 | 0
6 | 23 | 23 | 0 | 0 | 0 | 0 | 0 | 0 | 0 | 0 | 0
6 | 23 | 24 | 0 | 0 | 0 | 0 | 0 | 0 | 0 | 0 | 0
6 | 24 | 1 | 0 | 0 | 0 | 0 | 0 | 0 | 0 | 0 | 0
6 | 24 | 2 | 0 | 0 | 0 | 0 | 0 | 0 | 0 | 0 | 0
6 | 24 | 3 | 0 | 0 | 0 | 0 | 0 | 0 | 0 | 0 | 0
6 | 24 | 4 | 0 | 0 | 0 | 0 | 0 | 0 | 0 | 0 | 0
6 | 24 | 5 | 0 | 0 | 0 | 0 | 0 | 0 | 0 | 0 | 0
6 | 24 | 6 | 0 | 0 | 0 | 0 | 0 | 0 | 0 | 0 | 0
6 | 24 | 7 | 0 | 0 | 0 | 0 | 0 | 0 | 0 | 0 | 0
6 | 24 | 8 | 0 | 0 | 0 | 0 | 0 | 0 | 0 | 0 | 0
6 | 24 | 9 | 0 | 0 | 0 | 0 | 0 | 0 | 0 | 0 | 0
6 | 24 | 10 | 0 | 0 | 0 | 0 | 0 | 0 | 0 | 0 | 0
6 | 24 | 11 | 0 | 0 | 0 | 0 | 0 | 0 | 0 | 0 | 0
6 | 24 | 12 | 0 | 0 | 0 | 0 | 0 | 0 | 0 | 0 | 0
6 | 24 | 13 | 0 | 0 | 0 | 0 | 0 | 0 | 0 | 0 | 0
6 | 24 | 14 | 0 | 0 | 0 | 0 | 0 | 0 | 0 | 0 | 0
6 | 24 | 15 | 0 | 0 | 0 | 0 | 0 | 0 | 0 | 0 | 0
6 | 24 | 16 | 0 | 0 | 0 | 0 | 0 | 0 | 0 | 0 | 0
6 | 24 | 17 | 0 | 0 | 0 | 0 | 0 | 0 | 0 | 0 | 0
6 | 24 | 18 | 0 | 0 | 0 | 0 | 0 | 0 | 0 | 0 | 0
6 | 24 | 19 | 0 | 0 | 0 | 0 | 0 | 0 | 0 | 0 | 0
6 | 24 | 20 | 0 | 0 | 0 | 0 | 0 | 0 | 0 | 0 | 0
6 | 24 | 21 | 0 | 0 | 0 | 0 | 0 | 0 | 0 | 0 | 0
6 | 24 | 22 | 0 | 0 | 0 | 0 | 0 | 0 | 0 | 0 | 0
6 | 24 | 23 | 0 | 0 | 0 | 0 | 0 | 0 | 0 | 0 | 0
6 | 24 | 24 | 0 | 0 | 0 | 0 | 0 | 0 | 0 | 0 | 0
6 | 25 | 1 | 0 | 0 | 0 | 0 | 0 | 0 | 0 | 0 | 0
6 | 25 | 2 | 0 | 0 | 0 | 0 | 0 | 0 | 0 | 0 | 0
6 | 25 | 3 | 0 | 0 | 0 | 0 | 0 | 0 | 0 | 0 | 0
6 | 25 | 4 | 0 | 0 | 0 | 0 | 0 | 0 | 0 | 0 | 0
6 | 25 | 5 | 0 | 0 | 0 | 0 | 0 | 0 | 0 | 0 | 0
6 | 25 | 6 | 0 | 0 | 0 | 0 | 0 | 0 | 0 | 0 | 0
6 | 25 | 7 | 0 | 0 | 0 | 0 | 0 | 0 | 0 | 0 | 0
6 | 25 | 8 | 0 | 0 | 0 | 0 | 0 | 0 | 0 | 0 | 0
6 | 25 | 9 | 0 | 0 | 0 | 0 | 0 | 0 | 0 | 0 | 0
6 | 25 | 10 | 0 | 0 | 0 | 0 | 0 | 0 | 0 | 0 | 0
6 | 25 | 11 | 0 | 0 | 0 | 0 | 0 | 0 | 0 | 0 | 0
6 | 25 | 12 | 0 | 0 | 0 | 0 | 0 | 0 | 0 | 0 | 0
6 | 25 | 13 | 0 | 0 | 0 | 0 | 0 | 0 | 0 | 0 | 0
6 | 25 | 14 | 0 | 0 | 0 | 0 | 0 | 0 | 0 | 0 | 0
6 | 25 | 15 | 0 | 0 | 0 | 0 | 0 | 0 | 0 | 0 | 0
6 | 25 | 16 | 0 | 0 | 0 | 0 | 0 | 0 | 0 | 0 | 0
6 | 25 | 17 | 0 | 0 | 0 | 0 | 0 | 0 | 0 | 0 | 0
6 | 25 | 18 | 0 | 0 | 0 | 0 | 0 | 0 | 0 | 0 | 0
6 | 25 | 19 | 0 | 0 | 0 | 0 | 0 | 0 | 0 | 0 | 0
6 | 25 | 20 | 0 | 0 | 0 | 0 | 0 | 0 | 0 | 0 | 0
6 | 25 | 21 | 0 | 0 | 0 | 0 | 0 | 0 | 0 | 0 | 0
6 | 25 | 22 | 0 | 0 | 0 | 0 | 0 | 0 | 0 | 0 | 0
6 | 25 | 23 | 0 | 0 | 0 | 0 | 0 | 0 | 0 | 0 | 0
6 | 25 | 24 | 0 | 0 | 0 | 0 | 0 | 0 | 0 | 0 | 0
6 | 26 | 1 | 0 | 0 | 0 | 0 | 0 | 0 | 0 | 0 | 0
6 | 26 | 2 | 0 | 0 | 0 | 0 | 0 | 0 | 0 | 0 | 0
6 | 26 | 3 | 0 | 0 | 0 | 0 | 0 | 0 | 0 | 0 | 0
6 | 26 | 4 | 0 | 0 | 0 | 0 | 0 | 0 | 0 | 0 | 0
6 | 26 | 5 | 0 | 0 | 0 | 0 | 0 | 0 | 0 | 0 | 0
6 | 26 | 6 | 0 | 0 | 0 | 0 | 0 | 0 | 0 | 0 | 0
6 | 26 | 7 | 0 | 0 | 0 | 0 | 0 | 0 | 0 | 0 | 0
6 | 26 | 8 | 0 | 0 | 0 | 0 | 0 | 0 | 0 | 0 | 0
6 | 26 | 9 | 0 | 0 | 0 | 0 | 0 | 0 | 0 | 0 | 0
6 | 26 | 10 | 0 | 0 | 0 | 0 | 0 | 0 | 0 | 0 | 0
6 | 26 | 11 | 0 | 0 | 0 | 0 | 0 | 0 | 0 | 0 | 0
6 | 26 | 12 | 0 | 0 | 0 | 0 | 0 | 0 | 0 | 0 | 0
6 | 26 | 13 | 0 | 0 | 0 | 0 | 0 | 0 | 0 | 0 | 0
6 | 26 | 14 | 0 | 0 | 0 | 0 | 0 | 0 | 0 | 0 | 0
6 | 26 | 15 | 0 | 0 | 0 | 0 | 0 | 0 | 0 | 0 | 0
6 | 26 | 16 | 0 | 0 | 0 | 0 | 0 | 0 | 0 | 0 | 0
6 | 26 | 17 | 0 | 0 | 0 | 0 | 0 | 0 | 0 | 0 | 0
6 | 26 | 18 | 0 | 0 | 0 | 0 | 0 | 0 | 0 | 0 | 0
6 | 26 | 19 | 0 | 0 | 0 | 0 | 0 | 0 | 0 | 0 | 0
6 | 26 | 20 | 0 | 0 | 0 | 0 | 0 | 0 | 0 | 0 | 0
6 | 26 | 21 | 0 | 0 | 0 | 0 | 0 | 0 | 0 | 0 | 0
6 | 26 | 22 | 0 | 0 | 0 | 0 | 0 | 0 | 0 | 0 | 0
6 | 26 | 23 | 0 | 0 | 0 | 0 | 0 | 0 | 0 | 0 | 0
6 | 26 | 24 | 0 | 0 | 0 | 0 | 0 | 0 | 0 | 0 | 0
6 | 27 | 1 | 0 | 0 | 0 | 0 | 0 | 0 | 0 | 0 | 0
6 | 27 | 2 | 0 | 0 | 0 | 0 | 0 | 0 | 0 | 0 | 0
6 | 27 | 3 | 0 | 0 | 0 | 0 | 0 | 0 | 0 | 0 | 0
6 | 27 | 4 | 0 | 0 | 0 | 0 | 0 | 0 | 0 | 0 | 0
6 | 27 | 5 | 0 | 0 | 0 | 0 | 0 | 0 | 0 | 0 | 0
6 | 27 | 6 | 0 | 0 | 0 | 0 | 0 | 0 | 0 | 0 | 0
6 | 27 | 7 | 0 | 0 | 0 | 0 | 0 | 0 | 0 | 0 | 0
6 | 27 | 8 | 0 | 0 | 0 | 0 | 0 | 0 | 0 | 0 | 0
6 | 27 | 9 | 0 | 0 | 0 | 0 | 0 | 0 | 0 | 0 | 0
6 | 27 | 10 | 0 | 0 | 0 | 0 | 0 | 0 | 0 | 0 | 0
6 | 27 | 11 | 0 | 0 | 0 | 0 | 0 | 0 | 0 | 0 | 0
6 | 27 | 12 | 0 | 0 | 0 | 0 | 0 | 0 | 0 | 0 | 0
6 | 27 | 13 | 0 | 0 | 0 | 0 | 0 | 0 | 0 | 0 | 0
6 | 27 | 14 | 0 | 0 | 0 | 0 | 0 | 0 | 0 | 0 | 0
6 | 27 | 15 | 0 | 0 | 0 | 0 | 0 | 0 | 0 | 0 | 0
6 | 27 | 16 | 0 | 0 | 0 | 0 | 0 | 0 | 0 | 0 | 0
6 | 27 | 17 | 0 | 0 | 0 | 0 | 0 | 0 | 0 | 0 | 0
6 | 27 | 18 | 0 | 0 | 0 | 0 | 0 | 0 | 0 | 0 | 0
6 | 27 | 19 | 0 | 0 | 0 | 0 | 0 | 0 | 0 | 0 | 0
6 | 27 | 20 | 0 | 0 | 0 | 0 | 0 | 0 | 0 | 0 | 0
6 | 27 | 21 | 0 | 0 | 0 | 0 | 0 | 0 | 0 | 0 | 0
6 | 27 | 22 | 0 | 0 | 0 | 0 | 0 | 0 | 0 | 0 | 0
6 | 27 | 23 | 0 | 0 | 0 | 0 | 0 | 0 | 0 | 0 | 0
6 | 27 | 24 | 0 | 0 | 0 | 0 | 0 | 0 | 0 | 0 | 0
6 | 28 | 1 | 0 | 0 | 0 | 0 | 0 | 0 | 0 | 0 | 0
6 | 28 | 2 | 0 | 0 | 0 | 0 | 0 | 0 | 0 | 0 | 0
6 | 28 | 3 | 0 | 0 | 0 | 0 | 0 | 0 | 0 | 0 | 0
6 | 28 | 4 | 0 | 0 | 0 | 0 | 0 | 0 | 0 | 0 | 0
6 | 28 | 5 | 0 | 0 | 0 | 0 | 0 | 0 | 0 | 0 | 0
6 | 28 | 6 | 0 | 0 | 0 | 0 | 0 | 0 | 0 | 0 | 0
6 | 28 | 7 | 0 | 0 | 0 | 0 | 0 | 0 | 0 | 0 | 0
6 | 28 | 8 | 0 | 0 | 0 | 0 | 0 | 0 | 0 | 0 | 0
6 | 28 | 9 | 0 | 0 | 0 | 0 | 0 | 0 | 0 | 0 | 0
6 | 28 | 10 | 0 | 0 | 0 | 0 | 0 | 0 | 0 | 0 | 0
6 | 28 | 11 | 0 | 0 | 0 | 0 | 0 | 0 | 0 | 0 | 0
6 | 28 | 12 | 0 | 0 | 0 | 0 | 0 | 0 | 0 | 0 | 0
6 | 28 | 13 | 0 | 0 | 0 | 0 | 0 | 0 | 0 | 0 | 0
6 | 28 | 14 | 0 | 0 | 0 | 0 | 0 | 0 | 0 | 0 | 0
6 | 28 | 15 | 0 | 0 | 0 | 0 | 0 | 0 | 0 | 0 | 0
6 | 28 | 16 | 0 | 0 | 0 | 0 | 0 | 0 | 0 | 0 | 0
6 | 28 | 17 | 0 | 0 | 0 | 0 | 0 | 0 | 0 | 0 | 0
6 | 28 | 18 | 0 | 0 | 0 | 0 | 0 | 0 | 0 | 0 | 0
6 | 28 | 19 | 0 | 0 | 0 | 0 | 0 | 0 | 0 | 0 | 0
6 | 28 | 20 | 0 | 0 | 0 | 0 | 0 | 0 | 0 | 0 | 0
6 | 28 | 21 | 0 | 0 | 0 | 0 | 0 | 0 | 0 | 0 | 0
6 | 28 | 22 | 0 | 0 | 0 | 0 | 0 | 0 | 0 | 0 | 0
6 | 28 | 23 | 0 | 0 | 0 | 0 | 0 | 0 | 0 | 0 | 0
6 | 28 | 24 | 0 | 0 | 0 | 0 | 0 | 0 | 0 | 0 | 0
6 | 29 | 1 | 0 | 0 | 0 | 0 | 0 | 0 | 0 | 0 | 0
6 | 29 | 2 | 0 | 0 | 0 | 0 | 0 | 0 | 0 | 0 | 0
6 | 29 | 3 | 0 | 0 | 0 | 0 | 0 | 0 | 0 | 0 | 0
6 | 29 | 4 | 0 | 0 | 0 | 0 | 0 | 0 | 0 | 0 | 0
6 | 29 | 5 | 0 | 0 | 0 | 0 | 0 | 0 | 0 | 0 | 0
6 | 29 | 6 | 0 | 0 | 0 | 0 | 0 | 0 | 0 | 0 | 0
6 | 29 | 7 | 0 | 0 | 0 | 0 | 0 | 0 | 0 | 0 | 0
6 | 29 | 8 | 0 | 0 | 0 | 0 | 0 | 0 | 0 | 0 | 0
6 | 29 | 9 | 0 | 0 | 0 | 0 | 0 | 0 | 0 | 0 | 0
6 | 29 | 10 | 0 | 0 | 0 | 0 | 0 | 0 | 0 | 0 | 0
6 | 29 | 11 | 0 | 0 | 0 | 0 | 0 | 0 | 0 | 0 | 0
6 | 29 | 12 | 0 | 0 | 0 | 0 | 0 | 0 | 0 | 0 | 0
6 | 29 | 13 | 0 | 0 | 0 | 0 | 0 | 0 | 0 | 0 | 0
6 | 29 | 14 | 0 | 0 | 0 | 0 | 0 | 0 | 0 | 0 | 0
6 | 29 | 15 | 0 | 0 | 0 | 0 | 0 | 0 | 0 | 0 | 0
6 | 29 | 16 | 0 | 0 | 0 | 0 | 0 | 0 | 0 | 0 | 0
6 | 29 | 17 | 0 | 0 | 0 | 0 | 0 | 0 | 0 | 0 | 0
6 | 29 | 18 | 0 | 0 | 0 | 0 | 0 | 0 | 0 | 0 | 0
6 | 29 | 19 | 0 | 0 | 0 | 0 | 0 | 0 | 0 | 0 | 0
6 | 29 | 20 | 0 | 0 | 0 | 0 | 0 | 0 | 0 | 0 | 0
6 | 29 | 21 | 0 | 0 | 0 | 0 | 0 | 0 | 0 | 0 | 0
6 | 29 | 22 | 0 | 0 | 0 | 0 | 0 | 0 | 0 | 0 | 0
6 | 29 | 23 | 0 | 0 | 0 | 0 | 0 | 0 | 0 | 0 | 0
6 | 29 | 24 | 0 | 0 | 0 | 0 | 0 | 0 | 0 | 0 | 0
6 | 30 | 1 | 0 | 0 | 0 | 0 | 0 | 0 | 0 | 0 | 0
6 | 30 | 2 | 0 | 0 | 0 | 0 | 0 | 0 | 0 | 0 | 0
6 | 30 | 3 | 0 | 0 | 0 | 0 | 0 | 0 | 0 | 0 | 0
6 | 30 | 4 | 0 | 0 | 0 | 0 | 0 | 0 | 0 | 0 | 0
6 | 30 | 5 | 0 | 0 | 0 | 0 | 0 | 0 | 0 | 0 | 0
6 | 30 | 6 | 0 | 0 | 0 | 0 | 0 | 0 | 0 | 0 | 0
6 | 30 | 7 | 0 | 0 | 0 | 0 | 0 | 0 | 0 | 0 | 0
6 | 30 | 8 | 0 | 0 | 0 | 0 | 0 | 0 | 0 | 0 | 0
6 | 30 | 9 | 0 | 0 | 0 | 0 | 0 | 0 | 0 | 0 | 0
6 | 30 | 10 | 0 | 0 | 0 | 0 | 0 | 0 | 0 | 0 | 0
6 | 30 | 11 | 0 | 0 | 0 | 0 | 0 | 0 | 0 | 0 | 0
6 | 30 | 12 | 0 | 0 | 0 | 0 | 0 | 0 | 0 | 0 | 0
6 | 30 | 13 | 0 | 0 | 0 | 0 | 0 | 0 | 0 | 0 | 0
6 | 30 | 14 | 0 | 0 | 0 | 0 | 0 | 0 | 0 | 0 | 0
6 | 30 | 15 | 0 | 0 | 0 | 0 | 0 | 0 | 0 | 0 | 0
6 | 30 | 16 | 0 | 0 | 0 | 0 | 0 | 0 | 0 | 0 | 0
6 | 30 | 17 | 0 | 0 | 0 | 0 | 0 | 0 | 0 | 0 | 0
6 | 30 | 18 | 0 | 0 | 0 | 0 | 0 | 0 | 0 | 0 | 0
6 | 30 | 19 | 0 | 0 | 0 | 0 | 0 | 0 | 0 | 0 | 0
6 | 30 | 20 | 0 | 0 | 0 | 0 | 0 | 0 | 0 | 0 | 0
6 | 30 | 21 | 0 | 0 | 0 | 0 | 0 | 0 | 0 | 0 | 0
6 | 30 | 22 | 0 | 0 | 0 | 0 | 0 | 0 | 0 | 0 | 0
6 | 30 | 23 | 0 | 0 | 0 | 0 | 0 | 0 | 0 | 0 | 0
6 | 30 | 24 | 0 | 0 | 0 | 0 | 0 | 0 | 0 | 0 | 0
7 | 1 | 1 | 0 | 0 | 0 | 0 | 0 | 0 | 0 | 0 | 0
7 | 1 | 2 | 0 | 0 | 0 | 0 | 0 | 0 | 0 | 0 | 0
7 | 1 | 3 | 0 | 0 | 0 | 0 | 0 | 0 | 0 | 0 | 0
7 | 1 | 4 | 0 | 0 | 0 | 0 | 0 | 0 | 0 | 0 | 0
7 | 1 | 5 | 0 | 0 | 0 | 0 | 0 | 0 | 0 | 0 | 0
7 | 1 | 6 | 0 | 0 | 0 | 0 | 0 | 0 | 0 | 0 | 0
7 | 1 | 7 | 0 | 0 | 0 | 0 | 0 | 0 | 0 | 0 | 0
7 | 1 | 8 | 0 | 0 | 0 | 0 | 0 | 0 | 0 | 0 | 0
7 | 1 | 9 | 0 | 0 | 0 | 0 | 0 | 0 | 0 | 0 | 0
7 | 1 | 10 | 0 | 0 | 0 | 0 | 0 | 0 | 0 | 0 | 0
7 | 1 | 11 | 0 | 0 | 0 | 0 | 0 | 0 | 0 | 0 | 0
7 | 1 | 12 | 0 | 0 | 0 | 0 | 0 | 0 | 0 | 0 | 0
7 | 1 | 13 | 0 | 0 | 0 | 0 | 0 | 0 | 0 | 0 | 0
7 | 1 | 14 | 0 | 0 | 0 | 0 | 0 | 0 | 0 | 0 | 0
7 | 1 | 15 | 0 | 0 | 0 | 0 | 0 | 0 | 0 | 0 | 0
7 | 1 | 16 | 0 | 0 | 0 | 0 | 0 | 0 | 0 | 0 | 0
7 | 1 | 17 | 0 | 0 | 0 | 0 | 0 | 0 | 0 | 0 | 0
7 | 1 | 18 | 0 | 0 | 0 | 0 | 0 | 0 | 0 | 0 | 0
7 | 1 | 19 | 0 | 0 | 0 | 0 | 0 | 0 | 0 | 0 | 0
7 | 1 | 20 | 0 | 0 | 0 | 0 | 0 | 0 | 0 | 0 | 0
7 | 1 | 21 | 0 | 0 | 0 | 0 | 0 | 0 | 0 | 0 | 0
7 | 1 | 22 | 0 | 0 | 0 | 0 | 0 | 0 | 0 | 0 | 0
7 | 1 | 23 | 0 | 0 | 0 | 0 | 0 | 0 | 0 | 0 | 0
7 | 1 | 24 | 0 | 0 | 0 | 0 | 0 | 0 | 0 | 0 | 0
7 | 2 | 1 | 0 | 0 | 0 | 0 | 0 | 0 | 0 | 0 | 0
7 | 2 | 2 | 0 | 0 | 0 | 0 | 0 | 0 | 0 | 0 | 0
7 | 2 | 3 | 0 | 0 | 0 | 0 | 0 | 0 | 0 | 0 | 0
7 | 2 | 4 | 0 | 0 | 0 | 0 | 0 | 0 | 0 | 0 | 0
7 | 2 | 5 | 0 | 0 | 0 | 0 | 0 | 0 | 0 | 0 | 0
7 | 2 | 6 | 0 | 0 | 0 | 0 | 0 | 0 | 0 | 0 | 0
7 | 2 | 7 | 0 | 0 | 0 | 0 | 0 | 0 | 0 | 0 | 0
7 | 2 | 8 | 0 | 0 | 0 | 0 | 0 | 0 | 0 | 0 | 0
7 | 2 | 9 | 0 | 0 | 0 | 0 | 0 | 0 | 0 | 0 | 0
7 | 2 | 10 | 0 | 0 | 0 | 0 | 0 | 0 | 0 | 0 | 0
7 | 2 | 11 | 0 | 0 | 0 | 0 | 0 | 0 | 0 | 0 | 0
7 | 2 | 12 | 0 | 0 | 0 | 0 | 0 | 0 | 0 | 0 | 0
7 | 2 | 13 | 0 | 0 | 0 | 0 | 0 | 0 | 0 | 0 | 0
7 | 2 | 14 | 0 | 0 | 0 | 0 | 0 | 0 | 0 | 0 | 0
7 | 2 | 15 | 0 | 0 | 0 | 0 | 0 | 0 | 0 | 0 | 0
7 | 2 | 16 | 0 | 0 | 0 | 0 | 0 | 0 | 0 | 0 | 0
7 | 2 | 17 | 0 | 0 | 0 | 0 | 0 | 0 | 0 | 0 | 0
7 | 2 | 18 | 0 | 0 | 0 | 0 | 0 | 0 | 0 | 0 | 0
7 | 2 | 19 | 0 | 0 | 0 | 0 | 0 | 0 | 0 | 0 | 0
7 | 2 | 20 | 0 | 0 | 0 | 0 | 0 | 0 | 0 | 0 | 0
7 | 2 | 21 | 0 | 0 | 0 | 0 | 0 | 0 | 0 | 0 | 0
7 | 2 | 22 | 0 | 0 | 0 | 0 | 0 | 0 | 0 | 0 | 0
7 | 2 | 23 | 0 | 0 | 0 | 0 | 0 | 0 | 0 | 0 | 0
7 | 2 | 24 | 0 | 0 | 0 | 0 | 0 | 0 | 0 | 0 | 0
7 | 3 | 1 | 0 | 0 | 0 | 0 | 0 | 0 | 0 | 0 | 0
7 | 3 | 2 | 0 | 0 | 0 | 0 | 0 | 0 | 0 | 0 | 0
7 | 3 | 3 | 0 | 0 | 0 | 0 | 0 | 0 | 0 | 0 | 0
7 | 3 | 4 | 0 | 0 | 0 | 0 | 0 | 0 | 0 | 0 | 0
7 | 3 | 5 | 0 | 0 | 0 | 0 | 0 | 0 | 0 | 0 | 0
7 | 3 | 6 | 0 | 0 | 0 | 0 | 0 | 0 | 0 | 0 | 0
7 | 3 | 7 | 0 | 0 | 0 | 0 | 0 | 0 | 0 | 0 | 0
7 | 3 | 8 | 0 | 0 | 0 | 0 | 0 | 0 | 0 | 0 | 0
7 | 3 | 9 | 0 | 0 | 0 | 0 | 0 | 0 | 0 | 0 | 0
7 | 3 | 10 | 0 | 0 | 0 | 0 | 0 | 0 | 0 | 0 | 0
7 | 3 | 11 | 0 | 0 | 0 | 0 | 0 | 0 | 0 | 0 | 0
7 | 3 | 12 | 0 | 0 | 0 | 0 | 0 | 0 | 0 | 0 | 0
7 | 3 | 13 | 0 | 0 | 0 | 0 | 0 | 0 | 0 | 0 | 0
7 | 3 | 14 | 0 | 0 | 0 | 0 | 0 | 0 | 0 | 0 | 0
7 | 3 | 15 | 0 | 0 | 0 | 0 | 0 | 0 | 0 | 0 | 0
7 | 3 | 16 | 0 | 0 | 0 | 0 | 0 | 0 | 0 | 0 | 0
7 | 3 | 17 | 0 | 0 | 0 | 0 | 0 | 0 | 0 | 0 | 0
7 | 3 | 18 | 0 | 0 | 0 | 0 | 0 | 0 | 0 | 0 | 0
7 | 3 | 19 | 0 | 0 | 0 | 0 | 0 | 0 | 0 | 0 | 0
7 | 3 | 20 | 0 | 0 | 0 | 0 | 0 | 0 | 0 | 0 | 0
7 | 3 | 21 | 0 | 0 | 0 | 0 | 0 | 0 | 0 | 0 | 0
7 | 3 | 22 | 0 | 0 | 0 | 0 | 0 | 0 | 0 | 0 | 0
7 | 3 | 23 | 0 | 0 | 0 | 0 | 0 | 0 | 0 | 0 | 0
7 | 3 | 24 | 0 | 0 | 0 | 0 | 0 | 0 | 0 | 0 | 0
7 | 4 | 1 | 0 | 0 | 0 | 0 | 0 | 0 | 0 | 0 | 0
7 | 4 | 2 | 0 | 0 | 0 | 0 | 0 | 0 | 0 | 0 | 0
7 | 4 | 3 | 0 | 0 | 0 | 0 | 0 | 0 | 0 | 0 | 0
7 | 4 | 4 | 0 | 0 | 0 | 0 | 0 | 0 | 0 | 0 | 0
7 | 4 | 5 | 0 | 0 | 0 | 0 | 0 | 0 | 0 | 0 | 0
7 | 4 | 6 | 0 | 0 | 0 | 0 | 0 | 0 | 0 | 0 | 0
7 | 4 | 7 | 0 | 0 | 0 | 0 | 0 | 0 | 0 | 0 | 0
7 | 4 | 8 | 0 | 0 | 0 | 0 | 0 | 0 | 0 | 0 | 0
7 | 4 | 9 | 0 | 0 | 0 | 0 | 0 | 0 | 0 | 0 | 0
7 | 4 | 10 | 0 | 0 | 0 | 0 | 0 | 0 | 0 | 0 | 0
7 | 4 | 11 | 0 | 0 | 0 | 0 | 0 | 0 | 0 | 0 | 0
7 | 4 | 12 | 0 | 0 | 0 | 0 | 0 | 0 | 0 | 0 | 0
7 | 4 | 13 | 0 | 0 | 0 | 0 | 0 | 0 | 0 | 0 | 0
7 | 4 | 14 | 0 | 0 | 0 | 0 | 0 | 0 | 0 | 0 | 0
7 | 4 | 15 | 0 | 0 | 0 | 0 | 0 | 0 | 0 | 0 | 0
7 | 4 | 16 | 0 | 0 | 0 | 0 | 0 | 0 | 0 | 0 | 0
7 | 4 | 17 | 0 | 0 | 0 | 0 | 0 | 0 | 0 | 0 | 0
7 | 4 | 18 | 0 | 0 | 0 | 0 | 0 | 0 | 0 | 0 | 0
7 | 4 | 19 | 0 | 0 | 0 | 0 | 0 | 0 | 0 | 0 | 0
7 | 4 | 20 | 0 | 0 | 0 | 0 | 0 | 0 | 0 | 0 | 0
7 | 4 | 21 | 0 | 0 | 0 | 0 | 0 | 0 | 0 | 0 | 0
7 | 4 | 22 | 0 | 0 | 0 | 0 | 0 | 0 | 0 | 0 | 0
7 | 4 | 23 | 0 | 0 | 0 | 0 | 0 | 0 | 0 | 0 | 0
7 | 4 | 24 | 0 | 0 | 0 | 0 | 0 | 0 | 0 | 0 | 0
7 | 5 | 1 | 0 | 0 | 0 | 0 | 0 | 0 | 0 | 0 | 0
7 | 5 | 2 | 0 | 0 | 0 | 0 | 0 | 0 | 0 | 0 | 0
7 | 5 | 3 | 0 | 0 | 0 | 0 | 0 | 0 | 0 | 0 | 0
7 | 5 | 4 | 0 | 0 | 0 | 0 | 0 | 0 | 0 | 0 | 0
7 | 5 | 5 | 0 | 0 | 0 | 0 | 0 | 0 | 0 | 0 | 0
7 | 5 | 6 | 0 | 0 | 0 | 0 | 0 | 0 | 0 | 0 | 0
7 | 5 | 7 | 0 | 0 | 0 | 0 | 0 | 0 | 0 | 0 | 0
7 | 5 | 8 | 0 | 0 | 0 | 0 | 0 | 0 | 0 | 0 | 0
7 | 5 | 9 | 0 | 0 | 0 | 0 | 0 | 0 | 0 | 0 | 0
7 | 5 | 10 | 0 | 0 | 0 | 0 | 0 | 0 | 0 | 0 | 0
7 | 5 | 11 | 0 | 0 | 0 | 0 | 0 | 0 | 0 | 0 | 0
7 | 5 | 12 | 0 | 0 | 0 | 0 | 0 | 0 | 0 | 0 | 0
7 | 5 | 13 | 0 | 0 | 0 | 0 | 0 | 0 | 0 | 0 | 0
7 | 5 | 14 | 0 | 0 | 0 | 0 | 0 | 0 | 0 | 0 | 0
7 | 5 | 15 | 0 | 0 | 0 | 0 | 0 | 0 | 0 | 0 | 0
7 | 5 | 16 | 0 | 0 | 0 | 0 | 0 | 0 | 0 | 0 | 0
7 | 5 | 17 | 0 | 0 | 0 | 0 | 0 | 0 | 0 | 0 | 0
7 | 5 | 18 | 0 | 0 | 0 | 0 | 0 | 0 | 0 | 0 | 0
7 | 5 | 19 | 0 | 0 | 0 | 0 | 0 | 0 | 0 | 0 | 0
7 | 5 | 20 | 0 | 0 | 0 | 0 | 0 | 0 | 0 | 0 | 0
7 | 5 | 21 | 0 | 0 | 0 | 0 | 0 | 0 | 0 | 0 | 0
7 | 5 | 22 | 0 | 0 | 0 | 0 | 0 | 0 | 0 | 0 | 0
7 | 5 | 23 | 0 | 0 | 0 | 0 | 0 | 0 | 0 | 0 | 0
7 | 5 | 24 | 0 | 0 | 0 | 0 | 0 | 0 | 0 | 0 | 0
7 | 6 | 1 | 0 | 0 | 0 | 0 | 0 | 0 | 0 | 0 | 0
7 | 6 | 2 | 0 | 0 | 0 | 0 | 0 | 0 | 0 | 0 | 0
7 | 6 | 3 | 0 | 0 | 0 | 0 | 0 | 0 | 0 | 0 | 0
7 | 6 | 4 | 0 | 0 | 0 | 0 | 0 | 0 | 0 | 0 | 0
7 | 6 | 5 | 0 | 0 | 0 | 0 | 0 | 0 | 0 | 0 | 0
7 | 6 | 6 | 0 | 0 | 0 | 0 | 0 | 0 | 0 | 0 | 0
7 | 6 | 7 | 0 | 0 | 0 | 0 | 0 | 0 | 0 | 0 | 0
7 | 6 | 8 | 0 | 0 | 0 | 0 | 0 | 0 | 0 | 0 | 0
7 | 6 | 9 | 0 | 0 | 0 | 0 | 0 | 0 | 0 | 0 | 0
7 | 6 | 10 | 0 | 0 | 0 | 0 | 0 | 0 | 0 | 0 | 0
7 | 6 | 11 | 0 | 0 | 0 | 0 | 0 | 0 | 0 | 0 | 0
7 | 6 | 12 | 0 | 0 | 0 | 0 | 0 | 0 | 0 | 0 | 0
7 | 6 | 13 | 0 | 0 | 0 | 0 | 0 | 0 | 0 | 0 | 0
7 | 6 | 14 | 0 | 0 | 0 | 0 | 0 | 0 | 0 | 0 | 0
7 | 6 | 15 | 0 | 0 | 0 | 0 | 0 | 0 | 0 | 0 | 0
7 | 6 | 16 | 0 | 0 | 0 | 0 | 0 | 0 | 0 | 0 | 0
7 | 6 | 17 | 0 | 0 | 0 | 0 | 0 | 0 | 0 | 0 | 0
7 | 6 | 18 | 0 | 0 | 0 | 0 | 0 | 0 | 0 | 0 | 0
7 | 6 | 19 | 0 | 0 | 0 | 0 | 0 | 0 | 0 | 0 | 0
7 | 6 | 20 | 0 | 0 | 0 | 0 | 0 | 0 | 0 | 0 | 0
7 | 6 | 21 | 0 | 0 | 0 | 0 | 0 | 0 | 0 | 0 | 0
7 | 6 | 22 | 0 | 0 | 0 | 0 | 0 | 0 | 0 | 0 | 0
7 | 6 | 23 | 0 | 0 | 0 | 0 | 0 | 0 | 0 | 0 | 0
7 | 6 | 24 | 0 | 0 | 0 | 0 | 0 | 0 | 0 | 0 | 0
7 | 7 | 1 | 0 | 0 | 0 | 0 | 0 | 0 | 0 | 0 | 0
7 | 7 | 2 | 0 | 0 | 0 | 0 | 0 | 0 | 0 | 0 | 0
7 | 7 | 3 | 0 | 0 | 0 | 0 | 0 | 0 | 0 | 0 | 0
7 | 7 | 4 | 0 | 0 | 0 | 0 | 0 | 0 | 0 | 0 | 0
7 | 7 | 5 | 0 | 0 | 0 | 0 | 0 | 0 | 0 | 0 | 0
7 | 7 | 6 | 0 | 0 | 0 | 0 | 0 | 0 | 0 | 0 | 0
7 | 7 | 7 | 0 | 0 | 0 | 0 | 0 | 0 | 0 | 0 | 0
7 | 7 | 8 | 0 | 0 | 0 | 0 | 0 | 0 | 0 | 0 | 0
7 | 7 | 9 | 0 | 0 | 0 | 0 | 0 | 0 | 0 | 0 | 0
7 | 7 | 10 | 0 | 0 | 0 | 0 | 0 | 0 | 0 | 0 | 0
7 | 7 | 11 | 0 | 0 | 0 | 0 | 0 | 0 | 0 | 0 | 0
7 | 7 | 12 | 0 | 0 | 0 | 0 | 0 | 0 | 0 | 0 | 0
7 | 7 | 13 | 0 | 0 | 0 | 0 | 0 | 0 | 0 | 0 | 0
7 | 7 | 14 | 0 | 0 | 0 | 0 | 0 | 0 | 0 | 0 | 0
7 | 7 | 15 | 0 | 0 | 0 | 0 | 0 | 0 | 0 | 0 | 0
7 | 7 | 16 | 0 | 0 | 0 | 0 | 0 | 0 | 0 | 0 | 0
7 | 7 | 17 | 0 | 0 | 0 | 0 | 0 | 0 | 0 | 0 | 0
7 | 7 | 18 | 0 | 0 | 0 | 0 | 0 | 0 | 0 | 0 | 0
7 | 7 | 19 | 0 | 0 | 0 | 0 | 0 | 0 | 0 | 0 | 0
7 | 7 | 20 | 0 | 0 | 0 | 0 | 0 | 0 | 0 | 0 | 0
7 | 7 | 21 | 0 | 0 | 0 | 0 | 0 | 0 | 0 | 0 | 0
7 | 7 | 22 | 0 | 0 | 0 | 0 | 0 | 0 | 0 | 0 | 0
7 | 7 | 23 | 0 | 0 | 0 | 0 | 0 | 0 | 0 | 0 | 0
7 | 7 | 24 | 0 | 0 | 0 | 0 | 0 | 0 | 0 | 0 | 0
7 | 8 | 1 | 0 | 0 | 0 | 0 | 0 | 0 | 0 | 0 | 0
7 | 8 | 2 | 0 | 0 | 0 | 0 | 0 | 0 | 0 | 0 | 0
7 | 8 | 3 | 0 | 0 | 0 | 0 | 0 | 0 | 0 | 0 | 0
7 | 8 | 4 | 0 | 0 | 0 | 0 | 0 | 0 | 0 | 0 | 0
7 | 8 | 5 | 0 | 0 | 0 | 0 | 0 | 0 | 0 | 0 | 0
7 | 8 | 6 | 0 | 0 | 0 | 0 | 0 | 0 | 0 | 0 | 0
7 | 8 | 7 | 0 | 0 | 0 | 0 | 0 | 0 | 0 | 0 | 0
7 | 8 | 8 | 0 | 0 | 0 | 0 | 0 | 0 | 0 | 0 | 0
7 | 8 | 9 | 0 | 0 | 0 | 0 | 0 | 0 | 0 | 0 | 0
7 | 8 | 10 | 0 | 0 | 0 | 0 | 0 | 0 | 0 | 0 | 0
7 | 8 | 11 | 0 | 0 | 0 | 0 | 0 | 0 | 0 | 0 | 0
7 | 8 | 12 | 0 | 0 | 0 | 0 | 0 | 0 | 0 | 0 | 0
7 | 8 | 13 | 0 | 0 | 0 | 0 | 0 | 0 | 0 | 0 | 0
7 | 8 | 14 | 0 | 0 | 0 | 0 | 0 | 0 | 0 | 0 | 0
7 | 8 | 15 | 0 | 0 | 0 | 0 | 0 | 0 | 0 | 0 | 0
7 | 8 | 16 | 0 | 0 | 0 | 0 | 0 | 0 | 0 | 0 | 0
7 | 8 | 17 | 0 | 0 | 0 | 0 | 0 | 0 | 0 | 0 | 0
7 | 8 | 18 | 0 | 0 | 0 | 0 | 0 | 0 | 0 | 0 | 0
7 | 8 | 19 | 0 | 0 | 0 | 0 | 0 | 0 | 0 | 0 | 0
7 | 8 | 20 | 0 | 0 | 0 | 0 | 0 | 0 | 0 | 0 | 0
7 | 8 | 21 | 0 | 0 | 0 | 0 | 0 | 0 | 0 | 0 | 0
7 | 8 | 22 | 0 | 0 | 0 | 0 | 0 | 0 | 0 | 0 | 0
7 | 8 | 23 | 0 | 0 | 0 | 0 | 0 | 0 | 0 | 0 | 0
7 | 8 | 24 | 0 | 0 | 0 | 0 | 0 | 0 | 0 | 0 | 0
7 | 9 | 1 | 0 | 0 | 0 | 0 | 0 | 0 | 0 | 0 | 0
7 | 9 | 2 | 0 | 0 | 0 | 0 | 0 | 0 | 0 | 0 | 0
7 | 9 | 3 | 0 | 0 | 0 | 0 | 0 | 0 | 0 | 0 | 0
7 | 9 | 4 | 0 | 0 | 0 | 0 | 0 | 0 | 0 | 0 | 0
7 | 9 | 5 | 0 | 0 | 0 | 0 | 0 | 0 | 0 | 0 | 0
7 | 9 | 6 | 0 | 0 | 0 | 0 | 0 | 0 | 0 | 0 | 0
7 | 9 | 7 | 0 | 0 | 0 | 0 | 0 | 0 | 0 | 0 | 0
7 | 9 | 8 | 0 | 0 | 0 | 0 | 0 | 0 | 0 | 0 | 0
7 | 9 | 9 | 0 | 0 | 0 | 0 | 0 | 0 | 0 | 0 | 0
7 | 9 | 10 | 0 | 0 | 0 | 0 | 0 | 0 | 0 | 0 | 0
7 | 9 | 11 | 0 | 0 | 0 | 0 | 0 | 0 | 0 | 0 | 0
7 | 9 | 12 | 0 | 0 | 0 | 0 | 0 | 0 | 0 | 0 | 0
7 | 9 | 13 | 0 | 0 | 0 | 0 | 0 | 0 | 0 | 0 | 0
7 | 9 | 14 | 0 | 0 | 0 | 0 | 0 | 0 | 0 | 0 | 0
7 | 9 | 15 | 0 | 0 | 0 | 0 | 0 | 0 | 0 | 0 | 0
7 | 9 | 16 | 0 | 0 | 0 | 0 | 0 | 0 | 0 | 0 | 0
7 | 9 | 17 | 0 | 0 | 0 | 0 | 0 | 0 | 0 | 0 | 0
7 | 9 | 18 | 0 | 0 | 0 | 0 | 0 | 0 | 0 | 0 | 0
7 | 9 | 19 | 0 | 0 | 0 | 0 | 0 | 0 | 0 | 0 | 0
7 | 9 | 20 | 0 | 0 | 0 | 0 | 0 | 0 | 0 | 0 | 0
7 | 9 | 21 | 0 | 0 | 0 | 0 | 0 | 0 | 0 | 0 | 0
7 | 9 | 22 | 0 | 0 | 0 | 0 | 0 | 0 | 0 | 0 | 0
7 | 9 | 23 | 0 | 0 | 0 | 0 | 0 | 0 | 0 | 0 | 0
7 | 9 | 24 | 0 | 0 | 0 | 0 | 0 | 0 | 0 | 0 | 0
7 | 10 | 1 | 0 | 0 | 0 | 0 | 0 | 0 | 0 | 0 | 0
7 | 10 | 2 | 0 | 0 | 0 | 0 | 0 | 0 | 0 | 0 | 0
7 | 10 | 3 | 0 | 0 | 0 | 0 | 0 | 0 | 0 | 0 | 0
7 | 10 | 4 | 0 | 0 | 0 | 0 | 0 | 0 | 0 | 0 | 0
7 | 10 | 5 | 0 | 0 | 0 | 0 | 0 | 0 | 0 | 0 | 0
7 | 10 | 6 | 0 | 0 | 0 | 0 | 0 | 0 | 0 | 0 | 0
7 | 10 | 7 | 0 | 0 | 0 | 0 | 0 | 0 | 0 | 0 | 0
7 | 10 | 8 | 0 | 0 | 0 | 0 | 0 | 0 | 0 | 0 | 0
7 | 10 | 9 | 0 | 0 | 0 | 0 | 0 | 0 | 0 | 0 | 0
7 | 10 | 10 | 0 | 0 | 0 | 0 | 0 | 0 | 0 | 0 | 0
7 | 10 | 11 | 0 | 0 | 0 | 0 | 0 | 0 | 0 | 0 | 0
7 | 10 | 12 | 0 | 0 | 0 | 0 | 0 | 0 | 0 | 0 | 0
7 | 10 | 13 | 0 | 0 | 0 | 0 | 0 | 0 | 0 | 0 | 0
7 | 10 | 14 | 0 | 0 | 0 | 0 | 0 | 0 | 0 | 0 | 0
7 | 10 | 15 | 0 | 0 | 0 | 0 | 0 | 0 | 0 | 0 | 0
7 | 10 | 16 | 0 | 0 | 0 | 0 | 0 | 0 | 0 | 0 | 0
7 | 10 | 17 | 0 | 0 | 0 | 0 | 0 | 0 | 0 | 0 | 0
7 | 10 | 18 | 0 | 0 | 0 | 0 | 0 | 0 | 0 | 0 | 0
7 | 10 | 19 | 0 | 0 | 0 | 0 | 0 | 0 | 0 | 0 | 0
7 | 10 | 20 | 0 | 0 | 0 | 0 | 0 | 0 | 0 | 0 | 0
7 | 10 | 21 | 0 | 0 | 0 | 0 | 0 | 0 | 0 | 0 | 0
7 | 10 | 22 | 0 | 0 | 0 | 0 | 0 | 0 | 0 | 0 | 0
7 | 10 | 23 | 0 | 0 | 0 | 0 | 0 | 0 | 0 | 0 | 0
7 | 10 | 24 | 0 | 0 | 0 | 0 | 0 | 0 | 0 | 0 | 0
7 | 11 | 1 | 0 | 0 | 0 | 0 | 0 | 0 | 0 | 0 | 0
7 | 11 | 2 | 0 | 0 | 0 | 0 | 0 | 0 | 0 | 0 | 0
7 | 11 | 3 | 0 | 0 | 0 | 0 | 0 | 0 | 0 | 0 | 0
7 | 11 | 4 | 0 | 0 | 0 | 0 | 0 | 0 | 0 | 0 | 0
7 | 11 | 5 | 0 | 0 | 0 | 0 | 0 | 0 | 0 | 0 | 0
7 | 11 | 6 | 0 | 0 | 0 | 0 | 0 | 0 | 0 | 0 | 0
7 | 11 | 7 | 0 | 0 | 0 | 0 | 0 | 0 | 0 | 0 | 0
7 | 11 | 8 | 0 | 0 | 0 | 0 | 0 | 0 | 0 | 0 | 0
7 | 11 | 9 | 0 | 0 | 0 | 0 | 0 | 0 | 0 | 0 | 0
7 | 11 | 10 | 0 | 0 | 0 | 0 | 0 | 0 | 0 | 0 | 0
7 | 11 | 11 | 0 | 0 | 0 | 0 | 0 | 0 | 0 | 0 | 0
7 | 11 | 12 | 0 | 0 | 0 | 0 | 0 | 0 | 0 | 0 | 0
7 | 11 | 13 | 0 | 0 | 0 | 0 | 0 | 0 | 0 | 0 | 0
7 | 11 | 14 | 0 | 0 | 0 | 0 | 0 | 0 | 0 | 0 | 0
7 | 11 | 15 | 0 | 0 | 0 | 0 | 0 | 0 | 0 | 0 | 0
7 | 11 | 16 | 0 | 0 | 0 | 0 | 0 | 0 | 0 | 0 | 0
7 | 11 | 17 | 0 | 0 | 0 | 0 | 0 | 0 | 0 | 0 | 0
7 | 11 | 18 | 0 | 0 | 0 | 0 | 0 | 0 | 0 | 0 | 0
7 | 11 | 19 | 0 | 0 | 0 | 0 | 0 | 0 | 0 | 0 | 0
7 | 11 | 20 | 0 | 0 | 0 | 0 | 0 | 0 | 0 | 0 | 0
7 | 11 | 21 | 0 | 0 | 0 | 0 | 0 | 0 | 0 | 0 | 0
7 | 11 | 22 | 0 | 0 | 0 | 0 | 0 | 0 | 0 | 0 | 0
7 | 11 | 23 | 0 | 0 | 0 | 0 | 0 | 0 | 0 | 0 | 0
7 | 11 | 24 | 0 | 0 | 0 | 0 | 0 | 0 | 0 | 0 | 0
7 | 12 | 1 | 0 | 0 | 0 | 0 | 0 | 0 | 0 | 0 | 0
7 | 12 | 2 | 0 | 0 | 0 | 0 | 0 | 0 | 0 | 0 | 0
7 | 12 | 3 | 0 | 0 | 0 | 0 | 0 | 0 | 0 | 0 | 0
7 | 12 | 4 | 0 | 0 | 0 | 0 | 0 | 0 | 0 | 0 | 0
7 | 12 | 5 | 0 | 0 | 0 | 0 | 0 | 0 | 0 | 0 | 0
7 | 12 | 6 | 0 | 0 | 0 | 0 | 0 | 0 | 0 | 0 | 0
7 | 12 | 7 | 0 | 0 | 0 | 0 | 0 | 0 | 0 | 0 | 0
7 | 12 | 8 | 0 | 0 | 0 | 0 | 0 | 0 | 0 | 0 | 0
7 | 12 | 9 | 0 | 0 | 0 | 0 | 0 | 0 | 0 | 0 | 0
7 | 12 | 10 | 0 | 0 | 0 | 0 | 0 | 0 | 0 | 0 | 0
7 | 12 | 11 | 0 | 0 | 0 | 0 | 0 | 0 | 0 | 0 | 0
7 | 12 | 12 | 0 | 0 | 0 | 0 | 0 | 0 | 0 | 0 | 0
7 | 12 | 13 | 0 | 0 | 0 | 0 | 0 | 0 | 0 | 0 | 0
7 | 12 | 14 | 0 | 0 | 0 | 0 | 0 | 0 | 0 | 0 | 0
7 | 12 | 15 | 0 | 0 | 0 | 0 | 0 | 0 | 0 | 0 | 0
7 | 12 | 16 | 0 | 0 | 0 | 0 | 0 | 0 | 0 | 0 | 0
7 | 12 | 17 | 0 | 0 | 0 | 0 | 0 | 0 | 0 | 0 | 0
7 | 12 | 18 | 0 | 0 | 0 | 0 | 0 | 0 | 0 | 0 | 0
7 | 12 | 19 | 0 | 0 | 0 | 0 | 0 | 0 | 0 | 0 | 0
7 | 12 | 20 | 0 | 0 | 0 | 0 | 0 | 0 | 0 | 0 | 0
7 | 12 | 21 | 0 | 0 | 0 | 0 | 0 | 0 | 0 | 0 | 0
7 | 12 | 22 | 0 | 0 | 0 | 0 | 0 | 0 | 0 | 0 | 0
7 | 12 | 23 | 0 | 0 | 0 | 0 | 0 | 0 | 0 | 0 | 0
7 | 12 | 24 | 0 | 0 | 0 | 0 | 0 | 0 | 0 | 0 | 0
7 | 13 | 1 | 0 | 0 | 0 | 0 | 0 | 0 | 0 | 0 | 0
7 | 13 | 2 | 0 | 0 | 0 | 0 | 0 | 0 | 0 | 0 | 0
7 | 13 | 3 | 0 | 0 | 0 | 0 | 0 | 0 | 0 | 0 | 0
7 | 13 | 4 | 0 | 0 | 0 | 0 | 0 | 0 | 0 | 0 | 0
7 | 13 | 5 | 0 | 0 | 0 | 0 | 0 | 0 | 0 | 0 | 0
7 | 13 | 6 | 0 | 0 | 0 | 0 | 0 | 0 | 0 | 0 | 0
7 | 13 | 7 | 0 | 0 | 0 | 0 | 0 | 0 | 0 | 0 | 0
7 | 13 | 8 | 0 | 0 | 0 | 0 | 0 | 0 | 0 | 0 | 0
7 | 13 | 9 | 0 | 0 | 0 | 0 | 0 | 0 | 0 | 0 | 0
7 | 13 | 10 | 0 | 0 | 0 | 0 | 0 | 0 | 0 | 0 | 0
7 | 13 | 11 | 0 | 0 | 0 | 0 | 0 | 0 | 0 | 0 | 0
7 | 13 | 12 | 0 | 0 | 0 | 0 | 0 | 0 | 0 | 0 | 0
7 | 13 | 13 | 0 | 0 | 0 | 0 | 0 | 0 | 0 | 0 | 0
7 | 13 | 14 | 0 | 0 | 0 | 0 | 0 | 0 | 0 | 0 | 0
7 | 13 | 15 | 0 | 0 | 0 | 0 | 0 | 0 | 0 | 0 | 0
7 | 13 | 16 | 0 | 0 | 0 | 0 | 0 | 0 | 0 | 0 | 0
7 | 13 | 17 | 0 | 0 | 0 | 0 | 0 | 0 | 0 | 0 | 0
7 | 13 | 18 | 0 | 0 | 0 | 0 | 0 | 0 | 0 | 0 | 0
7 | 13 | 19 | 0 | 0 | 0 | 0 | 0 | 0 | 0 | 0 | 0
7 | 13 | 20 | 0 | 0 | 0 | 0 | 0 | 0 | 0 | 0 | 0
7 | 13 | 21 | 0 | 0 | 0 | 0 | 0 | 0 | 0 | 0 | 0
7 | 13 | 22 | 0 | 0 | 0 | 0 | 0 | 0 | 0 | 0 | 0
7 | 13 | 23 | 0 | 0 | 0 | 0 | 0 | 0 | 0 | 0 | 0
7 | 13 | 24 | 0 | 0 | 0 | 0 | 0 | 0 | 0 | 0 | 0
7 | 14 | 1 | 0 | 0 | 0 | 0 | 0 | 0 | 0 | 0 | 0
7 | 14 | 2 | 0 | 0 | 0 | 0 | 0 | 0 | 0 | 0 | 0
7 | 14 | 3 | 0 | 0 | 0 | 0 | 0 | 0 | 0 | 0 | 0
7 | 14 | 4 | 0 | 0 | 0 | 0 | 0 | 0 | 0 | 0 | 0
7 | 14 | 5 | 0 | 0 | 0 | 0 | 0 | 0 | 0 | 0 | 0
7 | 14 | 6 | 0 | 0 | 0 | 0 | 0 | 0 | 0 | 0 | 0
7 | 14 | 7 | 0 | 0 | 0 | 0 | 0 | 0 | 0 | 0 | 0
7 | 14 | 8 | 0 | 0 | 0 | 0 | 0 | 0 | 0 | 0 | 0
7 | 14 | 9 | 0 | 0 | 0 | 0 | 0 | 0 | 0 | 0 | 0
7 | 14 | 10 | 0 | 0 | 0 | 0 | 0 | 0 | 0 | 0 | 0
7 | 14 | 11 | 0 | 0 | 0 | 0 | 0 | 0 | 0 | 0 | 0
7 | 14 | 12 | 0 | 0 | 0 | 0 | 0 | 0 | 0 | 0 | 0
7 | 14 | 13 | 0 | 0 | 0 | 0 | 0 | 0 | 0 | 0 | 0
7 | 14 | 14 | 0 | 0 | 0 | 0 | 0 | 0 | 0 | 0 | 0
7 | 14 | 15 | 0 | 0 | 0 | 0 | 0 | 0 | 0 | 0 | 0
7 | 14 | 16 | 0 | 0 | 0 | 0 | 0 | 0 | 0 | 0 | 0
7 | 14 | 17 | 0 | 0 | 0 | 0 | 0 | 0 | 0 | 0 | 0
7 | 14 | 18 | 0 | 0 | 0 | 0 | 0 | 0 | 0 | 0 | 0
7 | 14 | 19 | 0 | 0 | 0 | 0 | 0 | 0 | 0 | 0 | 0
7 | 14 | 20 | 0 | 0 | 0 | 0 | 0 | 0 | 0 | 0 | 0
7 | 14 | 21 | 0 | 0 | 0 | 0 | 0 | 0 | 0 | 0 | 0
7 | 14 | 22 | 0 | 0 | 0 | 0 | 0 | 0 | 0 | 0 | 0
7 | 14 | 23 | 0 | 0 | 0 | 0 | 0 | 0 | 0 | 0 | 0
7 | 14 | 24 | 0 | 0 | 0 | 0 | 0 | 0 | 0 | 0 | 0
7 | 15 | 1 | 0 | 0 | 0 | 0 | 0 | 0 | 0 | 0 | 0
7 | 15 | 2 | 0 | 0 | 0 | 0 | 0 | 0 | 0 | 0 | 0
7 | 15 | 3 | 0 | 0 | 0 | 0 | 0 | 0 | 0 | 0 | 0
7 | 15 | 4 | 0 | 0 | 0 | 0 | 0 | 0 | 0 | 0 | 0
7 | 15 | 5 | 0 | 0 | 0 | 0 | 0 | 0 | 0 | 0 | 0
7 | 15 | 6 | 0 | 0 | 0 | 0 | 0 | 0 | 0 | 0 | 0
7 | 15 | 7 | 0 | 0 | 0 | 0 | 0 | 0 | 0 | 0 | 0
7 | 15 | 8 | 0 | 0 | 0 | 0 | 0 | 0 | 0 | 0 | 0
7 | 15 | 9 | 0 | 0 | 0 | 0 | 0 | 0 | 0 | 0 | 0
7 | 15 | 10 | 0 | 0 | 0 | 0 | 0 | 0 | 0 | 0 | 0
7 | 15 | 11 | 0 | 0 | 0 | 0 | 0 | 0 | 0 | 0 | 0
7 | 15 | 12 | 0 | 0 | 0 | 0 | 0 | 0 | 0 | 0 | 0
7 | 15 | 13 | 0 | 0 | 0 | 0 | 0 | 0 | 0 | 0 | 0
7 | 15 | 14 | 0 | 0 | 0 | 0 | 0 | 0 | 0 | 0 | 0
7 | 15 | 15 | 0 | 0 | 0 | 0 | 0 | 0 | 0 | 0 | 0
7 | 15 | 16 | 0 | 0 | 0 | 0 | 0 | 0 | 0 | 0 | 0
7 | 15 | 17 | 0 | 0 | 0 | 0 | 0 | 0 | 0 | 0 | 0
7 | 15 | 18 | 0 | 0 | 0 | 0 | 0 | 0 | 0 | 0 | 0
7 | 15 | 19 | 0 | 0 | 0 | 0 | 0 | 0 | 0 | 0 | 0
7 | 15 | 20 | 0 | 0 | 0 | 0 | 0 | 0 | 0 | 0 | 0
7 | 15 | 21 | 0 | 0 | 0 | 0 | 0 | 0 | 0 | 0 | 0
7 | 15 | 22 | 0 | 0 | 0 | 0 | 0 | 0 | 0 | 0 | 0
7 | 15 | 23 | 0 | 0 | 0 | 0 | 0 | 0 | 0 | 0 | 0
7 | 15 | 24 | 0 | 0 | 0 | 0 | 0 | 0 | 0 | 0 | 0
7 | 16 | 1 | 0 | 0 | 0 | 0 | 0 | 0 | 0 | 0 | 0
7 | 16 | 2 | 0 | 0 | 0 | 0 | 0 | 0 | 0 | 0 | 0
7 | 16 | 3 | 0 | 0 | 0 | 0 | 0 | 0 | 0 | 0 | 0
7 | 16 | 4 | 0 | 0 | 0 | 0 | 0 | 0 | 0 | 0 | 0
7 | 16 | 5 | 0 | 0 | 0 | 0 | 0 | 0 | 0 | 0 | 0
7 | 16 | 6 | 0 | 0 | 0 | 0 | 0 | 0 | 0 | 0 | 0
7 | 16 | 7 | 0 | 0 | 0 | 0 | 0 | 0 | 0 | 0 | 0
7 | 16 | 8 | 0 | 0 | 0 | 0 | 0 | 0 | 0 | 0 | 0
7 | 16 | 9 | 0 | 0 | 0 | 0 | 0 | 0 | 0 | 0 | 0
7 | 16 | 10 | 0 | 0 | 0 | 0 | 0 | 0 | 0 | 0 | 0
7 | 16 | 11 | 0 | 0 | 0 | 0 | 0 | 0 | 0 | 0 | 0
7 | 16 | 12 | 0 | 0 | 0 | 0 | 0 | 0 | 0 | 0 | 0
7 | 16 | 13 | 0 | 0 | 0 | 0 | 0 | 0 | 0 | 0 | 0
7 | 16 | 14 | 0 | 0 | 0 | 0 | 0 | 0 | 0 | 0 | 0
7 | 16 | 15 | 0 | 0 | 0 | 0 | 0 | 0 | 0 | 0 | 0
7 | 16 | 16 | 0 | 0 | 0 | 0 | 0 | 0 | 0 | 0 | 0
7 | 16 | 17 | 0 | 0 | 0 | 0 | 0 | 0 | 0 | 0 | 0
7 | 16 | 18 | 0 | 0 | 0 | 0 | 0 | 0 | 0 | 0 | 0
7 | 16 | 19 | 0 | 0 | 0 | 0 | 0 | 0 | 0 | 0 | 0
7 | 16 | 20 | 0 | 0 | 0 | 0 | 0 | 0 | 0 | 0 | 0
7 | 16 | 21 | 0 | 0 | 0 | 0 | 0 | 0 | 0 | 0 | 0
7 | 16 | 22 | 0 | 0 | 0 | 0 | 0 | 0 | 0 | 0 | 0
7 | 16 | 23 | 0 | 0 | 0 | 0 | 0 | 0 | 0 | 0 | 0
7 | 16 | 24 | 0 | 0 | 0 | 0 | 0 | 0 | 0 | 0 | 0
7 | 17 | 1 | 0 | 0 | 0 | 0 | 0 | 0 | 0 | 0 | 0
7 | 17 | 2 | 0 | 0 | 0 | 0 | 0 | 0 | 0 | 0 | 0
7 | 17 | 3 | 0 | 0 | 0 | 0 | 0 | 0 | 0 | 0 | 0
7 | 17 | 4 | 0 | 0 | 0 | 0 | 0 | 0 | 0 | 0 | 0
7 | 17 | 5 | 0 | 0 | 0 | 0 | 0 | 0 | 0 | 0 | 0
7 | 17 | 6 | 0 | 0 | 0 | 0 | 0 | 0 | 0 | 0 | 0
7 | 17 | 7 | 0 | 0 | 0 | 0 | 0 | 0 | 0 | 0 | 0
7 | 17 | 8 | 0 | 0 | 0 | 0 | 0 | 0 | 0 | 0 | 0
7 | 17 | 9 | 0 | 0 | 0 | 0 | 0 | 0 | 0 | 0 | 0
7 | 17 | 10 | 0 | 0 | 0 | 0 | 0 | 0 | 0 | 0 | 0
7 | 17 | 11 | 0 | 0 | 0 | 0 | 0 | 0 | 0 | 0 | 0
7 | 17 | 12 | 0 | 0 | 0 | 0 | 0 | 0 | 0 | 0 | 0
7 | 17 | 13 | 0 | 0 | 0 | 0 | 0 | 0 | 0 | 0 | 0
7 | 17 | 14 | 0 | 0 | 0 | 0 | 0 | 0 | 0 | 0 | 0
7 | 17 | 15 | 0 | 0 | 0 | 0 | 0 | 0 | 0 | 0 | 0
7 | 17 | 16 | 0 | 0 | 0 | 0 | 0 | 0 | 0 | 0 | 0
7 | 17 | 17 | 0 | 0 | 0 | 0 | 0 | 0 | 0 | 0 | 0
7 | 17 | 18 | 0 | 0 | 0 | 0 | 0 | 0 | 0 | 0 | 0
7 | 17 | 19 | 0 | 0 | 0 | 0 | 0 | 0 | 0 | 0 | 0
7 | 17 | 20 | 0 | 0 | 0 | 0 | 0 | 0 | 0 | 0 | 0
7 | 17 | 21 | 0 | 0 | 0 | 0 | 0 | 0 | 0 | 0 | 0
7 | 17 | 22 | 0 | 0 | 0 | 0 | 0 | 0 | 0 | 0 | 0
7 | 17 | 23 | 0 | 0 | 0 | 0 | 0 | 0 | 0 | 0 | 0
7 | 17 | 24 | 0 | 0 | 0 | 0 | 0 | 0 | 0 | 0 | 0
7 | 18 | 1 | 0 | 0 | 0 | 0 | 0 | 0 | 0 | 0 | 0
7 | 18 | 2 | 0 | 0 | 0 | 0 | 0 | 0 | 0 | 0 | 0
7 | 18 | 3 | 0 | 0 | 0 | 0 | 0 | 0 | 0 | 0 | 0
7 | 18 | 4 | 0 | 0 | 0 | 0 | 0 | 0 | 0 | 0 | 0
7 | 18 | 5 | 0 | 0 | 0 | 0 | 0 | 0 | 0 | 0 | 0
7 | 18 | 6 | 0 | 0 | 0 | 0 | 0 | 0 | 0 | 0 | 0
7 | 18 | 7 | 0 | 0 | 0 | 0 | 0 | 0 | 0 | 0 | 0
7 | 18 | 8 | 0 | 0 | 0 | 0 | 0 | 0 | 0 | 0 | 0
7 | 18 | 9 | 0 | 0 | 0 | 0 | 0 | 0 | 0 | 0 | 0
7 | 18 | 10 | 0 | 0 | 0 | 0 | 0 | 0 | 0 | 0 | 0
7 | 18 | 11 | 0 | 0 | 0 | 0 | 0 | 0 | 0 | 0 | 0
7 | 18 | 12 | 0 | 0 | 0 | 0 | 0 | 0 | 0 | 0 | 0
7 | 18 | 13 | 0 | 0 | 0 | 0 | 0 | 0 | 0 | 0 | 0
7 | 18 | 14 | 0 | 0 | 0 | 0 | 0 | 0 | 0 | 0 | 0
7 | 18 | 15 | 0 | 0 | 0 | 0 | 0 | 0 | 0 | 0 | 0
7 | 18 | 16 | 0 | 0 | 0 | 0 | 0 | 0 | 0 | 0 | 0
7 | 18 | 17 | 0 | 0 | 0 | 0 | 0 | 0 | 0 | 0 | 0
7 | 18 | 18 | 0 | 0 | 0 | 0 | 0 | 0 | 0 | 0 | 0
7 | 18 | 19 | 0 | 0 | 0 | 0 | 0 | 0 | 0 | 0 | 0
7 | 18 | 20 | 0 | 0 | 0 | 0 | 0 | 0 | 0 | 0 | 0
7 | 18 | 21 | 0 | 0 | 0 | 0 | 0 | 0 | 0 | 0 | 0
7 | 18 | 22 | 0 | 0 | 0 | 0 | 0 | 0 | 0 | 0 | 0
7 | 18 | 23 | 0 | 0 | 0 | 0 | 0 | 0 | 0 | 0 | 0
7 | 18 | 24 | 0 | 0 | 0 | 0 | 0 | 0 | 0 | 0 | 0
7 | 19 | 1 | 0 | 0 | 0 | 0 | 0 | 0 | 0 | 0 | 0
7 | 19 | 2 | 0 | 0 | 0 | 0 | 0 | 0 | 0 | 0 | 0
7 | 19 | 3 | 0 | 0 | 0 | 0 | 0 | 0 | 0 | 0 | 0
7 | 19 | 4 | 0 | 0 | 0 | 0 | 0 | 0 | 0 | 0 | 0
7 | 19 | 5 | 0 | 0 | 0 | 0 | 0 | 0 | 0 | 0 | 0
7 | 19 | 6 | 0 | 0 | 0 | 0 | 0 | 0 | 0 | 0 | 0
7 | 19 | 7 | 0 | 0 | 0 | 0 | 0 | 0 | 0 | 0 | 0
7 | 19 | 8 | 0 | 0 | 0 | 0 | 0 | 0 | 0 | 0 | 0
7 | 19 | 9 | 0 | 0 | 0 | 0 | 0 | 0 | 0 | 0 | 0
7 | 19 | 10 | 0 | 0 | 0 | 0 | 0 | 0 | 0 | 0 | 0
7 | 19 | 11 | 0 | 0 | 0 | 0 | 0 | 0 | 0 | 0 | 0
7 | 19 | 12 | 0 | 0 | 0 | 0 | 0 | 0 | 0 | 0 | 0
7 | 19 | 13 | 0 | 0 | 0 | 0 | 0 | 0 | 0 | 0 | 0
7 | 19 | 14 | 0 | 0 | 0 | 0 | 0 | 0 | 0 | 0 | 0
7 | 19 | 15 | 0 | 0 | 0 | 0 | 0 | 0 | 0 | 0 | 0
7 | 19 | 16 | 0 | 0 | 0 | 0 | 0 | 0 | 0 | 0 | 0
7 | 19 | 17 | 0 | 0 | 0 | 0 | 0 | 0 | 0 | 0 | 0
7 | 19 | 18 | 0 | 0 | 0 | 0 | 0 | 0 | 0 | 0 | 0
7 | 19 | 19 | 0 | 0 | 0 | 0 | 0 | 0 | 0 | 0 | 0
7 | 19 | 20 | 0 | 0 | 0 | 0 | 0 | 0 | 0 | 0 | 0
7 | 19 | 21 | 0 | 0 | 0 | 0 | 0 | 0 | 0 | 0 | 0
7 | 19 | 22 | 0 | 0 | 0 | 0 | 0 | 0 | 0 | 0 | 0
7 | 19 | 23 | 0 | 0 | 0 | 0 | 0 | 0 | 0 | 0 | 0
7 | 19 | 24 | 0 | 0 | 0 | 0 | 0 | 0 | 0 | 0 | 0
7 | 20 | 1 | 0 | 0 | 0 | 0 | 0 | 0 | 0 | 0 | 0
7 | 20 | 2 | 0 | 0 | 0 | 0 | 0 | 0 | 0 | 0 | 0
7 | 20 | 3 | 0 | 0 | 0 | 0 | 0 | 0 | 0 | 0 | 0
7 | 20 | 4 | 0 | 0 | 0 | 0 | 0 | 0 | 0 | 0 | 0
7 | 20 | 5 | 0 | 0 | 0 | 0 | 0 | 0 | 0 | 0 | 0
7 | 20 | 6 | 0 | 0 | 0 | 0 | 0 | 0 | 0 | 0 | 0
7 | 20 | 7 | 0 | 0 | 0 | 0 | 0 | 0 | 0 | 0 | 0
7 | 20 | 8 | 0 | 0 | 0 | 0 | 0 | 0 | 0 | 0 | 0
7 | 20 | 9 | 0 | 0 | 0 | 0 | 0 | 0 | 0 | 0 | 0
7 | 20 | 10 | 0 | 0 | 0 | 0 | 0 | 0 | 0 | 0 | 0
7 | 20 | 11 | 0 | 0 | 0 | 0 | 0 | 0 | 0 | 0 | 0
7 | 20 | 12 | 0 | 0 | 0 | 0 | 0 | 0 | 0 | 0 | 0
7 | 20 | 13 | 0 | 0 | 0 | 0 | 0 | 0 | 0 | 0 | 0
7 | 20 | 14 | 0 | 0 | 0 | 0 | 0 | 0 | 0 | 0 | 0
7 | 20 | 15 | 0 | 0 | 0 | 0 | 0 | 0 | 0 | 0 | 0
7 | 20 | 16 | 0 | 0 | 0 | 0 | 0 | 0 | 0 | 0 | 0
7 | 20 | 17 | 0 | 0 | 0 | 0 | 0 | 0 | 0 | 0 | 0
7 | 20 | 18 | 0 | 0 | 0 | 0 | 0 | 0 | 0 | 0 | 0
7 | 20 | 19 | 0 | 0 | 0 | 0 | 0 | 0 | 0 | 0 | 0
7 | 20 | 20 | 0 | 0 | 0 | 0 | 0 | 0 | 0 | 0 | 0
7 | 20 | 21 | 0 | 0 | 0 | 0 | 0 | 0 | 0 | 0 | 0
7 | 20 | 22 | 0 | 0 | 0 | 0 | 0 | 0 | 0 | 0 | 0
7 | 20 | 23 | 0 | 0 | 0 | 0 | 0 | 0 | 0 | 0 | 0
7 | 20 | 24 | 0 | 0 | 0 | 0 | 0 | 0 | 0 | 0 | 0
7 | 21 | 1 | 0 | 0 | 0 | 0 | 0 | 0 | 0 | 0 | 0
7 | 21 | 2 | 0 | 0 | 0 | 0 | 0 | 0 | 0 | 0 | 0
7 | 21 | 3 | 0 | 0 | 0 | 0 | 0 | 0 | 0 | 0 | 0
7 | 21 | 4 | 0 | 0 | 0 | 0 | 0 | 0 | 0 | 0 | 0
7 | 21 | 5 | 0 | 0 | 0 | 0 | 0 | 0 | 0 | 0 | 0
7 | 21 | 6 | 0 | 0 | 0 | 0 | 0 | 0 | 0 | 0 | 0
7 | 21 | 7 | 0 | 0 | 0 | 0 | 0 | 0 | 0 | 0 | 0
7 | 21 | 8 | 0 | 0 | 0 | 0 | 0 | 0 | 0 | 0 | 0
7 | 21 | 9 | 0 | 0 | 0 | 0 | 0 | 0 | 0 | 0 | 0
7 | 21 | 10 | 0 | 0 | 0 | 0 | 0 | 0 | 0 | 0 | 0
7 | 21 | 11 | 0 | 0 | 0 | 0 | 0 | 0 | 0 | 0 | 0
7 | 21 | 12 | 0 | 0 | 0 | 0 | 0 | 0 | 0 | 0 | 0
7 | 21 | 13 | 0 | 0 | 0 | 0 | 0 | 0 | 0 | 0 | 0
7 | 21 | 14 | 0 | 0 | 0 | 0 | 0 | 0 | 0 | 0 | 0
7 | 21 | 15 | 0 | 0 | 0 | 0 | 0 | 0 | 0 | 0 | 0
7 | 21 | 16 | 0 | 0 | 0 | 0 | 0 | 0 | 0 | 0 | 0
7 | 21 | 17 | 0 | 0 | 0 | 0 | 0 | 0 | 0 | 0 | 0
7 | 21 | 18 | 0 | 0 | 0 | 0 | 0 | 0 | 0 | 0 | 0
7 | 21 | 19 | 0 | 0 | 0 | 0 | 0 | 0 | 0 | 0 | 0
7 | 21 | 20 | 0 | 0 | 0 | 0 | 0 | 0 | 0 | 0 | 0
7 | 21 | 21 | 0 | 0 | 0 | 0 | 0 | 0 | 0 | 0 | 0
7 | 21 | 22 | 0 | 0 | 0 | 0 | 0 | 0 | 0 | 0 | 0
7 | 21 | 23 | 0 | 0 | 0 | 0 | 0 | 0 | 0 | 0 | 0
7 | 21 | 24 | 0 | 0 | 0 | 0 | 0 | 0 | 0 | 0 | 0
7 | 22 | 1 | 0 | 0 | 0 | 0 | 0 | 0 | 0 | 0 | 0
7 | 22 | 2 | 0 | 0 | 0 | 0 | 0 | 0 | 0 | 0 | 0
7 | 22 | 3 | 0 | 0 | 0 | 0 | 0 | 0 | 0 | 0 | 0
7 | 22 | 4 | 0 | 0 | 0 | 0 | 0 | 0 | 0 | 0 | 0
7 | 22 | 5 | 0 | 0 | 0 | 0 | 0 | 0 | 0 | 0 | 0
7 | 22 | 6 | 0 | 0 | 0 | 0 | 0 | 0 | 0 | 0 | 0
7 | 22 | 7 | 0 | 0 | 0 | 0 | 0 | 0 | 0 | 0 | 0
7 | 22 | 8 | 0 | 0 | 0 | 0 | 0 | 0 | 0 | 0 | 0
7 | 22 | 9 | 0 | 0 | 0 | 0 | 0 | 0 | 0 | 0 | 0
7 | 22 | 10 | 0 | 0 | 0 | 0 | 0 | 0 | 0 | 0 | 0
7 | 22 | 11 | 0 | 0 | 0 | 0 | 0 | 0 | 0 | 0 | 0
7 | 22 | 12 | 0 | 0 | 0 | 0 | 0 | 0 | 0 | 0 | 0
7 | 22 | 13 | 0 | 0 | 0 | 0 | 0 | 0 | 0 | 0 | 0
7 | 22 | 14 | 0 | 0 | 0 | 0 | 0 | 0 | 0 | 0 | 0
7 | 22 | 15 | 0 | 0 | 0 | 0 | 0 | 0 | 0 | 0 | 0
7 | 22 | 16 | 0 | 0 | 0 | 0 | 0 | 0 | 0 | 0 | 0
7 | 22 | 17 | 0 | 0 | 0 | 0 | 0 | 0 | 0 | 0 | 0
7 | 22 | 18 | 0 | 0 | 0 | 0 | 0 | 0 | 0 | 0 | 0
7 | 22 | 19 | 0 | 0 | 0 | 0 | 0 | 0 | 0 | 0 | 0
7 | 22 | 20 | 0 | 0 | 0 | 0 | 0 | 0 | 0 | 0 | 0
7 | 22 | 21 | 0 | 0 | 0 | 0 | 0 | 0 | 0 | 0 | 0
7 | 22 | 22 | 0 | 0 | 0 | 0 | 0 | 0 | 0 | 0 | 0
7 | 22 | 23 | 0 | 0 | 0 | 0 | 0 | 0 | 0 | 0 | 0
7 | 22 | 24 | 0 | 0 | 0 | 0 | 0 | 0 | 0 | 0 | 0
7 | 23 | 1 | 0 | 0 | 0 | 0 | 0 | 0 | 0 | 0 | 0
7 | 23 | 2 | 0 | 0 | 0 | 0 | 0 | 0 | 0 | 0 | 0
7 | 23 | 3 | 0 | 0 | 0 | 0 | 0 | 0 | 0 | 0 | 0
7 | 23 | 4 | 0 | 0 | 0 | 0 | 0 | 0 | 0 | 0 | 0
7 | 23 | 5 | 0 | 0 | 0 | 0 | 0 | 0 | 0 | 0 | 0
7 | 23 | 6 | 0 | 0 | 0 | 0 | 0 | 0 | 0 | 0 | 0
7 | 23 | 7 | 0 | 0 | 0 | 0 | 0 | 0 | 0 | 0 | 0
7 | 23 | 8 | 0 | 0 | 0 | 0 | 0 | 0 | 0 | 0 | 0
7 | 23 | 9 | 0 | 0 | 0 | 0 | 0 | 0 | 0 | 0 | 0
7 | 23 | 10 | 0 | 0 | 0 | 0 | 0 | 0 | 0 | 0 | 0
7 | 23 | 11 | 0 | 0 | 0 | 0 | 0 | 0 | 0 | 0 | 0
7 | 23 | 12 | 0 | 0 | 0 | 0 | 0 | 0 | 0 | 0 | 0
7 | 23 | 13 | 0 | 0 | 0 | 0 | 0 | 0 | 0 | 0 | 0
7 | 23 | 14 | 0 | 0 | 0 | 0 | 0 | 0 | 0 | 0 | 0
7 | 23 | 15 | 0 | 0 | 0 | 0 | 0 | 0 | 0 | 0 | 0
7 | 23 | 16 | 0 | 0 | 0 | 0 | 0 | 0 | 0 | 0 | 0
7 | 23 | 17 | 0 | 0 | 0 | 0 | 0 | 0 | 0 | 0 | 0
7 | 23 | 18 | 0 | 0 | 0 | 0 | 0 | 0 | 0 | 0 | 0
7 | 23 | 19 | 0 | 0 | 0 | 0 | 0 | 0 | 0 | 0 | 0
7 | 23 | 20 | 0 | 0 | 0 | 0 | 0 | 0 | 0 | 0 | 0
7 | 23 | 21 | 0 | 0 | 0 | 0 | 0 | 0 | 0 | 0 | 0
7 | 23 | 22 | 0 | 0 | 0 | 0 | 0 | 0 | 0 | 0 | 0
7 | 23 | 23 | 0 | 0 | 0 | 0 | 0 | 0 | 0 | 0 | 0
7 | 23 | 24 | 0 | 0 | 0 | 0 | 0 | 0 | 0 | 0 | 0
7 | 24 | 1 | 0 | 0 | 0 | 0 | 0 | 0 | 0 | 0 | 0
7 | 24 | 2 | 0 | 0 | 0 | 0 | 0 | 0 | 0 | 0 | 0
7 | 24 | 3 | 0 | 0 | 0 | 0 | 0 | 0 | 0 | 0 | 0
7 | 24 | 4 | 0 | 0 | 0 | 0 | 0 | 0 | 0 | 0 | 0
7 | 24 | 5 | 0 | 0 | 0 | 0 | 0 | 0 | 0 | 0 | 0
7 | 24 | 6 | 0 | 0 | 0 | 0 | 0 | 0 | 0 | 0 | 0
7 | 24 | 7 | 0 | 0 | 0 | 0 | 0 | 0 | 0 | 0 | 0
7 | 24 | 8 | 0 | 0 | 0 | 0 | 0 | 0 | 0 | 0 | 0
7 | 24 | 9 | 0 | 0 | 0 | 0 | 0 | 0 | 0 | 0 | 0
7 | 24 | 10 | 0 | 0 | 0 | 0 | 0 | 0 | 0 | 0 | 0
7 | 24 | 11 | 0 | 0 | 0 | 0 | 0 | 0 | 0 | 0 | 0
7 | 24 | 12 | 0 | 0 | 0 | 0 | 0 | 0 | 0 | 0 | 0
7 | 24 | 13 | 0 | 0 | 0 | 0 | 0 | 0 | 0 | 0 | 0
7 | 24 | 14 | 0 | 0 | 0 | 0 | 0 | 0 | 0 | 0 | 0
7 | 24 | 15 | 0 | 0 | 0 | 0 | 0 | 0 | 0 | 0 | 0
7 | 24 | 16 | 0 | 0 | 0 | 0 | 0 | 0 | 0 | 0 | 0
7 | 24 | 17 | 0 | 0 | 0 | 0 | 0 | 0 | 0 | 0 | 0
7 | 24 | 18 | 0 | 0 | 0 | 0 | 0 | 0 | 0 | 0 | 0
7 | 24 | 19 | 0 | 0 | 0 | 0 | 0 | 0 | 0 | 0 | 0
7 | 24 | 20 | 0 | 0 | 0 | 0 | 0 | 0 | 0 | 0 | 0
7 | 24 | 21 | 0 | 0 | 0 | 0 | 0 | 0 | 0 | 0 | 0
7 | 24 | 22 | 0 | 0 | 0 | 0 | 0 | 0 | 0 | 0 | 0
7 | 24 | 23 | 0 | 0 | 0 | 0 | 0 | 0 | 0 | 0 | 0
7 | 24 | 24 | 0 | 0 | 0 | 0 | 0 | 0 | 0 | 0 | 0
7 | 25 | 1 | 0 | 0 | 0 | 0 | 0 | 0 | 0 | 0 | 0
7 | 25 | 2 | 0 | 0 | 0 | 0 | 0 | 0 | 0 | 0 | 0
7 | 25 | 3 | 0 | 0 | 0 | 0 | 0 | 0 | 0 | 0 | 0
7 | 25 | 4 | 0 | 0 | 0 | 0 | 0 | 0 | 0 | 0 | 0
7 | 25 | 5 | 0 | 0 | 0 | 0 | 0 | 0 | 0 | 0 | 0
7 | 25 | 6 | 0 | 0 | 0 | 0 | 0 | 0 | 0 | 0 | 0
7 | 25 | 7 | 0 | 0 | 0 | 0 | 0 | 0 | 0 | 0 | 0
7 | 25 | 8 | 0 | 0 | 0 | 0 | 0 | 0 | 0 | 0 | 0
7 | 25 | 9 | 0 | 0 | 0 | 0 | 0 | 0 | 0 | 0 | 0
7 | 25 | 10 | 0 | 0 | 0 | 0 | 0 | 0 | 0 | 0 | 0
7 | 25 | 11 | 0 | 0 | 0 | 0 | 0 | 0 | 0 | 0 | 0
7 | 25 | 12 | 0 | 0 | 0 | 0 | 0 | 0 | 0 | 0 | 0
7 | 25 | 13 | 0 | 0 | 0 | 0 | 0 | 0 | 0 | 0 | 0
7 | 25 | 14 | 0 | 0 | 0 | 0 | 0 | 0 | 0 | 0 | 0
7 | 25 | 15 | 0 | 0 | 0 | 0 | 0 | 0 | 0 | 0 | 0
7 | 25 | 16 | 0 | 0 | 0 | 0 | 0 | 0 | 0 | 0 | 0
7 | 25 | 17 | 0 | 0 | 0 | 0 | 0 | 0 | 0 | 0 | 0
7 | 25 | 18 | 0 | 0 | 0 | 0 | 0 | 0 | 0 | 0 | 0
7 | 25 | 19 | 0 | 0 | 0 | 0 | 0 | 0 | 0 | 0 | 0
7 | 25 | 20 | 0 | 0 | 0 | 0 | 0 | 0 | 0 | 0 | 0
7 | 25 | 21 | 0 | 0 | 0 | 0 | 0 | 0 | 0 | 0 | 0
7 | 25 | 22 | 0 | 0 | 0 | 0 | 0 | 0 | 0 | 0 | 0
7 | 25 | 23 | 0 | 0 | 0 | 0 | 0 | 0 | 0 | 0 | 0
7 | 25 | 24 | 0 | 0 | 0 | 0 | 0 | 0 | 0 | 0 | 0
7 | 26 | 1 | 0 | 0 | 0 | 0 | 0 | 0 | 0 | 0 | 0
7 | 26 | 2 | 0 | 0 | 0 | 0 | 0 | 0 | 0 | 0 | 0
7 | 26 | 3 | 0 | 0 | 0 | 0 | 0 | 0 | 0 | 0 | 0
7 | 26 | 4 | 0 | 0 | 0 | 0 | 0 | 0 | 0 | 0 | 0
7 | 26 | 5 | 0 | 0 | 0 | 0 | 0 | 0 | 0 | 0 | 0
7 | 26 | 6 | 0 | 0 | 0 | 0 | 0 | 0 | 0 | 0 | 0
7 | 26 | 7 | 0 | 0 | 0 | 0 | 0 | 0 | 0 | 0 | 0
7 | 26 | 8 | 0 | 0 | 0 | 0 | 0 | 0 | 0 | 0 | 0
7 | 26 | 9 | 0 | 0 | 0 | 0 | 0 | 0 | 0 | 0 | 0
7 | 26 | 10 | 0 | 0 | 0 | 0 | 0 | 0 | 0 | 0 | 0
7 | 26 | 11 | 0 | 0 | 0 | 0 | 0 | 0 | 0 | 0 | 0
7 | 26 | 12 | 0 | 0 | 0 | 0 | 0 | 0 | 0 | 0 | 0
7 | 26 | 13 | 0 | 0 | 0 | 0 | 0 | 0 | 0 | 0 | 0
7 | 26 | 14 | 0 | 0 | 0 | 0 | 0 | 0 | 0 | 0 | 0
7 | 26 | 15 | 0 | 0 | 0 | 0 | 0 | 0 | 0 | 0 | 0
7 | 26 | 16 | 0 | 0 | 0 | 0 | 0 | 0 | 0 | 0 | 0
7 | 26 | 17 | 0 | 0 | 0 | 0 | 0 | 0 | 0 | 0 | 0
7 | 26 | 18 | 0 | 0 | 0 | 0 | 0 | 0 | 0 | 0 | 0
7 | 26 | 19 | 0 | 0 | 0 | 0 | 0 | 0 | 0 | 0 | 0
7 | 26 | 20 | 0 | 0 | 0 | 0 | 0 | 0 | 0 | 0 | 0
7 | 26 | 21 | 0 | 0 | 0 | 0 | 0 | 0 | 0 | 0 | 0
7 | 26 | 22 | 0 | 0 | 0 | 0 | 0 | 0 | 0 | 0 | 0
7 | 26 | 23 | 0 | 0 | 0 | 0 | 0 | 0 | 0 | 0 | 0
7 | 26 | 24 | 0 | 0 | 0 | 0 | 0 | 0 | 0 | 0 | 0
7 | 27 | 1 | 0 | 0 | 0 | 0 | 0 | 0 | 0 | 0 | 0
7 | 27 | 2 | 0 | 0 | 0 | 0 | 0 | 0 | 0 | 0 | 0
7 | 27 | 3 | 0 | 0 | 0 | 0 | 0 | 0 | 0 | 0 | 0
7 | 27 | 4 | 0 | 0 | 0 | 0 | 0 | 0 | 0 | 0 | 0
7 | 27 | 5 | 0 | 0 | 0 | 0 | 0 | 0 | 0 | 0 | 0
7 | 27 | 6 | 0 | 0 | 0 | 0 | 0 | 0 | 0 | 0 | 0
7 | 27 | 7 | 0 | 0 | 0 | 0 | 0 | 0 | 0 | 0 | 0
7 | 27 | 8 | 0 | 0 | 0 | 0 | 0 | 0 | 0 | 0 | 0
7 | 27 | 9 | 0 | 0 | 0 | 0 | 0 | 0 | 0 | 0 | 0
7 | 27 | 10 | 0 | 0 | 0 | 0 | 0 | 0 | 0 | 0 | 0
7 | 27 | 11 | 0 | 0 | 0 | 0 | 0 | 0 | 0 | 0 | 0
7 | 27 | 12 | 0 | 0 | 0 | 0 | 0 | 0 | 0 | 0 | 0
7 | 27 | 13 | 0 | 0 | 0 | 0 | 0 | 0 | 0 | 0 | 0
7 | 27 | 14 | 0 | 0 | 0 | 0 | 0 | 0 | 0 | 0 | 0
7 | 27 | 15 | 0 | 0 | 0 | 0 | 0 | 0 | 0 | 0 | 0
7 | 27 | 16 | 0 | 0 | 0 | 0 | 0 | 0 | 0 | 0 | 0
7 | 27 | 17 | 0 | 0 | 0 | 0 | 0 | 0 | 0 | 0 | 0
7 | 27 | 18 | 0 | 0 | 0 | 0 | 0 | 0 | 0 | 0 | 0
7 | 27 | 19 | 0 | 0 | 0 | 0 | 0 | 0 | 0 | 0 | 0
7 | 27 | 20 | 0 | 0 | 0 | 0 | 0 | 0 | 0 | 0 | 0
7 | 27 | 21 | 0 | 0 | 0 | 0 | 0 | 0 | 0 | 0 | 0
7 | 27 | 22 | 0 | 0 | 0 | 0 | 0 | 0 | 0 | 0 | 0
7 | 27 | 23 | 0 | 0 | 0 | 0 | 0 | 0 | 0 | 0 | 0
7 | 27 | 24 | 0 | 0 | 0 | 0 | 0 | 0 | 0 | 0 | 0
7 | 28 | 1 | 0 | 0 | 0 | 0 | 0 | 0 | 0 | 0 | 0
7 | 28 | 2 | 0 | 0 | 0 | 0 | 0 | 0 | 0 | 0 | 0
7 | 28 | 3 | 0 | 0 | 0 | 0 | 0 | 0 | 0 | 0 | 0
7 | 28 | 4 | 0 | 0 | 0 | 0 | 0 | 0 | 0 | 0 | 0
7 | 28 | 5 | 0 | 0 | 0 | 0 | 0 | 0 | 0 | 0 | 0
7 | 28 | 6 | 0 | 0 | 0 | 0 | 0 | 0 | 0 | 0 | 0
7 | 28 | 7 | 0 | 0 | 0 | 0 | 0 | 0 | 0 | 0 | 0
7 | 28 | 8 | 0 | 0 | 0 | 0 | 0 | 0 | 0 | 0 | 0
7 | 28 | 9 | 0 | 0 | 0 | 0 | 0 | 0 | 0 | 0 | 0
7 | 28 | 10 | 0 | 0 | 0 | 0 | 0 | 0 | 0 | 0 | 0
7 | 28 | 11 | 0 | 0 | 0 | 0 | 0 | 0 | 0 | 0 | 0
7 | 28 | 12 | 0 | 0 | 0 | 0 | 0 | 0 | 0 | 0 | 0
7 | 28 | 13 | 0 | 0 | 0 | 0 | 0 | 0 | 0 | 0 | 0
7 | 28 | 14 | 0 | 0 | 0 | 0 | 0 | 0 | 0 | 0 | 0
7 | 28 | 15 | 0 | 0 | 0 | 0 | 0 | 0 | 0 | 0 | 0
7 | 28 | 16 | 0 | 0 | 0 | 0 | 0 | 0 | 0 | 0 | 0
7 | 28 | 17 | 0 | 0 | 0 | 0 | 0 | 0 | 0 | 0 | 0
7 | 28 | 18 | 0 | 0 | 0 | 0 | 0 | 0 | 0 | 0 | 0
7 | 28 | 19 | 0 | 0 | 0 | 0 | 0 | 0 | 0 | 0 | 0
7 | 28 | 20 | 0 | 0 | 0 | 0 | 0 | 0 | 0 | 0 | 0
7 | 28 | 21 | 0 | 0 | 0 | 0 | 0 | 0 | 0 | 0 | 0
7 | 28 | 22 | 0 | 0 | 0 | 0 | 0 | 0 | 0 | 0 | 0
7 | 28 | 23 | 0 | 0 | 0 | 0 | 0 | 0 | 0 | 0 | 0
7 | 28 | 24 | 0 | 0 | 0 | 0 | 0 | 0 | 0 | 0 | 0
7 | 29 | 1 | 0 | 0 | 0 | 0 | 0 | 0 | 0 | 0 | 0
7 | 29 | 2 | 0 | 0 | 0 | 0 | 0 | 0 | 0 | 0 | 0
7 | 29 | 3 | 0 | 0 | 0 | 0 | 0 | 0 | 0 | 0 | 0
7 | 29 | 4 | 0 | 0 | 0 | 0 | 0 | 0 | 0 | 0 | 0
7 | 29 | 5 | 0 | 0 | 0 | 0 | 0 | 0 | 0 | 0 | 0
7 | 29 | 6 | 0 | 0 | 0 | 0 | 0 | 0 | 0 | 0 | 0
7 | 29 | 7 | 0 | 0 | 0 | 0 | 0 | 0 | 0 | 0 | 0
7 | 29 | 8 | 0 | 0 | 0 | 0 | 0 | 0 | 0 | 0 | 0
7 | 29 | 9 | 0 | 0 | 0 | 0 | 0 | 0 | 0 | 0 | 0
7 | 29 | 10 | 0 | 0 | 0 | 0 | 0 | 0 | 0 | 0 | 0
7 | 29 | 11 | 0 | 0 | 0 | 0 | 0 | 0 | 0 | 0 | 0
7 | 29 | 12 | 0 | 0 | 0 | 0 | 0 | 0 | 0 | 0 | 0
7 | 29 | 13 | 0 | 0 | 0 | 0 | 0 | 0 | 0 | 0 | 0
7 | 29 | 14 | 0 | 0 | 0 | 0 | 0 | 0 | 0 | 0 | 0
7 | 29 | 15 | 0 | 0 | 0 | 0 | 0 | 0 | 0 | 0 | 0
7 | 29 | 16 | 0 | 0 | 0 | 0 | 0 | 0 | 0 | 0 | 0
7 | 29 | 17 | 0 | 0 | 0 | 0 | 0 | 0 | 0 | 0 | 0
7 | 29 | 18 | 0 | 0 | 0 | 0 | 0 | 0 | 0 | 0 | 0
7 | 29 | 19 | 0 | 0 | 0 | 0 | 0 | 0 | 0 | 0 | 0
7 | 29 | 20 | 0 | 0 | 0 | 0 | 0 | 0 | 0 | 0 | 0
7 | 29 | 21 | 0 | 0 | 0 | 0 | 0 | 0 | 0 | 0 | 0
7 | 29 | 22 | 0 | 0 | 0 | 0 | 0 | 0 | 0 | 0 | 0
7 | 29 | 23 | 0 | 0 | 0 | 0 | 0 | 0 | 0 | 0 | 0
7 | 29 | 24 | 0 | 0 | 0 | 0 | 0 | 0 | 0 | 0 | 0
7 | 30 | 1 | 0 | 0 | 0 | 0 | 0 | 0 | 0 | 0 | 0
7 | 30 | 2 | 0 | 0 | 0 | 0 | 0 | 0 | 0 | 0 | 0
7 | 30 | 3 | 0 | 0 | 0 | 0 | 0 | 0 | 0 | 0 | 0
7 | 30 | 4 | 0 | 0 | 0 | 0 | 0 | 0 | 0 | 0 | 0
7 | 30 | 5 | 0 | 0 | 0 | 0 | 0 | 0 | 0 | 0 | 0
7 | 30 | 6 | 0 | 0 | 0 | 0 | 0 | 0 | 0 | 0 | 0
7 | 30 | 7 | 0 | 0 | 0 | 0 | 0 | 0 | 0 | 0 | 0
7 | 30 | 8 | 0 | 0 | 0 | 0 | 0 | 0 | 0 | 0 | 0
7 | 30 | 9 | 0 | 0 | 0 | 0 | 0 | 0 | 0 | 0 | 0
7 | 30 | 10 | 0 | 0 | 0 | 0 | 0 | 0 | 0 | 0 | 0
7 | 30 | 11 | 0 | 0 | 0 | 0 | 0 | 0 | 0 | 0 | 0
7 | 30 | 12 | 0 | 0 | 0 | 0 | 0 | 0 | 0 | 0 | 0
7 | 30 | 13 | 0 | 0 | 0 | 0 | 0 | 0 | 0 | 0 | 0
7 | 30 | 14 | 0 | 0 | 0 | 0 | 0 | 0 | 0 | 0 | 0
7 | 30 | 15 | 0 | 0 | 0 | 0 | 0 | 0 | 0 | 0 | 0
7 | 30 | 16 | 0 | 0 | 0 | 0 | 0 | 0 | 0 | 0 | 0
7 | 30 | 17 | 0 | 0 | 0 | 0 | 0 | 0 | 0 | 0 | 0
7 | 30 | 18 | 0 | 0 | 0 | 0 | 0 | 0 | 0 | 0 | 0
7 | 30 | 19 | 0 | 0 | 0 | 0 | 0 | 0 | 0 | 0 | 0
7 | 30 | 20 | 0 | 0 | 0 | 0 | 0 | 0 | 0 | 0 | 0
7 | 30 | 21 | 0 | 0 | 0 | 0 | 0 | 0 | 0 | 0 | 0
7 | 30 | 22 | 0 | 0 | 0 | 0 | 0 | 0 | 0 | 0 | 0
7 | 30 | 23 | 0 | 0 | 0 | 0 | 0 | 0 | 0 | 0 | 0
7 | 30 | 24 | 0 | 0 | 0 | 0 | 0 | 0 | 0 | 0 | 0
7 | 31 | 1 | 0 | 0 | 0 | 0 | 0 | 0 | 0 | 0 | 0
7 | 31 | 2 | 0 | 0 | 0 | 0 | 0 | 0 | 0 | 0 | 0
7 | 31 | 3 | 0 | 0 | 0 | 0 | 0 | 0 | 0 | 0 | 0
7 | 31 | 4 | 0 | 0 | 0 | 0 | 0 | 0 | 0 | 0 | 0
7 | 31 | 5 | 0 | 0 | 0 | 0 | 0 | 0 | 0 | 0 | 0
7 | 31 | 6 | 0 | 0 | 0 | 0 | 0 | 0 | 0 | 0 | 0
7 | 31 | 7 | 0 | 0 | 0 | 0 | 0 | 0 | 0 | 0 | 0
7 | 31 | 8 | 0 | 0 | 0 | 0 | 0 | 0 | 0 | 0 | 0
7 | 31 | 9 | 0 | 0 | 0 | 0 | 0 | 0 | 0 | 0 | 0
7 | 31 | 10 | 0 | 0 | 0 | 0 | 0 | 0 | 0 | 0 | 0
7 | 31 | 11 | 0 | 0 | 0 | 0 | 0 | 0 | 0 | 0 | 0
7 | 31 | 12 | 0 | 0 | 0 | 0 | 0 | 0 | 0 | 0 | 0
7 | 31 | 13 | 0 | 0 | 0 | 0 | 0 | 0 | 0 | 0 | 0
7 | 31 | 14 | 0 | 0 | 0 | 0 | 0 | 0 | 0 | 0 | 0
7 | 31 | 15 | 0 | 0 | 0 | 0 | 0 | 0 | 0 | 0 | 0
7 | 31 | 16 | 0 | 0 | 0 | 0 | 0 | 0 | 0 | 0 | 0
7 | 31 | 17 | 0 | 0 | 0 | 0 | 0 | 0 | 0 | 0 | 0
7 | 31 | 18 | 0 | 0 | 0 | 0 | 0 | 0 | 0 | 0 | 0
7 | 31 | 19 | 0 | 0 | 0 | 0 | 0 | 0 | 0 | 0 | 0
7 | 31 | 20 | 0 | 0 | 0 | 0 | 0 | 0 | 0 | 0 | 0
7 | 31 | 21 | 0 | 0 | 0 | 0 | 0 | 0 | 0 | 0 | 0
7 | 31 | 22 | 0 | 0 | 0 | 0 | 0 | 0 | 0 | 0 | 0
7 | 31 | 23 | 0 | 0 | 0 | 0 | 0 | 0 | 0 | 0 | 0
7 | 31 | 24 | 0 | 0 | 0 | 0 | 0 | 0 | 0 | 0 | 0
8 | 1 | 1 | 0 | 0 | 0 | 0 | 0 | 0 | 0 | 0 | 0
8 | 1 | 2 | 0 | 0 | 0 | 0 | 0 | 0 | 0 | 0 | 0
8 | 1 | 3 | 0 | 0 | 0 | 0 | 0 | 0 | 0 | 0 | 0
8 | 1 | 4 | 0 | 0 | 0 | 0 | 0 | 0 | 0 | 0 | 0
8 | 1 | 5 | 0 | 0 | 0 | 0 | 0 | 0 | 0 | 0 | 0
8 | 1 | 6 | 0 | 0 | 0 | 0 | 0 | 0 | 0 | 0 | 0
8 | 1 | 7 | 0 | 0 | 0 | 0 | 0 | 0 | 0 | 0 | 0
8 | 1 | 8 | 0 | 0 | 0 | 0 | 0 | 0 | 0 | 0 | 0
8 | 1 | 9 | 0 | 0 | 0 | 0 | 0 | 0 | 0 | 0 | 0
8 | 1 | 10 | 0 | 0 | 0 | 0 | 0 | 0 | 0 | 0 | 0
8 | 1 | 11 | 0 | 0 | 0 | 0 | 0 | 0 | 0 | 0 | 0
8 | 1 | 12 | 0 | 0 | 0 | 0 | 0 | 0 | 0 | 0 | 0
8 | 1 | 13 | 0 | 0 | 0 | 0 | 0 | 0 | 0 | 0 | 0
8 | 1 | 14 | 0 | 0 | 0 | 0 | 0 | 0 | 0 | 0 | 0
8 | 1 | 15 | 0 | 0 | 0 | 0 | 0 | 0 | 0 | 0 | 0
8 | 1 | 16 | 0 | 0 | 0 | 0 | 0 | 0 | 0 | 0 | 0
8 | 1 | 17 | 0 | 0 | 0 | 0 | 0 | 0 | 0 | 0 | 0
8 | 1 | 18 | 0 | 0 | 0 | 0 | 0 | 0 | 0 | 0 | 0
8 | 1 | 19 | 0 | 0 | 0 | 0 | 0 | 0 | 0 | 0 | 0
8 | 1 | 20 | 0 | 0 | 0 | 0 | 0 | 0 | 0 | 0 | 0
8 | 1 | 21 | 0 | 0 | 0 | 0 | 0 | 0 | 0 | 0 | 0
8 | 1 | 22 | 0 | 0 | 0 | 0 | 0 | 0 | 0 | 0 | 0
8 | 1 | 23 | 0 | 0 | 0 | 0 | 0 | 0 | 0 | 0 | 0
8 | 1 | 24 | 0 | 0 | 0 | 0 | 0 | 0 | 0 | 0 | 0
8 | 2 | 1 | 0 | 0 | 0 | 0 | 0 | 0 | 0 | 0 | 0
8 | 2 | 2 | 0 | 0 | 0 | 0 | 0 | 0 | 0 | 0 | 0
8 | 2 | 3 | 0 | 0 | 0 | 0 | 0 | 0 | 0 | 0 | 0
8 | 2 | 4 | 0 | 0 | 0 | 0 | 0 | 0 | 0 | 0 | 0
8 | 2 | 5 | 0 | 0 | 0 | 0 | 0 | 0 | 0 | 0 | 0
8 | 2 | 6 | 0 | 0 | 0 | 0 | 0 | 0 | 0 | 0 | 0
8 | 2 | 7 | 0 | 0 | 0 | 0 | 0 | 0 | 0 | 0 | 0
8 | 2 | 8 | 0 | 0 | 0 | 0 | 0 | 0 | 0 | 0 | 0
8 | 2 | 9 | 0 | 0 | 0 | 0 | 0 | 0 | 0 | 0 | 0
8 | 2 | 10 | 0 | 0 | 0 | 0 | 0 | 0 | 0 | 0 | 0
8 | 2 | 11 | 0 | 0 | 0 | 0 | 0 | 0 | 0 | 0 | 0
8 | 2 | 12 | 0 | 0 | 0 | 0 | 0 | 0 | 0 | 0 | 0
8 | 2 | 13 | 0 | 0 | 0 | 0 | 0 | 0 | 0 | 0 | 0
8 | 2 | 14 | 0 | 0 | 0 | 0 | 0 | 0 | 0 | 0 | 0
8 | 2 | 15 | 0 | 0 | 0 | 0 | 0 | 0 | 0 | 0 | 0
8 | 2 | 16 | 0 | 0 | 0 | 0 | 0 | 0 | 0 | 0 | 0
8 | 2 | 17 | 0 | 0 | 0 | 0 | 0 | 0 | 0 | 0 | 0
8 | 2 | 18 | 0 | 0 | 0 | 0 | 0 | 0 | 0 | 0 | 0
8 | 2 | 19 | 0 | 0 | 0 | 0 | 0 | 0 | 0 | 0 | 0
8 | 2 | 20 | 0 | 0 | 0 | 0 | 0 | 0 | 0 | 0 | 0
8 | 2 | 21 | 0 | 0 | 0 | 0 | 0 | 0 | 0 | 0 | 0
8 | 2 | 22 | 0 | 0 | 0 | 0 | 0 | 0 | 0 | 0 | 0
8 | 2 | 23 | 0 | 0 | 0 | 0 | 0 | 0 | 0 | 0 | 0
8 | 2 | 24 | 0 | 0 | 0 | 0 | 0 | 0 | 0 | 0 | 0
8 | 3 | 1 | 0 | 0 | 0 | 0 | 0 | 0 | 0 | 0 | 0
8 | 3 | 2 | 0 | 0 | 0 | 0 | 0 | 0 | 0 | 0 | 0
8 | 3 | 3 | 0 | 0 | 0 | 0 | 0 | 0 | 0 | 0 | 0
8 | 3 | 4 | 0 | 0 | 0 | 0 | 0 | 0 | 0 | 0 | 0
8 | 3 | 5 | 0 | 0 | 0 | 0 | 0 | 0 | 0 | 0 | 0
8 | 3 | 6 | 0 | 0 | 0 | 0 | 0 | 0 | 0 | 0 | 0
8 | 3 | 7 | 0 | 0 | 0 | 0 | 0 | 0 | 0 | 0 | 0
8 | 3 | 8 | 0 | 0 | 0 | 0 | 0 | 0 | 0 | 0 | 0
8 | 3 | 9 | 0 | 0 | 0 | 0 | 0 | 0 | 0 | 0 | 0
8 | 3 | 10 | 0 | 0 | 0 | 0 | 0 | 0 | 0 | 0 | 0
8 | 3 | 11 | 0 | 0 | 0 | 0 | 0 | 0 | 0 | 0 | 0
8 | 3 | 12 | 0 | 0 | 0 | 0 | 0 | 0 | 0 | 0 | 0
8 | 3 | 13 | 0 | 0 | 0 | 0 | 0 | 0 | 0 | 0 | 0
8 | 3 | 14 | 0 | 0 | 0 | 0 | 0 | 0 | 0 | 0 | 0
8 | 3 | 15 | 0 | 0 | 0 | 0 | 0 | 0 | 0 | 0 | 0
8 | 3 | 16 | 0 | 0 | 0 | 0 | 0 | 0 | 0 | 0 | 0
8 | 3 | 17 | 0 | 0 | 0 | 0 | 0 | 0 | 0 | 0 | 0
8 | 3 | 18 | 0 | 0 | 0 | 0 | 0 | 0 | 0 | 0 | 0
8 | 3 | 19 | 0 | 0 | 0 | 0 | 0 | 0 | 0 | 0 | 0
8 | 3 | 20 | 0 | 0 | 0 | 0 | 0 | 0 | 0 | 0 | 0
8 | 3 | 21 | 0 | 0 | 0 | 0 | 0 | 0 | 0 | 0 | 0
8 | 3 | 22 | 0 | 0 | 0 | 0 | 0 | 0 | 0 | 0 | 0
8 | 3 | 23 | 0 | 0 | 0 | 0 | 0 | 0 | 0 | 0 | 0
8 | 3 | 24 | 0 | 0 | 0 | 0 | 0 | 0 | 0 | 0 | 0
8 | 4 | 1 | 0 | 0 | 0 | 0 | 0 | 0 | 0 | 0 | 0
8 | 4 | 2 | 0 | 0 | 0 | 0 | 0 | 0 | 0 | 0 | 0
8 | 4 | 3 | 0 | 0 | 0 | 0 | 0 | 0 | 0 | 0 | 0
8 | 4 | 4 | 0 | 0 | 0 | 0 | 0 | 0 | 0 | 0 | 0
8 | 4 | 5 | 0 | 0 | 0 | 0 | 0 | 0 | 0 | 0 | 0
8 | 4 | 6 | 0 | 0 | 0 | 0 | 0 | 0 | 0 | 0 | 0
8 | 4 | 7 | 0 | 0 | 0 | 0 | 0 | 0 | 0 | 0 | 0
8 | 4 | 8 | 0 | 0 | 0 | 0 | 0 | 0 | 0 | 0 | 0
8 | 4 | 9 | 0 | 0 | 0 | 0 | 0 | 0 | 0 | 0 | 0
8 | 4 | 10 | 0 | 0 | 0 | 0 | 0 | 0 | 0 | 0 | 0
8 | 4 | 11 | 0 | 0 | 0 | 0 | 0 | 0 | 0 | 0 | 0
8 | 4 | 12 | 0 | 0 | 0 | 0 | 0 | 0 | 0 | 0 | 0
8 | 4 | 13 | 0 | 0 | 0 | 0 | 0 | 0 | 0 | 0 | 0
8 | 4 | 14 | 0 | 0 | 0 | 0 | 0 | 0 | 0 | 0 | 0
8 | 4 | 15 | 0 | 0 | 0 | 0 | 0 | 0 | 0 | 0 | 0
8 | 4 | 16 | 0 | 0 | 0 | 0 | 0 | 0 | 0 | 0 | 0
8 | 4 | 17 | 0 | 0 | 0 | 0 | 0 | 0 | 0 | 0 | 0
8 | 4 | 18 | 0 | 0 | 0 | 0 | 0 | 0 | 0 | 0 | 0
8 | 4 | 19 | 0 | 0 | 0 | 0 | 0 | 0 | 0 | 0 | 0
8 | 4 | 20 | 0 | 0 | 0 | 0 | 0 | 0 | 0 | 0 | 0
8 | 4 | 21 | 0 | 0 | 0 | 0 | 0 | 0 | 0 | 0 | 0
8 | 4 | 22 | 0 | 0 | 0 | 0 | 0 | 0 | 0 | 0 | 0
8 | 4 | 23 | 0 | 0 | 0 | 0 | 0 | 0 | 0 | 0 | 0
8 | 4 | 24 | 0 | 0 | 0 | 0 | 0 | 0 | 0 | 0 | 0
8 | 5 | 1 | 0 | 0 | 0 | 0 | 0 | 0 | 0 | 0 | 0
8 | 5 | 2 | 0 | 0 | 0 | 0 | 0 | 0 | 0 | 0 | 0
8 | 5 | 3 | 0 | 0 | 0 | 0 | 0 | 0 | 0 | 0 | 0
8 | 5 | 4 | 0 | 0 | 0 | 0 | 0 | 0 | 0 | 0 | 0
8 | 5 | 5 | 0 | 0 | 0 | 0 | 0 | 0 | 0 | 0 | 0
8 | 5 | 6 | 0 | 0 | 0 | 0 | 0 | 0 | 0 | 0 | 0
8 | 5 | 7 | 0 | 0 | 0 | 0 | 0 | 0 | 0 | 0 | 0
8 | 5 | 8 | 0 | 0 | 0 | 0 | 0 | 0 | 0 | 0 | 0
8 | 5 | 9 | 0 | 0 | 0 | 0 | 0 | 0 | 0 | 0 | 0
8 | 5 | 10 | 0 | 0 | 0 | 0 | 0 | 0 | 0 | 0 | 0
8 | 5 | 11 | 0 | 0 | 0 | 0 | 0 | 0 | 0 | 0 | 0
8 | 5 | 12 | 0 | 0 | 0 | 0 | 0 | 0 | 0 | 0 | 0
8 | 5 | 13 | 0 | 0 | 0 | 0 | 0 | 0 | 0 | 0 | 0
8 | 5 | 14 | 0 | 0 | 0 | 0 | 0 | 0 | 0 | 0 | 0
8 | 5 | 15 | 0 | 0 | 0 | 0 | 0 | 0 | 0 | 0 | 0
8 | 5 | 16 | 0 | 0 | 0 | 0 | 0 | 0 | 0 | 0 | 0
8 | 5 | 17 | 0 | 0 | 0 | 0 | 0 | 0 | 0 | 0 | 0
8 | 5 | 18 | 0 | 0 | 0 | 0 | 0 | 0 | 0 | 0 | 0
8 | 5 | 19 | 0 | 0 | 0 | 0 | 0 | 0 | 0 | 0 | 0
8 | 5 | 20 | 0 | 0 | 0 | 0 | 0 | 0 | 0 | 0 | 0
8 | 5 | 21 | 0 | 0 | 0 | 0 | 0 | 0 | 0 | 0 | 0
8 | 5 | 22 | 0 | 0 | 0 | 0 | 0 | 0 | 0 | 0 | 0
8 | 5 | 23 | 0 | 0 | 0 | 0 | 0 | 0 | 0 | 0 | 0
8 | 5 | 24 | 0 | 0 | 0 | 0 | 0 | 0 | 0 | 0 | 0
8 | 6 | 1 | 0 | 0 | 0 | 0 | 0 | 0 | 0 | 0 | 0
8 | 6 | 2 | 0 | 0 | 0 | 0 | 0 | 0 | 0 | 0 | 0
8 | 6 | 3 | 0 | 0 | 0 | 0 | 0 | 0 | 0 | 0 | 0
8 | 6 | 4 | 0 | 0 | 0 | 0 | 0 | 0 | 0 | 0 | 0
8 | 6 | 5 | 0 | 0 | 0 | 0 | 0 | 0 | 0 | 0 | 0
8 | 6 | 6 | 0 | 0 | 0 | 0 | 0 | 0 | 0 | 0 | 0
8 | 6 | 7 | 0 | 0 | 0 | 0 | 0 | 0 | 0 | 0 | 0
8 | 6 | 8 | 0 | 0 | 0 | 0 | 0 | 0 | 0 | 0 | 0
8 | 6 | 9 | 0 | 0 | 0 | 0 | 0 | 0 | 0 | 0 | 0
8 | 6 | 10 | 0 | 0 | 0 | 0 | 0 | 0 | 0 | 0 | 0
8 | 6 | 11 | 0 | 0 | 0 | 0 | 0 | 0 | 0 | 0 | 0
8 | 6 | 12 | 0 | 0 | 0 | 0 | 0 | 0 | 0 | 0 | 0
8 | 6 | 13 | 0 | 0 | 0 | 0 | 0 | 0 | 0 | 0 | 0
8 | 6 | 14 | 0 | 0 | 0 | 0 | 0 | 0 | 0 | 0 | 0
8 | 6 | 15 | 0 | 0 | 0 | 0 | 0 | 0 | 0 | 0 | 0
8 | 6 | 16 | 0 | 0 | 0 | 0 | 0 | 0 | 0 | 0 | 0
8 | 6 | 17 | 0 | 0 | 0 | 0 | 0 | 0 | 0 | 0 | 0
8 | 6 | 18 | 0 | 0 | 0 | 0 | 0 | 0 | 0 | 0 | 0
8 | 6 | 19 | 0 | 0 | 0 | 0 | 0 | 0 | 0 | 0 | 0
8 | 6 | 20 | 0 | 0 | 0 | 0 | 0 | 0 | 0 | 0 | 0
8 | 6 | 21 | 0 | 0 | 0 | 0 | 0 | 0 | 0 | 0 | 0
8 | 6 | 22 | 0 | 0 | 0 | 0 | 0 | 0 | 0 | 0 | 0
8 | 6 | 23 | 0 | 0 | 0 | 0 | 0 | 0 | 0 | 0 | 0
8 | 6 | 24 | 0 | 0 | 0 | 0 | 0 | 0 | 0 | 0 | 0
8 | 7 | 1 | 0 | 0 | 0 | 0 | 0 | 0 | 0 | 0 | 0
8 | 7 | 2 | 0 | 0 | 0 | 0 | 0 | 0 | 0 | 0 | 0
8 | 7 | 3 | 0 | 0 | 0 | 0 | 0 | 0 | 0 | 0 | 0
8 | 7 | 4 | 0 | 0 | 0 | 0 | 0 | 0 | 0 | 0 | 0
8 | 7 | 5 | 0 | 0 | 0 | 0 | 0 | 0 | 0 | 0 | 0
8 | 7 | 6 | 0 | 0 | 0 | 0 | 0 | 0 | 0 | 0 | 0
8 | 7 | 7 | 0 | 0 | 0 | 0 | 0 | 0 | 0 | 0 | 0
8 | 7 | 8 | 0 | 0 | 0 | 0 | 0 | 0 | 0 | 0 | 0
8 | 7 | 9 | 0 | 0 | 0 | 0 | 0 | 0 | 0 | 0 | 0
8 | 7 | 10 | 0 | 0 | 0 | 0 | 0 | 0 | 0 | 0 | 0
8 | 7 | 11 | 0 | 0 | 0 | 0 | 0 | 0 | 0 | 0 | 0
8 | 7 | 12 | 0 | 0 | 0 | 0 | 0 | 0 | 0 | 0 | 0
8 | 7 | 13 | 0 | 0 | 0 | 0 | 0 | 0 | 0 | 0 | 0
8 | 7 | 14 | 0 | 0 | 0 | 0 | 0 | 0 | 0 | 0 | 0
8 | 7 | 15 | 0 | 0 | 0 | 0 | 0 | 0 | 0 | 0 | 0
8 | 7 | 16 | 0 | 0 | 0 | 0 | 0 | 0 | 0 | 0 | 0
8 | 7 | 17 | 0 | 0 | 0 | 0 | 0 | 0 | 0 | 0 | 0
8 | 7 | 18 | 0 | 0 | 0 | 0 | 0 | 0 | 0 | 0 | 0
8 | 7 | 19 | 0 | 0 | 0 | 0 | 0 | 0 | 0 | 0 | 0
8 | 7 | 20 | 0 | 0 | 0 | 0 | 0 | 0 | 0 | 0 | 0
8 | 7 | 21 | 0 | 0 | 0 | 0 | 0 | 0 | 0 | 0 | 0
8 | 7 | 22 | 0 | 0 | 0 | 0 | 0 | 0 | 0 | 0 | 0
8 | 7 | 23 | 0 | 0 | 0 | 0 | 0 | 0 | 0 | 0 | 0
8 | 7 | 24 | 0 | 0 | 0 | 0 | 0 | 0 | 0 | 0 | 0
8 | 8 | 1 | 0 | 0 | 0 | 0 | 0 | 0 | 0 | 0 | 0
8 | 8 | 2 | 0 | 0 | 0 | 0 | 0 | 0 | 0 | 0 | 0
8 | 8 | 3 | 0 | 0 | 0 | 0 | 0 | 0 | 0 | 0 | 0
8 | 8 | 4 | 0 | 0 | 0 | 0 | 0 | 0 | 0 | 0 | 0
8 | 8 | 5 | 0 | 0 | 0 | 0 | 0 | 0 | 0 | 0 | 0
8 | 8 | 6 | 0 | 0 | 0 | 0 | 0 | 0 | 0 | 0 | 0
8 | 8 | 7 | 0 | 0 | 0 | 0 | 0 | 0 | 0 | 0 | 0
8 | 8 | 8 | 0 | 0 | 0 | 0 | 0 | 0 | 0 | 0 | 0
8 | 8 | 9 | 0 | 0 | 0 | 0 | 0 | 0 | 0 | 0 | 0
8 | 8 | 10 | 0 | 0 | 0 | 0 | 0 | 0 | 0 | 0 | 0
8 | 8 | 11 | 0 | 0 | 0 | 0 | 0 | 0 | 0 | 0 | 0
8 | 8 | 12 | 0 | 0 | 0 | 0 | 0 | 0 | 0 | 0 | 0
8 | 8 | 13 | 0 | 0 | 0 | 0 | 0 | 0 | 0 | 0 | 0
8 | 8 | 14 | 0 | 0 | 0 | 0 | 0 | 0 | 0 | 0 | 0
8 | 8 | 15 | 0 | 0 | 0 | 0 | 0 | 0 | 0 | 0 | 0
8 | 8 | 16 | 0 | 0 | 0 | 0 | 0 | 0 | 0 | 0 | 0
8 | 8 | 17 | 0 | 0 | 0 | 0 | 0 | 0 | 0 | 0 | 0
8 | 8 | 18 | 0 | 0 | 0 | 0 | 0 | 0 | 0 | 0 | 0
8 | 8 | 19 | 0 | 0 | 0 | 0 | 0 | 0 | 0 | 0 | 0
8 | 8 | 20 | 0 | 0 | 0 | 0 | 0 | 0 | 0 | 0 | 0
8 | 8 | 21 | 0 | 0 | 0 | 0 | 0 | 0 | 0 | 0 | 0
8 | 8 | 22 | 0 | 0 | 0 | 0 | 0 | 0 | 0 | 0 | 0
8 | 8 | 23 | 0 | 0 | 0 | 0 | 0 | 0 | 0 | 0 | 0
8 | 8 | 24 | 0 | 0 | 0 | 0 | 0 | 0 | 0 | 0 | 0
8 | 9 | 1 | 0 | 0 | 0 | 0 | 0 | 0 | 0 | 0 | 0
8 | 9 | 2 | 0 | 0 | 0 | 0 | 0 | 0 | 0 | 0 | 0
8 | 9 | 3 | 0 | 0 | 0 | 0 | 0 | 0 | 0 | 0 | 0
8 | 9 | 4 | 0 | 0 | 0 | 0 | 0 | 0 | 0 | 0 | 0
8 | 9 | 5 | 0 | 0 | 0 | 0 | 0 | 0 | 0 | 0 | 0
8 | 9 | 6 | 0 | 0 | 0 | 0 | 0 | 0 | 0 | 0 | 0
8 | 9 | 7 | 0 | 0 | 0 | 0 | 0 | 0 | 0 | 0 | 0
8 | 9 | 8 | 0 | 0 | 0 | 0 | 0 | 0 | 0 | 0 | 0
8 | 9 | 9 | 0 | 0 | 0 | 0 | 0 | 0 | 0 | 0 | 0
8 | 9 | 10 | 0 | 0 | 0 | 0 | 0 | 0 | 0 | 0 | 0
8 | 9 | 11 | 0 | 0 | 0 | 0 | 0 | 0 | 0 | 0 | 0
8 | 9 | 12 | 0 | 0 | 0 | 0 | 0 | 0 | 0 | 0 | 0
8 | 9 | 13 | 0 | 0 | 0 | 0 | 0 | 0 | 0 | 0 | 0
8 | 9 | 14 | 0 | 0 | 0 | 0 | 0 | 0 | 0 | 0 | 0
8 | 9 | 15 | 0 | 0 | 0 | 0 | 0 | 0 | 0 | 0 | 0
8 | 9 | 16 | 0 | 0 | 0 | 0 | 0 | 0 | 0 | 0 | 0
8 | 9 | 17 | 0 | 0 | 0 | 0 | 0 | 0 | 0 | 0 | 0
8 | 9 | 18 | 0 | 0 | 0 | 0 | 0 | 0 | 0 | 0 | 0
8 | 9 | 19 | 0 | 0 | 0 | 0 | 0 | 0 | 0 | 0 | 0
8 | 9 | 20 | 0 | 0 | 0 | 0 | 0 | 0 | 0 | 0 | 0
8 | 9 | 21 | 0 | 0 | 0 | 0 | 0 | 0 | 0 | 0 | 0
8 | 9 | 22 | 0 | 0 | 0 | 0 | 0 | 0 | 0 | 0 | 0
8 | 9 | 23 | 0 | 0 | 0 | 0 | 0 | 0 | 0 | 0 | 0
8 | 9 | 24 | 0 | 0 | 0 | 0 | 0 | 0 | 0 | 0 | 0
8 | 10 | 1 | 0 | 0 | 0 | 0 | 0 | 0 | 0 | 0 | 0
8 | 10 | 2 | 0 | 0 | 0 | 0 | 0 | 0 | 0 | 0 | 0
8 | 10 | 3 | 0 | 0 | 0 | 0 | 0 | 0 | 0 | 0 | 0
8 | 10 | 4 | 0 | 0 | 0 | 0 | 0 | 0 | 0 | 0 | 0
8 | 10 | 5 | 0 | 0 | 0 | 0 | 0 | 0 | 0 | 0 | 0
8 | 10 | 6 | 0 | 0 | 0 | 0 | 0 | 0 | 0 | 0 | 0
8 | 10 | 7 | 0 | 0 | 0 | 0 | 0 | 0 | 0 | 0 | 0
8 | 10 | 8 | 0 | 0 | 0 | 0 | 0 | 0 | 0 | 0 | 0
8 | 10 | 9 | 0 | 0 | 0 | 0 | 0 | 0 | 0 | 0 | 0
8 | 10 | 10 | 0 | 0 | 0 | 0 | 0 | 0 | 0 | 0 | 0
8 | 10 | 11 | 0 | 0 | 0 | 0 | 0 | 0 | 0 | 0 | 0
8 | 10 | 12 | 0 | 0 | 0 | 0 | 0 | 0 | 0 | 0 | 0
8 | 10 | 13 | 0 | 0 | 0 | 0 | 0 | 0 | 0 | 0 | 0
8 | 10 | 14 | 0 | 0 | 0 | 0 | 0 | 0 | 0 | 0 | 0
8 | 10 | 15 | 0 | 0 | 0 | 0 | 0 | 0 | 0 | 0 | 0
8 | 10 | 16 | 0 | 0 | 0 | 0 | 0 | 0 | 0 | 0 | 0
8 | 10 | 17 | 0 | 0 | 0 | 0 | 0 | 0 | 0 | 0 | 0
8 | 10 | 18 | 0 | 0 | 0 | 0 | 0 | 0 | 0 | 0 | 0
8 | 10 | 19 | 0 | 0 | 0 | 0 | 0 | 0 | 0 | 0 | 0
8 | 10 | 20 | 0 | 0 | 0 | 0 | 0 | 0 | 0 | 0 | 0
8 | 10 | 21 | 0 | 0 | 0 | 0 | 0 | 0 | 0 | 0 | 0
8 | 10 | 22 | 0 | 0 | 0 | 0 | 0 | 0 | 0 | 0 | 0
8 | 10 | 23 | 0 | 0 | 0 | 0 | 0 | 0 | 0 | 0 | 0
8 | 10 | 24 | 0 | 0 | 0 | 0 | 0 | 0 | 0 | 0 | 0
8 | 11 | 1 | 0 | 0 | 0 | 0 | 0 | 0 | 0 | 0 | 0
8 | 11 | 2 | 0 | 0 | 0 | 0 | 0 | 0 | 0 | 0 | 0
8 | 11 | 3 | 0 | 0 | 0 | 0 | 0 | 0 | 0 | 0 | 0
8 | 11 | 4 | 0 | 0 | 0 | 0 | 0 | 0 | 0 | 0 | 0
8 | 11 | 5 | 0 | 0 | 0 | 0 | 0 | 0 | 0 | 0 | 0
8 | 11 | 6 | 0 | 0 | 0 | 0 | 0 | 0 | 0 | 0 | 0
8 | 11 | 7 | 0 | 0 | 0 | 0 | 0 | 0 | 0 | 0 | 0
8 | 11 | 8 | 0 | 0 | 0 | 0 | 0 | 0 | 0 | 0 | 0
8 | 11 | 9 | 0 | 0 | 0 | 0 | 0 | 0 | 0 | 0 | 0
8 | 11 | 10 | 0 | 0 | 0 | 0 | 0 | 0 | 0 | 0 | 0
8 | 11 | 11 | 0 | 0 | 0 | 0 | 0 | 0 | 0 | 0 | 0
8 | 11 | 12 | 0 | 0 | 0 | 0 | 0 | 0 | 0 | 0 | 0
8 | 11 | 13 | 0 | 0 | 0 | 0 | 0 | 0 | 0 | 0 | 0
8 | 11 | 14 | 0 | 0 | 0 | 0 | 0 | 0 | 0 | 0 | 0
8 | 11 | 15 | 0 | 0 | 0 | 0 | 0 | 0 | 0 | 0 | 0
8 | 11 | 16 | 0 | 0 | 0 | 0 | 0 | 0 | 0 | 0 | 0
8 | 11 | 17 | 0 | 0 | 0 | 0 | 0 | 0 | 0 | 0 | 0
8 | 11 | 18 | 0 | 0 | 0 | 0 | 0 | 0 | 0 | 0 | 0
8 | 11 | 19 | 0 | 0 | 0 | 0 | 0 | 0 | 0 | 0 | 0
8 | 11 | 20 | 0 | 0 | 0 | 0 | 0 | 0 | 0 | 0 | 0
8 | 11 | 21 | 0 | 0 | 0 | 0 | 0 | 0 | 0 | 0 | 0
8 | 11 | 22 | 0 | 0 | 0 | 0 | 0 | 0 | 0 | 0 | 0
8 | 11 | 23 | 0 | 0 | 0 | 0 | 0 | 0 | 0 | 0 | 0
8 | 11 | 24 | 0 | 0 | 0 | 0 | 0 | 0 | 0 | 0 | 0
8 | 12 | 1 | 0 | 0 | 0 | 0 | 0 | 0 | 0 | 0 | 0
8 | 12 | 2 | 0 | 0 | 0 | 0 | 0 | 0 | 0 | 0 | 0
8 | 12 | 3 | 0 | 0 | 0 | 0 | 0 | 0 | 0 | 0 | 0
8 | 12 | 4 | 0 | 0 | 0 | 0 | 0 | 0 | 0 | 0 | 0
8 | 12 | 5 | 0 | 0 | 0 | 0 | 0 | 0 | 0 | 0 | 0
8 | 12 | 6 | 0 | 0 | 0 | 0 | 0 | 0 | 0 | 0 | 0
8 | 12 | 7 | 0 | 0 | 0 | 0 | 0 | 0 | 0 | 0 | 0
8 | 12 | 8 | 0 | 0 | 0 | 0 | 0 | 0 | 0 | 0 | 0
8 | 12 | 9 | 0 | 0 | 0 | 0 | 0 | 0 | 0 | 0 | 0
8 | 12 | 10 | 0 | 0 | 0 | 0 | 0 | 0 | 0 | 0 | 0
8 | 12 | 11 | 0 | 0 | 0 | 0 | 0 | 0 | 0 | 0 | 0
8 | 12 | 12 | 0 | 0 | 0 | 0 | 0 | 0 | 0 | 0 | 0
8 | 12 | 13 | 0 | 0 | 0 | 0 | 0 | 0 | 0 | 0 | 0
8 | 12 | 14 | 0 | 0 | 0 | 0 | 0 | 0 | 0 | 0 | 0
8 | 12 | 15 | 0 | 0 | 0 | 0 | 0 | 0 | 0 | 0 | 0
8 | 12 | 16 | 0 | 0 | 0 | 0 | 0 | 0 | 0 | 0 | 0
8 | 12 | 17 | 0 | 0 | 0 | 0 | 0 | 0 | 0 | 0 | 0
8 | 12 | 18 | 0 | 0 | 0 | 0 | 0 | 0 | 0 | 0 | 0
8 | 12 | 19 | 0 | 0 | 0 | 0 | 0 | 0 | 0 | 0 | 0
8 | 12 | 20 | 0 | 0 | 0 | 0 | 0 | 0 | 0 | 0 | 0
8 | 12 | 21 | 0 | 0 | 0 | 0 | 0 | 0 | 0 | 0 | 0
8 | 12 | 22 | 0 | 0 | 0 | 0 | 0 | 0 | 0 | 0 | 0
8 | 12 | 23 | 0 | 0 | 0 | 0 | 0 | 0 | 0 | 0 | 0
8 | 12 | 24 | 0 | 0 | 0 | 0 | 0 | 0 | 0 | 0 | 0
8 | 13 | 1 | 0 | 0 | 0 | 0 | 0 | 0 | 0 | 0 | 0
8 | 13 | 2 | 0 | 0 | 0 | 0 | 0 | 0 | 0 | 0 | 0
8 | 13 | 3 | 0 | 0 | 0 | 0 | 0 | 0 | 0 | 0 | 0
8 | 13 | 4 | 0 | 0 | 0 | 0 | 0 | 0 | 0 | 0 | 0
8 | 13 | 5 | 0 | 0 | 0 | 0 | 0 | 0 | 0 | 0 | 0
8 | 13 | 6 | 0 | 0 | 0 | 0 | 0 | 0 | 0 | 0 | 0
8 | 13 | 7 | 0 | 0 | 0 | 0 | 0 | 0 | 0 | 0 | 0
8 | 13 | 8 | 0 | 0 | 0 | 0 | 0 | 0 | 0 | 0 | 0
8 | 13 | 9 | 0 | 0 | 0 | 0 | 0 | 0 | 0 | 0 | 0
8 | 13 | 10 | 0 | 0 | 0 | 0 | 0 | 0 | 0 | 0 | 0
8 | 13 | 11 | 0 | 0 | 0 | 0 | 0 | 0 | 0 | 0 | 0
8 | 13 | 12 | 0 | 0 | 0 | 0 | 0 | 0 | 0 | 0 | 0
8 | 13 | 13 | 0 | 0 | 0 | 0 | 0 | 0 | 0 | 0 | 0
8 | 13 | 14 | 0 | 0 | 0 | 0 | 0 | 0 | 0 | 0 | 0
8 | 13 | 15 | 0 | 0 | 0 | 0 | 0 | 0 | 0 | 0 | 0
8 | 13 | 16 | 0 | 0 | 0 | 0 | 0 | 0 | 0 | 0 | 0
8 | 13 | 17 | 0 | 0 | 0 | 0 | 0 | 0 | 0 | 0 | 0
8 | 13 | 18 | 0 | 0 | 0 | 0 | 0 | 0 | 0 | 0 | 0
8 | 13 | 19 | 0 | 0 | 0 | 0 | 0 | 0 | 0 | 0 | 0
8 | 13 | 20 | 0 | 0 | 0 | 0 | 0 | 0 | 0 | 0 | 0
8 | 13 | 21 | 0 | 0 | 0 | 0 | 0 | 0 | 0 | 0 | 0
8 | 13 | 22 | 0 | 0 | 0 | 0 | 0 | 0 | 0 | 0 | 0
8 | 13 | 23 | 0 | 0 | 0 | 0 | 0 | 0 | 0 | 0 | 0
8 | 13 | 24 | 0 | 0 | 0 | 0 | 0 | 0 | 0 | 0 | 0
8 | 14 | 1 | 0 | 0 | 0 | 0 | 0 | 0 | 0 | 0 | 0
8 | 14 | 2 | 0 | 0 | 0 | 0 | 0 | 0 | 0 | 0 | 0
8 | 14 | 3 | 0 | 0 | 0 | 0 | 0 | 0 | 0 | 0 | 0
8 | 14 | 4 | 0 | 0 | 0 | 0 | 0 | 0 | 0 | 0 | 0
8 | 14 | 5 | 0 | 0 | 0 | 0 | 0 | 0 | 0 | 0 | 0
8 | 14 | 6 | 0 | 0 | 0 | 0 | 0 | 0 | 0 | 0 | 0
8 | 14 | 7 | 0 | 0 | 0 | 0 | 0 | 0 | 0 | 0 | 0
8 | 14 | 8 | 0 | 0 | 0 | 0 | 0 | 0 | 0 | 0 | 0
8 | 14 | 9 | 0 | 0 | 0 | 0 | 0 | 0 | 0 | 0 | 0
8 | 14 | 10 | 0 | 0 | 0 | 0 | 0 | 0 | 0 | 0 | 0
8 | 14 | 11 | 0 | 0 | 0 | 0 | 0 | 0 | 0 | 0 | 0
8 | 14 | 12 | 0 | 0 | 0 | 0 | 0 | 0 | 0 | 0 | 0
8 | 14 | 13 | 0 | 0 | 0 | 0 | 0 | 0 | 0 | 0 | 0
8 | 14 | 14 | 0 | 0 | 0 | 0 | 0 | 0 | 0 | 0 | 0
8 | 14 | 15 | 0 | 0 | 0 | 0 | 0 | 0 | 0 | 0 | 0
8 | 14 | 16 | 0 | 0 | 0 | 0 | 0 | 0 | 0 | 0 | 0
8 | 14 | 17 | 0 | 0 | 0 | 0 | 0 | 0 | 0 | 0 | 0
8 | 14 | 18 | 0 | 0 | 0 | 0 | 0 | 0 | 0 | 0 | 0
8 | 14 | 19 | 0 | 0 | 0 | 0 | 0 | 0 | 0 | 0 | 0
8 | 14 | 20 | 0 | 0 | 0 | 0 | 0 | 0 | 0 | 0 | 0
8 | 14 | 21 | 0 | 0 | 0 | 0 | 0 | 0 | 0 | 0 | 0
8 | 14 | 22 | 0 | 0 | 0 | 0 | 0 | 0 | 0 | 0 | 0
8 | 14 | 23 | 0 | 0 | 0 | 0 | 0 | 0 | 0 | 0 | 0
8 | 14 | 24 | 0 | 0 | 0 | 0 | 0 | 0 | 0 | 0 | 0
8 | 15 | 1 | 0 | 0 | 0 | 0 | 0 | 0 | 0 | 0 | 0
8 | 15 | 2 | 0 | 0 | 0 | 0 | 0 | 0 | 0 | 0 | 0
8 | 15 | 3 | 0 | 0 | 0 | 0 | 0 | 0 | 0 | 0 | 0
8 | 15 | 4 | 0 | 0 | 0 | 0 | 0 | 0 | 0 | 0 | 0
8 | 15 | 5 | 0 | 0 | 0 | 0 | 0 | 0 | 0 | 0 | 0
8 | 15 | 6 | 0 | 0 | 0 | 0 | 0 | 0 | 0 | 0 | 0
8 | 15 | 7 | 0 | 0 | 0 | 0 | 0 | 0 | 0 | 0 | 0
8 | 15 | 8 | 0 | 0 | 0 | 0 | 0 | 0 | 0 | 0 | 0
8 | 15 | 9 | 0 | 0 | 0 | 0 | 0 | 0 | 0 | 0 | 0
8 | 15 | 10 | 0 | 0 | 0 | 0 | 0 | 0 | 0 | 0 | 0
8 | 15 | 11 | 0 | 0 | 0 | 0 | 0 | 0 | 0 | 0 | 0
8 | 15 | 12 | 0 | 0 | 0 | 0 | 0 | 0 | 0 | 0 | 0
8 | 15 | 13 | 0 | 0 | 0 | 0 | 0 | 0 | 0 | 0 | 0
8 | 15 | 14 | 0 | 0 | 0 | 0 | 0 | 0 | 0 | 0 | 0
8 | 15 | 15 | 0 | 0 | 0 | 0 | 0 | 0 | 0 | 0 | 0
8 | 15 | 16 | 0 | 0 | 0 | 0 | 0 | 0 | 0 | 0 | 0
8 | 15 | 17 | 0 | 0 | 0 | 0 | 0 | 0 | 0 | 0 | 0
8 | 15 | 18 | 0 | 0 | 0 | 0 | 0 | 0 | 0 | 0 | 0
8 | 15 | 19 | 0 | 0 | 0 | 0 | 0 | 0 | 0 | 0 | 0
8 | 15 | 20 | 0 | 0 | 0 | 0 | 0 | 0 | 0 | 0 | 0
8 | 15 | 21 | 0 | 0 | 0 | 0 | 0 | 0 | 0 | 0 | 0
8 | 15 | 22 | 0 | 0 | 0 | 0 | 0 | 0 | 0 | 0 | 0
8 | 15 | 23 | 0 | 0 | 0 | 0 | 0 | 0 | 0 | 0 | 0
8 | 15 | 24 | 0 | 0 | 0 | 0 | 0 | 0 | 0 | 0 | 0
8 | 16 | 1 | 0 | 0 | 0 | 0 | 0 | 0 | 0 | 0 | 0
8 | 16 | 2 | 0 | 0 | 0 | 0 | 0 | 0 | 0 | 0 | 0
8 | 16 | 3 | 0 | 0 | 0 | 0 | 0 | 0 | 0 | 0 | 0
8 | 16 | 4 | 0 | 0 | 0 | 0 | 0 | 0 | 0 | 0 | 0
8 | 16 | 5 | 0 | 0 | 0 | 0 | 0 | 0 | 0 | 0 | 0
8 | 16 | 6 | 0 | 0 | 0 | 0 | 0 | 0 | 0 | 0 | 0
8 | 16 | 7 | 0 | 0 | 0 | 0 | 0 | 0 | 0 | 0 | 0
8 | 16 | 8 | 0 | 0 | 0 | 0 | 0 | 0 | 0 | 0 | 0
8 | 16 | 9 | 0 | 0 | 0 | 0 | 0 | 0 | 0 | 0 | 0
8 | 16 | 10 | 0 | 0 | 0 | 0 | 0 | 0 | 0 | 0 | 0
8 | 16 | 11 | 0 | 0 | 0 | 0 | 0 | 0 | 0 | 0 | 0
8 | 16 | 12 | 0 | 0 | 0 | 0 | 0 | 0 | 0 | 0 | 0
8 | 16 | 13 | 0 | 0 | 0 | 0 | 0 | 0 | 0 | 0 | 0
8 | 16 | 14 | 0 | 0 | 0 | 0 | 0 | 0 | 0 | 0 | 0
8 | 16 | 15 | 0 | 0 | 0 | 0 | 0 | 0 | 0 | 0 | 0
8 | 16 | 16 | 0 | 0 | 0 | 0 | 0 | 0 | 0 | 0 | 0
8 | 16 | 17 | 0 | 0 | 0 | 0 | 0 | 0 | 0 | 0 | 0
8 | 16 | 18 | 0 | 0 | 0 | 0 | 0 | 0 | 0 | 0 | 0
8 | 16 | 19 | 0 | 0 | 0 | 0 | 0 | 0 | 0 | 0 | 0
8 | 16 | 20 | 0 | 0 | 0 | 0 | 0 | 0 | 0 | 0 | 0
8 | 16 | 21 | 0 | 0 | 0 | 0 | 0 | 0 | 0 | 0 | 0
8 | 16 | 22 | 0 | 0 | 0 | 0 | 0 | 0 | 0 | 0 | 0
8 | 16 | 23 | 0 | 0 | 0 | 0 | 0 | 0 | 0 | 0 | 0
8 | 16 | 24 | 0 | 0 | 0 | 0 | 0 | 0 | 0 | 0 | 0
8 | 17 | 1 | 0 | 0 | 0 | 0 | 0 | 0 | 0 | 0 | 0
8 | 17 | 2 | 0 | 0 | 0 | 0 | 0 | 0 | 0 | 0 | 0
8 | 17 | 3 | 0 | 0 | 0 | 0 | 0 | 0 | 0 | 0 | 0
8 | 17 | 4 | 0 | 0 | 0 | 0 | 0 | 0 | 0 | 0 | 0
8 | 17 | 5 | 0 | 0 | 0 | 0 | 0 | 0 | 0 | 0 | 0
8 | 17 | 6 | 0 | 0 | 0 | 0 | 0 | 0 | 0 | 0 | 0
8 | 17 | 7 | 0 | 0 | 0 | 0 | 0 | 0 | 0 | 0 | 0
8 | 17 | 8 | 0 | 0 | 0 | 0 | 0 | 0 | 0 | 0 | 0
8 | 17 | 9 | 0 | 0 | 0 | 0 | 0 | 0 | 0 | 0 | 0
8 | 17 | 10 | 0 | 0 | 0 | 0 | 0 | 0 | 0 | 0 | 0
8 | 17 | 11 | 0 | 0 | 0 | 0 | 0 | 0 | 0 | 0 | 0
8 | 17 | 12 | 0 | 0 | 0 | 0 | 0 | 0 | 0 | 0 | 0
8 | 17 | 13 | 0 | 0 | 0 | 0 | 0 | 0 | 0 | 0 | 0
8 | 17 | 14 | 0 | 0 | 0 | 0 | 0 | 0 | 0 | 0 | 0
8 | 17 | 15 | 0 | 0 | 0 | 0 | 0 | 0 | 0 | 0 | 0
8 | 17 | 16 | 0 | 0 | 0 | 0 | 0 | 0 | 0 | 0 | 0
8 | 17 | 17 | 0 | 0 | 0 | 0 | 0 | 0 | 0 | 0 | 0
8 | 17 | 18 | 0 | 0 | 0 | 0 | 0 | 0 | 0 | 0 | 0
8 | 17 | 19 | 0 | 0 | 0 | 0 | 0 | 0 | 0 | 0 | 0
8 | 17 | 20 | 0 | 0 | 0 | 0 | 0 | 0 | 0 | 0 | 0
8 | 17 | 21 | 0 | 0 | 0 | 0 | 0 | 0 | 0 | 0 | 0
8 | 17 | 22 | 0 | 0 | 0 | 0 | 0 | 0 | 0 | 0 | 0
8 | 17 | 23 | 0 | 0 | 0 | 0 | 0 | 0 | 0 | 0 | 0
8 | 17 | 24 | 0 | 0 | 0 | 0 | 0 | 0 | 0 | 0 | 0
8 | 18 | 1 | 0 | 0 | 0 | 0 | 0 | 0 | 0 | 0 | 0
8 | 18 | 2 | 0 | 0 | 0 | 0 | 0 | 0 | 0 | 0 | 0
8 | 18 | 3 | 0 | 0 | 0 | 0 | 0 | 0 | 0 | 0 | 0
8 | 18 | 4 | 0 | 0 | 0 | 0 | 0 | 0 | 0 | 0 | 0
8 | 18 | 5 | 0 | 0 | 0 | 0 | 0 | 0 | 0 | 0 | 0
8 | 18 | 6 | 0 | 0 | 0 | 0 | 0 | 0 | 0 | 0 | 0
8 | 18 | 7 | 0 | 0 | 0 | 0 | 0 | 0 | 0 | 0 | 0
8 | 18 | 8 | 0 | 0 | 0 | 0 | 0 | 0 | 0 | 0 | 0
8 | 18 | 9 | 0 | 0 | 0 | 0 | 0 | 0 | 0 | 0 | 0
8 | 18 | 10 | 0 | 0 | 0 | 0 | 0 | 0 | 0 | 0 | 0
8 | 18 | 11 | 0 | 0 | 0 | 0 | 0 | 0 | 0 | 0 | 0
8 | 18 | 12 | 0 | 0 | 0 | 0 | 0 | 0 | 0 | 0 | 0
8 | 18 | 13 | 0 | 0 | 0 | 0 | 0 | 0 | 0 | 0 | 0
8 | 18 | 14 | 0 | 0 | 0 | 0 | 0 | 0 | 0 | 0 | 0
8 | 18 | 15 | 0 | 0 | 0 | 0 | 0 | 0 | 0 | 0 | 0
8 | 18 | 16 | 0 | 0 | 0 | 0 | 0 | 0 | 0 | 0 | 0
8 | 18 | 17 | 0 | 0 | 0 | 0 | 0 | 0 | 0 | 0 | 0
8 | 18 | 18 | 0 | 0 | 0 | 0 | 0 | 0 | 0 | 0 | 0
8 | 18 | 19 | 0 | 0 | 0 | 0 | 0 | 0 | 0 | 0 | 0
8 | 18 | 20 | 0 | 0 | 0 | 0 | 0 | 0 | 0 | 0 | 0
8 | 18 | 21 | 0 | 0 | 0 | 0 | 0 | 0 | 0 | 0 | 0
8 | 18 | 22 | 0 | 0 | 0 | 0 | 0 | 0 | 0 | 0 | 0
8 | 18 | 23 | 0 | 0 | 0 | 0 | 0 | 0 | 0 | 0 | 0
8 | 18 | 24 | 0 | 0 | 0 | 0 | 0 | 0 | 0 | 0 | 0
8 | 19 | 1 | 0 | 0 | 0 | 0 | 0 | 0 | 0 | 0 | 0
8 | 19 | 2 | 0 | 0 | 0 | 0 | 0 | 0 | 0 | 0 | 0
8 | 19 | 3 | 0 | 0 | 0 | 0 | 0 | 0 | 0 | 0 | 0
8 | 19 | 4 | 0 | 0 | 0 | 0 | 0 | 0 | 0 | 0 | 0
8 | 19 | 5 | 0 | 0 | 0 | 0 | 0 | 0 | 0 | 0 | 0
8 | 19 | 6 | 0 | 0 | 0 | 0 | 0 | 0 | 0 | 0 | 0
8 | 19 | 7 | 0 | 0 | 0 | 0 | 0 | 0 | 0 | 0 | 0
8 | 19 | 8 | 0 | 0 | 0 | 0 | 0 | 0 | 0 | 0 | 0
8 | 19 | 9 | 0 | 0 | 0 | 0 | 0 | 0 | 0 | 0 | 0
8 | 19 | 10 | 0 | 0 | 0 | 0 | 0 | 0 | 0 | 0 | 0
8 | 19 | 11 | 0 | 0 | 0 | 0 | 0 | 0 | 0 | 0 | 0
8 | 19 | 12 | 0 | 0 | 0 | 0 | 0 | 0 | 0 | 0 | 0
8 | 19 | 13 | 0 | 0 | 0 | 0 | 0 | 0 | 0 | 0 | 0
8 | 19 | 14 | 0 | 0 | 0 | 0 | 0 | 0 | 0 | 0 | 0
8 | 19 | 15 | 0 | 0 | 0 | 0 | 0 | 0 | 0 | 0 | 0
8 | 19 | 16 | 0 | 0 | 0 | 0 | 0 | 0 | 0 | 0 | 0
8 | 19 | 17 | 0 | 0 | 0 | 0 | 0 | 0 | 0 | 0 | 0
8 | 19 | 18 | 0 | 0 | 0 | 0 | 0 | 0 | 0 | 0 | 0
8 | 19 | 19 | 0 | 0 | 0 | 0 | 0 | 0 | 0 | 0 | 0
8 | 19 | 20 | 0 | 0 | 0 | 0 | 0 | 0 | 0 | 0 | 0
8 | 19 | 21 | 0 | 0 | 0 | 0 | 0 | 0 | 0 | 0 | 0
8 | 19 | 22 | 0 | 0 | 0 | 0 | 0 | 0 | 0 | 0 | 0
8 | 19 | 23 | 0 | 0 | 0 | 0 | 0 | 0 | 0 | 0 | 0
8 | 19 | 24 | 0 | 0 | 0 | 0 | 0 | 0 | 0 | 0 | 0
8 | 20 | 1 | 0 | 0 | 0 | 0 | 0 | 0 | 0 | 0 | 0
8 | 20 | 2 | 0 | 0 | 0 | 0 | 0 | 0 | 0 | 0 | 0
8 | 20 | 3 | 0 | 0 | 0 | 0 | 0 | 0 | 0 | 0 | 0
8 | 20 | 4 | 0 | 0 | 0 | 0 | 0 | 0 | 0 | 0 | 0
8 | 20 | 5 | 0 | 0 | 0 | 0 | 0 | 0 | 0 | 0 | 0
8 | 20 | 6 | 0 | 0 | 0 | 0 | 0 | 0 | 0 | 0 | 0
8 | 20 | 7 | 0 | 0 | 0 | 0 | 0 | 0 | 0 | 0 | 0
8 | 20 | 8 | 0 | 0 | 0 | 0 | 0 | 0 | 0 | 0 | 0
8 | 20 | 9 | 0 | 0 | 0 | 0 | 0 | 0 | 0 | 0 | 0
8 | 20 | 10 | 0 | 0 | 0 | 0 | 0 | 0 | 0 | 0 | 0
8 | 20 | 11 | 0 | 0 | 0 | 0 | 0 | 0 | 0 | 0 | 0
8 | 20 | 12 | 0 | 0 | 0 | 0 | 0 | 0 | 0 | 0 | 0
8 | 20 | 13 | 0 | 0 | 0 | 0 | 0 | 0 | 0 | 0 | 0
8 | 20 | 14 | 0 | 0 | 0 | 0 | 0 | 0 | 0 | 0 | 0
8 | 20 | 15 | 0 | 0 | 0 | 0 | 0 | 0 | 0 | 0 | 0
8 | 20 | 16 | 0 | 0 | 0 | 0 | 0 | 0 | 0 | 0 | 0
8 | 20 | 17 | 0 | 0 | 0 | 0 | 0 | 0 | 0 | 0 | 0
8 | 20 | 18 | 0 | 0 | 0 | 0 | 0 | 0 | 0 | 0 | 0
8 | 20 | 19 | 0 | 0 | 0 | 0 | 0 | 0 | 0 | 0 | 0
8 | 20 | 20 | 0 | 0 | 0 | 0 | 0 | 0 | 0 | 0 | 0
8 | 20 | 21 | 0 | 0 | 0 | 0 | 0 | 0 | 0 | 0 | 0
8 | 20 | 22 | 0 | 0 | 0 | 0 | 0 | 0 | 0 | 0 | 0
8 | 20 | 23 | 0 | 0 | 0 | 0 | 0 | 0 | 0 | 0 | 0
8 | 20 | 24 | 0 | 0 | 0 | 0 | 0 | 0 | 0 | 0 | 0
8 | 21 | 1 | 0 | 0 | 0 | 0 | 0 | 0 | 0 | 0 | 0
8 | 21 | 2 | 0 | 0 | 0 | 0 | 0 | 0 | 0 | 0 | 0
8 | 21 | 3 | 0 | 0 | 0 | 0 | 0 | 0 | 0 | 0 | 0
8 | 21 | 4 | 0 | 0 | 0 | 0 | 0 | 0 | 0 | 0 | 0
8 | 21 | 5 | 0 | 0 | 0 | 0 | 0 | 0 | 0 | 0 | 0
8 | 21 | 6 | 0 | 0 | 0 | 0 | 0 | 0 | 0 | 0 | 0
8 | 21 | 7 | 0 | 0 | 0 | 0 | 0 | 0 | 0 | 0 | 0
8 | 21 | 8 | 0 | 0 | 0 | 0 | 0 | 0 | 0 | 0 | 0
8 | 21 | 9 | 0 | 0 | 0 | 0 | 0 | 0 | 0 | 0 | 0
8 | 21 | 10 | 0 | 0 | 0 | 0 | 0 | 0 | 0 | 0 | 0
8 | 21 | 11 | 0 | 0 | 0 | 0 | 0 | 0 | 0 | 0 | 0
8 | 21 | 12 | 0 | 0 | 0 | 0 | 0 | 0 | 0 | 0 | 0
8 | 21 | 13 | 0 | 0 | 0 | 0 | 0 | 0 | 0 | 0 | 0
8 | 21 | 14 | 0 | 0 | 0 | 0 | 0 | 0 | 0 | 0 | 0
8 | 21 | 15 | 0 | 0 | 0 | 0 | 0 | 0 | 0 | 0 | 0
8 | 21 | 16 | 0 | 0 | 0 | 0 | 0 | 0 | 0 | 0 | 0
8 | 21 | 17 | 0 | 0 | 0 | 0 | 0 | 0 | 0 | 0 | 0
8 | 21 | 18 | 0 | 0 | 0 | 0 | 0 | 0 | 0 | 0 | 0
8 | 21 | 19 | 0 | 0 | 0 | 0 | 0 | 0 | 0 | 0 | 0
8 | 21 | 20 | 0 | 0 | 0 | 0 | 0 | 0 | 0 | 0 | 0
8 | 21 | 21 | 0 | 0 | 0 | 0 | 0 | 0 | 0 | 0 | 0
8 | 21 | 22 | 0 | 0 | 0 | 0 | 0 | 0 | 0 | 0 | 0
8 | 21 | 23 | 0 | 0 | 0 | 0 | 0 | 0 | 0 | 0 | 0
8 | 21 | 24 | 0 | 0 | 0 | 0 | 0 | 0 | 0 | 0 | 0
8 | 22 | 1 | 0 | 0 | 0 | 0 | 0 | 0 | 0 | 0 | 0
8 | 22 | 2 | 0 | 0 | 0 | 0 | 0 | 0 | 0 | 0 | 0
8 | 22 | 3 | 0 | 0 | 0 | 0 | 0 | 0 | 0 | 0 | 0
8 | 22 | 4 | 0 | 0 | 0 | 0 | 0 | 0 | 0 | 0 | 0
8 | 22 | 5 | 0 | 0 | 0 | 0 | 0 | 0 | 0 | 0 | 0
8 | 22 | 6 | 0 | 0 | 0 | 0 | 0 | 0 | 0 | 0 | 0
8 | 22 | 7 | 0 | 0 | 0 | 0 | 0 | 0 | 0 | 0 | 0
8 | 22 | 8 | 0 | 0 | 0 | 0 | 0 | 0 | 0 | 0 | 0
8 | 22 | 9 | 0 | 0 | 0 | 0 | 0 | 0 | 0 | 0 | 0
8 | 22 | 10 | 0 | 0 | 0 | 0 | 0 | 0 | 0 | 0 | 0
8 | 22 | 11 | 0 | 0 | 0 | 0 | 0 | 0 | 0 | 0 | 0
8 | 22 | 12 | 0 | 0 | 0 | 0 | 0 | 0 | 0 | 0 | 0
8 | 22 | 13 | 0 | 0 | 0 | 0 | 0 | 0 | 0 | 0 | 0
8 | 22 | 14 | 0 | 0 | 0 | 0 | 0 | 0 | 0 | 0 | 0
8 | 22 | 15 | 0 | 0 | 0 | 0 | 0 | 0 | 0 | 0 | 0
8 | 22 | 16 | 0 | 0 | 0 | 0 | 0 | 0 | 0 | 0 | 0
8 | 22 | 17 | 0 | 0 | 0 | 0 | 0 | 0 | 0 | 0 | 0
8 | 22 | 18 | 0 | 0 | 0 | 0 | 0 | 0 | 0 | 0 | 0
8 | 22 | 19 | 0 | 0 | 0 | 0 | 0 | 0 | 0 | 0 | 0
8 | 22 | 20 | 0 | 0 | 0 | 0 | 0 | 0 | 0 | 0 | 0
8 | 22 | 21 | 0 | 0 | 0 | 0 | 0 | 0 | 0 | 0 | 0
8 | 22 | 22 | 0 | 0 | 0 | 0 | 0 | 0 | 0 | 0 | 0
8 | 22 | 23 | 0 | 0 | 0 | 0 | 0 | 0 | 0 | 0 | 0
8 | 22 | 24 | 0 | 0 | 0 | 0 | 0 | 0 | 0 | 0 | 0
8 | 23 | 1 | 0 | 0 | 0 | 0 | 0 | 0 | 0 | 0 | 0
8 | 23 | 2 | 0 | 0 | 0 | 0 | 0 | 0 | 0 | 0 | 0
8 | 23 | 3 | 0 | 0 | 0 | 0 | 0 | 0 | 0 | 0 | 0
8 | 23 | 4 | 0 | 0 | 0 | 0 | 0 | 0 | 0 | 0 | 0
8 | 23 | 5 | 0 | 0 | 0 | 0 | 0 | 0 | 0 | 0 | 0
8 | 23 | 6 | 0 | 0 | 0 | 0 | 0 | 0 | 0 | 0 | 0
8 | 23 | 7 | 0 | 0 | 0 | 0 | 0 | 0 | 0 | 0 | 0
8 | 23 | 8 | 0 | 0 | 0 | 0 | 0 | 0 | 0 | 0 | 0
8 | 23 | 9 | 0 | 0 | 0 | 0 | 0 | 0 | 0 | 0 | 0
8 | 23 | 10 | 0 | 0 | 0 | 0 | 0 | 0 | 0 | 0 | 0
8 | 23 | 11 | 0 | 0 | 0 | 0 | 0 | 0 | 0 | 0 | 0
8 | 23 | 12 | 0 | 0 | 0 | 0 | 0 | 0 | 0 | 0 | 0
8 | 23 | 13 | 0 | 0 | 0 | 0 | 0 | 0 | 0 | 0 | 0
8 | 23 | 14 | 0 | 0 | 0 | 0 | 0 | 0 | 0 | 0 | 0
8 | 23 | 15 | 0 | 0 | 0 | 0 | 0 | 0 | 0 | 0 | 0
8 | 23 | 16 | 0 | 0 | 0 | 0 | 0 | 0 | 0 | 0 | 0
8 | 23 | 17 | 0 | 0 | 0 | 0 | 0 | 0 | 0 | 0 | 0
8 | 23 | 18 | 0 | 0 | 0 | 0 | 0 | 0 | 0 | 0 | 0
8 | 23 | 19 | 0 | 0 | 0 | 0 | 0 | 0 | 0 | 0 | 0
8 | 23 | 20 | 0 | 0 | 0 | 0 | 0 | 0 | 0 | 0 | 0
8 | 23 | 21 | 0 | 0 | 0 | 0 | 0 | 0 | 0 | 0 | 0
8 | 23 | 22 | 0 | 0 | 0 | 0 | 0 | 0 | 0 | 0 | 0
8 | 23 | 23 | 0 | 0 | 0 | 0 | 0 | 0 | 0 | 0 | 0
8 | 23 | 24 | 0 | 0 | 0 | 0 | 0 | 0 | 0 | 0 | 0
8 | 24 | 1 | 0 | 0 | 0 | 0 | 0 | 0 | 0 | 0 | 0
8 | 24 | 2 | 0 | 0 | 0 | 0 | 0 | 0 | 0 | 0 | 0
8 | 24 | 3 | 0 | 0 | 0 | 0 | 0 | 0 | 0 | 0 | 0
8 | 24 | 4 | 0 | 0 | 0 | 0 | 0 | 0 | 0 | 0 | 0
8 | 24 | 5 | 0 | 0 | 0 | 0 | 0 | 0 | 0 | 0 | 0
8 | 24 | 6 | 0 | 0 | 0 | 0 | 0 | 0 | 0 | 0 | 0
8 | 24 | 7 | 0 | 0 | 0 | 0 | 0 | 0 | 0 | 0 | 0
8 | 24 | 8 | 0 | 0 | 0 | 0 | 0 | 0 | 0 | 0 | 0
8 | 24 | 9 | 0 | 0 | 0 | 0 | 0 | 0 | 0 | 0 | 0
8 | 24 | 10 | 0 | 0 | 0 | 0 | 0 | 0 | 0 | 0 | 0
8 | 24 | 11 | 0 | 0 | 0 | 0 | 0 | 0 | 0 | 0 | 0
8 | 24 | 12 | 0 | 0 | 0 | 0 | 0 | 0 | 0 | 0 | 0
8 | 24 | 13 | 0 | 0 | 0 | 0 | 0 | 0 | 0 | 0 | 0
8 | 24 | 14 | 0 | 0 | 0 | 0 | 0 | 0 | 0 | 0 | 0
8 | 24 | 15 | 0 | 0 | 0 | 0 | 0 | 0 | 0 | 0 | 0
8 | 24 | 16 | 0 | 0 | 0 | 0 | 0 | 0 | 0 | 0 | 0
8 | 24 | 17 | 0 | 0 | 0 | 0 | 0 | 0 | 0 | 0 | 0
8 | 24 | 18 | 0 | 0 | 0 | 0 | 0 | 0 | 0 | 0 | 0
8 | 24 | 19 | 0 | 0 | 0 | 0 | 0 | 0 | 0 | 0 | 0
8 | 24 | 20 | 0 | 0 | 0 | 0 | 0 | 0 | 0 | 0 | 0
8 | 24 | 21 | 0 | 0 | 0 | 0 | 0 | 0 | 0 | 0 | 0
8 | 24 | 22 | 0 | 0 | 0 | 0 | 0 | 0 | 0 | 0 | 0
8 | 24 | 23 | 0 | 0 | 0 | 0 | 0 | 0 | 0 | 0 | 0
8 | 24 | 24 | 0 | 0 | 0 | 0 | 0 | 0 | 0 | 0 | 0
8 | 25 | 1 | 0 | 0 | 0 | 0 | 0 | 0 | 0 | 0 | 0
8 | 25 | 2 | 0 | 0 | 0 | 0 | 0 | 0 | 0 | 0 | 0
8 | 25 | 3 | 0 | 0 | 0 | 0 | 0 | 0 | 0 | 0 | 0
8 | 25 | 4 | 0 | 0 | 0 | 0 | 0 | 0 | 0 | 0 | 0
8 | 25 | 5 | 0 | 0 | 0 | 0 | 0 | 0 | 0 | 0 | 0
8 | 25 | 6 | 0 | 0 | 0 | 0 | 0 | 0 | 0 | 0 | 0
8 | 25 | 7 | 0 | 0 | 0 | 0 | 0 | 0 | 0 | 0 | 0
8 | 25 | 8 | 0 | 0 | 0 | 0 | 0 | 0 | 0 | 0 | 0
8 | 25 | 9 | 0 | 0 | 0 | 0 | 0 | 0 | 0 | 0 | 0
8 | 25 | 10 | 0 | 0 | 0 | 0 | 0 | 0 | 0 | 0 | 0
8 | 25 | 11 | 0 | 0 | 0 | 0 | 0 | 0 | 0 | 0 | 0
8 | 25 | 12 | 0 | 0 | 0 | 0 | 0 | 0 | 0 | 0 | 0
8 | 25 | 13 | 0 | 0 | 0 | 0 | 0 | 0 | 0 | 0 | 0
8 | 25 | 14 | 0 | 0 | 0 | 0 | 0 | 0 | 0 | 0 | 0
8 | 25 | 15 | 0 | 0 | 0 | 0 | 0 | 0 | 0 | 0 | 0
8 | 25 | 16 | 0 | 0 | 0 | 0 | 0 | 0 | 0 | 0 | 0
8 | 25 | 17 | 0 | 0 | 0 | 0 | 0 | 0 | 0 | 0 | 0
8 | 25 | 18 | 0 | 0 | 0 | 0 | 0 | 0 | 0 | 0 | 0
8 | 25 | 19 | 0 | 0 | 0 | 0 | 0 | 0 | 0 | 0 | 0
8 | 25 | 20 | 0 | 0 | 0 | 0 | 0 | 0 | 0 | 0 | 0
8 | 25 | 21 | 0 | 0 | 0 | 0 | 0 | 0 | 0 | 0 | 0
8 | 25 | 22 | 0 | 0 | 0 | 0 | 0 | 0 | 0 | 0 | 0
8 | 25 | 23 | 0 | 0 | 0 | 0 | 0 | 0 | 0 | 0 | 0
8 | 25 | 24 | 0 | 0 | 0 | 0 | 0 | 0 | 0 | 0 | 0
8 | 26 | 1 | 0 | 0 | 0 | 0 | 0 | 0 | 0 | 0 | 0
8 | 26 | 2 | 0 | 0 | 0 | 0 | 0 | 0 | 0 | 0 | 0
8 | 26 | 3 | 0 | 0 | 0 | 0 | 0 | 0 | 0 | 0 | 0
8 | 26 | 4 | 0 | 0 | 0 | 0 | 0 | 0 | 0 | 0 | 0
8 | 26 | 5 | 0 | 0 | 0 | 0 | 0 | 0 | 0 | 0 | 0
8 | 26 | 6 | 0 | 0 | 0 | 0 | 0 | 0 | 0 | 0 | 0
8 | 26 | 7 | 0 | 0 | 0 | 0 | 0 | 0 | 0 | 0 | 0
8 | 26 | 8 | 0 | 0 | 0 | 0 | 0 | 0 | 0 | 0 | 0
8 | 26 | 9 | 0 | 0 | 0 | 0 | 0 | 0 | 0 | 0 | 0
8 | 26 | 10 | 0 | 0 | 0 | 0 | 0 | 0 | 0 | 0 | 0
8 | 26 | 11 | 0 | 0 | 0 | 0 | 0 | 0 | 0 | 0 | 0
8 | 26 | 12 | 0 | 0 | 0 | 0 | 0 | 0 | 0 | 0 | 0
8 | 26 | 13 | 0 | 0 | 0 | 0 | 0 | 0 | 0 | 0 | 0
8 | 26 | 14 | 0 | 0 | 0 | 0 | 0 | 0 | 0 | 0 | 0
8 | 26 | 15 | 0 | 0 | 0 | 0 | 0 | 0 | 0 | 0 | 0
8 | 26 | 16 | 0 | 0 | 0 | 0 | 0 | 0 | 0 | 0 | 0
8 | 26 | 17 | 0 | 0 | 0 | 0 | 0 | 0 | 0 | 0 | 0
8 | 26 | 18 | 0 | 0 | 0 | 0 | 0 | 0 | 0 | 0 | 0
8 | 26 | 19 | 0 | 0 | 0 | 0 | 0 | 0 | 0 | 0 | 0
8 | 26 | 20 | 0 | 0 | 0 | 0 | 0 | 0 | 0 | 0 | 0
8 | 26 | 21 | 0 | 0 | 0 | 0 | 0 | 0 | 0 | 0 | 0
8 | 26 | 22 | 0 | 0 | 0 | 0 | 0 | 0 | 0 | 0 | 0
8 | 26 | 23 | 0 | 0 | 0 | 0 | 0 | 0 | 0 | 0 | 0
8 | 26 | 24 | 0 | 0 | 0 | 0 | 0 | 0 | 0 | 0 | 0
8 | 27 | 1 | 0 | 0 | 0 | 0 | 0 | 0 | 0 | 0 | 0
8 | 27 | 2 | 0 | 0 | 0 | 0 | 0 | 0 | 0 | 0 | 0
8 | 27 | 3 | 0 | 0 | 0 | 0 | 0 | 0 | 0 | 0 | 0
8 | 27 | 4 | 0 | 0 | 0 | 0 | 0 | 0 | 0 | 0 | 0
8 | 27 | 5 | 0 | 0 | 0 | 0 | 0 | 0 | 0 | 0 | 0
8 | 27 | 6 | 0 | 0 | 0 | 0 | 0 | 0 | 0 | 0 | 0
8 | 27 | 7 | 0 | 0 | 0 | 0 | 0 | 0 | 0 | 0 | 0
8 | 27 | 8 | 0 | 0 | 0 | 0 | 0 | 0 | 0 | 0 | 0
8 | 27 | 9 | 0 | 0 | 0 | 0 | 0 | 0 | 0 | 0 | 0
8 | 27 | 10 | 0 | 0 | 0 | 0 | 0 | 0 | 0 | 0 | 0
8 | 27 | 11 | 0 | 0 | 0 | 0 | 0 | 0 | 0 | 0 | 0
8 | 27 | 12 | 0 | 0 | 0 | 0 | 0 | 0 | 0 | 0 | 0
8 | 27 | 13 | 0 | 0 | 0 | 0 | 0 | 0 | 0 | 0 | 0
8 | 27 | 14 | 0 | 0 | 0 | 0 | 0 | 0 | 0 | 0 | 0
8 | 27 | 15 | 0 | 0 | 0 | 0 | 0 | 0 | 0 | 0 | 0
8 | 27 | 16 | 0 | 0 | 0 | 0 | 0 | 0 | 0 | 0 | 0
8 | 27 | 17 | 0 | 0 | 0 | 0 | 0 | 0 | 0 | 0 | 0
8 | 27 | 18 | 0 | 0 | 0 | 0 | 0 | 0 | 0 | 0 | 0
8 | 27 | 19 | 0 | 0 | 0 | 0 | 0 | 0 | 0 | 0 | 0
8 | 27 | 20 | 0 | 0 | 0 | 0 | 0 | 0 | 0 | 0 | 0
8 | 27 | 21 | 0 | 0 | 0 | 0 | 0 | 0 | 0 | 0 | 0
8 | 27 | 22 | 0 | 0 | 0 | 0 | 0 | 0 | 0 | 0 | 0
8 | 27 | 23 | 0 | 0 | 0 | 0 | 0 | 0 | 0 | 0 | 0
8 | 27 | 24 | 0 | 0 | 0 | 0 | 0 | 0 | 0 | 0 | 0
8 | 28 | 1 | 0 | 0 | 0 | 0 | 0 | 0 | 0 | 0 | 0
8 | 28 | 2 | 0 | 0 | 0 | 0 | 0 | 0 | 0 | 0 | 0
8 | 28 | 3 | 0 | 0 | 0 | 0 | 0 | 0 | 0 | 0 | 0
8 | 28 | 4 | 0 | 0 | 0 | 0 | 0 | 0 | 0 | 0 | 0
8 | 28 | 5 | 0 | 0 | 0 | 0 | 0 | 0 | 0 | 0 | 0
8 | 28 | 6 | 0 | 0 | 0 | 0 | 0 | 0 | 0 | 0 | 0
8 | 28 | 7 | 0 | 0 | 0 | 0 | 0 | 0 | 0 | 0 | 0
8 | 28 | 8 | 0 | 0 | 0 | 0 | 0 | 0 | 0 | 0 | 0
8 | 28 | 9 | 0 | 0 | 0 | 0 | 0 | 0 | 0 | 0 | 0
8 | 28 | 10 | 0 | 0 | 0 | 0 | 0 | 0 | 0 | 0 | 0
8 | 28 | 11 | 0 | 0 | 0 | 0 | 0 | 0 | 0 | 0 | 0
8 | 28 | 12 | 0 | 0 | 0 | 0 | 0 | 0 | 0 | 0 | 0
8 | 28 | 13 | 0 | 0 | 0 | 0 | 0 | 0 | 0 | 0 | 0
8 | 28 | 14 | 0 | 0 | 0 | 0 | 0 | 0 | 0 | 0 | 0
8 | 28 | 15 | 0 | 0 | 0 | 0 | 0 | 0 | 0 | 0 | 0
8 | 28 | 16 | 0 | 0 | 0 | 0 | 0 | 0 | 0 | 0 | 0
8 | 28 | 17 | 0 | 0 | 0 | 0 | 0 | 0 | 0 | 0 | 0
8 | 28 | 18 | 0 | 0 | 0 | 0 | 0 | 0 | 0 | 0 | 0
8 | 28 | 19 | 0 | 0 | 0 | 0 | 0 | 0 | 0 | 0 | 0
8 | 28 | 20 | 0 | 0 | 0 | 0 | 0 | 0 | 0 | 0 | 0
8 | 28 | 21 | 0 | 0 | 0 | 0 | 0 | 0 | 0 | 0 | 0
8 | 28 | 22 | 0 | 0 | 0 | 0 | 0 | 0 | 0 | 0 | 0
8 | 28 | 23 | 0 | 0 | 0 | 0 | 0 | 0 | 0 | 0 | 0
8 | 28 | 24 | 0 | 0 | 0 | 0 | 0 | 0 | 0 | 0 | 0
8 | 29 | 1 | 0 | 0 | 0 | 0 | 0 | 0 | 0 | 0 | 0
8 | 29 | 2 | 0 | 0 | 0 | 0 | 0 | 0 | 0 | 0 | 0
8 | 29 | 3 | 0 | 0 | 0 | 0 | 0 | 0 | 0 | 0 | 0
8 | 29 | 4 | 0 | 0 | 0 | 0 | 0 | 0 | 0 | 0 | 0
8 | 29 | 5 | 0 | 0 | 0 | 0 | 0 | 0 | 0 | 0 | 0
8 | 29 | 6 | 0 | 0 | 0 | 0 | 0 | 0 | 0 | 0 | 0
8 | 29 | 7 | 0 | 0 | 0 | 0 | 0 | 0 | 0 | 0 | 0
8 | 29 | 8 | 0 | 0 | 0 | 0 | 0 | 0 | 0 | 0 | 0
8 | 29 | 9 | 0 | 0 | 0 | 0 | 0 | 0 | 0 | 0 | 0
8 | 29 | 10 | 0 | 0 | 0 | 0 | 0 | 0 | 0 | 0 | 0
8 | 29 | 11 | 0 | 0 | 0 | 0 | 0 | 0 | 0 | 0 | 0
8 | 29 | 12 | 0 | 0 | 0 | 0 | 0 | 0 | 0 | 0 | 0
8 | 29 | 13 | 0 | 0 | 0 | 0 | 0 | 0 | 0 | 0 | 0
8 | 29 | 14 | 0 | 0 | 0 | 0 | 0 | 0 | 0 | 0 | 0
8 | 29 | 15 | 0 | 0 | 0 | 0 | 0 | 0 | 0 | 0 | 0
8 | 29 | 16 | 0 | 0 | 0 | 0 | 0 | 0 | 0 | 0 | 0
8 | 29 | 17 | 0 | 0 | 0 | 0 | 0 | 0 | 0 | 0 | 0
8 | 29 | 18 | 0 | 0 | 0 | 0 | 0 | 0 | 0 | 0 | 0
8 | 29 | 19 | 0 | 0 | 0 | 0 | 0 | 0 | 0 | 0 | 0
8 | 29 | 20 | 0 | 0 | 0 | 0 | 0 | 0 | 0 | 0 | 0
8 | 29 | 21 | 0 | 0 | 0 | 0 | 0 | 0 | 0 | 0 | 0
8 | 29 | 22 | 0 | 0 | 0 | 0 | 0 | 0 | 0 | 0 | 0
8 | 29 | 23 | 0 | 0 | 0 | 0 | 0 | 0 | 0 | 0 | 0
8 | 29 | 24 | 0 | 0 | 0 | 0 | 0 | 0 | 0 | 0 | 0
8 | 30 | 1 | 0 | 0 | 0 | 0 | 0 | 0 | 0 | 0 | 0
8 | 30 | 2 | 0 | 0 | 0 | 0 | 0 | 0 | 0 | 0 | 0
8 | 30 | 3 | 0 | 0 | 0 | 0 | 0 | 0 | 0 | 0 | 0
8 | 30 | 4 | 0 | 0 | 0 | 0 | 0 | 0 | 0 | 0 | 0
8 | 30 | 5 | 0 | 0 | 0 | 0 | 0 | 0 | 0 | 0 | 0
8 | 30 | 6 | 0 | 0 | 0 | 0 | 0 | 0 | 0 | 0 | 0
8 | 30 | 7 | 0 | 0 | 0 | 0 | 0 | 0 | 0 | 0 | 0
8 | 30 | 8 | 0 | 0 | 0 | 0 | 0 | 0 | 0 | 0 | 0
8 | 30 | 9 | 0 | 0 | 0 | 0 | 0 | 0 | 0 | 0 | 0
8 | 30 | 10 | 0 | 0 | 0 | 0 | 0 | 0 | 0 | 0 | 0
8 | 30 | 11 | 0 | 0 | 0 | 0 | 0 | 0 | 0 | 0 | 0
8 | 30 | 12 | 0 | 0 | 0 | 0 | 0 | 0 | 0 | 0 | 0
8 | 30 | 13 | 0 | 0 | 0 | 0 | 0 | 0 | 0 | 0 | 0
8 | 30 | 14 | 0 | 0 | 0 | 0 | 0 | 0 | 0 | 0 | 0
8 | 30 | 15 | 0 | 0 | 0 | 0 | 0 | 0 | 0 | 0 | 0
8 | 30 | 16 | 0 | 0 | 0 | 0 | 0 | 0 | 0 | 0 | 0
8 | 30 | 17 | 0 | 0 | 0 | 0 | 0 | 0 | 0 | 0 | 0
8 | 30 | 18 | 0 | 0 | 0 | 0 | 0 | 0 | 0 | 0 | 0
8 | 30 | 19 | 0 | 0 | 0 | 0 | 0 | 0 | 0 | 0 | 0
8 | 30 | 20 | 0 | 0 | 0 | 0 | 0 | 0 | 0 | 0 | 0
8 | 30 | 21 | 0 | 0 | 0 | 0 | 0 | 0 | 0 | 0 | 0
8 | 30 | 22 | 0 | 0 | 0 | 0 | 0 | 0 | 0 | 0 | 0
8 | 30 | 23 | 0 | 0 | 0 | 0 | 0 | 0 | 0 | 0 | 0
8 | 30 | 24 | 0 | 0 | 0 | 0 | 0 | 0 | 0 | 0 | 0
8 | 31 | 1 | 0 | 0 | 0 | 0 | 0 | 0 | 0 | 0 | 0
8 | 31 | 2 | 0 | 0 | 0 | 0 | 0 | 0 | 0 | 0 | 0
8 | 31 | 3 | 0 | 0 | 0 | 0 | 0 | 0 | 0 | 0 | 0
8 | 31 | 4 | 0 | 0 | 0 | 0 | 0 | 0 | 0 | 0 | 0
8 | 31 | 5 | 0 | 0 | 0 | 0 | 0 | 0 | 0 | 0 | 0
8 | 31 | 6 | 0 | 0 | 0 | 0 | 0 | 0 | 0 | 0 | 0
8 | 31 | 7 | 0 | 0 | 0 | 0 | 0 | 0 | 0 | 0 | 0
8 | 31 | 8 | 0 | 0 | 0 | 0 | 0 | 0 | 0 | 0 | 0
8 | 31 | 9 | 0 | 0 | 0 | 0 | 0 | 0 | 0 | 0 | 0
8 | 31 | 10 | 0 | 0 | 0 | 0 | 0 | 0 | 0 | 0 | 0
8 | 31 | 11 | 0 | 0 | 0 | 0 | 0 | 0 | 0 | 0 | 0
8 | 31 | 12 | 0 | 0 | 0 | 0 | 0 | 0 | 0 | 0 | 0
8 | 31 | 13 | 0 | 0 | 0 | 0 | 0 | 0 | 0 | 0 | 0
8 | 31 | 14 | 0 | 0 | 0 | 0 | 0 | 0 | 0 | 0 | 0
8 | 31 | 15 | 0 | 0 | 0 | 0 | 0 | 0 | 0 | 0 | 0
8 | 31 | 16 | 0 | 0 | 0 | 0 | 0 | 0 | 0 | 0 | 0
8 | 31 | 17 | 0 | 0 | 0 | 0 | 0 | 0 | 0 | 0 | 0
8 | 31 | 18 | 0 | 0 | 0 | 0 | 0 | 0 | 0 | 0 | 0
8 | 31 | 19 | 0 | 0 | 0 | 0 | 0 | 0 | 0 | 0 | 0
8 | 31 | 20 | 0 | 0 | 0 | 0 | 0 | 0 | 0 | 0 | 0
8 | 31 | 21 | 0 | 0 | 0 | 0 | 0 | 0 | 0 | 0 | 0
8 | 31 | 22 | 0 | 0 | 0 | 0 | 0 | 0 | 0 | 0 | 0
8 | 31 | 23 | 0 | 0 | 0 | 0 | 0 | 0 | 0 | 0 | 0
8 | 31 | 24 | 0 | 0 | 0 | 0 | 0 | 0 | 0 | 0 | 0
9 | 1 | 1 | 0 | 0 | 0 | 0 | 0 | 0 | 0 | 0 | 0
9 | 1 | 2 | 0 | 0 | 0 | 0 | 0 | 0 | 0 | 0 | 0
9 | 1 | 3 | 0 | 0 | 0 | 0 | 0 | 0 | 0 | 0 | 0
9 | 1 | 4 | 0 | 0 | 0 | 0 | 0 | 0 | 0 | 0 | 0
9 | 1 | 5 | 0 | 0 | 0 | 0 | 0 | 0 | 0 | 0 | 0
9 | 1 | 6 | 0 | 0 | 0 | 0 | 0 | 0 | 0 | 0 | 0
9 | 1 | 7 | 0 | 0 | 0 | 0 | 0 | 0 | 0 | 0 | 0
9 | 1 | 8 | 0 | 0 | 0 | 0 | 0 | 0 | 0 | 0 | 0
9 | 1 | 9 | 0 | 0 | 0 | 0 | 0 | 0 | 0 | 0 | 0
9 | 1 | 10 | 0 | 0 | 0 | 0 | 0 | 0 | 0 | 0 | 0
9 | 1 | 11 | 0 | 0 | 0 | 0 | 0 | 0 | 0 | 0 | 0
9 | 1 | 12 | 0 | 0 | 0 | 0 | 0 | 0 | 0 | 0 | 0
9 | 1 | 13 | 0 | 0 | 0 | 0 | 0 | 0 | 0 | 0 | 0
9 | 1 | 14 | 0 | 0 | 0 | 0 | 0 | 0 | 0 | 0 | 0
9 | 1 | 15 | 0 | 0 | 0 | 0 | 0 | 0 | 0 | 0 | 0
9 | 1 | 16 | 0 | 0 | 0 | 0 | 0 | 0 | 0 | 0 | 0
9 | 1 | 17 | 0 | 0 | 0 | 0 | 0 | 0 | 0 | 0 | 0
9 | 1 | 18 | 0 | 0 | 0 | 0 | 0 | 0 | 0 | 0 | 0
9 | 1 | 19 | 0 | 0 | 0 | 0 | 0 | 0 | 0 | 0 | 0
9 | 1 | 20 | 0 | 0 | 0 | 0 | 0 | 0 | 0 | 0 | 0
9 | 1 | 21 | 0 | 0 | 0 | 0 | 0 | 0 | 0 | 0 | 0
9 | 1 | 22 | 0 | 0 | 0 | 0 | 0 | 0 | 0 | 0 | 0
9 | 1 | 23 | 0 | 0 | 0 | 0 | 0 | 0 | 0 | 0 | 0
9 | 1 | 24 | 0 | 0 | 0 | 0 | 0 | 0 | 0 | 0 | 0
9 | 2 | 1 | 0 | 0 | 0 | 0 | 0 | 0 | 0 | 0 | 0
9 | 2 | 2 | 0 | 0 | 0 | 0 | 0 | 0 | 0 | 0 | 0
9 | 2 | 3 | 0 | 0 | 0 | 0 | 0 | 0 | 0 | 0 | 0
9 | 2 | 4 | 0 | 0 | 0 | 0 | 0 | 0 | 0 | 0 | 0
9 | 2 | 5 | 0 | 0 | 0 | 0 | 0 | 0 | 0 | 0 | 0
9 | 2 | 6 | 0 | 0 | 0 | 0 | 0 | 0 | 0 | 0 | 0
9 | 2 | 7 | 0 | 0 | 0 | 0 | 0 | 0 | 0 | 0 | 0
9 | 2 | 8 | 0 | 0 | 0 | 0 | 0 | 0 | 0 | 0 | 0
9 | 2 | 9 | 0 | 0 | 0 | 0 | 0 | 0 | 0 | 0 | 0
9 | 2 | 10 | 0 | 0 | 0 | 0 | 0 | 0 | 0 | 0 | 0
9 | 2 | 11 | 0 | 0 | 0 | 0 | 0 | 0 | 0 | 0 | 0
9 | 2 | 12 | 0 | 0 | 0 | 0 | 0 | 0 | 0 | 0 | 0
9 | 2 | 13 | 0 | 0 | 0 | 0 | 0 | 0 | 0 | 0 | 0
9 | 2 | 14 | 0 | 0 | 0 | 0 | 0 | 0 | 0 | 0 | 0
9 | 2 | 15 | 0 | 0 | 0 | 0 | 0 | 0 | 0 | 0 | 0
9 | 2 | 16 | 0 | 0 | 0 | 0 | 0 | 0 | 0 | 0 | 0
9 | 2 | 17 | 0 | 0 | 0 | 0 | 0 | 0 | 0 | 0 | 0
9 | 2 | 18 | 0 | 0 | 0 | 0 | 0 | 0 | 0 | 0 | 0
9 | 2 | 19 | 0 | 0 | 0 | 0 | 0 | 0 | 0 | 0 | 0
9 | 2 | 20 | 0 | 0 | 0 | 0 | 0 | 0 | 0 | 0 | 0
9 | 2 | 21 | 0 | 0 | 0 | 0 | 0 | 0 | 0 | 0 | 0
9 | 2 | 22 | 0 | 0 | 0 | 0 | 0 | 0 | 0 | 0 | 0
9 | 2 | 23 | 0 | 0 | 0 | 0 | 0 | 0 | 0 | 0 | 0
9 | 2 | 24 | 0 | 0 | 0 | 0 | 0 | 0 | 0 | 0 | 0
9 | 3 | 1 | 0 | 0 | 0 | 0 | 0 | 0 | 0 | 0 | 0
9 | 3 | 2 | 0 | 0 | 0 | 0 | 0 | 0 | 0 | 0 | 0
9 | 3 | 3 | 0 | 0 | 0 | 0 | 0 | 0 | 0 | 0 | 0
9 | 3 | 4 | 0 | 0 | 0 | 0 | 0 | 0 | 0 | 0 | 0
9 | 3 | 5 | 0 | 0 | 0 | 0 | 0 | 0 | 0 | 0 | 0
9 | 3 | 6 | 0 | 0 | 0 | 0 | 0 | 0 | 0 | 0 | 0
9 | 3 | 7 | 0 | 0 | 0 | 0 | 0 | 0 | 0 | 0 | 0
9 | 3 | 8 | 0 | 0 | 0 | 0 | 0 | 0 | 0 | 0 | 0
9 | 3 | 9 | 0 | 0 | 0 | 0 | 0 | 0 | 0 | 0 | 0
9 | 3 | 10 | 0 | 0 | 0 | 0 | 0 | 0 | 0 | 0 | 0
9 | 3 | 11 | 0 | 0 | 0 | 0 | 0 | 0 | 0 | 0 | 0
9 | 3 | 12 | 0 | 0 | 0 | 0 | 0 | 0 | 0 | 0 | 0
9 | 3 | 13 | 0 | 0 | 0 | 0 | 0 | 0 | 0 | 0 | 0
9 | 3 | 14 | 0 | 0 | 0 | 0 | 0 | 0 | 0 | 0 | 0
9 | 3 | 15 | 0 | 0 | 0 | 0 | 0 | 0 | 0 | 0 | 0
9 | 3 | 16 | 0 | 0 | 0 | 0 | 0 | 0 | 0 | 0 | 0
9 | 3 | 17 | 0 | 0 | 0 | 0 | 0 | 0 | 0 | 0 | 0
9 | 3 | 18 | 0 | 0 | 0 | 0 | 0 | 0 | 0 | 0 | 0
9 | 3 | 19 | 0 | 0 | 0 | 0 | 0 | 0 | 0 | 0 | 0
9 | 3 | 20 | 0 | 0 | 0 | 0 | 0 | 0 | 0 | 0 | 0
9 | 3 | 21 | 0 | 0 | 0 | 0 | 0 | 0 | 0 | 0 | 0
9 | 3 | 22 | 0 | 0 | 0 | 0 | 0 | 0 | 0 | 0 | 0
9 | 3 | 23 | 0 | 0 | 0 | 0 | 0 | 0 | 0 | 0 | 0
9 | 3 | 24 | 0 | 0 | 0 | 0 | 0 | 0 | 0 | 0 | 0
9 | 4 | 1 | 0 | 0 | 0 | 0 | 0 | 0 | 0 | 0 | 0
9 | 4 | 2 | 0 | 0 | 0 | 0 | 0 | 0 | 0 | 0 | 0
9 | 4 | 3 | 0 | 0 | 0 | 0 | 0 | 0 | 0 | 0 | 0
9 | 4 | 4 | 0 | 0 | 0 | 0 | 0 | 0 | 0 | 0 | 0
9 | 4 | 5 | 0 | 0 | 0 | 0 | 0 | 0 | 0 | 0 | 0
9 | 4 | 6 | 0 | 0 | 0 | 0 | 0 | 0 | 0 | 0 | 0
9 | 4 | 7 | 0 | 0 | 0 | 0 | 0 | 0 | 0 | 0 | 0
9 | 4 | 8 | 0 | 0 | 0 | 0 | 0 | 0 | 0 | 0 | 0
9 | 4 | 9 | 0 | 0 | 0 | 0 | 0 | 0 | 0 | 0 | 0
9 | 4 | 10 | 0 | 0 | 0 | 0 | 0 | 0 | 0 | 0 | 0
9 | 4 | 11 | 0 | 0 | 0 | 0 | 0 | 0 | 0 | 0 | 0
9 | 4 | 12 | 0 | 0 | 0 | 0 | 0 | 0 | 0 | 0 | 0
9 | 4 | 13 | 0 | 0 | 0 | 0 | 0 | 0 | 0 | 0 | 0
9 | 4 | 14 | 0 | 0 | 0 | 0 | 0 | 0 | 0 | 0 | 0
9 | 4 | 15 | 0 | 0 | 0 | 0 | 0 | 0 | 0 | 0 | 0
9 | 4 | 16 | 0 | 0 | 0 | 0 | 0 | 0 | 0 | 0 | 0
9 | 4 | 17 | 0 | 0 | 0 | 0 | 0 | 0 | 0 | 0 | 0
9 | 4 | 18 | 0 | 0 | 0 | 0 | 0 | 0 | 0 | 0 | 0
9 | 4 | 19 | 0 | 0 | 0 | 0 | 0 | 0 | 0 | 0 | 0
9 | 4 | 20 | 0 | 0 | 0 | 0 | 0 | 0 | 0 | 0 | 0
9 | 4 | 21 | 0 | 0 | 0 | 0 | 0 | 0 | 0 | 0 | 0
9 | 4 | 22 | 0 | 0 | 0 | 0 | 0 | 0 | 0 | 0 | 0
9 | 4 | 23 | 0 | 0 | 0 | 0 | 0 | 0 | 0 | 0 | 0
9 | 4 | 24 | 0 | 0 | 0 | 0 | 0 | 0 | 0 | 0 | 0
9 | 5 | 1 | 0 | 0 | 0 | 0 | 0 | 0 | 0 | 0 | 0
9 | 5 | 2 | 0 | 0 | 0 | 0 | 0 | 0 | 0 | 0 | 0
9 | 5 | 3 | 0 | 0 | 0 | 0 | 0 | 0 | 0 | 0 | 0
9 | 5 | 4 | 0 | 0 | 0 | 0 | 0 | 0 | 0 | 0 | 0
9 | 5 | 5 | 0 | 0 | 0 | 0 | 0 | 0 | 0 | 0 | 0
9 | 5 | 6 | 0 | 0 | 0 | 0 | 0 | 0 | 0 | 0 | 0
9 | 5 | 7 | 0 | 0 | 0 | 0 | 0 | 0 | 0 | 0 | 0
9 | 5 | 8 | 0 | 0 | 0 | 0 | 0 | 0 | 0 | 0 | 0
9 | 5 | 9 | 0 | 0 | 0 | 0 | 0 | 0 | 0 | 0 | 0
9 | 5 | 10 | 0 | 0 | 0 | 0 | 0 | 0 | 0 | 0 | 0
9 | 5 | 11 | 0 | 0 | 0 | 0 | 0 | 0 | 0 | 0 | 0
9 | 5 | 12 | 0 | 0 | 0 | 0 | 0 | 0 | 0 | 0 | 0
9 | 5 | 13 | 0 | 0 | 0 | 0 | 0 | 0 | 0 | 0 | 0
9 | 5 | 14 | 0 | 0 | 0 | 0 | 0 | 0 | 0 | 0 | 0
9 | 5 | 15 | 0 | 0 | 0 | 0 | 0 | 0 | 0 | 0 | 0
9 | 5 | 16 | 0 | 0 | 0 | 0 | 0 | 0 | 0 | 0 | 0
9 | 5 | 17 | 0 | 0 | 0 | 0 | 0 | 0 | 0 | 0 | 0
9 | 5 | 18 | 0 | 0 | 0 | 0 | 0 | 0 | 0 | 0 | 0
9 | 5 | 19 | 0 | 0 | 0 | 0 | 0 | 0 | 0 | 0 | 0
9 | 5 | 20 | 0 | 0 | 0 | 0 | 0 | 0 | 0 | 0 | 0
9 | 5 | 21 | 0 | 0 | 0 | 0 | 0 | 0 | 0 | 0 | 0
9 | 5 | 22 | 0 | 0 | 0 | 0 | 0 | 0 | 0 | 0 | 0
9 | 5 | 23 | 0 | 0 | 0 | 0 | 0 | 0 | 0 | 0 | 0
9 | 5 | 24 | 0 | 0 | 0 | 0 | 0 | 0 | 0 | 0 | 0
9 | 6 | 1 | 0 | 0 | 0 | 0 | 0 | 0 | 0 | 0 | 0
9 | 6 | 2 | 0 | 0 | 0 | 0 | 0 | 0 | 0 | 0 | 0
9 | 6 | 3 | 0 | 0 | 0 | 0 | 0 | 0 | 0 | 0 | 0
9 | 6 | 4 | 0 | 0 | 0 | 0 | 0 | 0 | 0 | 0 | 0
9 | 6 | 5 | 0 | 0 | 0 | 0 | 0 | 0 | 0 | 0 | 0
9 | 6 | 6 | 0 | 0 | 0 | 0 | 0 | 0 | 0 | 0 | 0
9 | 6 | 7 | 0 | 0 | 0 | 0 | 0 | 0 | 0 | 0 | 0
9 | 6 | 8 | 0 | 0 | 0 | 0 | 0 | 0 | 0 | 0 | 0
9 | 6 | 9 | 0 | 0 | 0 | 0 | 0 | 0 | 0 | 0 | 0
9 | 6 | 10 | 0 | 0 | 0 | 0 | 0 | 0 | 0 | 0 | 0
9 | 6 | 11 | 0 | 0 | 0 | 0 | 0 | 0 | 0 | 0 | 0
9 | 6 | 12 | 0 | 0 | 0 | 0 | 0 | 0 | 0 | 0 | 0
9 | 6 | 13 | 0 | 0 | 0 | 0 | 0 | 0 | 0 | 0 | 0
9 | 6 | 14 | 0 | 0 | 0 | 0 | 0 | 0 | 0 | 0 | 0
9 | 6 | 15 | 0 | 0 | 0 | 0 | 0 | 0 | 0 | 0 | 0
9 | 6 | 16 | 0 | 0 | 0 | 0 | 0 | 0 | 0 | 0 | 0
9 | 6 | 17 | 0 | 0 | 0 | 0 | 0 | 0 | 0 | 0 | 0
9 | 6 | 18 | 0 | 0 | 0 | 0 | 0 | 0 | 0 | 0 | 0
9 | 6 | 19 | 0 | 0 | 0 | 0 | 0 | 0 | 0 | 0 | 0
9 | 6 | 20 | 0 | 0 | 0 | 0 | 0 | 0 | 0 | 0 | 0
9 | 6 | 21 | 0 | 0 | 0 | 0 | 0 | 0 | 0 | 0 | 0
9 | 6 | 22 | 0 | 0 | 0 | 0 | 0 | 0 | 0 | 0 | 0
9 | 6 | 23 | 0 | 0 | 0 | 0 | 0 | 0 | 0 | 0 | 0
9 | 6 | 24 | 0 | 0 | 0 | 0 | 0 | 0 | 0 | 0 | 0
9 | 7 | 1 | 0 | 0 | 0 | 0 | 0 | 0 | 0 | 0 | 0
9 | 7 | 2 | 0 | 0 | 0 | 0 | 0 | 0 | 0 | 0 | 0
9 | 7 | 3 | 0 | 0 | 0 | 0 | 0 | 0 | 0 | 0 | 0
9 | 7 | 4 | 0 | 0 | 0 | 0 | 0 | 0 | 0 | 0 | 0
9 | 7 | 5 | 0 | 0 | 0 | 0 | 0 | 0 | 0 | 0 | 0
9 | 7 | 6 | 0 | 0 | 0 | 0 | 0 | 0 | 0 | 0 | 0
9 | 7 | 7 | 0 | 0 | 0 | 0 | 0 | 0 | 0 | 0 | 0
9 | 7 | 8 | 0 | 0 | 0 | 0 | 0 | 0 | 0 | 0 | 0
9 | 7 | 9 | 0 | 0 | 0 | 0 | 0 | 0 | 0 | 0 | 0
9 | 7 | 10 | 0 | 0 | 0 | 0 | 0 | 0 | 0 | 0 | 0
9 | 7 | 11 | 0 | 0 | 0 | 0 | 0 | 0 | 0 | 0 | 0
9 | 7 | 12 | 0 | 0 | 0 | 0 | 0 | 0 | 0 | 0 | 0
9 | 7 | 13 | 0 | 0 | 0 | 0 | 0 | 0 | 0 | 0 | 0
9 | 7 | 14 | 0 | 0 | 0 | 0 | 0 | 0 | 0 | 0 | 0
9 | 7 | 15 | 0 | 0 | 0 | 0 | 0 | 0 | 0 | 0 | 0
9 | 7 | 16 | 0 | 0 | 0 | 0 | 0 | 0 | 0 | 0 | 0
9 | 7 | 17 | 0 | 0 | 0 | 0 | 0 | 0 | 0 | 0 | 0
9 | 7 | 18 | 0 | 0 | 0 | 0 | 0 | 0 | 0 | 0 | 0
9 | 7 | 19 | 0 | 0 | 0 | 0 | 0 | 0 | 0 | 0 | 0
9 | 7 | 20 | 0 | 0 | 0 | 0 | 0 | 0 | 0 | 0 | 0
9 | 7 | 21 | 0 | 0 | 0 | 0 | 0 | 0 | 0 | 0 | 0
9 | 7 | 22 | 0 | 0 | 0 | 0 | 0 | 0 | 0 | 0 | 0
9 | 7 | 23 | 0 | 0 | 0 | 0 | 0 | 0 | 0 | 0 | 0
9 | 7 | 24 | 0 | 0 | 0 | 0 | 0 | 0 | 0 | 0 | 0
9 | 8 | 1 | 0 | 0 | 0 | 0 | 0 | 0 | 0 | 0 | 0
9 | 8 | 2 | 0 | 0 | 0 | 0 | 0 | 0 | 0 | 0 | 0
9 | 8 | 3 | 0 | 0 | 0 | 0 | 0 | 0 | 0 | 0 | 0
9 | 8 | 4 | 0 | 0 | 0 | 0 | 0 | 0 | 0 | 0 | 0
9 | 8 | 5 | 0 | 0 | 0 | 0 | 0 | 0 | 0 | 0 | 0
9 | 8 | 6 | 0 | 0 | 0 | 0 | 0 | 0 | 0 | 0 | 0
9 | 8 | 7 | 0 | 0 | 0 | 0 | 0 | 0 | 0 | 0 | 0
9 | 8 | 8 | 0 | 0 | 0 | 0 | 0 | 0 | 0 | 0 | 0
9 | 8 | 9 | 0 | 0 | 0 | 0 | 0 | 0 | 0 | 0 | 0
9 | 8 | 10 | 0 | 0 | 0 | 0 | 0 | 0 | 0 | 0 | 0
9 | 8 | 11 | 0 | 0 | 0 | 0 | 0 | 0 | 0 | 0 | 0
9 | 8 | 12 | 0 | 0 | 0 | 0 | 0 | 0 | 0 | 0 | 0
9 | 8 | 13 | 0 | 0 | 0 | 0 | 0 | 0 | 0 | 0 | 0
9 | 8 | 14 | 0 | 0 | 0 | 0 | 0 | 0 | 0 | 0 | 0
9 | 8 | 15 | 0 | 0 | 0 | 0 | 0 | 0 | 0 | 0 | 0
9 | 8 | 16 | 0 | 0 | 0 | 0 | 0 | 0 | 0 | 0 | 0
9 | 8 | 17 | 0 | 0 | 0 | 0 | 0 | 0 | 0 | 0 | 0
9 | 8 | 18 | 0 | 0 | 0 | 0 | 0 | 0 | 0 | 0 | 0
9 | 8 | 19 | 0 | 0 | 0 | 0 | 0 | 0 | 0 | 0 | 0
9 | 8 | 20 | 0 | 0 | 0 | 0 | 0 | 0 | 0 | 0 | 0
9 | 8 | 21 | 0 | 0 | 0 | 0 | 0 | 0 | 0 | 0 | 0
9 | 8 | 22 | 0 | 0 | 0 | 0 | 0 | 0 | 0 | 0 | 0
9 | 8 | 23 | 0 | 0 | 0 | 0 | 0 | 0 | 0 | 0 | 0
9 | 8 | 24 | 0 | 0 | 0 | 0 | 0 | 0 | 0 | 0 | 0
9 | 9 | 1 | 0 | 0 | 0 | 0 | 0 | 0 | 0 | 0 | 0
9 | 9 | 2 | 0 | 0 | 0 | 0 | 0 | 0 | 0 | 0 | 0
9 | 9 | 3 | 0 | 0 | 0 | 0 | 0 | 0 | 0 | 0 | 0
9 | 9 | 4 | 0 | 0 | 0 | 0 | 0 | 0 | 0 | 0 | 0
9 | 9 | 5 | 0 | 0 | 0 | 0 | 0 | 0 | 0 | 0 | 0
9 | 9 | 6 | 0 | 0 | 0 | 0 | 0 | 0 | 0 | 0 | 0
9 | 9 | 7 | 0 | 0 | 0 | 0 | 0 | 0 | 0 | 0 | 0
9 | 9 | 8 | 0 | 0 | 0 | 0 | 0 | 0 | 0 | 0 | 0
9 | 9 | 9 | 0 | 0 | 0 | 0 | 0 | 0 | 0 | 0 | 0
9 | 9 | 10 | 0 | 0 | 0 | 0 | 0 | 0 | 0 | 0 | 0
9 | 9 | 11 | 0 | 0 | 0 | 0 | 0 | 0 | 0 | 0 | 0
9 | 9 | 12 | 0 | 0 | 0 | 0 | 0 | 0 | 0 | 0 | 0
9 | 9 | 13 | 0 | 0 | 0 | 0 | 0 | 0 | 0 | 0 | 0
9 | 9 | 14 | 0 | 0 | 0 | 0 | 0 | 0 | 0 | 0 | 0
9 | 9 | 15 | 0 | 0 | 0 | 0 | 0 | 0 | 0 | 0 | 0
9 | 9 | 16 | 0 | 0 | 0 | 0 | 0 | 0 | 0 | 0 | 0
9 | 9 | 17 | 0 | 0 | 0 | 0 | 0 | 0 | 0 | 0 | 0
9 | 9 | 18 | 0 | 0 | 0 | 0 | 0 | 0 | 0 | 0 | 0
9 | 9 | 19 | 0 | 0 | 0 | 0 | 0 | 0 | 0 | 0 | 0
9 | 9 | 20 | 0 | 0 | 0 | 0 | 0 | 0 | 0 | 0 | 0
9 | 9 | 21 | 0 | 0 | 0 | 0 | 0 | 0 | 0 | 0 | 0
9 | 9 | 22 | 0 | 0 | 0 | 0 | 0 | 0 | 0 | 0 | 0
9 | 9 | 23 | 0 | 0 | 0 | 0 | 0 | 0 | 0 | 0 | 0
9 | 9 | 24 | 0 | 0 | 0 | 0 | 0 | 0 | 0 | 0 | 0
9 | 10 | 1 | 0 | 0 | 0 | 0 | 0 | 0 | 0 | 0 | 0
9 | 10 | 2 | 0 | 0 | 0 | 0 | 0 | 0 | 0 | 0 | 0
9 | 10 | 3 | 0 | 0 | 0 | 0 | 0 | 0 | 0 | 0 | 0
9 | 10 | 4 | 0 | 0 | 0 | 0 | 0 | 0 | 0 | 0 | 0
9 | 10 | 5 | 0 | 0 | 0 | 0 | 0 | 0 | 0 | 0 | 0
9 | 10 | 6 | 0 | 0 | 0 | 0 | 0 | 0 | 0 | 0 | 0
9 | 10 | 7 | 0 | 0 | 0 | 0 | 0 | 0 | 0 | 0 | 0
9 | 10 | 8 | 0 | 0 | 0 | 0 | 0 | 0 | 0 | 0 | 0
9 | 10 | 9 | 0 | 0 | 0 | 0 | 0 | 0 | 0 | 0 | 0
9 | 10 | 10 | 0 | 0 | 0 | 0 | 0 | 0 | 0 | 0 | 0
9 | 10 | 11 | 0 | 0 | 0 | 0 | 0 | 0 | 0 | 0 | 0
9 | 10 | 12 | 0 | 0 | 0 | 0 | 0 | 0 | 0 | 0 | 0
9 | 10 | 13 | 0 | 0 | 0 | 0 | 0 | 0 | 0 | 0 | 0
9 | 10 | 14 | 0 | 0 | 0 | 0 | 0 | 0 | 0 | 0 | 0
9 | 10 | 15 | 0 | 0 | 0 | 0 | 0 | 0 | 0 | 0 | 0
9 | 10 | 16 | 0 | 0 | 0 | 0 | 0 | 0 | 0 | 0 | 0
9 | 10 | 17 | 0 | 0 | 0 | 0 | 0 | 0 | 0 | 0 | 0
9 | 10 | 18 | 0 | 0 | 0 | 0 | 0 | 0 | 0 | 0 | 0
9 | 10 | 19 | 0 | 0 | 0 | 0 | 0 | 0 | 0 | 0 | 0
9 | 10 | 20 | 0 | 0 | 0 | 0 | 0 | 0 | 0 | 0 | 0
9 | 10 | 21 | 0 | 0 | 0 | 0 | 0 | 0 | 0 | 0 | 0
9 | 10 | 22 | 0 | 0 | 0 | 0 | 0 | 0 | 0 | 0 | 0
9 | 10 | 23 | 0 | 0 | 0 | 0 | 0 | 0 | 0 | 0 | 0
9 | 10 | 24 | 0 | 0 | 0 | 0 | 0 | 0 | 0 | 0 | 0
9 | 11 | 1 | 0 | 0 | 0 | 0 | 0 | 0 | 0 | 0 | 0
9 | 11 | 2 | 0 | 0 | 0 | 0 | 0 | 0 | 0 | 0 | 0
9 | 11 | 3 | 0 | 0 | 0 | 0 | 0 | 0 | 0 | 0 | 0
9 | 11 | 4 | 0 | 0 | 0 | 0 | 0 | 0 | 0 | 0 | 0
9 | 11 | 5 | 0 | 0 | 0 | 0 | 0 | 0 | 0 | 0 | 0
9 | 11 | 6 | 0 | 0 | 0 | 0 | 0 | 0 | 0 | 0 | 0
9 | 11 | 7 | 0 | 0 | 0 | 0 | 0 | 0 | 0 | 0 | 0
9 | 11 | 8 | 0 | 0 | 0 | 0 | 0 | 0 | 0 | 0 | 0
9 | 11 | 9 | 0 | 0 | 0 | 0 | 0 | 0 | 0 | 0 | 0
9 | 11 | 10 | 0 | 0 | 0 | 0 | 0 | 0 | 0 | 0 | 0
9 | 11 | 11 | 0 | 0 | 0 | 0 | 0 | 0 | 0 | 0 | 0
9 | 11 | 12 | 0 | 0 | 0 | 0 | 0 | 0 | 0 | 0 | 0
9 | 11 | 13 | 0 | 0 | 0 | 0 | 0 | 0 | 0 | 0 | 0
9 | 11 | 14 | 0 | 0 | 0 | 0 | 0 | 0 | 0 | 0 | 0
9 | 11 | 15 | 0 | 0 | 0 | 0 | 0 | 0 | 0 | 0 | 0
9 | 11 | 16 | 0 | 0 | 0 | 0 | 0 | 0 | 0 | 0 | 0
9 | 11 | 17 | 0 | 0 | 0 | 0 | 0 | 0 | 0 | 0 | 0
9 | 11 | 18 | 0 | 0 | 0 | 0 | 0 | 0 | 0 | 0 | 0
9 | 11 | 19 | 0 | 0 | 0 | 0 | 0 | 0 | 0 | 0 | 0
9 | 11 | 20 | 0 | 0 | 0 | 0 | 0 | 0 | 0 | 0 | 0
9 | 11 | 21 | 0 | 0 | 0 | 0 | 0 | 0 | 0 | 0 | 0
9 | 11 | 22 | 0 | 0 | 0 | 0 | 0 | 0 | 0 | 0 | 0
9 | 11 | 23 | 0 | 0 | 0 | 0 | 0 | 0 | 0 | 0 | 0
9 | 11 | 24 | 0 | 0 | 0 | 0 | 0 | 0 | 0 | 0 | 0
9 | 12 | 1 | 0 | 0 | 0 | 0 | 0 | 0 | 0 | 0 | 0
9 | 12 | 2 | 0 | 0 | 0 | 0 | 0 | 0 | 0 | 0 | 0
9 | 12 | 3 | 0 | 0 | 0 | 0 | 0 | 0 | 0 | 0 | 0
9 | 12 | 4 | 0 | 0 | 0 | 0 | 0 | 0 | 0 | 0 | 0
9 | 12 | 5 | 0 | 0 | 0 | 0 | 0 | 0 | 0 | 0 | 0
9 | 12 | 6 | 0 | 0 | 0 | 0 | 0 | 0 | 0 | 0 | 0
9 | 12 | 7 | 0 | 0 | 0 | 0 | 0 | 0 | 0 | 0 | 0
9 | 12 | 8 | 0 | 0 | 0 | 0 | 0 | 0 | 0 | 0 | 0
9 | 12 | 9 | 0 | 0 | 0 | 0 | 0 | 0 | 0 | 0 | 0
9 | 12 | 10 | 0 | 0 | 0 | 0 | 0 | 0 | 0 | 0 | 0
9 | 12 | 11 | 0 | 0 | 0 | 0 | 0 | 0 | 0 | 0 | 0
9 | 12 | 12 | 0 | 0 | 0 | 0 | 0 | 0 | 0 | 0 | 0
9 | 12 | 13 | 0 | 0 | 0 | 0 | 0 | 0 | 0 | 0 | 0
9 | 12 | 14 | 0 | 0 | 0 | 0 | 0 | 0 | 0 | 0 | 0
9 | 12 | 15 | 0 | 0 | 0 | 0 | 0 | 0 | 0 | 0 | 0
9 | 12 | 16 | 0 | 0 | 0 | 0 | 0 | 0 | 0 | 0 | 0
9 | 12 | 17 | 0 | 0 | 0 | 0 | 0 | 0 | 0 | 0 | 0
9 | 12 | 18 | 0 | 0 | 0 | 0 | 0 | 0 | 0 | 0 | 0
9 | 12 | 19 | 0 | 0 | 0 | 0 | 0 | 0 | 0 | 0 | 0
9 | 12 | 20 | 0 | 0 | 0 | 0 | 0 | 0 | 0 | 0 | 0
9 | 12 | 21 | 0 | 0 | 0 | 0 | 0 | 0 | 0 | 0 | 0
9 | 12 | 22 | 0 | 0 | 0 | 0 | 0 | 0 | 0 | 0 | 0
9 | 12 | 23 | 0 | 0 | 0 | 0 | 0 | 0 | 0 | 0 | 0
9 | 12 | 24 | 0 | 0 | 0 | 0 | 0 | 0 | 0 | 0 | 0
9 | 13 | 1 | 0 | 0 | 0 | 0 | 0 | 0 | 0 | 0 | 0
9 | 13 | 2 | 0 | 0 | 0 | 0 | 0 | 0 | 0 | 0 | 0
9 | 13 | 3 | 0 | 0 | 0 | 0 | 0 | 0 | 0 | 0 | 0
9 | 13 | 4 | 0 | 0 | 0 | 0 | 0 | 0 | 0 | 0 | 0
9 | 13 | 5 | 0 | 0 | 0 | 0 | 0 | 0 | 0 | 0 | 0
9 | 13 | 6 | 0 | 0 | 0 | 0 | 0 | 0 | 0 | 0 | 0
9 | 13 | 7 | 0 | 0 | 0 | 0 | 0 | 0 | 0 | 0 | 0
9 | 13 | 8 | 0 | 0 | 0 | 0 | 0 | 0 | 0 | 0 | 0
9 | 13 | 9 | 0 | 0 | 0 | 0 | 0 | 0 | 0 | 0 | 0
9 | 13 | 10 | 0 | 0 | 0 | 0 | 0 | 0 | 0 | 0 | 0
9 | 13 | 11 | 0 | 0 | 0 | 0 | 0 | 0 | 0 | 0 | 0
9 | 13 | 12 | 0 | 0 | 0 | 0 | 0 | 0 | 0 | 0 | 0
9 | 13 | 13 | 0 | 0 | 0 | 0 | 0 | 0 | 0 | 0 | 0
9 | 13 | 14 | 0 | 0 | 0 | 0 | 0 | 0 | 0 | 0 | 0
9 | 13 | 15 | 0 | 0 | 0 | 0 | 0 | 0 | 0 | 0 | 0
9 | 13 | 16 | 0 | 0 | 0 | 0 | 0 | 0 | 0 | 0 | 0
9 | 13 | 17 | 0 | 0 | 0 | 0 | 0 | 0 | 0 | 0 | 0
9 | 13 | 18 | 0 | 0 | 0 | 0 | 0 | 0 | 0 | 0 | 0
9 | 13 | 19 | 0 | 0 | 0 | 0 | 0 | 0 | 0 | 0 | 0
9 | 13 | 20 | 0 | 0 | 0 | 0 | 0 | 0 | 0 | 0 | 0
9 | 13 | 21 | 0 | 0 | 0 | 0 | 0 | 0 | 0 | 0 | 0
9 | 13 | 22 | 0 | 0 | 0 | 0 | 0 | 0 | 0 | 0 | 0
9 | 13 | 23 | 0 | 0 | 0 | 0 | 0 | 0 | 0 | 0 | 0
9 | 13 | 24 | 0 | 0 | 0 | 0 | 0 | 0 | 0 | 0 | 0
9 | 14 | 1 | 0 | 0 | 0 | 0 | 0 | 0 | 0 | 0 | 0
9 | 14 | 2 | 0 | 0 | 0 | 0 | 0 | 0 | 0 | 0 | 0
9 | 14 | 3 | 0 | 0 | 0 | 0 | 0 | 0 | 0 | 0 | 0
9 | 14 | 4 | 0 | 0 | 0 | 0 | 0 | 0 | 0 | 0 | 0
9 | 14 | 5 | 0 | 0 | 0 | 0 | 0 | 0 | 0 | 0 | 0
9 | 14 | 6 | 0 | 0 | 0 | 0 | 0 | 0 | 0 | 0 | 0
9 | 14 | 7 | 0 | 0 | 0 | 0 | 0 | 0 | 0 | 0 | 0
9 | 14 | 8 | 0 | 0 | 0 | 0 | 0 | 0 | 0 | 0 | 0
9 | 14 | 9 | 0 | 0 | 0 | 0 | 0 | 0 | 0 | 0 | 0
9 | 14 | 10 | 0 | 0 | 0 | 0 | 0 | 0 | 0 | 0 | 0
9 | 14 | 11 | 0 | 0 | 0 | 0 | 0 | 0 | 0 | 0 | 0
9 | 14 | 12 | 0 | 0 | 0 | 0 | 0 | 0 | 0 | 0 | 0
9 | 14 | 13 | 0 | 0 | 0 | 0 | 0 | 0 | 0 | 0 | 0
9 | 14 | 14 | 0 | 0 | 0 | 0 | 0 | 0 | 0 | 0 | 0
9 | 14 | 15 | 0 | 0 | 0 | 0 | 0 | 0 | 0 | 0 | 0
9 | 14 | 16 | 0 | 0 | 0 | 0 | 0 | 0 | 0 | 0 | 0
9 | 14 | 17 | 0 | 0 | 0 | 0 | 0 | 0 | 0 | 0 | 0
9 | 14 | 18 | 0 | 0 | 0 | 0 | 0 | 0 | 0 | 0 | 0
9 | 14 | 19 | 0 | 0 | 0 | 0 | 0 | 0 | 0 | 0 | 0
9 | 14 | 20 | 0 | 0 | 0 | 0 | 0 | 0 | 0 | 0 | 0
9 | 14 | 21 | 0 | 0 | 0 | 0 | 0 | 0 | 0 | 0 | 0
9 | 14 | 22 | 0 | 0 | 0 | 0 | 0 | 0 | 0 | 0 | 0
9 | 14 | 23 | 0 | 0 | 0 | 0 | 0 | 0 | 0 | 0 | 0
9 | 14 | 24 | 0 | 0 | 0 | 0 | 0 | 0 | 0 | 0 | 0
9 | 15 | 1 | 0 | 0 | 0 | 0 | 0 | 0 | 0 | 0 | 0
9 | 15 | 2 | 0 | 0 | 0 | 0 | 0 | 0 | 0 | 0 | 0
9 | 15 | 3 | 0 | 0 | 0 | 0 | 0 | 0 | 0 | 0 | 0
9 | 15 | 4 | 0 | 0 | 0 | 0 | 0 | 0 | 0 | 0 | 0
9 | 15 | 5 | 0 | 0 | 0 | 0 | 0 | 0 | 0 | 0 | 0
9 | 15 | 6 | 0 | 0 | 0 | 0 | 0 | 0 | 0 | 0 | 0
9 | 15 | 7 | 0 | 0 | 0 | 0 | 0 | 0 | 0 | 0 | 0
9 | 15 | 8 | 0 | 0 | 0 | 0 | 0 | 0 | 0 | 0 | 0
9 | 15 | 9 | 0 | 0 | 0 | 0 | 0 | 0 | 0 | 0 | 0
9 | 15 | 10 | 0 | 0 | 0 | 0 | 0 | 0 | 0 | 0 | 0
9 | 15 | 11 | 0 | 0 | 0 | 0 | 0 | 0 | 0 | 0 | 0
9 | 15 | 12 | 0 | 0 | 0 | 0 | 0 | 0 | 0 | 0 | 0
9 | 15 | 13 | 0 | 0 | 0 | 0 | 0 | 0 | 0 | 0 | 0
9 | 15 | 14 | 0 | 0 | 0 | 0 | 0 | 0 | 0 | 0 | 0
9 | 15 | 15 | 0 | 0 | 0 | 0 | 0 | 0 | 0 | 0 | 0
9 | 15 | 16 | 0 | 0 | 0 | 0 | 0 | 0 | 0 | 0 | 0
9 | 15 | 17 | 0 | 0 | 0 | 0 | 0 | 0 | 0 | 0 | 0
9 | 15 | 18 | 0 | 0 | 0 | 0 | 0 | 0 | 0 | 0 | 0
9 | 15 | 19 | 0 | 0 | 0 | 0 | 0 | 0 | 0 | 0 | 0
9 | 15 | 20 | 0 | 0 | 0 | 0 | 0 | 0 | 0 | 0 | 0
9 | 15 | 21 | 0 | 0 | 0 | 0 | 0 | 0 | 0 | 0 | 0
9 | 15 | 22 | 0 | 0 | 0 | 0 | 0 | 0 | 0 | 0 | 0
9 | 15 | 23 | 0 | 0 | 0 | 0 | 0 | 0 | 0 | 0 | 0
9 | 15 | 24 | 0 | 0 | 0 | 0 | 0 | 0 | 0 | 0 | 0
9 | 16 | 1 | 0 | 0 | 0 | 0 | 0 | 0 | 0 | 0 | 0
9 | 16 | 2 | 0 | 0 | 0 | 0 | 0 | 0 | 0 | 0 | 0
9 | 16 | 3 | 0 | 0 | 0 | 0 | 0 | 0 | 0 | 0 | 0
9 | 16 | 4 | 0 | 0 | 0 | 0 | 0 | 0 | 0 | 0 | 0
9 | 16 | 5 | 0 | 0 | 0 | 0 | 0 | 0 | 0 | 0 | 0
9 | 16 | 6 | 0 | 0 | 0 | 0 | 0 | 0 | 0 | 0 | 0
9 | 16 | 7 | 0 | 0 | 0 | 0 | 0 | 0 | 0 | 0 | 0
9 | 16 | 8 | 0 | 0 | 0 | 0 | 0 | 0 | 0 | 0 | 0
9 | 16 | 9 | 0 | 0 | 0 | 0 | 0 | 0 | 0 | 0 | 0
9 | 16 | 10 | 0 | 0 | 0 | 0 | 0 | 0 | 0 | 0 | 0
9 | 16 | 11 | 0 | 0 | 0 | 0 | 0 | 0 | 0 | 0 | 0
9 | 16 | 12 | 0 | 0 | 0 | 0 | 0 | 0 | 0 | 0 | 0
9 | 16 | 13 | 0 | 0 | 0 | 0 | 0 | 0 | 0 | 0 | 0
9 | 16 | 14 | 0 | 0 | 0 | 0 | 0 | 0 | 0 | 0 | 0
9 | 16 | 15 | 0 | 0 | 0 | 0 | 0 | 0 | 0 | 0 | 0
9 | 16 | 16 | 0 | 0 | 0 | 0 | 0 | 0 | 0 | 0 | 0
9 | 16 | 17 | 0 | 0 | 0 | 0 | 0 | 0 | 0 | 0 | 0
9 | 16 | 18 | 0 | 0 | 0 | 0 | 0 | 0 | 0 | 0 | 0
9 | 16 | 19 | 0 | 0 | 0 | 0 | 0 | 0 | 0 | 0 | 0
9 | 16 | 20 | 0 | 0 | 0 | 0 | 0 | 0 | 0 | 0 | 0
9 | 16 | 21 | 0 | 0 | 0 | 0 | 0 | 0 | 0 | 0 | 0
9 | 16 | 22 | 0 | 0 | 0 | 0 | 0 | 0 | 0 | 0 | 0
9 | 16 | 23 | 0 | 0 | 0 | 0 | 0 | 0 | 0 | 0 | 0
9 | 16 | 24 | 0 | 0 | 0 | 0 | 0 | 0 | 0 | 0 | 0
9 | 17 | 1 | 0 | 0 | 0 | 0 | 0 | 0 | 0 | 0 | 0
9 | 17 | 2 | 0 | 0 | 0 | 0 | 0 | 0 | 0 | 0 | 0
9 | 17 | 3 | 0 | 0 | 0 | 0 | 0 | 0 | 0 | 0 | 0
9 | 17 | 4 | 0 | 0 | 0 | 0 | 0 | 0 | 0 | 0 | 0
9 | 17 | 5 | 0 | 0 | 0 | 0 | 0 | 0 | 0 | 0 | 0
9 | 17 | 6 | 0 | 0 | 0 | 0 | 0 | 0 | 0 | 0 | 0
9 | 17 | 7 | 0 | 0 | 0 | 0 | 0 | 0 | 0 | 0 | 0
9 | 17 | 8 | 0 | 0 | 0 | 0 | 0 | 0 | 0 | 0 | 0
9 | 17 | 9 | 0 | 0 | 0 | 0 | 0 | 0 | 0 | 0 | 0
9 | 17 | 10 | 0 | 0 | 0 | 0 | 0 | 0 | 0 | 0 | 0
9 | 17 | 11 | 0 | 0 | 0 | 0 | 0 | 0 | 0 | 0 | 0
9 | 17 | 12 | 0 | 0 | 0 | 0 | 0 | 0 | 0 | 0 | 0
9 | 17 | 13 | 0 | 0 | 0 | 0 | 0 | 0 | 0 | 0 | 0
9 | 17 | 14 | 0 | 0 | 0 | 0 | 0 | 0 | 0 | 0 | 0
9 | 17 | 15 | 0 | 0 | 0 | 0 | 0 | 0 | 0 | 0 | 0
9 | 17 | 16 | 0 | 0 | 0 | 0 | 0 | 0 | 0 | 0 | 0
9 | 17 | 17 | 0 | 0 | 0 | 0 | 0 | 0 | 0 | 0 | 0
9 | 17 | 18 | 0 | 0 | 0 | 0 | 0 | 0 | 0 | 0 | 0
9 | 17 | 19 | 0 | 0 | 0 | 0 | 0 | 0 | 0 | 0 | 0
9 | 17 | 20 | 0 | 0 | 0 | 0 | 0 | 0 | 0 | 0 | 0
9 | 17 | 21 | 0 | 0 | 0 | 0 | 0 | 0 | 0 | 0 | 0
9 | 17 | 22 | 0 | 0 | 0 | 0 | 0 | 0 | 0 | 0 | 0
9 | 17 | 23 | 0 | 0 | 0 | 0 | 0 | 0 | 0 | 0 | 0
9 | 17 | 24 | 0 | 0 | 0 | 0 | 0 | 0 | 0 | 0 | 0
9 | 18 | 1 | 0 | 0 | 0 | 0 | 0 | 0 | 0 | 0 | 0
9 | 18 | 2 | 0 | 0 | 0 | 0 | 0 | 0 | 0 | 0 | 0
9 | 18 | 3 | 0 | 0 | 0 | 0 | 0 | 0 | 0 | 0 | 0
9 | 18 | 4 | 0 | 0 | 0 | 0 | 0 | 0 | 0 | 0 | 0
9 | 18 | 5 | 0 | 0 | 0 | 0 | 0 | 0 | 0 | 0 | 0
9 | 18 | 6 | 0 | 0 | 0 | 0 | 0 | 0 | 0 | 0 | 0
9 | 18 | 7 | 0 | 0 | 0 | 0 | 0 | 0 | 0 | 0 | 0
9 | 18 | 8 | 0 | 0 | 0 | 0 | 0 | 0 | 0 | 0 | 0
9 | 18 | 9 | 0 | 0 | 0 | 0 | 0 | 0 | 0 | 0 | 0
9 | 18 | 10 | 0 | 0 | 0 | 0 | 0 | 0 | 0 | 0 | 0
9 | 18 | 11 | 0 | 0 | 0 | 0 | 0 | 0 | 0 | 0 | 0
9 | 18 | 12 | 0 | 0 | 0 | 0 | 0 | 0 | 0 | 0 | 0
9 | 18 | 13 | 0 | 0 | 0 | 0 | 0 | 0 | 0 | 0 | 0
9 | 18 | 14 | 0 | 0 | 0 | 0 | 0 | 0 | 0 | 0 | 0
9 | 18 | 15 | 0 | 0 | 0 | 0 | 0 | 0 | 0 | 0 | 0
9 | 18 | 16 | 0 | 0 | 0 | 0 | 0 | 0 | 0 | 0 | 0
9 | 18 | 17 | 0 | 0 | 0 | 0 | 0 | 0 | 0 | 0 | 0
9 | 18 | 18 | 0 | 0 | 0 | 0 | 0 | 0 | 0 | 0 | 0
9 | 18 | 19 | 0 | 0 | 0 | 0 | 0 | 0 | 0 | 0 | 0
9 | 18 | 20 | 0 | 0 | 0 | 0 | 0 | 0 | 0 | 0 | 0
9 | 18 | 21 | 0 | 0 | 0 | 0 | 0 | 0 | 0 | 0 | 0
9 | 18 | 22 | 0 | 0 | 0 | 0 | 0 | 0 | 0 | 0 | 0
9 | 18 | 23 | 0 | 0 | 0 | 0 | 0 | 0 | 0 | 0 | 0
9 | 18 | 24 | 0 | 0 | 0 | 0 | 0 | 0 | 0 | 0 | 0
9 | 19 | 1 | 0 | 0 | 0 | 0 | 0 | 0 | 0 | 0 | 0
9 | 19 | 2 | 0 | 0 | 0 | 0 | 0 | 0 | 0 | 0 | 0
9 | 19 | 3 | 0 | 0 | 0 | 0 | 0 | 0 | 0 | 0 | 0
9 | 19 | 4 | 0 | 0 | 0 | 0 | 0 | 0 | 0 | 0 | 0
9 | 19 | 5 | 0 | 0 | 0 | 0 | 0 | 0 | 0 | 0 | 0
9 | 19 | 6 | 0 | 0 | 0 | 0 | 0 | 0 | 0 | 0 | 0
9 | 19 | 7 | 0 | 0 | 0 | 0 | 0 | 0 | 0 | 0 | 0
9 | 19 | 8 | 0 | 0 | 0 | 0 | 0 | 0 | 0 | 0 | 0
9 | 19 | 9 | 0 | 0 | 0 | 0 | 0 | 0 | 0 | 0 | 0
9 | 19 | 10 | 0 | 0 | 0 | 0 | 0 | 0 | 0 | 0 | 0
9 | 19 | 11 | 0 | 0 | 0 | 0 | 0 | 0 | 0 | 0 | 0
9 | 19 | 12 | 0 | 0 | 0 | 0 | 0 | 0 | 0 | 0 | 0
9 | 19 | 13 | 0 | 0 | 0 | 0 | 0 | 0 | 0 | 0 | 0
9 | 19 | 14 | 0 | 0 | 0 | 0 | 0 | 0 | 0 | 0 | 0
9 | 19 | 15 | 0 | 0 | 0 | 0 | 0 | 0 | 0 | 0 | 0
9 | 19 | 16 | 0 | 0 | 0 | 0 | 0 | 0 | 0 | 0 | 0
9 | 19 | 17 | 0 | 0 | 0 | 0 | 0 | 0 | 0 | 0 | 0
9 | 19 | 18 | 0 | 0 | 0 | 0 | 0 | 0 | 0 | 0 | 0
9 | 19 | 19 | 0 | 0 | 0 | 0 | 0 | 0 | 0 | 0 | 0
9 | 19 | 20 | 0 | 0 | 0 | 0 | 0 | 0 | 0 | 0 | 0
9 | 19 | 21 | 0 | 0 | 0 | 0 | 0 | 0 | 0 | 0 | 0
9 | 19 | 22 | 0 | 0 | 0 | 0 | 0 | 0 | 0 | 0 | 0
9 | 19 | 23 | 0 | 0 | 0 | 0 | 0 | 0 | 0 | 0 | 0
9 | 19 | 24 | 0 | 0 | 0 | 0 | 0 | 0 | 0 | 0 | 0
9 | 20 | 1 | 0 | 0 | 0 | 0 | 0 | 0 | 0 | 0 | 0
9 | 20 | 2 | 0 | 0 | 0 | 0 | 0 | 0 | 0 | 0 | 0
9 | 20 | 3 | 0 | 0 | 0 | 0 | 0 | 0 | 0 | 0 | 0
9 | 20 | 4 | 0 | 0 | 0 | 0 | 0 | 0 | 0 | 0 | 0
9 | 20 | 5 | 0 | 0 | 0 | 0 | 0 | 0 | 0 | 0 | 0
9 | 20 | 6 | 0 | 0 | 0 | 0 | 0 | 0 | 0 | 0 | 0
9 | 20 | 7 | 0 | 0 | 0 | 0 | 0 | 0 | 0 | 0 | 0
9 | 20 | 8 | 0 | 0 | 0 | 0 | 0 | 0 | 0 | 0 | 0
9 | 20 | 9 | 0 | 0 | 0 | 0 | 0 | 0 | 0 | 0 | 0
9 | 20 | 10 | 0 | 0 | 0 | 0 | 0 | 0 | 0 | 0 | 0
9 | 20 | 11 | 0 | 0 | 0 | 0 | 0 | 0 | 0 | 0 | 0
9 | 20 | 12 | 0 | 0 | 0 | 0 | 0 | 0 | 0 | 0 | 0
9 | 20 | 13 | 0 | 0 | 0 | 0 | 0 | 0 | 0 | 0 | 0
9 | 20 | 14 | 0 | 0 | 0 | 0 | 0 | 0 | 0 | 0 | 0
9 | 20 | 15 | 0 | 0 | 0 | 0 | 0 | 0 | 0 | 0 | 0
9 | 20 | 16 | 0 | 0 | 0 | 0 | 0 | 0 | 0 | 0 | 0
9 | 20 | 17 | 0 | 0 | 0 | 0 | 0 | 0 | 0 | 0 | 0
9 | 20 | 18 | 0 | 0 | 0 | 0 | 0 | 0 | 0 | 0 | 0
9 | 20 | 19 | 0 | 0 | 0 | 0 | 0 | 0 | 0 | 0 | 0
9 | 20 | 20 | 0 | 0 | 0 | 0 | 0 | 0 | 0 | 0 | 0
9 | 20 | 21 | 0 | 0 | 0 | 0 | 0 | 0 | 0 | 0 | 0
9 | 20 | 22 | 0 | 0 | 0 | 0 | 0 | 0 | 0 | 0 | 0
9 | 20 | 23 | 0 | 0 | 0 | 0 | 0 | 0 | 0 | 0 | 0
9 | 20 | 24 | 0 | 0 | 0 | 0 | 0 | 0 | 0 | 0 | 0
9 | 21 | 1 | 0 | 0 | 0 | 0 | 0 | 0 | 0 | 0 | 0
9 | 21 | 2 | 0 | 0 | 0 | 0 | 0 | 0 | 0 | 0 | 0
9 | 21 | 3 | 0 | 0 | 0 | 0 | 0 | 0 | 0 | 0 | 0
9 | 21 | 4 | 0 | 0 | 0 | 0 | 0 | 0 | 0 | 0 | 0
9 | 21 | 5 | 0 | 0 | 0 | 0 | 0 | 0 | 0 | 0 | 0
9 | 21 | 6 | 0 | 0 | 0 | 0 | 0 | 0 | 0 | 0 | 0
9 | 21 | 7 | 0 | 0 | 0 | 0 | 0 | 0 | 0 | 0 | 0
9 | 21 | 8 | 0 | 0 | 0 | 0 | 0 | 0 | 0 | 0 | 0
9 | 21 | 9 | 0 | 0 | 0 | 0 | 0 | 0 | 0 | 0 | 0
9 | 21 | 10 | 0 | 0 | 0 | 0 | 0 | 0 | 0 | 0 | 0
9 | 21 | 11 | 0 | 0 | 0 | 0 | 0 | 0 | 0 | 0 | 0
9 | 21 | 12 | 0 | 0 | 0 | 0 | 0 | 0 | 0 | 0 | 0
9 | 21 | 13 | 0 | 0 | 0 | 0 | 0 | 0 | 0 | 0 | 0
9 | 21 | 14 | 0 | 0 | 0 | 0 | 0 | 0 | 0 | 0 | 0
9 | 21 | 15 | 0 | 0 | 0 | 0 | 0 | 0 | 0 | 0 | 0
9 | 21 | 16 | 0 | 0 | 0 | 0 | 0 | 0 | 0 | 0 | 0
9 | 21 | 17 | 0 | 0 | 0 | 0 | 0 | 0 | 0 | 0 | 0
9 | 21 | 18 | 0 | 0 | 0 | 0 | 0 | 0 | 0 | 0 | 0
9 | 21 | 19 | 0 | 0 | 0 | 0 | 0 | 0 | 0 | 0 | 0
9 | 21 | 20 | 0 | 0 | 0 | 0 | 0 | 0 | 0 | 0 | 0
9 | 21 | 21 | 0 | 0 | 0 | 0 | 0 | 0 | 0 | 0 | 0
9 | 21 | 22 | 0 | 0 | 0 | 0 | 0 | 0 | 0 | 0 | 0
9 | 21 | 23 | 0 | 0 | 0 | 0 | 0 | 0 | 0 | 0 | 0
9 | 21 | 24 | 0 | 0 | 0 | 0 | 0 | 0 | 0 | 0 | 0
9 | 22 | 1 | 0 | 0 | 0 | 0 | 0 | 0 | 0 | 0 | 0
9 | 22 | 2 | 0 | 0 | 0 | 0 | 0 | 0 | 0 | 0 | 0
9 | 22 | 3 | 0 | 0 | 0 | 0 | 0 | 0 | 0 | 0 | 0
9 | 22 | 4 | 0 | 0 | 0 | 0 | 0 | 0 | 0 | 0 | 0
9 | 22 | 5 | 0 | 0 | 0 | 0 | 0 | 0 | 0 | 0 | 0
9 | 22 | 6 | 0 | 0 | 0 | 0 | 0 | 0 | 0 | 0 | 0
9 | 22 | 7 | 0 | 0 | 0 | 0 | 0 | 0 | 0 | 0 | 0
9 | 22 | 8 | 0 | 0 | 0 | 0 | 0 | 0 | 0 | 0 | 0
9 | 22 | 9 | 0 | 0 | 0 | 0 | 0 | 0 | 0 | 0 | 0
9 | 22 | 10 | 0 | 0 | 0 | 0 | 0 | 0 | 0 | 0 | 0
9 | 22 | 11 | 0 | 0 | 0 | 0 | 0 | 0 | 0 | 0 | 0
9 | 22 | 12 | 0 | 0 | 0 | 0 | 0 | 0 | 0 | 0 | 0
9 | 22 | 13 | 0 | 0 | 0 | 0 | 0 | 0 | 0 | 0 | 0
9 | 22 | 14 | 0 | 0 | 0 | 0 | 0 | 0 | 0 | 0 | 0
9 | 22 | 15 | 0 | 0 | 0 | 0 | 0 | 0 | 0 | 0 | 0
9 | 22 | 16 | 0 | 0 | 0 | 0 | 0 | 0 | 0 | 0 | 0
9 | 22 | 17 | 0 | 0 | 0 | 0 | 0 | 0 | 0 | 0 | 0
9 | 22 | 18 | 0 | 0 | 0 | 0 | 0 | 0 | 0 | 0 | 0
9 | 22 | 19 | 0 | 0 | 0 | 0 | 0 | 0 | 0 | 0 | 0
9 | 22 | 20 | 0 | 0 | 0 | 0 | 0 | 0 | 0 | 0 | 0
9 | 22 | 21 | 0 | 0 | 0 | 0 | 0 | 0 | 0 | 0 | 0
9 | 22 | 22 | 0 | 0 | 0 | 0 | 0 | 0 | 0 | 0 | 0
9 | 22 | 23 | 0 | 0 | 0 | 0 | 0 | 0 | 0 | 0 | 0
9 | 22 | 24 | 0 | 0 | 0 | 0 | 0 | 0 | 0 | 0 | 0
9 | 23 | 1 | 0 | 0 | 0 | 0 | 0 | 0 | 0 | 0 | 0
9 | 23 | 2 | 0 | 0 | 0 | 0 | 0 | 0 | 0 | 0 | 0
9 | 23 | 3 | 0 | 0 | 0 | 0 | 0 | 0 | 0 | 0 | 0
9 | 23 | 4 | 0 | 0 | 0 | 0 | 0 | 0 | 0 | 0 | 0
9 | 23 | 5 | 0 | 0 | 0 | 0 | 0 | 0 | 0 | 0 | 0
9 | 23 | 6 | 0 | 0 | 0 | 0 | 0 | 0 | 0 | 0 | 0
9 | 23 | 7 | 0 | 0 | 0 | 0 | 0 | 0 | 0 | 0 | 0
9 | 23 | 8 | 0 | 0 | 0 | 0 | 0 | 0 | 0 | 0 | 0
9 | 23 | 9 | 0 | 0 | 0 | 0 | 0 | 0 | 0 | 0 | 0
9 | 23 | 10 | 0 | 0 | 0 | 0 | 0 | 0 | 0 | 0 | 0
9 | 23 | 11 | 0 | 0 | 0 | 0 | 0 | 0 | 0 | 0 | 0
9 | 23 | 12 | 0 | 0 | 0 | 0 | 0 | 0 | 0 | 0 | 0
9 | 23 | 13 | 0 | 0 | 0 | 0 | 0 | 0 | 0 | 0 | 0
9 | 23 | 14 | 0 | 0 | 0 | 0 | 0 | 0 | 0 | 0 | 0
9 | 23 | 15 | 0 | 0 | 0 | 0 | 0 | 0 | 0 | 0 | 0
9 | 23 | 16 | 0 | 0 | 0 | 0 | 0 | 0 | 0 | 0 | 0
9 | 23 | 17 | 0 | 0 | 0 | 0 | 0 | 0 | 0 | 0 | 0
9 | 23 | 18 | 0 | 0 | 0 | 0 | 0 | 0 | 0 | 0 | 0
9 | 23 | 19 | 0 | 0 | 0 | 0 | 0 | 0 | 0 | 0 | 0
9 | 23 | 20 | 0 | 0 | 0 | 0 | 0 | 0 | 0 | 0 | 0
9 | 23 | 21 | 0 | 0 | 0 | 0 | 0 | 0 | 0 | 0 | 0
9 | 23 | 22 | 0 | 0 | 0 | 0 | 0 | 0 | 0 | 0 | 0
9 | 23 | 23 | 0 | 0 | 0 | 0 | 0 | 0 | 0 | 0 | 0
9 | 23 | 24 | 0 | 0 | 0 | 0 | 0 | 0 | 0 | 0 | 0
9 | 24 | 1 | 0 | 0 | 0 | 0 | 0 | 0 | 0 | 0 | 0
9 | 24 | 2 | 0 | 0 | 0 | 0 | 0 | 0 | 0 | 0 | 0
9 | 24 | 3 | 0 | 0 | 0 | 0 | 0 | 0 | 0 | 0 | 0
9 | 24 | 4 | 0 | 0 | 0 | 0 | 0 | 0 | 0 | 0 | 0
9 | 24 | 5 | 0 | 0 | 0 | 0 | 0 | 0 | 0 | 0 | 0
9 | 24 | 6 | 0 | 0 | 0 | 0 | 0 | 0 | 0 | 0 | 0
9 | 24 | 7 | 0 | 0 | 0 | 0 | 0 | 0 | 0 | 0 | 0
9 | 24 | 8 | 0 | 0 | 0 | 0 | 0 | 0 | 0 | 0 | 0
9 | 24 | 9 | 0 | 0 | 0 | 0 | 0 | 0 | 0 | 0 | 0
9 | 24 | 10 | 0 | 0 | 0 | 0 | 0 | 0 | 0 | 0 | 0
9 | 24 | 11 | 0 | 0 | 0 | 0 | 0 | 0 | 0 | 0 | 0
9 | 24 | 12 | 0 | 0 | 0 | 0 | 0 | 0 | 0 | 0 | 0
9 | 24 | 13 | 0 | 0 | 0 | 0 | 0 | 0 | 0 | 0 | 0
9 | 24 | 14 | 0 | 0 | 0 | 0 | 0 | 0 | 0 | 0 | 0
9 | 24 | 15 | 0 | 0 | 0 | 0 | 0 | 0 | 0 | 0 | 0
9 | 24 | 16 | 0 | 0 | 0 | 0 | 0 | 0 | 0 | 0 | 0
9 | 24 | 17 | 0 | 0 | 0 | 0 | 0 | 0 | 0 | 0 | 0
9 | 24 | 18 | 0 | 0 | 0 | 0 | 0 | 0 | 0 | 0 | 0
9 | 24 | 19 | 0 | 0 | 0 | 0 | 0 | 0 | 0 | 0 | 0
9 | 24 | 20 | 0 | 0 | 0 | 0 | 0 | 0 | 0 | 0 | 0
9 | 24 | 21 | 0 | 0 | 0 | 0 | 0 | 0 | 0 | 0 | 0
9 | 24 | 22 | 0 | 0 | 0 | 0 | 0 | 0 | 0 | 0 | 0
9 | 24 | 23 | 0 | 0 | 0 | 0 | 0 | 0 | 0 | 0 | 0
9 | 24 | 24 | 0 | 0 | 0 | 0 | 0 | 0 | 0 | 0 | 0
9 | 25 | 1 | 0 | 0 | 0 | 0 | 0 | 0 | 0 | 0 | 0
9 | 25 | 2 | 0 | 0 | 0 | 0 | 0 | 0 | 0 | 0 | 0
9 | 25 | 3 | 0 | 0 | 0 | 0 | 0 | 0 | 0 | 0 | 0
9 | 25 | 4 | 0 | 0 | 0 | 0 | 0 | 0 | 0 | 0 | 0
9 | 25 | 5 | 0 | 0 | 0 | 0 | 0 | 0 | 0 | 0 | 0
9 | 25 | 6 | 0 | 0 | 0 | 0 | 0 | 0 | 0 | 0 | 0
9 | 25 | 7 | 0 | 0 | 0 | 0 | 0 | 0 | 0 | 0 | 0
9 | 25 | 8 | 0 | 0 | 0 | 0 | 0 | 0 | 0 | 0 | 0
9 | 25 | 9 | 0 | 0 | 0 | 0 | 0 | 0 | 0 | 0 | 0
9 | 25 | 10 | 0 | 0 | 0 | 0 | 0 | 0 | 0 | 0 | 0
9 | 25 | 11 | 0 | 0 | 0 | 0 | 0 | 0 | 0 | 0 | 0
9 | 25 | 12 | 0 | 0 | 0 | 0 | 0 | 0 | 0 | 0 | 0
9 | 25 | 13 | 0 | 0 | 0 | 0 | 0 | 0 | 0 | 0 | 0
9 | 25 | 14 | 0 | 0 | 0 | 0 | 0 | 0 | 0 | 0 | 0
9 | 25 | 15 | 0 | 0 | 0 | 0 | 0 | 0 | 0 | 0 | 0
9 | 25 | 16 | 0 | 0 | 0 | 0 | 0 | 0 | 0 | 0 | 0
9 | 25 | 17 | 0 | 0 | 0 | 0 | 0 | 0 | 0 | 0 | 0
9 | 25 | 18 | 0 | 0 | 0 | 0 | 0 | 0 | 0 | 0 | 0
9 | 25 | 19 | 0 | 0 | 0 | 0 | 0 | 0 | 0 | 0 | 0
9 | 25 | 20 | 0 | 0 | 0 | 0 | 0 | 0 | 0 | 0 | 0
9 | 25 | 21 | 0 | 0 | 0 | 0 | 0 | 0 | 0 | 0 | 0
9 | 25 | 22 | 0 | 0 | 0 | 0 | 0 | 0 | 0 | 0 | 0
9 | 25 | 23 | 0 | 0 | 0 | 0 | 0 | 0 | 0 | 0 | 0
9 | 25 | 24 | 0 | 0 | 0 | 0 | 0 | 0 | 0 | 0 | 0
9 | 26 | 1 | 0 | 0 | 0 | 0 | 0 | 0 | 0 | 0 | 0
9 | 26 | 2 | 0 | 0 | 0 | 0 | 0 | 0 | 0 | 0 | 0
9 | 26 | 3 | 0 | 0 | 0 | 0 | 0 | 0 | 0 | 0 | 0
9 | 26 | 4 | 0 | 0 | 0 | 0 | 0 | 0 | 0 | 0 | 0
9 | 26 | 5 | 0 | 0 | 0 | 0 | 0 | 0 | 0 | 0 | 0
9 | 26 | 6 | 0 | 0 | 0 | 0 | 0 | 0 | 0 | 0 | 0
9 | 26 | 7 | 0 | 0 | 0 | 0 | 0 | 0 | 0 | 0 | 0
9 | 26 | 8 | 0 | 0 | 0 | 0 | 0 | 0 | 0 | 0 | 0
9 | 26 | 9 | 0 | 0 | 0 | 0 | 0 | 0 | 0 | 0 | 0
9 | 26 | 10 | 0 | 0 | 0 | 0 | 0 | 0 | 0 | 0 | 0
9 | 26 | 11 | 0 | 0 | 0 | 0 | 0 | 0 | 0 | 0 | 0
9 | 26 | 12 | 0 | 0 | 0 | 0 | 0 | 0 | 0 | 0 | 0
9 | 26 | 13 | 0 | 0 | 0 | 0 | 0 | 0 | 0 | 0 | 0
9 | 26 | 14 | 0 | 0 | 0 | 0 | 0 | 0 | 0 | 0 | 0
9 | 26 | 15 | 0 | 0 | 0 | 0 | 0 | 0 | 0 | 0 | 0
9 | 26 | 16 | 0 | 0 | 0 | 0 | 0 | 0 | 0 | 0 | 0
9 | 26 | 17 | 0 | 0 | 0 | 0 | 0 | 0 | 0 | 0 | 0
9 | 26 | 18 | 0 | 0 | 0 | 0 | 0 | 0 | 0 | 0 | 0
9 | 26 | 19 | 0 | 0 | 0 | 0 | 0 | 0 | 0 | 0 | 0
9 | 26 | 20 | 0 | 0 | 0 | 0 | 0 | 0 | 0 | 0 | 0
9 | 26 | 21 | 0 | 0 | 0 | 0 | 0 | 0 | 0 | 0 | 0
9 | 26 | 22 | 0 | 0 | 0 | 0 | 0 | 0 | 0 | 0 | 0
9 | 26 | 23 | 0 | 0 | 0 | 0 | 0 | 0 | 0 | 0 | 0
9 | 26 | 24 | 0 | 0 | 0 | 0 | 0 | 0 | 0 | 0 | 0
9 | 27 | 1 | 0 | 0 | 0 | 0 | 0 | 0 | 0 | 0 | 0
9 | 27 | 2 | 0 | 0 | 0 | 0 | 0 | 0 | 0 | 0 | 0
9 | 27 | 3 | 0 | 0 | 0 | 0 | 0 | 0 | 0 | 0 | 0
9 | 27 | 4 | 0 | 0 | 0 | 0 | 0 | 0 | 0 | 0 | 0
9 | 27 | 5 | 0 | 0 | 0 | 0 | 0 | 0 | 0 | 0 | 0
9 | 27 | 6 | 0 | 0 | 0 | 0 | 0 | 0 | 0 | 0 | 0
9 | 27 | 7 | 0 | 0 | 0 | 0 | 0 | 0 | 0 | 0 | 0
9 | 27 | 8 | 0 | 0 | 0 | 0 | 0 | 0 | 0 | 0 | 0
9 | 27 | 9 | 0 | 0 | 0 | 0 | 0 | 0 | 0 | 0 | 0
9 | 27 | 10 | 0 | 0 | 0 | 0 | 0 | 0 | 0 | 0 | 0
9 | 27 | 11 | 0 | 0 | 0 | 0 | 0 | 0 | 0 | 0 | 0
9 | 27 | 12 | 0 | 0 | 0 | 0 | 0 | 0 | 0 | 0 | 0
9 | 27 | 13 | 0 | 0 | 0 | 0 | 0 | 0 | 0 | 0 | 0
9 | 27 | 14 | 0 | 0 | 0 | 0 | 0 | 0 | 0 | 0 | 0
9 | 27 | 15 | 0 | 0 | 0 | 0 | 0 | 0 | 0 | 0 | 0
9 | 27 | 16 | 0 | 0 | 0 | 0 | 0 | 0 | 0 | 0 | 0
9 | 27 | 17 | 0 | 0 | 0 | 0 | 0 | 0 | 0 | 0 | 0
9 | 27 | 18 | 0 | 0 | 0 | 0 | 0 | 0 | 0 | 0 | 0
9 | 27 | 19 | 0 | 0 | 0 | 0 | 0 | 0 | 0 | 0 | 0
9 | 27 | 20 | 0 | 0 | 0 | 0 | 0 | 0 | 0 | 0 | 0
9 | 27 | 21 | 0 | 0 | 0 | 0 | 0 | 0 | 0 | 0 | 0
9 | 27 | 22 | 0 | 0 | 0 | 0 | 0 | 0 | 0 | 0 | 0
9 | 27 | 23 | 0 | 0 | 0 | 0 | 0 | 0 | 0 | 0 | 0
9 | 27 | 24 | 0 | 0 | 0 | 0 | 0 | 0 | 0 | 0 | 0
9 | 28 | 1 | 0 | 0 | 0 | 0 | 0 | 0 | 0 | 0 | 0
9 | 28 | 2 | 0 | 0 | 0 | 0 | 0 | 0 | 0 | 0 | 0
9 | 28 | 3 | 0 | 0 | 0 | 0 | 0 | 0 | 0 | 0 | 0
9 | 28 | 4 | 0 | 0 | 0 | 0 | 0 | 0 | 0 | 0 | 0
9 | 28 | 5 | 0 | 0 | 0 | 0 | 0 | 0 | 0 | 0 | 0
9 | 28 | 6 | 0 | 0 | 0 | 0 | 0 | 0 | 0 | 0 | 0
9 | 28 | 7 | 0 | 0 | 0 | 0 | 0 | 0 | 0 | 0 | 0
9 | 28 | 8 | 0 | 0 | 0 | 0 | 0 | 0 | 0 | 0 | 0
9 | 28 | 9 | 0 | 0 | 0 | 0 | 0 | 0 | 0 | 0 | 0
9 | 28 | 10 | 0 | 0 | 0 | 0 | 0 | 0 | 0 | 0 | 0
9 | 28 | 11 | 0 | 0 | 0 | 0 | 0 | 0 | 0 | 0 | 0
9 | 28 | 12 | 0 | 0 | 0 | 0 | 0 | 0 | 0 | 0 | 0
9 | 28 | 13 | 0 | 0 | 0 | 0 | 0 | 0 | 0 | 0 | 0
9 | 28 | 14 | 0 | 0 | 0 | 0 | 0 | 0 | 0 | 0 | 0
9 | 28 | 15 | 0 | 0 | 0 | 0 | 0 | 0 | 0 | 0 | 0
9 | 28 | 16 | 0 | 0 | 0 | 0 | 0 | 0 | 0 | 0 | 0
9 | 28 | 17 | 0 | 0 | 0 | 0 | 0 | 0 | 0 | 0 | 0
9 | 28 | 18 | 0 | 0 | 0 | 0 | 0 | 0 | 0 | 0 | 0
9 | 28 | 19 | 0 | 0 | 0 | 0 | 0 | 0 | 0 | 0 | 0
9 | 28 | 20 | 0 | 0 | 0 | 0 | 0 | 0 | 0 | 0 | 0
9 | 28 | 21 | 0 | 0 | 0 | 0 | 0 | 0 | 0 | 0 | 0
9 | 28 | 22 | 0 | 0 | 0 | 0 | 0 | 0 | 0 | 0 | 0
9 | 28 | 23 | 0 | 0 | 0 | 0 | 0 | 0 | 0 | 0 | 0
9 | 28 | 24 | 0 | 0 | 0 | 0 | 0 | 0 | 0 | 0 | 0
9 | 29 | 1 | 0 | 0 | 0 | 0 | 0 | 0 | 0 | 0 | 0
9 | 29 | 2 | 0 | 0 | 0 | 0 | 0 | 0 | 0 | 0 | 0
9 | 29 | 3 | 0 | 0 | 0 | 0 | 0 | 0 | 0 | 0 | 0
9 | 29 | 4 | 0 | 0 | 0 | 0 | 0 | 0 | 0 | 0 | 0
9 | 29 | 5 | 0 | 0 | 0 | 0 | 0 | 0 | 0 | 0 | 0
9 | 29 | 6 | 0 | 0 | 0 | 0 | 0 | 0 | 0 | 0 | 0
9 | 29 | 7 | 0 | 0 | 0 | 0 | 0 | 0 | 0 | 0 | 0
9 | 29 | 8 | 0 | 0 | 0 | 0 | 0 | 0 | 0 | 0 | 0
9 | 29 | 9 | 0 | 0 | 0 | 0 | 0 | 0 | 0 | 0 | 0
9 | 29 | 10 | 0 | 0 | 0 | 0 | 0 | 0 | 0 | 0 | 0
9 | 29 | 11 | 0 | 0 | 0 | 0 | 0 | 0 | 0 | 0 | 0
9 | 29 | 12 | 0 | 0 | 0 | 0 | 0 | 0 | 0 | 0 | 0
9 | 29 | 13 | 0 | 0 | 0 | 0 | 0 | 0 | 0 | 0 | 0
9 | 29 | 14 | 0 | 0 | 0 | 0 | 0 | 0 | 0 | 0 | 0
9 | 29 | 15 | 0 | 0 | 0 | 0 | 0 | 0 | 0 | 0 | 0
9 | 29 | 16 | 0 | 0 | 0 | 0 | 0 | 0 | 0 | 0 | 0
9 | 29 | 17 | 0 | 0 | 0 | 0 | 0 | 0 | 0 | 0 | 0
9 | 29 | 18 | 0 | 0 | 0 | 0 | 0 | 0 | 0 | 0 | 0
9 | 29 | 19 | 0 | 0 | 0 | 0 | 0 | 0 | 0 | 0 | 0
9 | 29 | 20 | 0 | 0 | 0 | 0 | 0 | 0 | 0 | 0 | 0
9 | 29 | 21 | 0 | 0 | 0 | 0 | 0 | 0 | 0 | 0 | 0
9 | 29 | 22 | 0 | 0 | 0 | 0 | 0 | 0 | 0 | 0 | 0
9 | 29 | 23 | 0 | 0 | 0 | 0 | 0 | 0 | 0 | 0 | 0
9 | 29 | 24 | 0 | 0 | 0 | 0 | 0 | 0 | 0 | 0 | 0
9 | 30 | 1 | 0 | 0 | 0 | 0 | 0 | 0 | 0 | 0 | 0
9 | 30 | 2 | 0 | 0 | 0 | 0 | 0 | 0 | 0 | 0 | 0
9 | 30 | 3 | 0 | 0 | 0 | 0 | 0 | 0 | 0 | 0 | 0
9 | 30 | 4 | 0 | 0 | 0 | 0 | 0 | 0 | 0 | 0 | 0
9 | 30 | 5 | 0 | 0 | 0 | 0 | 0 | 0 | 0 | 0 | 0
9 | 30 | 6 | 0 | 0 | 0 | 0 | 0 | 0 | 0 | 0 | 0
9 | 30 | 7 | 0 | 0 | 0 | 0 | 0 | 0 | 0 | 0 | 0
9 | 30 | 8 | 0 | 0 | 0 | 0 | 0 | 0 | 0 | 0 | 0
9 | 30 | 9 | 0 | 0 | 0 | 0 | 0 | 0 | 0 | 0 | 0
9 | 30 | 10 | 0 | 0 | 0 | 0 | 0 | 0 | 0 | 0 | 0
9 | 30 | 11 | 0 | 0 | 0 | 0 | 0 | 0 | 0 | 0 | 0
9 | 30 | 12 | 0 | 0 | 0 | 0 | 0 | 0 | 0 | 0 | 0
9 | 30 | 13 | 0 | 0 | 0 | 0 | 0 | 0 | 0 | 0 | 0
9 | 30 | 14 | 0 | 0 | 0 | 0 | 0 | 0 | 0 | 0 | 0
9 | 30 | 15 | 0 | 0 | 0 | 0 | 0 | 0 | 0 | 0 | 0
9 | 30 | 16 | 0 | 0 | 0 | 0 | 0 | 0 | 0 | 0 | 0
9 | 30 | 17 | 0 | 0 | 0 | 0 | 0 | 0 | 0 | 0 | 0
9 | 30 | 18 | 0 | 0 | 0 | 0 | 0 | 0 | 0 | 0 | 0
9 | 30 | 19 | 0 | 0 | 0 | 0 | 0 | 0 | 0 | 0 | 0
9 | 30 | 20 | 0 | 0 | 0 | 0 | 0 | 0 | 0 | 0 | 0
9 | 30 | 21 | 0 | 0 | 0 | 0 | 0 | 0 | 0 | 0 | 0
9 | 30 | 22 | 0 | 0 | 0 | 0 | 0 | 0 | 0 | 0 | 0
9 | 30 | 23 | 0 | 0 | 0 | 0 | 0 | 0 | 0 | 0 | 0
9 | 30 | 24 | 0 | 0 | 0 | 0 | 0 | 0 | 0 | 0 | 0
10 | 1 | 1 | 0 | 0 | 0 | 0 | 0 | 0 | 0 | 0 | 0
10 | 1 | 2 | 0 | 0 | 0 | 0 | 0 | 0 | 0 | 0 | 0
10 | 1 | 3 | 0 | 0 | 0 | 0 | 0 | 0 | 0 | 0 | 0
10 | 1 | 4 | 0 | 0 | 0 | 0 | 0 | 0 | 0 | 0 | 0
10 | 1 | 5 | 0 | 0 | 0 | 0 | 0 | 0 | 0 | 0 | 0
10 | 1 | 6 | 0 | 0 | 0 | 0 | 0 | 0 | 0 | 0 | 0
10 | 1 | 7 | 0 | 0 | 0 | 0 | 0 | 0 | 0 | 0 | 0
10 | 1 | 8 | 0 | 0 | 0 | 0 | 0 | 0 | 0 | 0 | 0
10 | 1 | 9 | 0 | 0 | 0 | 0 | 0 | 0 | 0 | 0 | 0
10 | 1 | 10 | 0 | 0 | 0 | 0 | 0 | 0 | 0 | 0 | 0
10 | 1 | 11 | 0 | 0 | 0 | 0 | 0 | 0 | 0 | 0 | 0
10 | 1 | 12 | 0 | 0 | 0 | 0 | 0 | 0 | 0 | 0 | 0
10 | 1 | 13 | 0 | 0 | 0 | 0 | 0 | 0 | 0 | 0 | 0
10 | 1 | 14 | 0 | 0 | 0 | 0 | 0 | 0 | 0 | 0 | 0
10 | 1 | 15 | 0 | 0 | 0 | 0 | 0 | 0 | 0 | 0 | 0
10 | 1 | 16 | 0 | 0 | 0 | 0 | 0 | 0 | 0 | 0 | 0
10 | 1 | 17 | 0 | 0 | 0 | 0 | 0 | 0 | 0 | 0 | 0
10 | 1 | 18 | 0 | 0 | 0 | 0 | 0 | 0 | 0 | 0 | 0
10 | 1 | 19 | 0 | 0 | 0 | 0 | 0 | 0 | 0 | 0 | 0
10 | 1 | 20 | 0 | 0 | 0 | 0 | 0 | 0 | 0 | 0 | 0
10 | 1 | 21 | 0 | 0 | 0 | 0 | 0 | 0 | 0 | 0 | 0
10 | 1 | 22 | 0 | 0 | 0 | 0 | 0 | 0 | 0 | 0 | 0
10 | 1 | 23 | 0 | 0 | 0 | 0 | 0 | 0 | 0 | 0 | 0
10 | 1 | 24 | 0 | 0 | 0 | 0 | 0 | 0 | 0 | 0 | 0
10 | 2 | 1 | 0 | 0 | 0 | 0 | 0 | 0 | 0 | 0 | 0
10 | 2 | 2 | 0 | 0 | 0 | 0 | 0 | 0 | 0 | 0 | 0
10 | 2 | 3 | 0 | 0 | 0 | 0 | 0 | 0 | 0 | 0 | 0
10 | 2 | 4 | 0 | 0 | 0 | 0 | 0 | 0 | 0 | 0 | 0
10 | 2 | 5 | 0 | 0 | 0 | 0 | 0 | 0 | 0 | 0 | 0
10 | 2 | 6 | 0 | 0 | 0 | 0 | 0 | 0 | 0 | 0 | 0
10 | 2 | 7 | 0 | 0 | 0 | 0 | 0 | 0 | 0 | 0 | 0
10 | 2 | 8 | 0 | 0 | 0 | 0 | 0 | 0 | 0 | 0 | 0
10 | 2 | 9 | 0 | 0 | 0 | 0 | 0 | 0 | 0 | 0 | 0
10 | 2 | 10 | 0 | 0 | 0 | 0 | 0 | 0 | 0 | 0 | 0
10 | 2 | 11 | 0 | 0 | 0 | 0 | 0 | 0 | 0 | 0 | 0
10 | 2 | 12 | 0 | 0 | 0 | 0 | 0 | 0 | 0 | 0 | 0
10 | 2 | 13 | 0 | 0 | 0 | 0 | 0 | 0 | 0 | 0 | 0
10 | 2 | 14 | 0 | 0 | 0 | 0 | 0 | 0 | 0 | 0 | 0
10 | 2 | 15 | 0 | 0 | 0 | 0 | 0 | 0 | 0 | 0 | 0
10 | 2 | 16 | 0 | 0 | 0 | 0 | 0 | 0 | 0 | 0 | 0
10 | 2 | 17 | 0 | 0 | 0 | 0 | 0 | 0 | 0 | 0 | 0
10 | 2 | 18 | 0 | 0 | 0 | 0 | 0 | 0 | 0 | 0 | 0
10 | 2 | 19 | 0 | 0 | 0 | 0 | 0 | 0 | 0 | 0 | 0
10 | 2 | 20 | 0 | 0 | 0 | 0 | 0 | 0 | 0 | 0 | 0
10 | 2 | 21 | 0 | 0 | 0 | 0 | 0 | 0 | 0 | 0 | 0
10 | 2 | 22 | 0 | 0 | 0 | 0 | 0 | 0 | 0 | 0 | 0
10 | 2 | 23 | 0 | 0 | 0 | 0 | 0 | 0 | 0 | 0 | 0
10 | 2 | 24 | 0 | 0 | 0 | 0 | 0 | 0 | 0 | 0 | 0
10 | 3 | 1 | 0 | 0 | 0 | 0 | 0 | 0 | 0 | 0 | 0
10 | 3 | 2 | 0 | 0 | 0 | 0 | 0 | 0 | 0 | 0 | 0
10 | 3 | 3 | 0 | 0 | 0 | 0 | 0 | 0 | 0 | 0 | 0
10 | 3 | 4 | 0 | 0 | 0 | 0 | 0 | 0 | 0 | 0 | 0
10 | 3 | 5 | 0 | 0 | 0 | 0 | 0 | 0 | 0 | 0 | 0
10 | 3 | 6 | 0 | 0 | 0 | 0 | 0 | 0 | 0 | 0 | 0
10 | 3 | 7 | 0 | 0 | 0 | 0 | 0 | 0 | 0 | 0 | 0
10 | 3 | 8 | 0 | 0 | 0 | 0 | 0 | 0 | 0 | 0 | 0
10 | 3 | 9 | 0 | 0 | 0 | 0 | 0 | 0 | 0 | 0 | 0
10 | 3 | 10 | 0 | 0 | 0 | 0 | 0 | 0 | 0 | 0 | 0
10 | 3 | 11 | 0 | 0 | 0 | 0 | 0 | 0 | 0 | 0 | 0
10 | 3 | 12 | 0 | 0 | 0 | 0 | 0 | 0 | 0 | 0 | 0
10 | 3 | 13 | 0 | 0 | 0 | 0 | 0 | 0 | 0 | 0 | 0
10 | 3 | 14 | 0 | 0 | 0 | 0 | 0 | 0 | 0 | 0 | 0
10 | 3 | 15 | 0 | 0 | 0 | 0 | 0 | 0 | 0 | 0 | 0
10 | 3 | 16 | 0 | 0 | 0 | 0 | 0 | 0 | 0 | 0 | 0
10 | 3 | 17 | 0 | 0 | 0 | 0 | 0 | 0 | 0 | 0 | 0
10 | 3 | 18 | 0 | 0 | 0 | 0 | 0 | 0 | 0 | 0 | 0
10 | 3 | 19 | 0 | 0 | 0 | 0 | 0 | 0 | 0 | 0 | 0
10 | 3 | 20 | 0 | 0 | 0 | 0 | 0 | 0 | 0 | 0 | 0
10 | 3 | 21 | 0 | 0 | 0 | 0 | 0 | 0 | 0 | 0 | 0
10 | 3 | 22 | 0 | 0 | 0 | 0 | 0 | 0 | 0 | 0 | 0
10 | 3 | 23 | 0 | 0 | 0 | 0 | 0 | 0 | 0 | 0 | 0
10 | 3 | 24 | 0 | 0 | 0 | 0 | 0 | 0 | 0 | 0 | 0
10 | 4 | 1 | 0 | 0 | 0 | 0 | 0 | 0 | 0 | 0 | 0
10 | 4 | 2 | 0 | 0 | 0 | 0 | 0 | 0 | 0 | 0 | 0
10 | 4 | 3 | 0 | 0 | 0 | 0 | 0 | 0 | 0 | 0 | 0
10 | 4 | 4 | 0 | 0 | 0 | 0 | 0 | 0 | 0 | 0 | 0
10 | 4 | 5 | 0 | 0 | 0 | 0 | 0 | 0 | 0 | 0 | 0
10 | 4 | 6 | 0 | 0 | 0 | 0 | 0 | 0 | 0 | 0 | 0
10 | 4 | 7 | 0 | 0 | 0 | 0 | 0 | 0 | 0 | 0 | 0
10 | 4 | 8 | 0 | 0 | 0 | 0 | 0 | 0 | 0 | 0 | 0
10 | 4 | 9 | 0 | 0 | 0 | 0 | 0 | 0 | 0 | 0 | 0
10 | 4 | 10 | 0 | 0 | 0 | 0 | 0 | 0 | 0 | 0 | 0
10 | 4 | 11 | 0 | 0 | 0 | 0 | 0 | 0 | 0 | 0 | 0
10 | 4 | 12 | 0 | 0 | 0 | 0 | 0 | 0 | 0 | 0 | 0
10 | 4 | 13 | 0 | 0 | 0 | 0 | 0 | 0 | 0 | 0 | 0
10 | 4 | 14 | 0 | 0 | 0 | 0 | 0 | 0 | 0 | 0 | 0
10 | 4 | 15 | 0 | 0 | 0 | 0 | 0 | 0 | 0 | 0 | 0
10 | 4 | 16 | 0 | 0 | 0 | 0 | 0 | 0 | 0 | 0 | 0
10 | 4 | 17 | 0 | 0 | 0 | 0 | 0 | 0 | 0 | 0 | 0
10 | 4 | 18 | 0 | 0 | 0 | 0 | 0 | 0 | 0 | 0 | 0
10 | 4 | 19 | 0 | 0 | 0 | 0 | 0 | 0 | 0 | 0 | 0
10 | 4 | 20 | 0 | 0 | 0 | 0 | 0 | 0 | 0 | 0 | 0
10 | 4 | 21 | 0 | 0 | 0 | 0 | 0 | 0 | 0 | 0 | 0
10 | 4 | 22 | 0 | 0 | 0 | 0 | 0 | 0 | 0 | 0 | 0
10 | 4 | 23 | 0 | 0 | 0 | 0 | 0 | 0 | 0 | 0 | 0
10 | 4 | 24 | 0 | 0 | 0 | 0 | 0 | 0 | 0 | 0 | 0
10 | 5 | 1 | 0 | 0 | 0 | 0 | 0 | 0 | 0 | 0 | 0
10 | 5 | 2 | 0 | 0 | 0 | 0 | 0 | 0 | 0 | 0 | 0
10 | 5 | 3 | 0 | 0 | 0 | 0 | 0 | 0 | 0 | 0 | 0
10 | 5 | 4 | 0 | 0 | 0 | 0 | 0 | 0 | 0 | 0 | 0
10 | 5 | 5 | 0 | 0 | 0 | 0 | 0 | 0 | 0 | 0 | 0
10 | 5 | 6 | 0 | 0 | 0 | 0 | 0 | 0 | 0 | 0 | 0
10 | 5 | 7 | 0 | 0 | 0 | 0 | 0 | 0 | 0 | 0 | 0
10 | 5 | 8 | 0 | 0 | 0 | 0 | 0 | 0 | 0 | 0 | 0
10 | 5 | 9 | 0 | 0 | 0 | 0 | 0 | 0 | 0 | 0 | 0
10 | 5 | 10 | 0 | 0 | 0 | 0 | 0 | 0 | 0 | 0 | 0
10 | 5 | 11 | 0 | 0 | 0 | 0 | 0 | 0 | 0 | 0 | 0
10 | 5 | 12 | 0 | 0 | 0 | 0 | 0 | 0 | 0 | 0 | 0
10 | 5 | 13 | 0 | 0 | 0 | 0 | 0 | 0 | 0 | 0 | 0
10 | 5 | 14 | 0 | 0 | 0 | 0 | 0 | 0 | 0 | 0 | 0
10 | 5 | 15 | 0 | 0 | 0 | 0 | 0 | 0 | 0 | 0 | 0
10 | 5 | 16 | 0 | 0 | 0 | 0 | 0 | 0 | 0 | 0 | 0
10 | 5 | 17 | 0 | 0 | 0 | 0 | 0 | 0 | 0 | 0 | 0
10 | 5 | 18 | 0 | 0 | 0 | 0 | 0 | 0 | 0 | 0 | 0
10 | 5 | 19 | 0 | 0 | 0 | 0 | 0 | 0 | 0 | 0 | 0
10 | 5 | 20 | 0 | 0 | 0 | 0 | 0 | 0 | 0 | 0 | 0
10 | 5 | 21 | 0 | 0 | 0 | 0 | 0 | 0 | 0 | 0 | 0
10 | 5 | 22 | 0 | 0 | 0 | 0 | 0 | 0 | 0 | 0 | 0
10 | 5 | 23 | 0 | 0 | 0 | 0 | 0 | 0 | 0 | 0 | 0
10 | 5 | 24 | 0 | 0 | 0 | 0 | 0 | 0 | 0 | 0 | 0
10 | 6 | 1 | 0 | 0 | 0 | 0 | 0 | 0 | 0 | 0 | 0
10 | 6 | 2 | 0 | 0 | 0 | 0 | 0 | 0 | 0 | 0 | 0
10 | 6 | 3 | 0 | 0 | 0 | 0 | 0 | 0 | 0 | 0 | 0
10 | 6 | 4 | 0 | 0 | 0 | 0 | 0 | 0 | 0 | 0 | 0
10 | 6 | 5 | 0 | 0 | 0 | 0 | 0 | 0 | 0 | 0 | 0
10 | 6 | 6 | 0 | 0 | 0 | 0 | 0 | 0 | 0 | 0 | 0
10 | 6 | 7 | 0 | 0 | 0 | 0 | 0 | 0 | 0 | 0 | 0
10 | 6 | 8 | 0 | 0 | 0 | 0 | 0 | 0 | 0 | 0 | 0
10 | 6 | 9 | 0 | 0 | 0 | 0 | 0 | 0 | 0 | 0 | 0
10 | 6 | 10 | 0 | 0 | 0 | 0 | 0 | 0 | 0 | 0 | 0
10 | 6 | 11 | 0 | 0 | 0 | 0 | 0 | 0 | 0 | 0 | 0
10 | 6 | 12 | 0 | 0 | 0 | 0 | 0 | 0 | 0 | 0 | 0
10 | 6 | 13 | 0 | 0 | 0 | 0 | 0 | 0 | 0 | 0 | 0
10 | 6 | 14 | 0 | 0 | 0 | 0 | 0 | 0 | 0 | 0 | 0
10 | 6 | 15 | 0 | 0 | 0 | 0 | 0 | 0 | 0 | 0 | 0
10 | 6 | 16 | 0 | 0 | 0 | 0 | 0 | 0 | 0 | 0 | 0
10 | 6 | 17 | 0 | 0 | 0 | 0 | 0 | 0 | 0 | 0 | 0
10 | 6 | 18 | 0 | 0 | 0 | 0 | 0 | 0 | 0 | 0 | 0
10 | 6 | 19 | 0 | 0 | 0 | 0 | 0 | 0 | 0 | 0 | 0
10 | 6 | 20 | 0 | 0 | 0 | 0 | 0 | 0 | 0 | 0 | 0
10 | 6 | 21 | 0 | 0 | 0 | 0 | 0 | 0 | 0 | 0 | 0
10 | 6 | 22 | 0 | 0 | 0 | 0 | 0 | 0 | 0 | 0 | 0
10 | 6 | 23 | 0 | 0 | 0 | 0 | 0 | 0 | 0 | 0 | 0
10 | 6 | 24 | 0 | 0 | 0 | 0 | 0 | 0 | 0 | 0 | 0
10 | 7 | 1 | 0 | 0 | 0 | 0 | 0 | 0 | 0 | 0 | 0
10 | 7 | 2 | 0 | 0 | 0 | 0 | 0 | 0 | 0 | 0 | 0
10 | 7 | 3 | 0 | 0 | 0 | 0 | 0 | 0 | 0 | 0 | 0
10 | 7 | 4 | 0 | 0 | 0 | 0 | 0 | 0 | 0 | 0 | 0
10 | 7 | 5 | 0 | 0 | 0 | 0 | 0 | 0 | 0 | 0 | 0
10 | 7 | 6 | 0 | 0 | 0 | 0 | 0 | 0 | 0 | 0 | 0
10 | 7 | 7 | 0 | 0 | 0 | 0 | 0 | 0 | 0 | 0 | 0
10 | 7 | 8 | 0 | 0 | 0 | 0 | 0 | 0 | 0 | 0 | 0
10 | 7 | 9 | 0 | 0 | 0 | 0 | 0 | 0 | 0 | 0 | 0
10 | 7 | 10 | 0 | 0 | 0 | 0 | 0 | 0 | 0 | 0 | 0
10 | 7 | 11 | 0 | 0 | 0 | 0 | 0 | 0 | 0 | 0 | 0
10 | 7 | 12 | 0 | 0 | 0 | 0 | 0 | 0 | 0 | 0 | 0
10 | 7 | 13 | 0 | 0 | 0 | 0 | 0 | 0 | 0 | 0 | 0
10 | 7 | 14 | 0 | 0 | 0 | 0 | 0 | 0 | 0 | 0 | 0
10 | 7 | 15 | 0 | 0 | 0 | 0 | 0 | 0 | 0 | 0 | 0
10 | 7 | 16 | 0 | 0 | 0 | 0 | 0 | 0 | 0 | 0 | 0
10 | 7 | 17 | 0 | 0 | 0 | 0 | 0 | 0 | 0 | 0 | 0
10 | 7 | 18 | 0 | 0 | 0 | 0 | 0 | 0 | 0 | 0 | 0
10 | 7 | 19 | 0 | 0 | 0 | 0 | 0 | 0 | 0 | 0 | 0
10 | 7 | 20 | 0 | 0 | 0 | 0 | 0 | 0 | 0 | 0 | 0
10 | 7 | 21 | 0 | 0 | 0 | 0 | 0 | 0 | 0 | 0 | 0
10 | 7 | 22 | 0 | 0 | 0 | 0 | 0 | 0 | 0 | 0 | 0
10 | 7 | 23 | 0 | 0 | 0 | 0 | 0 | 0 | 0 | 0 | 0
10 | 7 | 24 | 0 | 0 | 0 | 0 | 0 | 0 | 0 | 0 | 0
10 | 8 | 1 | 0 | 0 | 0 | 0 | 0 | 0 | 0 | 0 | 0
10 | 8 | 2 | 0 | 0 | 0 | 0 | 0 | 0 | 0 | 0 | 0
10 | 8 | 3 | 0 | 0 | 0 | 0 | 0 | 0 | 0 | 0 | 0
10 | 8 | 4 | 0 | 0 | 0 | 0 | 0 | 0 | 0 | 0 | 0
10 | 8 | 5 | 0 | 0 | 0 | 0 | 0 | 0 | 0 | 0 | 0
10 | 8 | 6 | 0 | 0 | 0 | 0 | 0 | 0 | 0 | 0 | 0
10 | 8 | 7 | 0 | 0 | 0 | 0 | 0 | 0 | 0 | 0 | 0
10 | 8 | 8 | 0 | 0 | 0 | 0 | 0 | 0 | 0 | 0 | 0
10 | 8 | 9 | 0 | 0 | 0 | 0 | 0 | 0 | 0 | 0 | 0
10 | 8 | 10 | 0 | 0 | 0 | 0 | 0 | 0 | 0 | 0 | 0
10 | 8 | 11 | 0 | 0 | 0 | 0 | 0 | 0 | 0 | 0 | 0
10 | 8 | 12 | 0 | 0 | 0 | 0 | 0 | 0 | 0 | 0 | 0
10 | 8 | 13 | 0 | 0 | 0 | 0 | 0 | 0 | 0 | 0 | 0
10 | 8 | 14 | 0 | 0 | 0 | 0 | 0 | 0 | 0 | 0 | 0
10 | 8 | 15 | 0 | 0 | 0 | 0 | 0 | 0 | 0 | 0 | 0
10 | 8 | 16 | 0 | 0 | 0 | 0 | 0 | 0 | 0 | 0 | 0
10 | 8 | 17 | 0 | 0 | 0 | 0 | 0 | 0 | 0 | 0 | 0
10 | 8 | 18 | 0 | 0 | 0 | 0 | 0 | 0 | 0 | 0 | 0
10 | 8 | 19 | 0 | 0 | 0 | 0 | 0 | 0 | 0 | 0 | 0
10 | 8 | 20 | 0 | 0 | 0 | 0 | 0 | 0 | 0 | 0 | 0
10 | 8 | 21 | 0 | 0 | 0 | 0 | 0 | 0 | 0 | 0 | 0
10 | 8 | 22 | 0 | 0 | 0 | 0 | 0 | 0 | 0 | 0 | 0
10 | 8 | 23 | 0 | 0 | 0 | 0 | 0 | 0 | 0 | 0 | 0
10 | 8 | 24 | 0 | 0 | 0 | 0 | 0 | 0 | 0 | 0 | 0
10 | 9 | 1 | 0 | 0 | 0 | 0 | 0 | 0 | 0 | 0 | 0
10 | 9 | 2 | 0 | 0 | 0 | 0 | 0 | 0 | 0 | 0 | 0
10 | 9 | 3 | 0 | 0 | 0 | 0 | 0 | 0 | 0 | 0 | 0
10 | 9 | 4 | 0 | 0 | 0 | 0 | 0 | 0 | 0 | 0 | 0
10 | 9 | 5 | 0 | 0 | 0 | 0 | 0 | 0 | 0 | 0 | 0
10 | 9 | 6 | 0 | 0 | 0 | 0 | 0 | 0 | 0 | 0 | 0
10 | 9 | 7 | 0 | 0 | 0 | 0 | 0 | 0 | 0 | 0 | 0
10 | 9 | 8 | 0 | 0 | 0 | 0 | 0 | 0 | 0 | 0 | 0
10 | 9 | 9 | 0 | 0 | 0 | 0 | 0 | 0 | 0 | 0 | 0
10 | 9 | 10 | 0 | 0 | 0 | 0 | 0 | 0 | 0 | 0 | 0
10 | 9 | 11 | 0 | 0 | 0 | 0 | 0 | 0 | 0 | 0 | 0
10 | 9 | 12 | 0 | 0 | 0 | 0 | 0 | 0 | 0 | 0 | 0
10 | 9 | 13 | 0 | 0 | 0 | 0 | 0 | 0 | 0 | 0 | 0
10 | 9 | 14 | 0 | 0 | 0 | 0 | 0 | 0 | 0 | 0 | 0
10 | 9 | 15 | 0 | 0 | 0 | 0 | 0 | 0 | 0 | 0 | 0
10 | 9 | 16 | 0 | 0 | 0 | 0 | 0 | 0 | 0 | 0 | 0
10 | 9 | 17 | 0 | 0 | 0 | 0 | 0 | 0 | 0 | 0 | 0
10 | 9 | 18 | 0 | 0 | 0 | 0 | 0 | 0 | 0 | 0 | 0
10 | 9 | 19 | 0 | 0 | 0 | 0 | 0 | 0 | 0 | 0 | 0
10 | 9 | 20 | 0 | 0 | 0 | 0 | 0 | 0 | 0 | 0 | 0
10 | 9 | 21 | 0 | 0 | 0 | 0 | 0 | 0 | 0 | 0 | 0
10 | 9 | 22 | 0 | 0 | 0 | 0 | 0 | 0 | 0 | 0 | 0
10 | 9 | 23 | 0 | 0 | 0 | 0 | 0 | 0 | 0 | 0 | 0
10 | 9 | 24 | 0 | 0 | 0 | 0 | 0 | 0 | 0 | 0 | 0
10 | 10 | 1 | 0 | 0 | 0 | 0 | 0 | 0 | 0 | 0 | 0
10 | 10 | 2 | 0 | 0 | 0 | 0 | 0 | 0 | 0 | 0 | 0
10 | 10 | 3 | 0 | 0 | 0 | 0 | 0 | 0 | 0 | 0 | 0
10 | 10 | 4 | 0 | 0 | 0 | 0 | 0 | 0 | 0 | 0 | 0
10 | 10 | 5 | 0 | 0 | 0 | 0 | 0 | 0 | 0 | 0 | 0
10 | 10 | 6 | 0 | 0 | 0 | 0 | 0 | 0 | 0 | 0 | 0
10 | 10 | 7 | 0 | 0 | 0 | 0 | 0 | 0 | 0 | 0 | 0
10 | 10 | 8 | 0 | 0 | 0 | 0 | 0 | 0 | 0 | 0 | 0
10 | 10 | 9 | 0 | 0 | 0 | 0 | 0 | 0 | 0 | 0 | 0
10 | 10 | 10 | 0 | 0 | 0 | 0 | 0 | 0 | 0 | 0 | 0
10 | 10 | 11 | 0 | 0 | 0 | 0 | 0 | 0 | 0 | 0 | 0
10 | 10 | 12 | 0 | 0 | 0 | 0 | 0 | 0 | 0 | 0 | 0
10 | 10 | 13 | 0 | 0 | 0 | 0 | 0 | 0 | 0 | 0 | 0
10 | 10 | 14 | 0 | 0 | 0 | 0 | 0 | 0 | 0 | 0 | 0
10 | 10 | 15 | 0 | 0 | 0 | 0 | 0 | 0 | 0 | 0 | 0
10 | 10 | 16 | 0 | 0 | 0 | 0 | 0 | 0 | 0 | 0 | 0
10 | 10 | 17 | 0 | 0 | 0 | 0 | 0 | 0 | 0 | 0 | 0
10 | 10 | 18 | 0 | 0 | 0 | 0 | 0 | 0 | 0 | 0 | 0
10 | 10 | 19 | 0 | 0 | 0 | 0 | 0 | 0 | 0 | 0 | 0
10 | 10 | 20 | 0 | 0 | 0 | 0 | 0 | 0 | 0 | 0 | 0
10 | 10 | 21 | 0 | 0 | 0 | 0 | 0 | 0 | 0 | 0 | 0
10 | 10 | 22 | 0 | 0 | 0 | 0 | 0 | 0 | 0 | 0 | 0
10 | 10 | 23 | 0 | 0 | 0 | 0 | 0 | 0 | 0 | 0 | 0
10 | 10 | 24 | 0 | 0 | 0 | 0 | 0 | 0 | 0 | 0 | 0
10 | 11 | 1 | 0 | 0 | 0 | 0 | 0 | 0 | 0 | 0 | 0
10 | 11 | 2 | 0 | 0 | 0 | 0 | 0 | 0 | 0 | 0 | 0
10 | 11 | 3 | 0 | 0 | 0 | 0 | 0 | 0 | 0 | 0 | 0
10 | 11 | 4 | 0 | 0 | 0 | 0 | 0 | 0 | 0 | 0 | 0
10 | 11 | 5 | 0 | 0 | 0 | 0 | 0 | 0 | 0 | 0 | 0
10 | 11 | 6 | 0 | 0 | 0 | 0 | 0 | 0 | 0 | 0 | 0
10 | 11 | 7 | 0 | 0 | 0 | 0 | 0 | 0 | 0 | 0 | 0
10 | 11 | 8 | 0 | 0 | 0 | 0 | 0 | 0 | 0 | 0 | 0
10 | 11 | 9 | 0 | 0 | 0 | 0 | 0 | 0 | 0 | 0 | 0
10 | 11 | 10 | 0 | 0 | 0 | 0 | 0 | 0 | 0 | 0 | 0
10 | 11 | 11 | 0 | 0 | 0 | 0 | 0 | 0 | 0 | 0 | 0
10 | 11 | 12 | 0 | 0 | 0 | 0 | 0 | 0 | 0 | 0 | 0
10 | 11 | 13 | 0 | 0 | 0 | 0 | 0 | 0 | 0 | 0 | 0
10 | 11 | 14 | 0 | 0 | 0 | 0 | 0 | 0 | 0 | 0 | 0
10 | 11 | 15 | 0 | 0 | 0 | 0 | 0 | 0 | 0 | 0 | 0
10 | 11 | 16 | 0 | 0 | 0 | 0 | 0 | 0 | 0 | 0 | 0
10 | 11 | 17 | 0 | 0 | 0 | 0 | 0 | 0 | 0 | 0 | 0
10 | 11 | 18 | 0 | 0 | 0 | 0 | 0 | 0 | 0 | 0 | 0
10 | 11 | 19 | 0 | 0 | 0 | 0 | 0 | 0 | 0 | 0 | 0
10 | 11 | 20 | 0 | 0 | 0 | 0 | 0 | 0 | 0 | 0 | 0
10 | 11 | 21 | 0 | 0 | 0 | 0 | 0 | 0 | 0 | 0 | 0
10 | 11 | 22 | 0 | 0 | 0 | 0 | 0 | 0 | 0 | 0 | 0
10 | 11 | 23 | 0 | 0 | 0 | 0 | 0 | 0 | 0 | 0 | 0
10 | 11 | 24 | 0 | 0 | 0 | 0 | 0 | 0 | 0 | 0 | 0
10 | 12 | 1 | 0 | 0 | 0 | 0 | 0 | 0 | 0 | 0 | 0
10 | 12 | 2 | 0 | 0 | 0 | 0 | 0 | 0 | 0 | 0 | 0
10 | 12 | 3 | 0 | 0 | 0 | 0 | 0 | 0 | 0 | 0 | 0
10 | 12 | 4 | 0 | 0 | 0 | 0 | 0 | 0 | 0 | 0 | 0
10 | 12 | 5 | 0 | 0 | 0 | 0 | 0 | 0 | 0 | 0 | 0
10 | 12 | 6 | 0 | 0 | 0 | 0 | 0 | 0 | 0 | 0 | 0
10 | 12 | 7 | 0 | 0 | 0 | 0 | 0 | 0 | 0 | 0 | 0
10 | 12 | 8 | 0 | 0 | 0 | 0 | 0 | 0 | 0 | 0 | 0
10 | 12 | 9 | 0 | 0 | 0 | 0 | 0 | 0 | 0 | 0 | 0
10 | 12 | 10 | 0 | 0 | 0 | 0 | 0 | 0 | 0 | 0 | 0
10 | 12 | 11 | 0 | 0 | 0 | 0 | 0 | 0 | 0 | 0 | 0
10 | 12 | 12 | 0 | 0 | 0 | 0 | 0 | 0 | 0 | 0 | 0
10 | 12 | 13 | 0 | 0 | 0 | 0 | 0 | 0 | 0 | 0 | 0
10 | 12 | 14 | 0 | 0 | 0 | 0 | 0 | 0 | 0 | 0 | 0
10 | 12 | 15 | 0 | 0 | 0 | 0 | 0 | 0 | 0 | 0 | 0
10 | 12 | 16 | 0 | 0 | 0 | 0 | 0 | 0 | 0 | 0 | 0
10 | 12 | 17 | 0 | 0 | 0 | 0 | 0 | 0 | 0 | 0 | 0
10 | 12 | 18 | 0 | 0 | 0 | 0 | 0 | 0 | 0 | 0 | 0
10 | 12 | 19 | 0 | 0 | 0 | 0 | 0 | 0 | 0 | 0 | 0
10 | 12 | 20 | 0 | 0 | 0 | 0 | 0 | 0 | 0 | 0 | 0
10 | 12 | 21 | 0 | 0 | 0 | 0 | 0 | 0 | 0 | 0 | 0
10 | 12 | 22 | 0 | 0 | 0 | 0 | 0 | 0 | 0 | 0 | 0
10 | 12 | 23 | 0 | 0 | 0 | 0 | 0 | 0 | 0 | 0 | 0
10 | 12 | 24 | 0 | 0 | 0 | 0 | 0 | 0 | 0 | 0 | 0
10 | 13 | 1 | 0 | 0 | 0 | 0 | 0 | 0 | 0 | 0 | 0
10 | 13 | 2 | 0 | 0 | 0 | 0 | 0 | 0 | 0 | 0 | 0
10 | 13 | 3 | 0 | 0 | 0 | 0 | 0 | 0 | 0 | 0 | 0
10 | 13 | 4 | 0 | 0 | 0 | 0 | 0 | 0 | 0 | 0 | 0
10 | 13 | 5 | 0 | 0 | 0 | 0 | 0 | 0 | 0 | 0 | 0
10 | 13 | 6 | 0 | 0 | 0 | 0 | 0 | 0 | 0 | 0 | 0
10 | 13 | 7 | 0 | 0 | 0 | 0 | 0 | 0 | 0 | 0 | 0
10 | 13 | 8 | 0 | 0 | 0 | 0 | 0 | 0 | 0 | 0 | 0
10 | 13 | 9 | 0 | 0 | 0 | 0 | 0 | 0 | 0 | 0 | 0
10 | 13 | 10 | 0 | 0 | 0 | 0 | 0 | 0 | 0 | 0 | 0
10 | 13 | 11 | 0 | 0 | 0 | 0 | 0 | 0 | 0 | 0 | 0
10 | 13 | 12 | 0 | 0 | 0 | 0 | 0 | 0 | 0 | 0 | 0
10 | 13 | 13 | 0 | 0 | 0 | 0 | 0 | 0 | 0 | 0 | 0
10 | 13 | 14 | 0 | 0 | 0 | 0 | 0 | 0 | 0 | 0 | 0
10 | 13 | 15 | 0 | 0 | 0 | 0 | 0 | 0 | 0 | 0 | 0
10 | 13 | 16 | 0 | 0 | 0 | 0 | 0 | 0 | 0 | 0 | 0
10 | 13 | 17 | 0 | 0 | 0 | 0 | 0 | 0 | 0 | 0 | 0
10 | 13 | 18 | 0 | 0 | 0 | 0 | 0 | 0 | 0 | 0 | 0
10 | 13 | 19 | 0 | 0 | 0 | 0 | 0 | 0 | 0 | 0 | 0
10 | 13 | 20 | 0 | 0 | 0 | 0 | 0 | 0 | 0 | 0 | 0
10 | 13 | 21 | 0 | 0 | 0 | 0 | 0 | 0 | 0 | 0 | 0
10 | 13 | 22 | 0 | 0 | 0 | 0 | 0 | 0 | 0 | 0 | 0
10 | 13 | 23 | 0 | 0 | 0 | 0 | 0 | 0 | 0 | 0 | 0
10 | 13 | 24 | 0 | 0 | 0 | 0 | 0 | 0 | 0 | 0 | 0
10 | 14 | 1 | 0 | 0 | 0 | 0 | 0 | 0 | 0 | 0 | 0
10 | 14 | 2 | 0 | 0 | 0 | 0 | 0 | 0 | 0 | 0 | 0
10 | 14 | 3 | 0 | 0 | 0 | 0 | 0 | 0 | 0 | 0 | 0
10 | 14 | 4 | 0 | 0 | 0 | 0 | 0 | 0 | 0 | 0 | 0
10 | 14 | 5 | 0 | 0 | 0 | 0 | 0 | 0 | 0 | 0 | 0
10 | 14 | 6 | 0 | 0 | 0 | 0 | 0 | 0 | 0 | 0 | 0
10 | 14 | 7 | 0 | 0 | 0 | 0 | 0 | 0 | 0 | 0 | 0
10 | 14 | 8 | 0 | 0 | 0 | 0 | 0 | 0 | 0 | 0 | 0
10 | 14 | 9 | 0 | 0 | 0 | 0 | 0 | 0 | 0 | 0 | 0
10 | 14 | 10 | 0 | 0 | 0 | 0 | 0 | 0 | 0 | 0 | 0
10 | 14 | 11 | 0 | 0 | 0 | 0 | 0 | 0 | 0 | 0 | 0
10 | 14 | 12 | 0 | 0 | 0 | 0 | 0 | 0 | 0 | 0 | 0
10 | 14 | 13 | 0 | 0 | 0 | 0 | 0 | 0 | 0 | 0 | 0
10 | 14 | 14 | 0 | 0 | 0 | 0 | 0 | 0 | 0 | 0 | 0
10 | 14 | 15 | 0 | 0 | 0 | 0 | 0 | 0 | 0 | 0 | 0
10 | 14 | 16 | 0 | 0 | 0 | 0 | 0 | 0 | 0 | 0 | 0
10 | 14 | 17 | 0 | 0 | 0 | 0 | 0 | 0 | 0 | 0 | 0
10 | 14 | 18 | 0 | 0 | 0 | 0 | 0 | 0 | 0 | 0 | 0
10 | 14 | 19 | 0 | 0 | 0 | 0 | 0 | 0 | 0 | 0 | 0
10 | 14 | 20 | 0 | 0 | 0 | 0 | 0 | 0 | 0 | 0 | 0
10 | 14 | 21 | 0 | 0 | 0 | 0 | 0 | 0 | 0 | 0 | 0
10 | 14 | 22 | 0 | 0 | 0 | 0 | 0 | 0 | 0 | 0 | 0
10 | 14 | 23 | 0 | 0 | 0 | 0 | 0 | 0 | 0 | 0 | 0
10 | 14 | 24 | 0 | 0 | 0 | 0 | 0 | 0 | 0 | 0 | 0
10 | 15 | 1 | 0 | 0 | 0 | 0 | 0 | 0 | 0 | 0 | 0
10 | 15 | 2 | 0 | 0 | 0 | 0 | 0 | 0 | 0 | 0 | 0
10 | 15 | 3 | 0 | 0 | 0 | 0 | 0 | 0 | 0 | 0 | 0
10 | 15 | 4 | 0 | 0 | 0 | 0 | 0 | 0 | 0 | 0 | 0
10 | 15 | 5 | 0 | 0 | 0 | 0 | 0 | 0 | 0 | 0 | 0
10 | 15 | 6 | 0 | 0 | 0 | 0 | 0 | 0 | 0 | 0 | 0
10 | 15 | 7 | 0 | 0 | 0 | 0 | 0 | 0 | 0 | 0 | 0
10 | 15 | 8 | 0 | 0 | 0 | 0 | 0 | 0 | 0 | 0 | 0
10 | 15 | 9 | 0 | 0 | 0 | 0 | 0 | 0 | 0 | 0 | 0
10 | 15 | 10 | 0 | 0 | 0 | 0 | 0 | 0 | 0 | 0 | 0
10 | 15 | 11 | 0 | 0 | 0 | 0 | 0 | 0 | 0 | 0 | 0
10 | 15 | 12 | 0 | 0 | 0 | 0 | 0 | 0 | 0 | 0 | 0
10 | 15 | 13 | 0 | 0 | 0 | 0 | 0 | 0 | 0 | 0 | 0
10 | 15 | 14 | 0 | 0 | 0 | 0 | 0 | 0 | 0 | 0 | 0
10 | 15 | 15 | 0 | 0 | 0 | 0 | 0 | 0 | 0 | 0 | 0
10 | 15 | 16 | 0 | 0 | 0 | 0 | 0 | 0 | 0 | 0 | 0
10 | 15 | 17 | 0 | 0 | 0 | 0 | 0 | 0 | 0 | 0 | 0
10 | 15 | 18 | 0 | 0 | 0 | 0 | 0 | 0 | 0 | 0 | 0
10 | 15 | 19 | 0 | 0 | 0 | 0 | 0 | 0 | 0 | 0 | 0
10 | 15 | 20 | 0 | 0 | 0 | 0 | 0 | 0 | 0 | 0 | 0
10 | 15 | 21 | 0 | 0 | 0 | 0 | 0 | 0 | 0 | 0 | 0
10 | 15 | 22 | 0 | 0 | 0 | 0 | 0 | 0 | 0 | 0 | 0
10 | 15 | 23 | 0 | 0 | 0 | 0 | 0 | 0 | 0 | 0 | 0
10 | 15 | 24 | 0 | 0 | 0 | 0 | 0 | 0 | 0 | 0 | 0
10 | 16 | 1 | 0 | 0 | 0 | 0 | 0 | 0 | 0 | 0 | 0
10 | 16 | 2 | 0 | 0 | 0 | 0 | 0 | 0 | 0 | 0 | 0
10 | 16 | 3 | 0 | 0 | 0 | 0 | 0 | 0 | 0 | 0 | 0
10 | 16 | 4 | 0 | 0 | 0 | 0 | 0 | 0 | 0 | 0 | 0
10 | 16 | 5 | 0 | 0 | 0 | 0 | 0 | 0 | 0 | 0 | 0
10 | 16 | 6 | 0 | 0 | 0 | 0 | 0 | 0 | 0 | 0 | 0
10 | 16 | 7 | 0 | 0 | 0 | 0 | 0 | 0 | 0 | 0 | 0
10 | 16 | 8 | 0 | 0 | 0 | 0 | 0 | 0 | 0 | 0 | 0
10 | 16 | 9 | 0 | 0 | 0 | 0 | 0 | 0 | 0 | 0 | 0
10 | 16 | 10 | 0 | 0 | 0 | 0 | 0 | 0 | 0 | 0 | 0
10 | 16 | 11 | 0 | 0 | 0 | 0 | 0 | 0 | 0 | 0 | 0
10 | 16 | 12 | 0 | 0 | 0 | 0 | 0 | 0 | 0 | 0 | 0
10 | 16 | 13 | 0 | 0 | 0 | 0 | 0 | 0 | 0 | 0 | 0
10 | 16 | 14 | 0 | 0 | 0 | 0 | 0 | 0 | 0 | 0 | 0
10 | 16 | 15 | 0 | 0 | 0 | 0 | 0 | 0 | 0 | 0 | 0
10 | 16 | 16 | 0 | 0 | 0 | 0 | 0 | 0 | 0 | 0 | 0
10 | 16 | 17 | 0 | 0 | 0 | 0 | 0 | 0 | 0 | 0 | 0
10 | 16 | 18 | 0 | 0 | 0 | 0 | 0 | 0 | 0 | 0 | 0
10 | 16 | 19 | 0 | 0 | 0 | 0 | 0 | 0 | 0 | 0 | 0
10 | 16 | 20 | 0 | 0 | 0 | 0 | 0 | 0 | 0 | 0 | 0
10 | 16 | 21 | 0 | 0 | 0 | 0 | 0 | 0 | 0 | 0 | 0
10 | 16 | 22 | 0 | 0 | 0 | 0 | 0 | 0 | 0 | 0 | 0
10 | 16 | 23 | 0 | 0 | 0 | 0 | 0 | 0 | 0 | 0 | 0
10 | 16 | 24 | 0 | 0 | 0 | 0 | 0 | 0 | 0 | 0 | 0
10 | 17 | 1 | 0 | 0 | 0 | 0 | 0 | 0 | 0 | 0 | 0
10 | 17 | 2 | 0 | 0 | 0 | 0 | 0 | 0 | 0 | 0 | 0
10 | 17 | 3 | 0 | 0 | 0 | 0 | 0 | 0 | 0 | 0 | 0
10 | 17 | 4 | 0 | 0 | 0 | 0 | 0 | 0 | 0 | 0 | 0
10 | 17 | 5 | 0 | 0 | 0 | 0 | 0 | 0 | 0 | 0 | 0
10 | 17 | 6 | 0 | 0 | 0 | 0 | 0 | 0 | 0 | 0 | 0
10 | 17 | 7 | 0 | 0 | 0 | 0 | 0 | 0 | 0 | 0 | 0
10 | 17 | 8 | 0 | 0 | 0 | 0 | 0 | 0 | 0 | 0 | 0
10 | 17 | 9 | 0 | 0 | 0 | 0 | 0 | 0 | 0 | 0 | 0
10 | 17 | 10 | 0 | 0 | 0 | 0 | 0 | 0 | 0 | 0 | 0
10 | 17 | 11 | 0 | 0 | 0 | 0 | 0 | 0 | 0 | 0 | 0
10 | 17 | 12 | 0 | 0 | 0 | 0 | 0 | 0 | 0 | 0 | 0
10 | 17 | 13 | 0 | 0 | 0 | 0 | 0 | 0 | 0 | 0 | 0
10 | 17 | 14 | 0 | 0 | 0 | 0 | 0 | 0 | 0 | 0 | 0
10 | 17 | 15 | 0 | 0 | 0 | 0 | 0 | 0 | 0 | 0 | 0
10 | 17 | 16 | 0 | 0 | 0 | 0 | 0 | 0 | 0 | 0 | 0
10 | 17 | 17 | 0 | 0 | 0 | 0 | 0 | 0 | 0 | 0 | 0
10 | 17 | 18 | 0 | 0 | 0 | 0 | 0 | 0 | 0 | 0 | 0
10 | 17 | 19 | 0 | 0 | 0 | 0 | 0 | 0 | 0 | 0 | 0
10 | 17 | 20 | 0 | 0 | 0 | 0 | 0 | 0 | 0 | 0 | 0
10 | 17 | 21 | 0 | 0 | 0 | 0 | 0 | 0 | 0 | 0 | 0
10 | 17 | 22 | 0 | 0 | 0 | 0 | 0 | 0 | 0 | 0 | 0
10 | 17 | 23 | 0 | 0 | 0 | 0 | 0 | 0 | 0 | 0 | 0
10 | 17 | 24 | 0 | 0 | 0 | 0 | 0 | 0 | 0 | 0 | 0
10 | 18 | 1 | 0 | 0 | 0 | 0 | 0 | 0 | 0 | 0 | 0
10 | 18 | 2 | 0 | 0 | 0 | 0 | 0 | 0 | 0 | 0 | 0
10 | 18 | 3 | 0 | 0 | 0 | 0 | 0 | 0 | 0 | 0 | 0
10 | 18 | 4 | 0 | 0 | 0 | 0 | 0 | 0 | 0 | 0 | 0
10 | 18 | 5 | 0 | 0 | 0 | 0 | 0 | 0 | 0 | 0 | 0
10 | 18 | 6 | 0 | 0 | 0 | 0 | 0 | 0 | 0 | 0 | 0
10 | 18 | 7 | 0 | 0 | 0 | 0 | 0 | 0 | 0 | 0 | 0
10 | 18 | 8 | 0 | 0 | 0 | 0 | 0 | 0 | 0 | 0 | 0
10 | 18 | 9 | 0 | 0 | 0 | 0 | 0 | 0 | 0 | 0 | 0
10 | 18 | 10 | 0 | 0 | 0 | 0 | 0 | 0 | 0 | 0 | 0
10 | 18 | 11 | 0 | 0 | 0 | 0 | 0 | 0 | 0 | 0 | 0
10 | 18 | 12 | 0 | 0 | 0 | 0 | 0 | 0 | 0 | 0 | 0
10 | 18 | 13 | 0 | 0 | 0 | 0 | 0 | 0 | 0 | 0 | 0
10 | 18 | 14 | 0 | 0 | 0 | 0 | 0 | 0 | 0 | 0 | 0
10 | 18 | 15 | 0 | 0 | 0 | 0 | 0 | 0 | 0 | 0 | 0
10 | 18 | 16 | 0 | 0 | 0 | 0 | 0 | 0 | 0 | 0 | 0
10 | 18 | 17 | 0 | 0 | 0 | 0 | 0 | 0 | 0 | 0 | 0
10 | 18 | 18 | 0 | 0 | 0 | 0 | 0 | 0 | 0 | 0 | 0
10 | 18 | 19 | 0 | 0 | 0 | 0 | 0 | 0 | 0 | 0 | 0
10 | 18 | 20 | 0 | 0 | 0 | 0 | 0 | 0 | 0 | 0 | 0
10 | 18 | 21 | 0 | 0 | 0 | 0 | 0 | 0 | 0 | 0 | 0
10 | 18 | 22 | 0 | 0 | 0 | 0 | 0 | 0 | 0 | 0 | 0
10 | 18 | 23 | 0 | 0 | 0 | 0 | 0 | 0 | 0 | 0 | 0
10 | 18 | 24 | 0 | 0 | 0 | 0 | 0 | 0 | 0 | 0 | 0
10 | 19 | 1 | 0 | 0 | 0 | 0 | 0 | 0 | 0 | 0 | 0
10 | 19 | 2 | 0 | 0 | 0 | 0 | 0 | 0 | 0 | 0 | 0
10 | 19 | 3 | 0 | 0 | 0 | 0 | 0 | 0 | 0 | 0 | 0
10 | 19 | 4 | 0 | 0 | 0 | 0 | 0 | 0 | 0 | 0 | 0
10 | 19 | 5 | 0 | 0 | 0 | 0 | 0 | 0 | 0 | 0 | 0
10 | 19 | 6 | 0 | 0 | 0 | 0 | 0 | 0 | 0 | 0 | 0
10 | 19 | 7 | 0 | 0 | 0 | 0 | 0 | 0 | 0 | 0 | 0
10 | 19 | 8 | 0 | 0 | 0 | 0 | 0 | 0 | 0 | 0 | 0
10 | 19 | 9 | 0 | 0 | 0 | 0 | 0 | 0 | 0 | 0 | 0
10 | 19 | 10 | 0 | 0 | 0 | 0 | 0 | 0 | 0 | 0 | 0
10 | 19 | 11 | 0 | 0 | 0 | 0 | 0 | 0 | 0 | 0 | 0
10 | 19 | 12 | 0 | 0 | 0 | 0 | 0 | 0 | 0 | 0 | 0
10 | 19 | 13 | 0 | 0 | 0 | 0 | 0 | 0 | 0 | 0 | 0
10 | 19 | 14 | 0 | 0 | 0 | 0 | 0 | 0 | 0 | 0 | 0
10 | 19 | 15 | 0 | 0 | 0 | 0 | 0 | 0 | 0 | 0 | 0
10 | 19 | 16 | 0 | 0 | 0 | 0 | 0 | 0 | 0 | 0 | 0
10 | 19 | 17 | 0 | 0 | 0 | 0 | 0 | 0 | 0 | 0 | 0
10 | 19 | 18 | 0 | 0 | 0 | 0 | 0 | 0 | 0 | 0 | 0
10 | 19 | 19 | 0 | 0 | 0 | 0 | 0 | 0 | 0 | 0 | 0
10 | 19 | 20 | 0 | 0 | 0 | 0 | 0 | 0 | 0 | 0 | 0
10 | 19 | 21 | 0 | 0 | 0 | 0 | 0 | 0 | 0 | 0 | 0
10 | 19 | 22 | 0 | 0 | 0 | 0 | 0 | 0 | 0 | 0 | 0
10 | 19 | 23 | 0 | 0 | 0 | 0 | 0 | 0 | 0 | 0 | 0
10 | 19 | 24 | 0 | 0 | 0 | 0 | 0 | 0 | 0 | 0 | 0
10 | 20 | 1 | 0 | 0 | 0 | 0 | 0 | 0 | 0 | 0 | 0
10 | 20 | 2 | 0 | 0 | 0 | 0 | 0 | 0 | 0 | 0 | 0
10 | 20 | 3 | 0 | 0 | 0 | 0 | 0 | 0 | 0 | 0 | 0
10 | 20 | 4 | 0 | 0 | 0 | 0 | 0 | 0 | 0 | 0 | 0
10 | 20 | 5 | 0 | 0 | 0 | 0 | 0 | 0 | 0 | 0 | 0
10 | 20 | 6 | 0 | 0 | 0 | 0 | 0 | 0 | 0 | 0 | 0
10 | 20 | 7 | 0 | 0 | 0 | 0 | 0 | 0 | 0 | 0 | 0
10 | 20 | 8 | 0 | 0 | 0 | 0 | 0 | 0 | 0 | 0 | 0
10 | 20 | 9 | 0 | 0 | 0 | 0 | 0 | 0 | 0 | 0 | 0
10 | 20 | 10 | 0 | 0 | 0 | 0 | 0 | 0 | 0 | 0 | 0
10 | 20 | 11 | 0 | 0 | 0 | 0 | 0 | 0 | 0 | 0 | 0
10 | 20 | 12 | 0 | 0 | 0 | 0 | 0 | 0 | 0 | 0 | 0
10 | 20 | 13 | 0 | 0 | 0 | 0 | 0 | 0 | 0 | 0 | 0
10 | 20 | 14 | 0 | 0 | 0 | 0 | 0 | 0 | 0 | 0 | 0
10 | 20 | 15 | 0 | 0 | 0 | 0 | 0 | 0 | 0 | 0 | 0
10 | 20 | 16 | 0 | 0 | 0 | 0 | 0 | 0 | 0 | 0 | 0
10 | 20 | 17 | 0 | 0 | 0 | 0 | 0 | 0 | 0 | 0 | 0
10 | 20 | 18 | 0 | 0 | 0 | 0 | 0 | 0 | 0 | 0 | 0
10 | 20 | 19 | 0 | 0 | 0 | 0 | 0 | 0 | 0 | 0 | 0
10 | 20 | 20 | 0 | 0 | 0 | 0 | 0 | 0 | 0 | 0 | 0
10 | 20 | 21 | 0 | 0 | 0 | 0 | 0 | 0 | 0 | 0 | 0
10 | 20 | 22 | 0 | 0 | 0 | 0 | 0 | 0 | 0 | 0 | 0
10 | 20 | 23 | 0 | 0 | 0 | 0 | 0 | 0 | 0 | 0 | 0
10 | 20 | 24 | 0 | 0 | 0 | 0 | 0 | 0 | 0 | 0 | 0
10 | 21 | 1 | 0 | 0 | 0 | 0 | 0 | 0 | 0 | 0 | 0
10 | 21 | 2 | 0 | 0 | 0 | 0 | 0 | 0 | 0 | 0 | 0
10 | 21 | 3 | 0 | 0 | 0 | 0 | 0 | 0 | 0 | 0 | 0
10 | 21 | 4 | 0 | 0 | 0 | 0 | 0 | 0 | 0 | 0 | 0
10 | 21 | 5 | 0 | 0 | 0 | 0 | 0 | 0 | 0 | 0 | 0
10 | 21 | 6 | 0 | 0 | 0 | 0 | 0 | 0 | 0 | 0 | 0
10 | 21 | 7 | 0 | 0 | 0 | 0 | 0 | 0 | 0 | 0 | 0
10 | 21 | 8 | 0 | 0 | 0 | 0 | 0 | 0 | 0 | 0 | 0
10 | 21 | 9 | 0 | 0 | 0 | 0 | 0 | 0 | 0 | 0 | 0
10 | 21 | 10 | 0 | 0 | 0 | 0 | 0 | 0 | 0 | 0 | 0
10 | 21 | 11 | 0 | 0 | 0 | 0 | 0 | 0 | 0 | 0 | 0
10 | 21 | 12 | 0 | 0 | 0 | 0 | 0 | 0 | 0 | 0 | 0
10 | 21 | 13 | 0 | 0 | 0 | 0 | 0 | 0 | 0 | 0 | 0
10 | 21 | 14 | 0 | 0 | 0 | 0 | 0 | 0 | 0 | 0 | 0
10 | 21 | 15 | 0 | 0 | 0 | 0 | 0 | 0 | 0 | 0 | 0
10 | 21 | 16 | 0 | 0 | 0 | 0 | 0 | 0 | 0 | 0 | 0
10 | 21 | 17 | 0 | 0 | 0 | 0 | 0 | 0 | 0 | 0 | 0
10 | 21 | 18 | 0 | 0 | 0 | 0 | 0 | 0 | 0 | 0 | 0
10 | 21 | 19 | 0 | 0 | 0 | 0 | 0 | 0 | 0 | 0 | 0
10 | 21 | 20 | 0 | 0 | 0 | 0 | 0 | 0 | 0 | 0 | 0
10 | 21 | 21 | 0 | 0 | 0 | 0 | 0 | 0 | 0 | 0 | 0
10 | 21 | 22 | 0 | 0 | 0 | 0 | 0 | 0 | 0 | 0 | 0
10 | 21 | 23 | 0 | 0 | 0 | 0 | 0 | 0 | 0 | 0 | 0
10 | 21 | 24 | 0 | 0 | 0 | 0 | 0 | 0 | 0 | 0 | 0
10 | 22 | 1 | 0 | 0 | 0 | 0 | 0 | 0 | 0 | 0 | 0
10 | 22 | 2 | 0 | 0 | 0 | 0 | 0 | 0 | 0 | 0 | 0
10 | 22 | 3 | 0 | 0 | 0 | 0 | 0 | 0 | 0 | 0 | 0
10 | 22 | 4 | 0 | 0 | 0 | 0 | 0 | 0 | 0 | 0 | 0
10 | 22 | 5 | 0 | 0 | 0 | 0 | 0 | 0 | 0 | 0 | 0
10 | 22 | 6 | 0 | 0 | 0 | 0 | 0 | 0 | 0 | 0 | 0
10 | 22 | 7 | 0 | 0 | 0 | 0 | 0 | 0 | 0 | 0 | 0
10 | 22 | 8 | 0 | 0 | 0 | 0 | 0 | 0 | 0 | 0 | 0
10 | 22 | 9 | 0 | 0 | 0 | 0 | 0 | 0 | 0 | 0 | 0
10 | 22 | 10 | 0 | 0 | 0 | 0 | 0 | 0 | 0 | 0 | 0
10 | 22 | 11 | 0 | 0 | 0 | 0 | 0 | 0 | 0 | 0 | 0
10 | 22 | 12 | 0 | 0 | 0 | 0 | 0 | 0 | 0 | 0 | 0
10 | 22 | 13 | 0 | 0 | 0 | 0 | 0 | 0 | 0 | 0 | 0
10 | 22 | 14 | 0 | 0 | 0 | 0 | 0 | 0 | 0 | 0 | 0
10 | 22 | 15 | 0 | 0 | 0 | 0 | 0 | 0 | 0 | 0 | 0
10 | 22 | 16 | 0 | 0 | 0 | 0 | 0 | 0 | 0 | 0 | 0
10 | 22 | 17 | 0 | 0 | 0 | 0 | 0 | 0 | 0 | 0 | 0
10 | 22 | 18 | 0 | 0 | 0 | 0 | 0 | 0 | 0 | 0 | 0
10 | 22 | 19 | 0 | 0 | 0 | 0 | 0 | 0 | 0 | 0 | 0
10 | 22 | 20 | 0 | 0 | 0 | 0 | 0 | 0 | 0 | 0 | 0
10 | 22 | 21 | 0 | 0 | 0 | 0 | 0 | 0 | 0 | 0 | 0
10 | 22 | 22 | 0 | 0 | 0 | 0 | 0 | 0 | 0 | 0 | 0
10 | 22 | 23 | 0 | 0 | 0 | 0 | 0 | 0 | 0 | 0 | 0
10 | 22 | 24 | 0 | 0 | 0 | 0 | 0 | 0 | 0 | 0 | 0
10 | 23 | 1 | 0 | 0 | 0 | 0 | 0 | 0 | 0 | 0 | 0
10 | 23 | 2 | 0 | 0 | 0 | 0 | 0 | 0 | 0 | 0 | 0
10 | 23 | 3 | 0 | 0 | 0 | 0 | 0 | 0 | 0 | 0 | 0
10 | 23 | 4 | 0 | 0 | 0 | 0 | 0 | 0 | 0 | 0 | 0
10 | 23 | 5 | 0 | 0 | 0 | 0 | 0 | 0 | 0 | 0 | 0
10 | 23 | 6 | 0 | 0 | 0 | 0 | 0 | 0 | 0 | 0 | 0
10 | 23 | 7 | 0 | 0 | 0 | 0 | 0 | 0 | 0 | 0 | 0
10 | 23 | 8 | 0 | 0 | 0 | 0 | 0 | 0 | 0 | 0 | 0
10 | 23 | 9 | 0 | 0 | 0 | 0 | 0 | 0 | 0 | 0 | 0
10 | 23 | 10 | 0 | 0 | 0 | 0 | 0 | 0 | 0 | 0 | 0
10 | 23 | 11 | 0 | 0 | 0 | 0 | 0 | 0 | 0 | 0 | 0
10 | 23 | 12 | 0 | 0 | 0 | 0 | 0 | 0 | 0 | 0 | 0
10 | 23 | 13 | 0 | 0 | 0 | 0 | 0 | 0 | 0 | 0 | 0
10 | 23 | 14 | 0 | 0 | 0 | 0 | 0 | 0 | 0 | 0 | 0
10 | 23 | 15 | 0 | 0 | 0 | 0 | 0 | 0 | 0 | 0 | 0
10 | 23 | 16 | 0 | 0 | 0 | 0 | 0 | 0 | 0 | 0 | 0
10 | 23 | 17 | 0 | 0 | 0 | 0 | 0 | 0 | 0 | 0 | 0
10 | 23 | 18 | 0 | 0 | 0 | 0 | 0 | 0 | 0 | 0 | 0
10 | 23 | 19 | 0 | 0 | 0 | 0 | 0 | 0 | 0 | 0 | 0
10 | 23 | 20 | 0 | 0 | 0 | 0 | 0 | 0 | 0 | 0 | 0
10 | 23 | 21 | 0 | 0 | 0 | 0 | 0 | 0 | 0 | 0 | 0
10 | 23 | 22 | 0 | 0 | 0 | 0 | 0 | 0 | 0 | 0 | 0
10 | 23 | 23 | 0 | 0 | 0 | 0 | 0 | 0 | 0 | 0 | 0
10 | 23 | 24 | 0 | 0 | 0 | 0 | 0 | 0 | 0 | 0 | 0
10 | 24 | 1 | 0 | 0 | 0 | 0 | 0 | 0 | 0 | 0 | 0
10 | 24 | 2 | 0 | 0 | 0 | 0 | 0 | 0 | 0 | 0 | 0
10 | 24 | 3 | 0 | 0 | 0 | 0 | 0 | 0 | 0 | 0 | 0
10 | 24 | 4 | 0 | 0 | 0 | 0 | 0 | 0 | 0 | 0 | 0
10 | 24 | 5 | 0 | 0 | 0 | 0 | 0 | 0 | 0 | 0 | 0
10 | 24 | 6 | 0 | 0 | 0 | 0 | 0 | 0 | 0 | 0 | 0
10 | 24 | 7 | 0 | 0 | 0 | 0 | 0 | 0 | 0 | 0 | 0
10 | 24 | 8 | 0 | 0 | 0 | 0 | 0 | 0 | 0 | 0 | 0
10 | 24 | 9 | 0 | 0 | 0 | 0 | 0 | 0 | 0 | 0 | 0
10 | 24 | 10 | 0 | 0 | 0 | 0 | 0 | 0 | 0 | 0 | 0
10 | 24 | 11 | 0 | 0 | 0 | 0 | 0 | 0 | 0 | 0 | 0
10 | 24 | 12 | 0 | 0 | 0 | 0 | 0 | 0 | 0 | 0 | 0
10 | 24 | 13 | 0 | 0 | 0 | 0 | 0 | 0 | 0 | 0 | 0
10 | 24 | 14 | 0 | 0 | 0 | 0 | 0 | 0 | 0 | 0 | 0
10 | 24 | 15 | 0 | 0 | 0 | 0 | 0 | 0 | 0 | 0 | 0
10 | 24 | 16 | 0 | 0 | 0 | 0 | 0 | 0 | 0 | 0 | 0
10 | 24 | 17 | 0 | 0 | 0 | 0 | 0 | 0 | 0 | 0 | 0
10 | 24 | 18 | 0 | 0 | 0 | 0 | 0 | 0 | 0 | 0 | 0
10 | 24 | 19 | 0 | 0 | 0 | 0 | 0 | 0 | 0 | 0 | 0
10 | 24 | 20 | 0 | 0 | 0 | 0 | 0 | 0 | 0 | 0 | 0
10 | 24 | 21 | 0 | 0 | 0 | 0 | 0 | 0 | 0 | 0 | 0
10 | 24 | 22 | 0 | 0 | 0 | 0 | 0 | 0 | 0 | 0 | 0
10 | 24 | 23 | 0 | 0 | 0 | 0 | 0 | 0 | 0 | 0 | 0
10 | 24 | 24 | 0 | 0 | 0 | 0 | 0 | 0 | 0 | 0 | 0
10 | 25 | 1 | 0 | 0 | 0 | 0 | 0 | 0 | 0 | 0 | 0
10 | 25 | 2 | 0 | 0 | 0 | 0 | 0 | 0 | 0 | 0 | 0
10 | 25 | 3 | 0 | 0 | 0 | 0 | 0 | 0 | 0 | 0 | 0
10 | 25 | 4 | 0 | 0 | 0 | 0 | 0 | 0 | 0 | 0 | 0
10 | 25 | 5 | 0 | 0 | 0 | 0 | 0 | 0 | 0 | 0 | 0
10 | 25 | 6 | 0 | 0 | 0 | 0 | 0 | 0 | 0 | 0 | 0
10 | 25 | 7 | 0 | 0 | 0 | 0 | 0 | 0 | 0 | 0 | 0
10 | 25 | 8 | 0 | 0 | 0 | 0 | 0 | 0 | 0 | 0 | 0
10 | 25 | 9 | 0 | 0 | 0 | 0 | 0 | 0 | 0 | 0 | 0
10 | 25 | 10 | 0 | 0 | 0 | 0 | 0 | 0 | 0 | 0 | 0
10 | 25 | 11 | 0 | 0 | 0 | 0 | 0 | 0 | 0 | 0 | 0
10 | 25 | 12 | 0 | 0 | 0 | 0 | 0 | 0 | 0 | 0 | 0
10 | 25 | 13 | 0 | 0 | 0 | 0 | 0 | 0 | 0 | 0 | 0
10 | 25 | 14 | 0 | 0 | 0 | 0 | 0 | 0 | 0 | 0 | 0
10 | 25 | 15 | 0 | 0 | 0 | 0 | 0 | 0 | 0 | 0 | 0
10 | 25 | 16 | 0 | 0 | 0 | 0 | 0 | 0 | 0 | 0 | 0
10 | 25 | 17 | 0 | 0 | 0 | 0 | 0 | 0 | 0 | 0 | 0
10 | 25 | 18 | 0 | 0 | 0 | 0 | 0 | 0 | 0 | 0 | 0
10 | 25 | 19 | 0 | 0 | 0 | 0 | 0 | 0 | 0 | 0 | 0
10 | 25 | 20 | 0 | 0 | 0 | 0 | 0 | 0 | 0 | 0 | 0
10 | 25 | 21 | 0 | 0 | 0 | 0 | 0 | 0 | 0 | 0 | 0
10 | 25 | 22 | 0 | 0 | 0 | 0 | 0 | 0 | 0 | 0 | 0
10 | 25 | 23 | 0 | 0 | 0 | 0 | 0 | 0 | 0 | 0 | 0
10 | 25 | 24 | 0 | 0 | 0 | 0 | 0 | 0 | 0 | 0 | 0
10 | 26 | 1 | 0 | 0 | 0 | 0 | 0 | 0 | 0 | 0 | 0
10 | 26 | 2 | 0 | 0 | 0 | 0 | 0 | 0 | 0 | 0 | 0
10 | 26 | 3 | 0 | 0 | 0 | 0 | 0 | 0 | 0 | 0 | 0
10 | 26 | 4 | 0 | 0 | 0 | 0 | 0 | 0 | 0 | 0 | 0
10 | 26 | 5 | 0 | 0 | 0 | 0 | 0 | 0 | 0 | 0 | 0
10 | 26 | 6 | 0 | 0 | 0 | 0 | 0 | 0 | 0 | 0 | 0
10 | 26 | 7 | 0 | 0 | 0 | 0 | 0 | 0 | 0 | 0 | 0
10 | 26 | 8 | 0 | 0 | 0 | 0 | 0 | 0 | 0 | 0 | 0
10 | 26 | 9 | 0 | 0 | 0 | 0 | 0 | 0 | 0 | 0 | 0
10 | 26 | 10 | 0 | 0 | 0 | 0 | 0 | 0 | 0 | 0 | 0
10 | 26 | 11 | 0 | 0 | 0 | 0 | 0 | 0 | 0 | 0 | 0
10 | 26 | 12 | 0 | 0 | 0 | 0 | 0 | 0 | 0 | 0 | 0
10 | 26 | 13 | 0 | 0 | 0 | 0 | 0 | 0 | 0 | 0 | 0
10 | 26 | 14 | 0 | 0 | 0 | 0 | 0 | 0 | 0 | 0 | 0
10 | 26 | 15 | 0 | 0 | 0 | 0 | 0 | 0 | 0 | 0 | 0
10 | 26 | 16 | 0 | 0 | 0 | 0 | 0 | 0 | 0 | 0 | 0
10 | 26 | 17 | 0 | 0 | 0 | 0 | 0 | 0 | 0 | 0 | 0
10 | 26 | 18 | 0 | 0 | 0 | 0 | 0 | 0 | 0 | 0 | 0
10 | 26 | 19 | 0 | 0 | 0 | 0 | 0 | 0 | 0 | 0 | 0
10 | 26 | 20 | 0 | 0 | 0 | 0 | 0 | 0 | 0 | 0 | 0
10 | 26 | 21 | 0 | 0 | 0 | 0 | 0 | 0 | 0 | 0 | 0
10 | 26 | 22 | 0 | 0 | 0 | 0 | 0 | 0 | 0 | 0 | 0
10 | 26 | 23 | 0 | 0 | 0 | 0 | 0 | 0 | 0 | 0 | 0
10 | 26 | 24 | 0 | 0 | 0 | 0 | 0 | 0 | 0 | 0 | 0
10 | 27 | 1 | 0 | 0 | 0 | 0 | 0 | 0 | 0 | 0 | 0
10 | 27 | 2 | 0 | 0 | 0 | 0 | 0 | 0 | 0 | 0 | 0
10 | 27 | 3 | 0 | 0 | 0 | 0 | 0 | 0 | 0 | 0 | 0
10 | 27 | 4 | 0 | 0 | 0 | 0 | 0 | 0 | 0 | 0 | 0
10 | 27 | 5 | 0 | 0 | 0 | 0 | 0 | 0 | 0 | 0 | 0
10 | 27 | 6 | 0 | 0 | 0 | 0 | 0 | 0 | 0 | 0 | 0
10 | 27 | 7 | 0 | 0 | 0 | 0 | 0 | 0 | 0 | 0 | 0
10 | 27 | 8 | 0 | 0 | 0 | 0 | 0 | 0 | 0 | 0 | 0
10 | 27 | 9 | 0 | 0 | 0 | 0 | 0 | 0 | 0 | 0 | 0
10 | 27 | 10 | 0 | 0 | 0 | 0 | 0 | 0 | 0 | 0 | 0
10 | 27 | 11 | 0 | 0 | 0 | 0 | 0 | 0 | 0 | 0 | 0
10 | 27 | 12 | 0 | 0 | 0 | 0 | 0 | 0 | 0 | 0 | 0
10 | 27 | 13 | 0 | 0 | 0 | 0 | 0 | 0 | 0 | 0 | 0
10 | 27 | 14 | 0 | 0 | 0 | 0 | 0 | 0 | 0 | 0 | 0
10 | 27 | 15 | 0 | 0 | 0 | 0 | 0 | 0 | 0 | 0 | 0
10 | 27 | 16 | 0 | 0 | 0 | 0 | 0 | 0 | 0 | 0 | 0
10 | 27 | 17 | 0 | 0 | 0 | 0 | 0 | 0 | 0 | 0 | 0
10 | 27 | 18 | 0 | 0 | 0 | 0 | 0 | 0 | 0 | 0 | 0
10 | 27 | 19 | 0 | 0 | 0 | 0 | 0 | 0 | 0 | 0 | 0
10 | 27 | 20 | 0 | 0 | 0 | 0 | 0 | 0 | 0 | 0 | 0
10 | 27 | 21 | 0 | 0 | 0 | 0 | 0 | 0 | 0 | 0 | 0
10 | 27 | 22 | 0 | 0 | 0 | 0 | 0 | 0 | 0 | 0 | 0
10 | 27 | 23 | 0 | 0 | 0 | 0 | 0 | 0 | 0 | 0 | 0
10 | 27 | 24 | 0 | 0 | 0 | 0 | 0 | 0 | 0 | 0 | 0
10 | 28 | 1 | 0 | 0 | 0 | 0 | 0 | 0 | 0 | 0 | 0
10 | 28 | 2 | 0 | 0 | 0 | 0 | 0 | 0 | 0 | 0 | 0
10 | 28 | 3 | 0 | 0 | 0 | 0 | 0 | 0 | 0 | 0 | 0
10 | 28 | 4 | 0 | 0 | 0 | 0 | 0 | 0 | 0 | 0 | 0
10 | 28 | 5 | 0 | 0 | 0 | 0 | 0 | 0 | 0 | 0 | 0
10 | 28 | 6 | 0 | 0 | 0 | 0 | 0 | 0 | 0 | 0 | 0
10 | 28 | 7 | 0 | 0 | 0 | 0 | 0 | 0 | 0 | 0 | 0
10 | 28 | 8 | 0 | 0 | 0 | 0 | 0 | 0 | 0 | 0 | 0
10 | 28 | 9 | 0 | 0 | 0 | 0 | 0 | 0 | 0 | 0 | 0
10 | 28 | 10 | 0 | 0 | 0 | 0 | 0 | 0 | 0 | 0 | 0
10 | 28 | 11 | 0 | 0 | 0 | 0 | 0 | 0 | 0 | 0 | 0
10 | 28 | 12 | 0 | 0 | 0 | 0 | 0 | 0 | 0 | 0 | 0
10 | 28 | 13 | 0 | 0 | 0 | 0 | 0 | 0 | 0 | 0 | 0
10 | 28 | 14 | 0 | 0 | 0 | 0 | 0 | 0 | 0 | 0 | 0
10 | 28 | 15 | 0 | 0 | 0 | 0 | 0 | 0 | 0 | 0 | 0
10 | 28 | 16 | 0 | 0 | 0 | 0 | 0 | 0 | 0 | 0 | 0
10 | 28 | 17 | 0 | 0 | 0 | 0 | 0 | 0 | 0 | 0 | 0
10 | 28 | 18 | 0 | 0 | 0 | 0 | 0 | 0 | 0 | 0 | 0
10 | 28 | 19 | 0 | 0 | 0 | 0 | 0 | 0 | 0 | 0 | 0
10 | 28 | 20 | 0 | 0 | 0 | 0 | 0 | 0 | 0 | 0 | 0
10 | 28 | 21 | 0 | 0 | 0 | 0 | 0 | 0 | 0 | 0 | 0
10 | 28 | 22 | 0 | 0 | 0 | 0 | 0 | 0 | 0 | 0 | 0
10 | 28 | 23 | 0 | 0 | 0 | 0 | 0 | 0 | 0 | 0 | 0
10 | 28 | 24 | 0 | 0 | 0 | 0 | 0 | 0 | 0 | 0 | 0
10 | 29 | 1 | 0 | 0 | 0 | 0 | 0 | 0 | 0 | 0 | 0
10 | 29 | 2 | 0 | 0 | 0 | 0 | 0 | 0 | 0 | 0 | 0
10 | 29 | 3 | 0 | 0 | 0 | 0 | 0 | 0 | 0 | 0 | 0
10 | 29 | 4 | 0 | 0 | 0 | 0 | 0 | 0 | 0 | 0 | 0
10 | 29 | 5 | 0 | 0 | 0 | 0 | 0 | 0 | 0 | 0 | 0
10 | 29 | 6 | 0 | 0 | 0 | 0 | 0 | 0 | 0 | 0 | 0
10 | 29 | 7 | 0 | 0 | 0 | 0 | 0 | 0 | 0 | 0 | 0
10 | 29 | 8 | 0 | 0 | 0 | 0 | 0 | 0 | 0 | 0 | 0
10 | 29 | 9 | 0 | 0 | 0 | 0 | 0 | 0 | 0 | 0 | 0
10 | 29 | 10 | 0 | 0 | 0 | 0 | 0 | 0 | 0 | 0 | 0
10 | 29 | 11 | 0 | 0 | 0 | 0 | 0 | 0 | 0 | 0 | 0
10 | 29 | 12 | 0 | 0 | 0 | 0 | 0 | 0 | 0 | 0 | 0
10 | 29 | 13 | 0 | 0 | 0 | 0 | 0 | 0 | 0 | 0 | 0
10 | 29 | 14 | 0 | 0 | 0 | 0 | 0 | 0 | 0 | 0 | 0
10 | 29 | 15 | 0 | 0 | 0 | 0 | 0 | 0 | 0 | 0 | 0
10 | 29 | 16 | 0 | 0 | 0 | 0 | 0 | 0 | 0 | 0 | 0
10 | 29 | 17 | 0 | 0 | 0 | 0 | 0 | 0 | 0 | 0 | 0
10 | 29 | 18 | 0 | 0 | 0 | 0 | 0 | 0 | 0 | 0 | 0
10 | 29 | 19 | 0 | 0 | 0 | 0 | 0 | 0 | 0 | 0 | 0
10 | 29 | 20 | 0 | 0 | 0 | 0 | 0 | 0 | 0 | 0 | 0
10 | 29 | 21 | 0 | 0 | 0 | 0 | 0 | 0 | 0 | 0 | 0
10 | 29 | 22 | 0 | 0 | 0 | 0 | 0 | 0 | 0 | 0 | 0
10 | 29 | 23 | 0 | 0 | 0 | 0 | 0 | 0 | 0 | 0 | 0
10 | 29 | 24 | 0 | 0 | 0 | 0 | 0 | 0 | 0 | 0 | 0
10 | 30 | 1 | 0 | 0 | 0 | 0 | 0 | 0 | 0 | 0 | 0
10 | 30 | 2 | 0 | 0 | 0 | 0 | 0 | 0 | 0 | 0 | 0
10 | 30 | 3 | 0 | 0 | 0 | 0 | 0 | 0 | 0 | 0 | 0
10 | 30 | 4 | 0 | 0 | 0 | 0 | 0 | 0 | 0 | 0 | 0
10 | 30 | 5 | 0 | 0 | 0 | 0 | 0 | 0 | 0 | 0 | 0
10 | 30 | 6 | 0 | 0 | 0 | 0 | 0 | 0 | 0 | 0 | 0
10 | 30 | 7 | 0 | 0 | 0 | 0 | 0 | 0 | 0 | 0 | 0
10 | 30 | 8 | 0 | 0 | 0 | 0 | 0 | 0 | 0 | 0 | 0
10 | 30 | 9 | 0 | 0 | 0 | 0 | 0 | 0 | 0 | 0 | 0
10 | 30 | 10 | 0 | 0 | 0 | 0 | 0 | 0 | 0 | 0 | 0
10 | 30 | 11 | 0 | 0 | 0 | 0 | 0 | 0 | 0 | 0 | 0
10 | 30 | 12 | 0 | 0 | 0 | 0 | 0 | 0 | 0 | 0 | 0
10 | 30 | 13 | 0 | 0 | 0 | 0 | 0 | 0 | 0 | 0 | 0
10 | 30 | 14 | 0 | 0 | 0 | 0 | 0 | 0 | 0 | 0 | 0
10 | 30 | 15 | 0 | 0 | 0 | 0 | 0 | 0 | 0 | 0 | 0
10 | 30 | 16 | 0 | 0 | 0 | 0 | 0 | 0 | 0 | 0 | 0
10 | 30 | 17 | 0 | 0 | 0 | 0 | 0 | 0 | 0 | 0 | 0
10 | 30 | 18 | 0 | 0 | 0 | 0 | 0 | 0 | 0 | 0 | 0
10 | 30 | 19 | 0 | 0 | 0 | 0 | 0 | 0 | 0 | 0 | 0
10 | 30 | 20 | 0 | 0 | 0 | 0 | 0 | 0 | 0 | 0 | 0
10 | 30 | 21 | 0 | 0 | 0 | 0 | 0 | 0 | 0 | 0 | 0
10 | 30 | 22 | 0 | 0 | 0 | 0 | 0 | 0 | 0 | 0 | 0
10 | 30 | 23 | 0 | 0 | 0 | 0 | 0 | 0 | 0 | 0 | 0
10 | 30 | 24 | 0 | 0 | 0 | 0 | 0 | 0 | 0 | 0 | 0
10 | 31 | 1 | 0 | 0 | 0 | 0 | 0 | 0 | 0 | 0 | 0
10 | 31 | 2 | 0 | 0 | 0 | 0 | 0 | 0 | 0 | 0 | 0
10 | 31 | 3 | 0 | 0 | 0 | 0 | 0 | 0 | 0 | 0 | 0
10 | 31 | 4 | 0 | 0 | 0 | 0 | 0 | 0 | 0 | 0 | 0
10 | 31 | 5 | 0 | 0 | 0 | 0 | 0 | 0 | 0 | 0 | 0
10 | 31 | 6 | 0 | 0 | 0 | 0 | 0 | 0 | 0 | 0 | 0
10 | 31 | 7 | 0 | 0 | 0 | 0 | 0 | 0 | 0 | 0 | 0
10 | 31 | 8 | 0 | 0 | 0 | 0 | 0 | 0 | 0 | 0 | 0
10 | 31 | 9 | 0 | 0 | 0 | 0 | 0 | 0 | 0 | 0 | 0
10 | 31 | 10 | 0 | 0 | 0 | 0 | 0 | 0 | 0 | 0 | 0
10 | 31 | 11 | 0 | 0 | 0 | 0 | 0 | 0 | 0 | 0 | 0
10 | 31 | 12 | 0 | 0 | 0 | 0 | 0 | 0 | 0 | 0 | 0
10 | 31 | 13 | 0 | 0 | 0 | 0 | 0 | 0 | 0 | 0 | 0
10 | 31 | 14 | 0 | 0 | 0 | 0 | 0 | 0 | 0 | 0 | 0
10 | 31 | 15 | 0 | 0 | 0 | 0 | 0 | 0 | 0 | 0 | 0
10 | 31 | 16 | 0 | 0 | 0 | 0 | 0 | 0 | 0 | 0 | 0
10 | 31 | 17 | 0 | 0 | 0 | 0 | 0 | 0 | 0 | 0 | 0
10 | 31 | 18 | 0 | 0 | 0 | 0 | 0 | 0 | 0 | 0 | 0
10 | 31 | 19 | 0 | 0 | 0 | 0 | 0 | 0 | 0 | 0 | 0
10 | 31 | 20 | 0 | 0 | 0 | 0 | 0 | 0 | 0 | 0 | 0
10 | 31 | 21 | 0 | 0 | 0 | 0 | 0 | 0 | 0 | 0 | 0
10 | 31 | 22 | 0 | 0 | 0 | 0 | 0 | 0 | 0 | 0 | 0
10 | 31 | 23 | 0 | 0 | 0 | 0 | 0 | 0 | 0 | 0 | 0
10 | 31 | 24 | 0 | 0 | 0 | 0 | 0 | 0 | 0 | 0 | 0
11 | 1 | 1 | 0 | 0 | 0 | 0 | 0 | 0 | 0 | 0 | 0
11 | 1 | 2 | 0 | 0 | 0 | 0 | 0 | 0 | 0 | 0 | 0
11 | 1 | 3 | 0 | 0 | 0 | 0 | 0 | 0 | 0 | 0 | 0
11 | 1 | 4 | 0 | 0 | 0 | 0 | 0 | 0 | 0 | 0 | 0
11 | 1 | 5 | 0 | 0 | 0 | 0 | 0 | 0 | 0 | 0 | 0
11 | 1 | 6 | 0 | 0 | 0 | 0 | 0 | 0 | 0 | 0 | 0
11 | 1 | 7 | 0 | 0 | 0 | 0 | 0 | 0 | 0 | 0 | 0
11 | 1 | 8 | 0 | 0 | 0 | 0 | 0 | 0 | 0 | 0 | 0
11 | 1 | 9 | 0 | 0 | 0 | 0 | 0 | 0 | 0 | 0 | 0
11 | 1 | 10 | 0 | 0 | 0 | 0 | 0 | 0 | 0 | 0 | 0
11 | 1 | 11 | 0 | 0 | 0 | 0 | 0 | 0 | 0 | 0 | 0
11 | 1 | 12 | 0 | 0 | 0 | 0 | 0 | 0 | 0 | 0 | 0
11 | 1 | 13 | 0 | 0 | 0 | 0 | 0 | 0 | 0 | 0 | 0
11 | 1 | 14 | 0 | 0 | 0 | 0 | 0 | 0 | 0 | 0 | 0
11 | 1 | 15 | 0 | 0 | 0 | 0 | 0 | 0 | 0 | 0 | 0
11 | 1 | 16 | 0 | 0 | 0 | 0 | 0 | 0 | 0 | 0 | 0
11 | 1 | 17 | 0 | 0 | 0 | 0 | 0 | 0 | 0 | 0 | 0
11 | 1 | 18 | 0 | 0 | 0 | 0 | 0 | 0 | 0 | 0 | 0
11 | 1 | 19 | 0 | 0 | 0 | 0 | 0 | 0 | 0 | 0 | 0
11 | 1 | 20 | 0 | 0 | 0 | 0 | 0 | 0 | 0 | 0 | 0
11 | 1 | 21 | 0 | 0 | 0 | 0 | 0 | 0 | 0 | 0 | 0
11 | 1 | 22 | 0 | 0 | 0 | 0 | 0 | 0 | 0 | 0 | 0
11 | 1 | 23 | 0 | 0 | 0 | 0 | 0 | 0 | 0 | 0 | 0
11 | 1 | 24 | 0 | 0 | 0 | 0 | 0 | 0 | 0 | 0 | 0
11 | 2 | 1 | 0 | 0 | 0 | 0 | 0 | 0 | 0 | 0 | 0
11 | 2 | 2 | 0 | 0 | 0 | 0 | 0 | 0 | 0 | 0 | 0
11 | 2 | 3 | 0 | 0 | 0 | 0 | 0 | 0 | 0 | 0 | 0
11 | 2 | 4 | 0 | 0 | 0 | 0 | 0 | 0 | 0 | 0 | 0
11 | 2 | 5 | 0 | 0 | 0 | 0 | 0 | 0 | 0 | 0 | 0
11 | 2 | 6 | 0 | 0 | 0 | 0 | 0 | 0 | 0 | 0 | 0
11 | 2 | 7 | 0 | 0 | 0 | 0 | 0 | 0 | 0 | 0 | 0
11 | 2 | 8 | 0 | 0 | 0 | 0 | 0 | 0 | 0 | 0 | 0
11 | 2 | 9 | 0 | 0 | 0 | 0 | 0 | 0 | 0 | 0 | 0
11 | 2 | 10 | 0 | 0 | 0 | 0 | 0 | 0 | 0 | 0 | 0
11 | 2 | 11 | 0 | 0 | 0 | 0 | 0 | 0 | 0 | 0 | 0
11 | 2 | 12 | 0 | 0 | 0 | 0 | 0 | 0 | 0 | 0 | 0
11 | 2 | 13 | 0 | 0 | 0 | 0 | 0 | 0 | 0 | 0 | 0
11 | 2 | 14 | 0 | 0 | 0 | 0 | 0 | 0 | 0 | 0 | 0
11 | 2 | 15 | 0 | 0 | 0 | 0 | 0 | 0 | 0 | 0 | 0
11 | 2 | 16 | 0 | 0 | 0 | 0 | 0 | 0 | 0 | 0 | 0
11 | 2 | 17 | 0 | 0 | 0 | 0 | 0 | 0 | 0 | 0 | 0
11 | 2 | 18 | 0 | 0 | 0 | 0 | 0 | 0 | 0 | 0 | 0
11 | 2 | 19 | 0 | 0 | 0 | 0 | 0 | 0 | 0 | 0 | 0
11 | 2 | 20 | 0 | 0 | 0 | 0 | 0 | 0 | 0 | 0 | 0
11 | 2 | 21 | 0 | 0 | 0 | 0 | 0 | 0 | 0 | 0 | 0
11 | 2 | 22 | 0 | 0 | 0 | 0 | 0 | 0 | 0 | 0 | 0
11 | 2 | 23 | 0 | 0 | 0 | 0 | 0 | 0 | 0 | 0 | 0
11 | 2 | 24 | 0 | 0 | 0 | 0 | 0 | 0 | 0 | 0 | 0
11 | 3 | 1 | 0 | 0 | 0 | 0 | 0 | 0 | 0 | 0 | 0
11 | 3 | 2 | 0 | 0 | 0 | 0 | 0 | 0 | 0 | 0 | 0
11 | 3 | 3 | 0 | 0 | 0 | 0 | 0 | 0 | 0 | 0 | 0
11 | 3 | 4 | 0 | 0 | 0 | 0 | 0 | 0 | 0 | 0 | 0
11 | 3 | 5 | 0 | 0 | 0 | 0 | 0 | 0 | 0 | 0 | 0
11 | 3 | 6 | 0 | 0 | 0 | 0 | 0 | 0 | 0 | 0 | 0
11 | 3 | 7 | 0 | 0 | 0 | 0 | 0 | 0 | 0 | 0 | 0
11 | 3 | 8 | 0 | 0 | 0 | 0 | 0 | 0 | 0 | 0 | 0
11 | 3 | 9 | 0 | 0 | 0 | 0 | 0 | 0 | 0 | 0 | 0
11 | 3 | 10 | 0 | 0 | 0 | 0 | 0 | 0 | 0 | 0 | 0
11 | 3 | 11 | 0 | 0 | 0 | 0 | 0 | 0 | 0 | 0 | 0
11 | 3 | 12 | 0 | 0 | 0 | 0 | 0 | 0 | 0 | 0 | 0
11 | 3 | 13 | 0 | 0 | 0 | 0 | 0 | 0 | 0 | 0 | 0
11 | 3 | 14 | 0 | 0 | 0 | 0 | 0 | 0 | 0 | 0 | 0
11 | 3 | 15 | 0 | 0 | 0 | 0 | 0 | 0 | 0 | 0 | 0
11 | 3 | 16 | 0 | 0 | 0 | 0 | 0 | 0 | 0 | 0 | 0
11 | 3 | 17 | 0 | 0 | 0 | 0 | 0 | 0 | 0 | 0 | 0
11 | 3 | 18 | 0 | 0 | 0 | 0 | 0 | 0 | 0 | 0 | 0
11 | 3 | 19 | 0 | 0 | 0 | 0 | 0 | 0 | 0 | 0 | 0
11 | 3 | 20 | 0 | 0 | 0 | 0 | 0 | 0 | 0 | 0 | 0
11 | 3 | 21 | 0 | 0 | 0 | 0 | 0 | 0 | 0 | 0 | 0
11 | 3 | 22 | 0 | 0 | 0 | 0 | 0 | 0 | 0 | 0 | 0
11 | 3 | 23 | 0 | 0 | 0 | 0 | 0 | 0 | 0 | 0 | 0
11 | 3 | 24 | 0 | 0 | 0 | 0 | 0 | 0 | 0 | 0 | 0
11 | 4 | 1 | 0 | 0 | 0 | 0 | 0 | 0 | 0 | 0 | 0
11 | 4 | 2 | 0 | 0 | 0 | 0 | 0 | 0 | 0 | 0 | 0
11 | 4 | 3 | 0 | 0 | 0 | 0 | 0 | 0 | 0 | 0 | 0
11 | 4 | 4 | 0 | 0 | 0 | 0 | 0 | 0 | 0 | 0 | 0
11 | 4 | 5 | 0 | 0 | 0 | 0 | 0 | 0 | 0 | 0 | 0
11 | 4 | 6 | 0 | 0 | 0 | 0 | 0 | 0 | 0 | 0 | 0
11 | 4 | 7 | 0 | 0 | 0 | 0 | 0 | 0 | 0 | 0 | 0
11 | 4 | 8 | 0 | 0 | 0 | 0 | 0 | 0 | 0 | 0 | 0
11 | 4 | 9 | 0 | 0 | 0 | 0 | 0 | 0 | 0 | 0 | 0
11 | 4 | 10 | 0 | 0 | 0 | 0 | 0 | 0 | 0 | 0 | 0
11 | 4 | 11 | 0 | 0 | 0 | 0 | 0 | 0 | 0 | 0 | 0
11 | 4 | 12 | 0 | 0 | 0 | 0 | 0 | 0 | 0 | 0 | 0
11 | 4 | 13 | 0 | 0 | 0 | 0 | 0 | 0 | 0 | 0 | 0
11 | 4 | 14 | 0 | 0 | 0 | 0 | 0 | 0 | 0 | 0 | 0
11 | 4 | 15 | 0 | 0 | 0 | 0 | 0 | 0 | 0 | 0 | 0
11 | 4 | 16 | 0 | 0 | 0 | 0 | 0 | 0 | 0 | 0 | 0
11 | 4 | 17 | 0 | 0 | 0 | 0 | 0 | 0 | 0 | 0 | 0
11 | 4 | 18 | 0 | 0 | 0 | 0 | 0 | 0 | 0 | 0 | 0
11 | 4 | 19 | 0 | 0 | 0 | 0 | 0 | 0 | 0 | 0 | 0
11 | 4 | 20 | 0 | 0 | 0 | 0 | 0 | 0 | 0 | 0 | 0
11 | 4 | 21 | 0 | 0 | 0 | 0 | 0 | 0 | 0 | 0 | 0
11 | 4 | 22 | 0 | 0 | 0 | 0 | 0 | 0 | 0 | 0 | 0
11 | 4 | 23 | 0 | 0 | 0 | 0 | 0 | 0 | 0 | 0 | 0
11 | 4 | 24 | 0 | 0 | 0 | 0 | 0 | 0 | 0 | 0 | 0
11 | 5 | 1 | 0 | 0 | 0 | 0 | 0 | 0 | 0 | 0 | 0
11 | 5 | 2 | 0 | 0 | 0 | 0 | 0 | 0 | 0 | 0 | 0
11 | 5 | 3 | 0 | 0 | 0 | 0 | 0 | 0 | 0 | 0 | 0
11 | 5 | 4 | 0 | 0 | 0 | 0 | 0 | 0 | 0 | 0 | 0
11 | 5 | 5 | 0 | 0 | 0 | 0 | 0 | 0 | 0 | 0 | 0
11 | 5 | 6 | 0 | 0 | 0 | 0 | 0 | 0 | 0 | 0 | 0
11 | 5 | 7 | 0 | 0 | 0 | 0 | 0 | 0 | 0 | 0 | 0
11 | 5 | 8 | 0 | 0 | 0 | 0 | 0 | 0 | 0 | 0 | 0
11 | 5 | 9 | 0 | 0 | 0 | 0 | 0 | 0 | 0 | 0 | 0
11 | 5 | 10 | 0 | 0 | 0 | 0 | 0 | 0 | 0 | 0 | 0
11 | 5 | 11 | 0 | 0 | 0 | 0 | 0 | 0 | 0 | 0 | 0
11 | 5 | 12 | 0 | 0 | 0 | 0 | 0 | 0 | 0 | 0 | 0
11 | 5 | 13 | 0 | 0 | 0 | 0 | 0 | 0 | 0 | 0 | 0
11 | 5 | 14 | 0 | 0 | 0 | 0 | 0 | 0 | 0 | 0 | 0
11 | 5 | 15 | 0 | 0 | 0 | 0 | 0 | 0 | 0 | 0 | 0
11 | 5 | 16 | 0 | 0 | 0 | 0 | 0 | 0 | 0 | 0 | 0
11 | 5 | 17 | 0 | 0 | 0 | 0 | 0 | 0 | 0 | 0 | 0
11 | 5 | 18 | 0 | 0 | 0 | 0 | 0 | 0 | 0 | 0 | 0
11 | 5 | 19 | 0 | 0 | 0 | 0 | 0 | 0 | 0 | 0 | 0
11 | 5 | 20 | 0 | 0 | 0 | 0 | 0 | 0 | 0 | 0 | 0
11 | 5 | 21 | 0 | 0 | 0 | 0 | 0 | 0 | 0 | 0 | 0
11 | 5 | 22 | 0 | 0 | 0 | 0 | 0 | 0 | 0 | 0 | 0
11 | 5 | 23 | 0 | 0 | 0 | 0 | 0 | 0 | 0 | 0 | 0
11 | 5 | 24 | 0 | 0 | 0 | 0 | 0 | 0 | 0 | 0 | 0
11 | 6 | 1 | 0 | 0 | 0 | 0 | 0 | 0 | 0 | 0 | 0
11 | 6 | 2 | 0 | 0 | 0 | 0 | 0 | 0 | 0 | 0 | 0
11 | 6 | 3 | 0 | 0 | 0 | 0 | 0 | 0 | 0 | 0 | 0
11 | 6 | 4 | 0 | 0 | 0 | 0 | 0 | 0 | 0 | 0 | 0
11 | 6 | 5 | 0 | 0 | 0 | 0 | 0 | 0 | 0 | 0 | 0
11 | 6 | 6 | 0 | 0 | 0 | 0 | 0 | 0 | 0 | 0 | 0
11 | 6 | 7 | 0 | 0 | 0 | 0 | 0 | 0 | 0 | 0 | 0
11 | 6 | 8 | 0 | 0 | 0 | 0 | 0 | 0 | 0 | 0 | 0
11 | 6 | 9 | 0 | 0 | 0 | 0 | 0 | 0 | 0 | 0 | 0
11 | 6 | 10 | 0 | 0 | 0 | 0 | 0 | 0 | 0 | 0 | 0
11 | 6 | 11 | 0 | 0 | 0 | 0 | 0 | 0 | 0 | 0 | 0
11 | 6 | 12 | 0 | 0 | 0 | 0 | 0 | 0 | 0 | 0 | 0
11 | 6 | 13 | 0 | 0 | 0 | 0 | 0 | 0 | 0 | 0 | 0
11 | 6 | 14 | 0 | 0 | 0 | 0 | 0 | 0 | 0 | 0 | 0
11 | 6 | 15 | 0 | 0 | 0 | 0 | 0 | 0 | 0 | 0 | 0
11 | 6 | 16 | 0 | 0 | 0 | 0 | 0 | 0 | 0 | 0 | 0
11 | 6 | 17 | 0 | 0 | 0 | 0 | 0 | 0 | 0 | 0 | 0
11 | 6 | 18 | 0 | 0 | 0 | 0 | 0 | 0 | 0 | 0 | 0
11 | 6 | 19 | 0 | 0 | 0 | 0 | 0 | 0 | 0 | 0 | 0
11 | 6 | 20 | 0 | 0 | 0 | 0 | 0 | 0 | 0 | 0 | 0
11 | 6 | 21 | 0 | 0 | 0 | 0 | 0 | 0 | 0 | 0 | 0
11 | 6 | 22 | 0 | 0 | 0 | 0 | 0 | 0 | 0 | 0 | 0
11 | 6 | 23 | 0 | 0 | 0 | 0 | 0 | 0 | 0 | 0 | 0
11 | 6 | 24 | 0 | 0 | 0 | 0 | 0 | 0 | 0 | 0 | 0
11 | 7 | 1 | 0 | 0 | 0 | 0 | 0 | 0 | 0 | 0 | 0
11 | 7 | 2 | 0 | 0 | 0 | 0 | 0 | 0 | 0 | 0 | 0
11 | 7 | 3 | 0 | 0 | 0 | 0 | 0 | 0 | 0 | 0 | 0
11 | 7 | 4 | 0 | 0 | 0 | 0 | 0 | 0 | 0 | 0 | 0
11 | 7 | 5 | 0 | 0 | 0 | 0 | 0 | 0 | 0 | 0 | 0
11 | 7 | 6 | 0 | 0 | 0 | 0 | 0 | 0 | 0 | 0 | 0
11 | 7 | 7 | 0 | 0 | 0 | 0 | 0 | 0 | 0 | 0 | 0
11 | 7 | 8 | 0 | 0 | 0 | 0 | 0 | 0 | 0 | 0 | 0
11 | 7 | 9 | 0 | 0 | 0 | 0 | 0 | 0 | 0 | 0 | 0
11 | 7 | 10 | 0 | 0 | 0 | 0 | 0 | 0 | 0 | 0 | 0
11 | 7 | 11 | 0 | 0 | 0 | 0 | 0 | 0 | 0 | 0 | 0
11 | 7 | 12 | 0 | 0 | 0 | 0 | 0 | 0 | 0 | 0 | 0
11 | 7 | 13 | 0 | 0 | 0 | 0 | 0 | 0 | 0 | 0 | 0
11 | 7 | 14 | 0 | 0 | 0 | 0 | 0 | 0 | 0 | 0 | 0
11 | 7 | 15 | 0 | 0 | 0 | 0 | 0 | 0 | 0 | 0 | 0
11 | 7 | 16 | 0 | 0 | 0 | 0 | 0 | 0 | 0 | 0 | 0
11 | 7 | 17 | 0 | 0 | 0 | 0 | 0 | 0 | 0 | 0 | 0
11 | 7 | 18 | 0 | 0 | 0 | 0 | 0 | 0 | 0 | 0 | 0
11 | 7 | 19 | 0 | 0 | 0 | 0 | 0 | 0 | 0 | 0 | 0
11 | 7 | 20 | 0 | 0 | 0 | 0 | 0 | 0 | 0 | 0 | 0
11 | 7 | 21 | 0 | 0 | 0 | 0 | 0 | 0 | 0 | 0 | 0
11 | 7 | 22 | 0 | 0 | 0 | 0 | 0 | 0 | 0 | 0 | 0
11 | 7 | 23 | 0 | 0 | 0 | 0 | 0 | 0 | 0 | 0 | 0
11 | 7 | 24 | 0 | 0 | 0 | 0 | 0 | 0 | 0 | 0 | 0
11 | 8 | 1 | 0 | 0 | 0 | 0 | 0 | 0 | 0 | 0 | 0
11 | 8 | 2 | 0 | 0 | 0 | 0 | 0 | 0 | 0 | 0 | 0
11 | 8 | 3 | 0 | 0 | 0 | 0 | 0 | 0 | 0 | 0 | 0
11 | 8 | 4 | 0 | 0 | 0 | 0 | 0 | 0 | 0 | 0 | 0
11 | 8 | 5 | 0 | 0 | 0 | 0 | 0 | 0 | 0 | 0 | 0
11 | 8 | 6 | 0 | 0 | 0 | 0 | 0 | 0 | 0 | 0 | 0
11 | 8 | 7 | 0 | 0 | 0 | 0 | 0 | 0 | 0 | 0 | 0
11 | 8 | 8 | 0 | 0 | 0 | 0 | 0 | 0 | 0 | 0 | 0
11 | 8 | 9 | 0 | 0 | 0 | 0 | 0 | 0 | 0 | 0 | 0
11 | 8 | 10 | 0 | 0 | 0 | 0 | 0 | 0 | 0 | 0 | 0
11 | 8 | 11 | 0 | 0 | 0 | 0 | 0 | 0 | 0 | 0 | 0
11 | 8 | 12 | 0 | 0 | 0 | 0 | 0 | 0 | 0 | 0 | 0
11 | 8 | 13 | 0 | 0 | 0 | 0 | 0 | 0 | 0 | 0 | 0
11 | 8 | 14 | 0 | 0 | 0 | 0 | 0 | 0 | 0 | 0 | 0
11 | 8 | 15 | 0 | 0 | 0 | 0 | 0 | 0 | 0 | 0 | 0
11 | 8 | 16 | 0 | 0 | 0 | 0 | 0 | 0 | 0 | 0 | 0
11 | 8 | 17 | 0 | 0 | 0 | 0 | 0 | 0 | 0 | 0 | 0
11 | 8 | 18 | 0 | 0 | 0 | 0 | 0 | 0 | 0 | 0 | 0
11 | 8 | 19 | 0 | 0 | 0 | 0 | 0 | 0 | 0 | 0 | 0
11 | 8 | 20 | 0 | 0 | 0 | 0 | 0 | 0 | 0 | 0 | 0
11 | 8 | 21 | 0 | 0 | 0 | 0 | 0 | 0 | 0 | 0 | 0
11 | 8 | 22 | 0 | 0 | 0 | 0 | 0 | 0 | 0 | 0 | 0
11 | 8 | 23 | 0 | 0 | 0 | 0 | 0 | 0 | 0 | 0 | 0
11 | 8 | 24 | 0 | 0 | 0 | 0 | 0 | 0 | 0 | 0 | 0
11 | 9 | 1 | 0 | 0 | 0 | 0 | 0 | 0 | 0 | 0 | 0
11 | 9 | 2 | 0 | 0 | 0 | 0 | 0 | 0 | 0 | 0 | 0
11 | 9 | 3 | 0 | 0 | 0 | 0 | 0 | 0 | 0 | 0 | 0
11 | 9 | 4 | 0 | 0 | 0 | 0 | 0 | 0 | 0 | 0 | 0
11 | 9 | 5 | 0 | 0 | 0 | 0 | 0 | 0 | 0 | 0 | 0
11 | 9 | 6 | 0 | 0 | 0 | 0 | 0 | 0 | 0 | 0 | 0
11 | 9 | 7 | 0 | 0 | 0 | 0 | 0 | 0 | 0 | 0 | 0
11 | 9 | 8 | 0 | 0 | 0 | 0 | 0 | 0 | 0 | 0 | 0
11 | 9 | 9 | 0 | 0 | 0 | 0 | 0 | 0 | 0 | 0 | 0
11 | 9 | 10 | 0 | 0 | 0 | 0 | 0 | 0 | 0 | 0 | 0
11 | 9 | 11 | 0 | 0 | 0 | 0 | 0 | 0 | 0 | 0 | 0
11 | 9 | 12 | 0 | 0 | 0 | 0 | 0 | 0 | 0 | 0 | 0
11 | 9 | 13 | 0 | 0 | 0 | 0 | 0 | 0 | 0 | 0 | 0
11 | 9 | 14 | 0 | 0 | 0 | 0 | 0 | 0 | 0 | 0 | 0
11 | 9 | 15 | 0 | 0 | 0 | 0 | 0 | 0 | 0 | 0 | 0
11 | 9 | 16 | 0 | 0 | 0 | 0 | 0 | 0 | 0 | 0 | 0
11 | 9 | 17 | 0 | 0 | 0 | 0 | 0 | 0 | 0 | 0 | 0
11 | 9 | 18 | 0 | 0 | 0 | 0 | 0 | 0 | 0 | 0 | 0
11 | 9 | 19 | 0 | 0 | 0 | 0 | 0 | 0 | 0 | 0 | 0
11 | 9 | 20 | 0 | 0 | 0 | 0 | 0 | 0 | 0 | 0 | 0
11 | 9 | 21 | 0 | 0 | 0 | 0 | 0 | 0 | 0 | 0 | 0
11 | 9 | 22 | 0 | 0 | 0 | 0 | 0 | 0 | 0 | 0 | 0
11 | 9 | 23 | 0 | 0 | 0 | 0 | 0 | 0 | 0 | 0 | 0
11 | 9 | 24 | 0 | 0 | 0 | 0 | 0 | 0 | 0 | 0 | 0
11 | 10 | 1 | 0 | 0 | 0 | 0 | 0 | 0 | 0 | 0 | 0
11 | 10 | 2 | 0 | 0 | 0 | 0 | 0 | 0 | 0 | 0 | 0
11 | 10 | 3 | 0 | 0 | 0 | 0 | 0 | 0 | 0 | 0 | 0
11 | 10 | 4 | 0 | 0 | 0 | 0 | 0 | 0 | 0 | 0 | 0
11 | 10 | 5 | 0 | 0 | 0 | 0 | 0 | 0 | 0 | 0 | 0
11 | 10 | 6 | 0 | 0 | 0 | 0 | 0 | 0 | 0 | 0 | 0
11 | 10 | 7 | 0 | 0 | 0 | 0 | 0 | 0 | 0 | 0 | 0
11 | 10 | 8 | 0 | 0 | 0 | 0 | 0 | 0 | 0 | 0 | 0
11 | 10 | 9 | 0 | 0 | 0 | 0 | 0 | 0 | 0 | 0 | 0
11 | 10 | 10 | 0 | 0 | 0 | 0 | 0 | 0 | 0 | 0 | 0
11 | 10 | 11 | 0 | 0 | 0 | 0 | 0 | 0 | 0 | 0 | 0
11 | 10 | 12 | 0 | 0 | 0 | 0 | 0 | 0 | 0 | 0 | 0
11 | 10 | 13 | 0 | 0 | 0 | 0 | 0 | 0 | 0 | 0 | 0
11 | 10 | 14 | 0 | 0 | 0 | 0 | 0 | 0 | 0 | 0 | 0
11 | 10 | 15 | 0 | 0 | 0 | 0 | 0 | 0 | 0 | 0 | 0
11 | 10 | 16 | 0 | 0 | 0 | 0 | 0 | 0 | 0 | 0 | 0
11 | 10 | 17 | 0 | 0 | 0 | 0 | 0 | 0 | 0 | 0 | 0
11 | 10 | 18 | 0 | 0 | 0 | 0 | 0 | 0 | 0 | 0 | 0
11 | 10 | 19 | 0 | 0 | 0 | 0 | 0 | 0 | 0 | 0 | 0
11 | 10 | 20 | 0 | 0 | 0 | 0 | 0 | 0 | 0 | 0 | 0
11 | 10 | 21 | 0 | 0 | 0 | 0 | 0 | 0 | 0 | 0 | 0
11 | 10 | 22 | 0 | 0 | 0 | 0 | 0 | 0 | 0 | 0 | 0
11 | 10 | 23 | 0 | 0 | 0 | 0 | 0 | 0 | 0 | 0 | 0
11 | 10 | 24 | 0 | 0 | 0 | 0 | 0 | 0 | 0 | 0 | 0
11 | 11 | 1 | 0 | 0 | 0 | 0 | 0 | 0 | 0 | 0 | 0
11 | 11 | 2 | 0 | 0 | 0 | 0 | 0 | 0 | 0 | 0 | 0
11 | 11 | 3 | 0 | 0 | 0 | 0 | 0 | 0 | 0 | 0 | 0
11 | 11 | 4 | 0 | 0 | 0 | 0 | 0 | 0 | 0 | 0 | 0
11 | 11 | 5 | 0 | 0 | 0 | 0 | 0 | 0 | 0 | 0 | 0
11 | 11 | 6 | 0 | 0 | 0 | 0 | 0 | 0 | 0 | 0 | 0
11 | 11 | 7 | 0 | 0 | 0 | 0 | 0 | 0 | 0 | 0 | 0
11 | 11 | 8 | 0 | 0 | 0 | 0 | 0 | 0 | 0 | 0 | 0
11 | 11 | 9 | 0 | 0 | 0 | 0 | 0 | 0 | 0 | 0 | 0
11 | 11 | 10 | 0 | 0 | 0 | 0 | 0 | 0 | 0 | 0 | 0
11 | 11 | 11 | 0 | 0 | 0 | 0 | 0 | 0 | 0 | 0 | 0
11 | 11 | 12 | 0 | 0 | 0 | 0 | 0 | 0 | 0 | 0 | 0
11 | 11 | 13 | 0 | 0 | 0 | 0 | 0 | 0 | 0 | 0 | 0
11 | 11 | 14 | 0 | 0 | 0 | 0 | 0 | 0 | 0 | 0 | 0
11 | 11 | 15 | 0 | 0 | 0 | 0 | 0 | 0 | 0 | 0 | 0
11 | 11 | 16 | 0 | 0 | 0 | 0 | 0 | 0 | 0 | 0 | 0
11 | 11 | 17 | 0 | 0 | 0 | 0 | 0 | 0 | 0 | 0 | 0
11 | 11 | 18 | 0 | 0 | 0 | 0 | 0 | 0 | 0 | 0 | 0
11 | 11 | 19 | 0 | 0 | 0 | 0 | 0 | 0 | 0 | 0 | 0
11 | 11 | 20 | 0 | 0 | 0 | 0 | 0 | 0 | 0 | 0 | 0
11 | 11 | 21 | 0 | 0 | 0 | 0 | 0 | 0 | 0 | 0 | 0
11 | 11 | 22 | 0 | 0 | 0 | 0 | 0 | 0 | 0 | 0 | 0
11 | 11 | 23 | 0 | 0 | 0 | 0 | 0 | 0 | 0 | 0 | 0
11 | 11 | 24 | 0 | 0 | 0 | 0 | 0 | 0 | 0 | 0 | 0
11 | 12 | 1 | 0 | 0 | 0 | 0 | 0 | 0 | 0 | 0 | 0
11 | 12 | 2 | 0 | 0 | 0 | 0 | 0 | 0 | 0 | 0 | 0
11 | 12 | 3 | 0 | 0 | 0 | 0 | 0 | 0 | 0 | 0 | 0
11 | 12 | 4 | 0 | 0 | 0 | 0 | 0 | 0 | 0 | 0 | 0
11 | 12 | 5 | 0 | 0 | 0 | 0 | 0 | 0 | 0 | 0 | 0
11 | 12 | 6 | 0 | 0 | 0 | 0 | 0 | 0 | 0 | 0 | 0
11 | 12 | 7 | 0 | 0 | 0 | 0 | 0 | 0 | 0 | 0 | 0
11 | 12 | 8 | 0 | 0 | 0 | 0 | 0 | 0 | 0 | 0 | 0
11 | 12 | 9 | 0 | 0 | 0 | 0 | 0 | 0 | 0 | 0 | 0
11 | 12 | 10 | 0 | 0 | 0 | 0 | 0 | 0 | 0 | 0 | 0
11 | 12 | 11 | 0 | 0 | 0 | 0 | 0 | 0 | 0 | 0 | 0
11 | 12 | 12 | 0 | 0 | 0 | 0 | 0 | 0 | 0 | 0 | 0
11 | 12 | 13 | 0 | 0 | 0 | 0 | 0 | 0 | 0 | 0 | 0
11 | 12 | 14 | 0 | 0 | 0 | 0 | 0 | 0 | 0 | 0 | 0
11 | 12 | 15 | 0 | 0 | 0 | 0 | 0 | 0 | 0 | 0 | 0
11 | 12 | 16 | 0 | 0 | 0 | 0 | 0 | 0 | 0 | 0 | 0
11 | 12 | 17 | 0 | 0 | 0 | 0 | 0 | 0 | 0 | 0 | 0
11 | 12 | 18 | 0 | 0 | 0 | 0 | 0 | 0 | 0 | 0 | 0
11 | 12 | 19 | 0 | 0 | 0 | 0 | 0 | 0 | 0 | 0 | 0
11 | 12 | 20 | 0 | 0 | 0 | 0 | 0 | 0 | 0 | 0 | 0
11 | 12 | 21 | 0 | 0 | 0 | 0 | 0 | 0 | 0 | 0 | 0
11 | 12 | 22 | 0 | 0 | 0 | 0 | 0 | 0 | 0 | 0 | 0
11 | 12 | 23 | 0 | 0 | 0 | 0 | 0 | 0 | 0 | 0 | 0
11 | 12 | 24 | 0 | 0 | 0 | 0 | 0 | 0 | 0 | 0 | 0
11 | 13 | 1 | 0 | 0 | 0 | 0 | 0 | 0 | 0 | 0 | 0
11 | 13 | 2 | 0 | 0 | 0 | 0 | 0 | 0 | 0 | 0 | 0
11 | 13 | 3 | 0 | 0 | 0 | 0 | 0 | 0 | 0 | 0 | 0
11 | 13 | 4 | 0 | 0 | 0 | 0 | 0 | 0 | 0 | 0 | 0
11 | 13 | 5 | 0 | 0 | 0 | 0 | 0 | 0 | 0 | 0 | 0
11 | 13 | 6 | 0 | 0 | 0 | 0 | 0 | 0 | 0 | 0 | 0
11 | 13 | 7 | 0 | 0 | 0 | 0 | 0 | 0 | 0 | 0 | 0
11 | 13 | 8 | 0 | 0 | 0 | 0 | 0 | 0 | 0 | 0 | 0
11 | 13 | 9 | 0 | 0 | 0 | 0 | 0 | 0 | 0 | 0 | 0
11 | 13 | 10 | 0 | 0 | 0 | 0 | 0 | 0 | 0 | 0 | 0
11 | 13 | 11 | 0 | 0 | 0 | 0 | 0 | 0 | 0 | 0 | 0
11 | 13 | 12 | 0 | 0 | 0 | 0 | 0 | 0 | 0 | 0 | 0
11 | 13 | 13 | 0 | 0 | 0 | 0 | 0 | 0 | 0 | 0 | 0
11 | 13 | 14 | 0 | 0 | 0 | 0 | 0 | 0 | 0 | 0 | 0
11 | 13 | 15 | 0 | 0 | 0 | 0 | 0 | 0 | 0 | 0 | 0
11 | 13 | 16 | 0 | 0 | 0 | 0 | 0 | 0 | 0 | 0 | 0
11 | 13 | 17 | 0 | 0 | 0 | 0 | 0 | 0 | 0 | 0 | 0
11 | 13 | 18 | 0 | 0 | 0 | 0 | 0 | 0 | 0 | 0 | 0
11 | 13 | 19 | 0 | 0 | 0 | 0 | 0 | 0 | 0 | 0 | 0
11 | 13 | 20 | 0 | 0 | 0 | 0 | 0 | 0 | 0 | 0 | 0
11 | 13 | 21 | 0 | 0 | 0 | 0 | 0 | 0 | 0 | 0 | 0
11 | 13 | 22 | 0 | 0 | 0 | 0 | 0 | 0 | 0 | 0 | 0
11 | 13 | 23 | 0 | 0 | 0 | 0 | 0 | 0 | 0 | 0 | 0
11 | 13 | 24 | 0 | 0 | 0 | 0 | 0 | 0 | 0 | 0 | 0
11 | 14 | 1 | 0 | 0 | 0 | 0 | 0 | 0 | 0 | 0 | 0
11 | 14 | 2 | 0 | 0 | 0 | 0 | 0 | 0 | 0 | 0 | 0
11 | 14 | 3 | 0 | 0 | 0 | 0 | 0 | 0 | 0 | 0 | 0
11 | 14 | 4 | 0 | 0 | 0 | 0 | 0 | 0 | 0 | 0 | 0
11 | 14 | 5 | 0 | 0 | 0 | 0 | 0 | 0 | 0 | 0 | 0
11 | 14 | 6 | 0 | 0 | 0 | 0 | 0 | 0 | 0 | 0 | 0
11 | 14 | 7 | 0 | 0 | 0 | 0 | 0 | 0 | 0 | 0 | 0
11 | 14 | 8 | 0 | 0 | 0 | 0 | 0 | 0 | 0 | 0 | 0
11 | 14 | 9 | 0 | 0 | 0 | 0 | 0 | 0 | 0 | 0 | 0
11 | 14 | 10 | 0 | 0 | 0 | 0 | 0 | 0 | 0 | 0 | 0
11 | 14 | 11 | 0 | 0 | 0 | 0 | 0 | 0 | 0 | 0 | 0
11 | 14 | 12 | 0 | 0 | 0 | 0 | 0 | 0 | 0 | 0 | 0
11 | 14 | 13 | 0 | 0 | 0 | 0 | 0 | 0 | 0 | 0 | 0
11 | 14 | 14 | 0 | 0 | 0 | 0 | 0 | 0 | 0 | 0 | 0
11 | 14 | 15 | 0 | 0 | 0 | 0 | 0 | 0 | 0 | 0 | 0
11 | 14 | 16 | 0 | 0 | 0 | 0 | 0 | 0 | 0 | 0 | 0
11 | 14 | 17 | 0 | 0 | 0 | 0 | 0 | 0 | 0 | 0 | 0
11 | 14 | 18 | 0 | 0 | 0 | 0 | 0 | 0 | 0 | 0 | 0
11 | 14 | 19 | 0 | 0 | 0 | 0 | 0 | 0 | 0 | 0 | 0
11 | 14 | 20 | 0 | 0 | 0 | 0 | 0 | 0 | 0 | 0 | 0
11 | 14 | 21 | 0 | 0 | 0 | 0 | 0 | 0 | 0 | 0 | 0
11 | 14 | 22 | 0 | 0 | 0 | 0 | 0 | 0 | 0 | 0 | 0
11 | 14 | 23 | 0 | 0 | 0 | 0 | 0 | 0 | 0 | 0 | 0
11 | 14 | 24 | 0 | 0 | 0 | 0 | 0 | 0 | 0 | 0 | 0
11 | 15 | 1 | 0 | 0 | 0 | 0 | 0 | 0 | 0 | 0 | 0
11 | 15 | 2 | 0 | 0 | 0 | 0 | 0 | 0 | 0 | 0 | 0
11 | 15 | 3 | 0 | 0 | 0 | 0 | 0 | 0 | 0 | 0 | 0
11 | 15 | 4 | 0 | 0 | 0 | 0 | 0 | 0 | 0 | 0 | 0
11 | 15 | 5 | 0 | 0 | 0 | 0 | 0 | 0 | 0 | 0 | 0
11 | 15 | 6 | 0 | 0 | 0 | 0 | 0 | 0 | 0 | 0 | 0
11 | 15 | 7 | 0 | 0 | 0 | 0 | 0 | 0 | 0 | 0 | 0
11 | 15 | 8 | 0 | 0 | 0 | 0 | 0 | 0 | 0 | 0 | 0
11 | 15 | 9 | 0 | 0 | 0 | 0 | 0 | 0 | 0 | 0 | 0
11 | 15 | 10 | 0 | 0 | 0 | 0 | 0 | 0 | 0 | 0 | 0
11 | 15 | 11 | 0 | 0 | 0 | 0 | 0 | 0 | 0 | 0 | 0
11 | 15 | 12 | 0 | 0 | 0 | 0 | 0 | 0 | 0 | 0 | 0
11 | 15 | 13 | 0 | 0 | 0 | 0 | 0 | 0 | 0 | 0 | 0
11 | 15 | 14 | 0 | 0 | 0 | 0 | 0 | 0 | 0 | 0 | 0
11 | 15 | 15 | 0 | 0 | 0 | 0 | 0 | 0 | 0 | 0 | 0
11 | 15 | 16 | 0 | 0 | 0 | 0 | 0 | 0 | 0 | 0 | 0
11 | 15 | 17 | 0 | 0 | 0 | 0 | 0 | 0 | 0 | 0 | 0
11 | 15 | 18 | 0 | 0 | 0 | 0 | 0 | 0 | 0 | 0 | 0
11 | 15 | 19 | 0 | 0 | 0 | 0 | 0 | 0 | 0 | 0 | 0
11 | 15 | 20 | 0 | 0 | 0 | 0 | 0 | 0 | 0 | 0 | 0
11 | 15 | 21 | 0 | 0 | 0 | 0 | 0 | 0 | 0 | 0 | 0
11 | 15 | 22 | 0 | 0 | 0 | 0 | 0 | 0 | 0 | 0 | 0
11 | 15 | 23 | 0 | 0 | 0 | 0 | 0 | 0 | 0 | 0 | 0
11 | 15 | 24 | 0 | 0 | 0 | 0 | 0 | 0 | 0 | 0 | 0
11 | 16 | 1 | 0 | 0 | 0 | 0 | 0 | 0 | 0 | 0 | 0
11 | 16 | 2 | 0 | 0 | 0 | 0 | 0 | 0 | 0 | 0 | 0
11 | 16 | 3 | 0 | 0 | 0 | 0 | 0 | 0 | 0 | 0 | 0
11 | 16 | 4 | 0 | 0 | 0 | 0 | 0 | 0 | 0 | 0 | 0
11 | 16 | 5 | 0 | 0 | 0 | 0 | 0 | 0 | 0 | 0 | 0
11 | 16 | 6 | 0 | 0 | 0 | 0 | 0 | 0 | 0 | 0 | 0
11 | 16 | 7 | 0 | 0 | 0 | 0 | 0 | 0 | 0 | 0 | 0
11 | 16 | 8 | 0 | 0 | 0 | 0 | 0 | 0 | 0 | 0 | 0
11 | 16 | 9 | 0 | 0 | 0 | 0 | 0 | 0 | 0 | 0 | 0
11 | 16 | 10 | 0 | 0 | 0 | 0 | 0 | 0 | 0 | 0 | 0
11 | 16 | 11 | 0 | 0 | 0 | 0 | 0 | 0 | 0 | 0 | 0
11 | 16 | 12 | 0 | 0 | 0 | 0 | 0 | 0 | 0 | 0 | 0
11 | 16 | 13 | 0 | 0 | 0 | 0 | 0 | 0 | 0 | 0 | 0
11 | 16 | 14 | 0 | 0 | 0 | 0 | 0 | 0 | 0 | 0 | 0
11 | 16 | 15 | 0 | 0 | 0 | 0 | 0 | 0 | 0 | 0 | 0
11 | 16 | 16 | 0 | 0 | 0 | 0 | 0 | 0 | 0 | 0 | 0
11 | 16 | 17 | 0 | 0 | 0 | 0 | 0 | 0 | 0 | 0 | 0
11 | 16 | 18 | 0 | 0 | 0 | 0 | 0 | 0 | 0 | 0 | 0
11 | 16 | 19 | 0 | 0 | 0 | 0 | 0 | 0 | 0 | 0 | 0
11 | 16 | 20 | 0 | 0 | 0 | 0 | 0 | 0 | 0 | 0 | 0
11 | 16 | 21 | 0 | 0 | 0 | 0 | 0 | 0 | 0 | 0 | 0
11 | 16 | 22 | 0 | 0 | 0 | 0 | 0 | 0 | 0 | 0 | 0
11 | 16 | 23 | 0 | 0 | 0 | 0 | 0 | 0 | 0 | 0 | 0
11 | 16 | 24 | 0 | 0 | 0 | 0 | 0 | 0 | 0 | 0 | 0
11 | 17 | 1 | 0 | 0 | 0 | 0 | 0 | 0 | 0 | 0 | 0
11 | 17 | 2 | 0 | 0 | 0 | 0 | 0 | 0 | 0 | 0 | 0
11 | 17 | 3 | 0 | 0 | 0 | 0 | 0 | 0 | 0 | 0 | 0
11 | 17 | 4 | 0 | 0 | 0 | 0 | 0 | 0 | 0 | 0 | 0
11 | 17 | 5 | 0 | 0 | 0 | 0 | 0 | 0 | 0 | 0 | 0
11 | 17 | 6 | 0 | 0 | 0 | 0 | 0 | 0 | 0 | 0 | 0
11 | 17 | 7 | 0 | 0 | 0 | 0 | 0 | 0 | 0 | 0 | 0
11 | 17 | 8 | 0 | 0 | 0 | 0 | 0 | 0 | 0 | 0 | 0
11 | 17 | 9 | 0 | 0 | 0 | 0 | 0 | 0 | 0 | 0 | 0
11 | 17 | 10 | 0 | 0 | 0 | 0 | 0 | 0 | 0 | 0 | 0
11 | 17 | 11 | 0 | 0 | 0 | 0 | 0 | 0 | 0 | 0 | 0
11 | 17 | 12 | 0 | 0 | 0 | 0 | 0 | 0 | 0 | 0 | 0
11 | 17 | 13 | 0 | 0 | 0 | 0 | 0 | 0 | 0 | 0 | 0
11 | 17 | 14 | 0 | 0 | 0 | 0 | 0 | 0 | 0 | 0 | 0
11 | 17 | 15 | 0 | 0 | 0 | 0 | 0 | 0 | 0 | 0 | 0
11 | 17 | 16 | 0 | 0 | 0 | 0 | 0 | 0 | 0 | 0 | 0
11 | 17 | 17 | 0 | 0 | 0 | 0 | 0 | 0 | 0 | 0 | 0
11 | 17 | 18 | 0 | 0 | 0 | 0 | 0 | 0 | 0 | 0 | 0
11 | 17 | 19 | 0 | 0 | 0 | 0 | 0 | 0 | 0 | 0 | 0
11 | 17 | 20 | 0 | 0 | 0 | 0 | 0 | 0 | 0 | 0 | 0
11 | 17 | 21 | 0 | 0 | 0 | 0 | 0 | 0 | 0 | 0 | 0
11 | 17 | 22 | 0 | 0 | 0 | 0 | 0 | 0 | 0 | 0 | 0
11 | 17 | 23 | 0 | 0 | 0 | 0 | 0 | 0 | 0 | 0 | 0
11 | 17 | 24 | 0 | 0 | 0 | 0 | 0 | 0 | 0 | 0 | 0
11 | 18 | 1 | 0 | 0 | 0 | 0 | 0 | 0 | 0 | 0 | 0
11 | 18 | 2 | 0 | 0 | 0 | 0 | 0 | 0 | 0 | 0 | 0
11 | 18 | 3 | 0 | 0 | 0 | 0 | 0 | 0 | 0 | 0 | 0
11 | 18 | 4 | 0 | 0 | 0 | 0 | 0 | 0 | 0 | 0 | 0
11 | 18 | 5 | 0 | 0 | 0 | 0 | 0 | 0 | 0 | 0 | 0
11 | 18 | 6 | 0 | 0 | 0 | 0 | 0 | 0 | 0 | 0 | 0
11 | 18 | 7 | 0 | 0 | 0 | 0 | 0 | 0 | 0 | 0 | 0
11 | 18 | 8 | 0 | 0 | 0 | 0 | 0 | 0 | 0 | 0 | 0
11 | 18 | 9 | 0 | 0 | 0 | 0 | 0 | 0 | 0 | 0 | 0
11 | 18 | 10 | 0 | 0 | 0 | 0 | 0 | 0 | 0 | 0 | 0
11 | 18 | 11 | 0 | 0 | 0 | 0 | 0 | 0 | 0 | 0 | 0
11 | 18 | 12 | 0 | 0 | 0 | 0 | 0 | 0 | 0 | 0 | 0
11 | 18 | 13 | 0 | 0 | 0 | 0 | 0 | 0 | 0 | 0 | 0
11 | 18 | 14 | 0 | 0 | 0 | 0 | 0 | 0 | 0 | 0 | 0
11 | 18 | 15 | 0 | 0 | 0 | 0 | 0 | 0 | 0 | 0 | 0
11 | 18 | 16 | 0 | 0 | 0 | 0 | 0 | 0 | 0 | 0 | 0
11 | 18 | 17 | 0 | 0 | 0 | 0 | 0 | 0 | 0 | 0 | 0
11 | 18 | 18 | 0 | 0 | 0 | 0 | 0 | 0 | 0 | 0 | 0
11 | 18 | 19 | 0 | 0 | 0 | 0 | 0 | 0 | 0 | 0 | 0
11 | 18 | 20 | 0 | 0 | 0 | 0 | 0 | 0 | 0 | 0 | 0
11 | 18 | 21 | 0 | 0 | 0 | 0 | 0 | 0 | 0 | 0 | 0
11 | 18 | 22 | 0 | 0 | 0 | 0 | 0 | 0 | 0 | 0 | 0
11 | 18 | 23 | 0 | 0 | 0 | 0 | 0 | 0 | 0 | 0 | 0
11 | 18 | 24 | 0 | 0 | 0 | 0 | 0 | 0 | 0 | 0 | 0
11 | 19 | 1 | 0 | 0 | 0 | 0 | 0 | 0 | 0 | 0 | 0
11 | 19 | 2 | 0 | 0 | 0 | 0 | 0 | 0 | 0 | 0 | 0
11 | 19 | 3 | 0 | 0 | 0 | 0 | 0 | 0 | 0 | 0 | 0
11 | 19 | 4 | 0 | 0 | 0 | 0 | 0 | 0 | 0 | 0 | 0
11 | 19 | 5 | 0 | 0 | 0 | 0 | 0 | 0 | 0 | 0 | 0
11 | 19 | 6 | 0 | 0 | 0 | 0 | 0 | 0 | 0 | 0 | 0
11 | 19 | 7 | 0 | 0 | 0 | 0 | 0 | 0 | 0 | 0 | 0
11 | 19 | 8 | 0 | 0 | 0 | 0 | 0 | 0 | 0 | 0 | 0
11 | 19 | 9 | 0 | 0 | 0 | 0 | 0 | 0 | 0 | 0 | 0
11 | 19 | 10 | 0 | 0 | 0 | 0 | 0 | 0 | 0 | 0 | 0
11 | 19 | 11 | 0 | 0 | 0 | 0 | 0 | 0 | 0 | 0 | 0
11 | 19 | 12 | 0 | 0 | 0 | 0 | 0 | 0 | 0 | 0 | 0
11 | 19 | 13 | 0 | 0 | 0 | 0 | 0 | 0 | 0 | 0 | 0
11 | 19 | 14 | 0 | 0 | 0 | 0 | 0 | 0 | 0 | 0 | 0
11 | 19 | 15 | 0 | 0 | 0 | 0 | 0 | 0 | 0 | 0 | 0
11 | 19 | 16 | 0 | 0 | 0 | 0 | 0 | 0 | 0 | 0 | 0
11 | 19 | 17 | 0 | 0 | 0 | 0 | 0 | 0 | 0 | 0 | 0
11 | 19 | 18 | 0 | 0 | 0 | 0 | 0 | 0 | 0 | 0 | 0
11 | 19 | 19 | 0 | 0 | 0 | 0 | 0 | 0 | 0 | 0 | 0
11 | 19 | 20 | 0 | 0 | 0 | 0 | 0 | 0 | 0 | 0 | 0
11 | 19 | 21 | 0 | 0 | 0 | 0 | 0 | 0 | 0 | 0 | 0
11 | 19 | 22 | 0 | 0 | 0 | 0 | 0 | 0 | 0 | 0 | 0
11 | 19 | 23 | 0 | 0 | 0 | 0 | 0 | 0 | 0 | 0 | 0
11 | 19 | 24 | 0 | 0 | 0 | 0 | 0 | 0 | 0 | 0 | 0
11 | 20 | 1 | 0 | 0 | 0 | 0 | 0 | 0 | 0 | 0 | 0
11 | 20 | 2 | 0 | 0 | 0 | 0 | 0 | 0 | 0 | 0 | 0
11 | 20 | 3 | 0 | 0 | 0 | 0 | 0 | 0 | 0 | 0 | 0
11 | 20 | 4 | 0 | 0 | 0 | 0 | 0 | 0 | 0 | 0 | 0
11 | 20 | 5 | 0 | 0 | 0 | 0 | 0 | 0 | 0 | 0 | 0
11 | 20 | 6 | 0 | 0 | 0 | 0 | 0 | 0 | 0 | 0 | 0
11 | 20 | 7 | 0 | 0 | 0 | 0 | 0 | 0 | 0 | 0 | 0
11 | 20 | 8 | 0 | 0 | 0 | 0 | 0 | 0 | 0 | 0 | 0
11 | 20 | 9 | 0 | 0 | 0 | 0 | 0 | 0 | 0 | 0 | 0
11 | 20 | 10 | 0 | 0 | 0 | 0 | 0 | 0 | 0 | 0 | 0
11 | 20 | 11 | 0 | 0 | 0 | 0 | 0 | 0 | 0 | 0 | 0
11 | 20 | 12 | 0 | 0 | 0 | 0 | 0 | 0 | 0 | 0 | 0
11 | 20 | 13 | 0 | 0 | 0 | 0 | 0 | 0 | 0 | 0 | 0
11 | 20 | 14 | 0 | 0 | 0 | 0 | 0 | 0 | 0 | 0 | 0
11 | 20 | 15 | 0 | 0 | 0 | 0 | 0 | 0 | 0 | 0 | 0
11 | 20 | 16 | 0 | 0 | 0 | 0 | 0 | 0 | 0 | 0 | 0
11 | 20 | 17 | 0 | 0 | 0 | 0 | 0 | 0 | 0 | 0 | 0
11 | 20 | 18 | 0 | 0 | 0 | 0 | 0 | 0 | 0 | 0 | 0
11 | 20 | 19 | 0 | 0 | 0 | 0 | 0 | 0 | 0 | 0 | 0
11 | 20 | 20 | 0 | 0 | 0 | 0 | 0 | 0 | 0 | 0 | 0
11 | 20 | 21 | 0 | 0 | 0 | 0 | 0 | 0 | 0 | 0 | 0
11 | 20 | 22 | 0 | 0 | 0 | 0 | 0 | 0 | 0 | 0 | 0
11 | 20 | 23 | 0 | 0 | 0 | 0 | 0 | 0 | 0 | 0 | 0
11 | 20 | 24 | 0 | 0 | 0 | 0 | 0 | 0 | 0 | 0 | 0
11 | 21 | 1 | 0 | 0 | 0 | 0 | 0 | 0 | 0 | 0 | 0
11 | 21 | 2 | 0 | 0 | 0 | 0 | 0 | 0 | 0 | 0 | 0
11 | 21 | 3 | 0 | 0 | 0 | 0 | 0 | 0 | 0 | 0 | 0
11 | 21 | 4 | 0 | 0 | 0 | 0 | 0 | 0 | 0 | 0 | 0
11 | 21 | 5 | 0 | 0 | 0 | 0 | 0 | 0 | 0 | 0 | 0
11 | 21 | 6 | 0 | 0 | 0 | 0 | 0 | 0 | 0 | 0 | 0
11 | 21 | 7 | 0 | 0 | 0 | 0 | 0 | 0 | 0 | 0 | 0
11 | 21 | 8 | 0 | 0 | 0 | 0 | 0 | 0 | 0 | 0 | 0
11 | 21 | 9 | 0 | 0 | 0 | 0 | 0 | 0 | 0 | 0 | 0
11 | 21 | 10 | 0 | 0 | 0 | 0 | 0 | 0 | 0 | 0 | 0
11 | 21 | 11 | 0 | 0 | 0 | 0 | 0 | 0 | 0 | 0 | 0
11 | 21 | 12 | 0 | 0 | 0 | 0 | 0 | 0 | 0 | 0 | 0
11 | 21 | 13 | 0 | 0 | 0 | 0 | 0 | 0 | 0 | 0 | 0
11 | 21 | 14 | 0 | 0 | 0 | 0 | 0 | 0 | 0 | 0 | 0
11 | 21 | 15 | 0 | 0 | 0 | 0 | 0 | 0 | 0 | 0 | 0
11 | 21 | 16 | 0 | 0 | 0 | 0 | 0 | 0 | 0 | 0 | 0
11 | 21 | 17 | 0 | 0 | 0 | 0 | 0 | 0 | 0 | 0 | 0
11 | 21 | 18 | 0 | 0 | 0 | 0 | 0 | 0 | 0 | 0 | 0
11 | 21 | 19 | 0 | 0 | 0 | 0 | 0 | 0 | 0 | 0 | 0
11 | 21 | 20 | 0 | 0 | 0 | 0 | 0 | 0 | 0 | 0 | 0
11 | 21 | 21 | 0 | 0 | 0 | 0 | 0 | 0 | 0 | 0 | 0
11 | 21 | 22 | 0 | 0 | 0 | 0 | 0 | 0 | 0 | 0 | 0
11 | 21 | 23 | 0 | 0 | 0 | 0 | 0 | 0 | 0 | 0 | 0
11 | 21 | 24 | 0 | 0 | 0 | 0 | 0 | 0 | 0 | 0 | 0
11 | 22 | 1 | 0 | 0 | 0 | 0 | 0 | 0 | 0 | 0 | 0
11 | 22 | 2 | 0 | 0 | 0 | 0 | 0 | 0 | 0 | 0 | 0
11 | 22 | 3 | 0 | 0 | 0 | 0 | 0 | 0 | 0 | 0 | 0
11 | 22 | 4 | 0 | 0 | 0 | 0 | 0 | 0 | 0 | 0 | 0
11 | 22 | 5 | 0 | 0 | 0 | 0 | 0 | 0 | 0 | 0 | 0
11 | 22 | 6 | 0 | 0 | 0 | 0 | 0 | 0 | 0 | 0 | 0
11 | 22 | 7 | 0 | 0 | 0 | 0 | 0 | 0 | 0 | 0 | 0
11 | 22 | 8 | 0 | 0 | 0 | 0 | 0 | 0 | 0 | 0 | 0
11 | 22 | 9 | 0 | 0 | 0 | 0 | 0 | 0 | 0 | 0 | 0
11 | 22 | 10 | 0 | 0 | 0 | 0 | 0 | 0 | 0 | 0 | 0
11 | 22 | 11 | 0 | 0 | 0 | 0 | 0 | 0 | 0 | 0 | 0
11 | 22 | 12 | 0 | 0 | 0 | 0 | 0 | 0 | 0 | 0 | 0
11 | 22 | 13 | 0 | 0 | 0 | 0 | 0 | 0 | 0 | 0 | 0
11 | 22 | 14 | 0 | 0 | 0 | 0 | 0 | 0 | 0 | 0 | 0
11 | 22 | 15 | 0 | 0 | 0 | 0 | 0 | 0 | 0 | 0 | 0
11 | 22 | 16 | 0 | 0 | 0 | 0 | 0 | 0 | 0 | 0 | 0
11 | 22 | 17 | 0 | 0 | 0 | 0 | 0 | 0 | 0 | 0 | 0
11 | 22 | 18 | 0 | 0 | 0 | 0 | 0 | 0 | 0 | 0 | 0
11 | 22 | 19 | 0 | 0 | 0 | 0 | 0 | 0 | 0 | 0 | 0
11 | 22 | 20 | 0 | 0 | 0 | 0 | 0 | 0 | 0 | 0 | 0
11 | 22 | 21 | 0 | 0 | 0 | 0 | 0 | 0 | 0 | 0 | 0
11 | 22 | 22 | 0 | 0 | 0 | 0 | 0 | 0 | 0 | 0 | 0
11 | 22 | 23 | 0 | 0 | 0 | 0 | 0 | 0 | 0 | 0 | 0
11 | 22 | 24 | 0 | 0 | 0 | 0 | 0 | 0 | 0 | 0 | 0
11 | 23 | 1 | 0 | 0 | 0 | 0 | 0 | 0 | 0 | 0 | 0
11 | 23 | 2 | 0 | 0 | 0 | 0 | 0 | 0 | 0 | 0 | 0
11 | 23 | 3 | 0 | 0 | 0 | 0 | 0 | 0 | 0 | 0 | 0
11 | 23 | 4 | 0 | 0 | 0 | 0 | 0 | 0 | 0 | 0 | 0
11 | 23 | 5 | 0 | 0 | 0 | 0 | 0 | 0 | 0 | 0 | 0
11 | 23 | 6 | 0 | 0 | 0 | 0 | 0 | 0 | 0 | 0 | 0
11 | 23 | 7 | 0 | 0 | 0 | 0 | 0 | 0 | 0 | 0 | 0
11 | 23 | 8 | 0 | 0 | 0 | 0 | 0 | 0 | 0 | 0 | 0
11 | 23 | 9 | 0 | 0 | 0 | 0 | 0 | 0 | 0 | 0 | 0
11 | 23 | 10 | 0 | 0 | 0 | 0 | 0 | 0 | 0 | 0 | 0
11 | 23 | 11 | 0 | 0 | 0 | 0 | 0 | 0 | 0 | 0 | 0
11 | 23 | 12 | 0 | 0 | 0 | 0 | 0 | 0 | 0 | 0 | 0
11 | 23 | 13 | 0 | 0 | 0 | 0 | 0 | 0 | 0 | 0 | 0
11 | 23 | 14 | 0 | 0 | 0 | 0 | 0 | 0 | 0 | 0 | 0
11 | 23 | 15 | 0 | 0 | 0 | 0 | 0 | 0 | 0 | 0 | 0
11 | 23 | 16 | 0 | 0 | 0 | 0 | 0 | 0 | 0 | 0 | 0
11 | 23 | 17 | 0 | 0 | 0 | 0 | 0 | 0 | 0 | 0 | 0
11 | 23 | 18 | 0 | 0 | 0 | 0 | 0 | 0 | 0 | 0 | 0
11 | 23 | 19 | 0 | 0 | 0 | 0 | 0 | 0 | 0 | 0 | 0
11 | 23 | 20 | 0 | 0 | 0 | 0 | 0 | 0 | 0 | 0 | 0
11 | 23 | 21 | 0 | 0 | 0 | 0 | 0 | 0 | 0 | 0 | 0
11 | 23 | 22 | 0 | 0 | 0 | 0 | 0 | 0 | 0 | 0 | 0
11 | 23 | 23 | 0 | 0 | 0 | 0 | 0 | 0 | 0 | 0 | 0
11 | 23 | 24 | 0 | 0 | 0 | 0 | 0 | 0 | 0 | 0 | 0
11 | 24 | 1 | 0 | 0 | 0 | 0 | 0 | 0 | 0 | 0 | 0
11 | 24 | 2 | 0 | 0 | 0 | 0 | 0 | 0 | 0 | 0 | 0
11 | 24 | 3 | 0 | 0 | 0 | 0 | 0 | 0 | 0 | 0 | 0
11 | 24 | 4 | 0 | 0 | 0 | 0 | 0 | 0 | 0 | 0 | 0
11 | 24 | 5 | 0 | 0 | 0 | 0 | 0 | 0 | 0 | 0 | 0
11 | 24 | 6 | 0 | 0 | 0 | 0 | 0 | 0 | 0 | 0 | 0
11 | 24 | 7 | 0 | 0 | 0 | 0 | 0 | 0 | 0 | 0 | 0
11 | 24 | 8 | 0 | 0 | 0 | 0 | 0 | 0 | 0 | 0 | 0
11 | 24 | 9 | 0 | 0 | 0 | 0 | 0 | 0 | 0 | 0 | 0
11 | 24 | 10 | 0 | 0 | 0 | 0 | 0 | 0 | 0 | 0 | 0
11 | 24 | 11 | 0 | 0 | 0 | 0 | 0 | 0 | 0 | 0 | 0
11 | 24 | 12 | 0 | 0 | 0 | 0 | 0 | 0 | 0 | 0 | 0
11 | 24 | 13 | 0 | 0 | 0 | 0 | 0 | 0 | 0 | 0 | 0
11 | 24 | 14 | 0 | 0 | 0 | 0 | 0 | 0 | 0 | 0 | 0
11 | 24 | 15 | 0 | 0 | 0 | 0 | 0 | 0 | 0 | 0 | 0
11 | 24 | 16 | 0 | 0 | 0 | 0 | 0 | 0 | 0 | 0 | 0
11 | 24 | 17 | 0 | 0 | 0 | 0 | 0 | 0 | 0 | 0 | 0
11 | 24 | 18 | 0 | 0 | 0 | 0 | 0 | 0 | 0 | 0 | 0
11 | 24 | 19 | 0 | 0 | 0 | 0 | 0 | 0 | 0 | 0 | 0
11 | 24 | 20 | 0 | 0 | 0 | 0 | 0 | 0 | 0 | 0 | 0
11 | 24 | 21 | 0 | 0 | 0 | 0 | 0 | 0 | 0 | 0 | 0
11 | 24 | 22 | 0 | 0 | 0 | 0 | 0 | 0 | 0 | 0 | 0
11 | 24 | 23 | 0 | 0 | 0 | 0 | 0 | 0 | 0 | 0 | 0
11 | 24 | 24 | 0 | 0 | 0 | 0 | 0 | 0 | 0 | 0 | 0
11 | 25 | 1 | 0 | 0 | 0 | 0 | 0 | 0 | 0 | 0 | 0
11 | 25 | 2 | 0 | 0 | 0 | 0 | 0 | 0 | 0 | 0 | 0
11 | 25 | 3 | 0 | 0 | 0 | 0 | 0 | 0 | 0 | 0 | 0
11 | 25 | 4 | 0 | 0 | 0 | 0 | 0 | 0 | 0 | 0 | 0
11 | 25 | 5 | 0 | 0 | 0 | 0 | 0 | 0 | 0 | 0 | 0
11 | 25 | 6 | 0 | 0 | 0 | 0 | 0 | 0 | 0 | 0 | 0
11 | 25 | 7 | 0 | 0 | 0 | 0 | 0 | 0 | 0 | 0 | 0
11 | 25 | 8 | 0 | 0 | 0 | 0 | 0 | 0 | 0 | 0 | 0
11 | 25 | 9 | 0 | 0 | 0 | 0 | 0 | 0 | 0 | 0 | 0
11 | 25 | 10 | 0 | 0 | 0 | 0 | 0 | 0 | 0 | 0 | 0
11 | 25 | 11 | 0 | 0 | 0 | 0 | 0 | 0 | 0 | 0 | 0
11 | 25 | 12 | 0 | 0 | 0 | 0 | 0 | 0 | 0 | 0 | 0
11 | 25 | 13 | 0 | 0 | 0 | 0 | 0 | 0 | 0 | 0 | 0
11 | 25 | 14 | 0 | 0 | 0 | 0 | 0 | 0 | 0 | 0 | 0
11 | 25 | 15 | 0 | 0 | 0 | 0 | 0 | 0 | 0 | 0 | 0
11 | 25 | 16 | 0 | 0 | 0 | 0 | 0 | 0 | 0 | 0 | 0
11 | 25 | 17 | 0 | 0 | 0 | 0 | 0 | 0 | 0 | 0 | 0
11 | 25 | 18 | 0 | 0 | 0 | 0 | 0 | 0 | 0 | 0 | 0
11 | 25 | 19 | 0 | 0 | 0 | 0 | 0 | 0 | 0 | 0 | 0
11 | 25 | 20 | 0 | 0 | 0 | 0 | 0 | 0 | 0 | 0 | 0
11 | 25 | 21 | 0 | 0 | 0 | 0 | 0 | 0 | 0 | 0 | 0
11 | 25 | 22 | 0 | 0 | 0 | 0 | 0 | 0 | 0 | 0 | 0
11 | 25 | 23 | 0 | 0 | 0 | 0 | 0 | 0 | 0 | 0 | 0
11 | 25 | 24 | 0 | 0 | 0 | 0 | 0 | 0 | 0 | 0 | 0
11 | 26 | 1 | 0 | 0 | 0 | 0 | 0 | 0 | 0 | 0 | 0
11 | 26 | 2 | 0 | 0 | 0 | 0 | 0 | 0 | 0 | 0 | 0
11 | 26 | 3 | 0 | 0 | 0 | 0 | 0 | 0 | 0 | 0 | 0
11 | 26 | 4 | 0 | 0 | 0 | 0 | 0 | 0 | 0 | 0 | 0
11 | 26 | 5 | 0 | 0 | 0 | 0 | 0 | 0 | 0 | 0 | 0
11 | 26 | 6 | 0 | 0 | 0 | 0 | 0 | 0 | 0 | 0 | 0
11 | 26 | 7 | 0 | 0 | 0 | 0 | 0 | 0 | 0 | 0 | 0
11 | 26 | 8 | 0 | 0 | 0 | 0 | 0 | 0 | 0 | 0 | 0
11 | 26 | 9 | 0 | 0 | 0 | 0 | 0 | 0 | 0 | 0 | 0
11 | 26 | 10 | 0 | 0 | 0 | 0 | 0 | 0 | 0 | 0 | 0
11 | 26 | 11 | 0 | 0 | 0 | 0 | 0 | 0 | 0 | 0 | 0
11 | 26 | 12 | 0 | 0 | 0 | 0 | 0 | 0 | 0 | 0 | 0
11 | 26 | 13 | 0 | 0 | 0 | 0 | 0 | 0 | 0 | 0 | 0
11 | 26 | 14 | 0 | 0 | 0 | 0 | 0 | 0 | 0 | 0 | 0
11 | 26 | 15 | 0 | 0 | 0 | 0 | 0 | 0 | 0 | 0 | 0
11 | 26 | 16 | 0 | 0 | 0 | 0 | 0 | 0 | 0 | 0 | 0
11 | 26 | 17 | 0 | 0 | 0 | 0 | 0 | 0 | 0 | 0 | 0
11 | 26 | 18 | 0 | 0 | 0 | 0 | 0 | 0 | 0 | 0 | 0
11 | 26 | 19 | 0 | 0 | 0 | 0 | 0 | 0 | 0 | 0 | 0
11 | 26 | 20 | 0 | 0 | 0 | 0 | 0 | 0 | 0 | 0 | 0
11 | 26 | 21 | 0 | 0 | 0 | 0 | 0 | 0 | 0 | 0 | 0
11 | 26 | 22 | 0 | 0 | 0 | 0 | 0 | 0 | 0 | 0 | 0
11 | 26 | 23 | 0 | 0 | 0 | 0 | 0 | 0 | 0 | 0 | 0
11 | 26 | 24 | 0 | 0 | 0 | 0 | 0 | 0 | 0 | 0 | 0
11 | 27 | 1 | 0 | 0 | 0 | 0 | 0 | 0 | 0 | 0 | 0
11 | 27 | 2 | 0 | 0 | 0 | 0 | 0 | 0 | 0 | 0 | 0
11 | 27 | 3 | 0 | 0 | 0 | 0 | 0 | 0 | 0 | 0 | 0
11 | 27 | 4 | 0 | 0 | 0 | 0 | 0 | 0 | 0 | 0 | 0
11 | 27 | 5 | 0 | 0 | 0 | 0 | 0 | 0 | 0 | 0 | 0
11 | 27 | 6 | 0 | 0 | 0 | 0 | 0 | 0 | 0 | 0 | 0
11 | 27 | 7 | 0 | 0 | 0 | 0 | 0 | 0 | 0 | 0 | 0
11 | 27 | 8 | 0 | 0 | 0 | 0 | 0 | 0 | 0 | 0 | 0
11 | 27 | 9 | 0 | 0 | 0 | 0 | 0 | 0 | 0 | 0 | 0
11 | 27 | 10 | 0 | 0 | 0 | 0 | 0 | 0 | 0 | 0 | 0
11 | 27 | 11 | 0 | 0 | 0 | 0 | 0 | 0 | 0 | 0 | 0
11 | 27 | 12 | 0 | 0 | 0 | 0 | 0 | 0 | 0 | 0 | 0
11 | 27 | 13 | 0 | 0 | 0 | 0 | 0 | 0 | 0 | 0 | 0
11 | 27 | 14 | 0 | 0 | 0 | 0 | 0 | 0 | 0 | 0 | 0
11 | 27 | 15 | 0 | 0 | 0 | 0 | 0 | 0 | 0 | 0 | 0
11 | 27 | 16 | 0 | 0 | 0 | 0 | 0 | 0 | 0 | 0 | 0
11 | 27 | 17 | 0 | 0 | 0 | 0 | 0 | 0 | 0 | 0 | 0
11 | 27 | 18 | 0 | 0 | 0 | 0 | 0 | 0 | 0 | 0 | 0
11 | 27 | 19 | 0 | 0 | 0 | 0 | 0 | 0 | 0 | 0 | 0
11 | 27 | 20 | 0 | 0 | 0 | 0 | 0 | 0 | 0 | 0 | 0
11 | 27 | 21 | 0 | 0 | 0 | 0 | 0 | 0 | 0 | 0 | 0
11 | 27 | 22 | 0 | 0 | 0 | 0 | 0 | 0 | 0 | 0 | 0
11 | 27 | 23 | 0 | 0 | 0 | 0 | 0 | 0 | 0 | 0 | 0
11 | 27 | 24 | 0 | 0 | 0 | 0 | 0 | 0 | 0 | 0 | 0
11 | 28 | 1 | 0 | 0 | 0 | 0 | 0 | 0 | 0 | 0 | 0
11 | 28 | 2 | 0 | 0 | 0 | 0 | 0 | 0 | 0 | 0 | 0
11 | 28 | 3 | 0 | 0 | 0 | 0 | 0 | 0 | 0 | 0 | 0
11 | 28 | 4 | 0 | 0 | 0 | 0 | 0 | 0 | 0 | 0 | 0
11 | 28 | 5 | 0 | 0 | 0 | 0 | 0 | 0 | 0 | 0 | 0
11 | 28 | 6 | 0 | 0 | 0 | 0 | 0 | 0 | 0 | 0 | 0
11 | 28 | 7 | 0 | 0 | 0 | 0 | 0 | 0 | 0 | 0 | 0
11 | 28 | 8 | 0 | 0 | 0 | 0 | 0 | 0 | 0 | 0 | 0
11 | 28 | 9 | 0 | 0 | 0 | 0 | 0 | 0 | 0 | 0 | 0
11 | 28 | 10 | 0 | 0 | 0 | 0 | 0 | 0 | 0 | 0 | 0
11 | 28 | 11 | 0 | 0 | 0 | 0 | 0 | 0 | 0 | 0 | 0
11 | 28 | 12 | 0 | 0 | 0 | 0 | 0 | 0 | 0 | 0 | 0
11 | 28 | 13 | 0 | 0 | 0 | 0 | 0 | 0 | 0 | 0 | 0
11 | 28 | 14 | 0 | 0 | 0 | 0 | 0 | 0 | 0 | 0 | 0
11 | 28 | 15 | 0 | 0 | 0 | 0 | 0 | 0 | 0 | 0 | 0
11 | 28 | 16 | 0 | 0 | 0 | 0 | 0 | 0 | 0 | 0 | 0
11 | 28 | 17 | 0 | 0 | 0 | 0 | 0 | 0 | 0 | 0 | 0
11 | 28 | 18 | 0 | 0 | 0 | 0 | 0 | 0 | 0 | 0 | 0
11 | 28 | 19 | 0 | 0 | 0 | 0 | 0 | 0 | 0 | 0 | 0
11 | 28 | 20 | 0 | 0 | 0 | 0 | 0 | 0 | 0 | 0 | 0
11 | 28 | 21 | 0 | 0 | 0 | 0 | 0 | 0 | 0 | 0 | 0
11 | 28 | 22 | 0 | 0 | 0 | 0 | 0 | 0 | 0 | 0 | 0
11 | 28 | 23 | 0 | 0 | 0 | 0 | 0 | 0 | 0 | 0 | 0
11 | 28 | 24 | 0 | 0 | 0 | 0 | 0 | 0 | 0 | 0 | 0
11 | 29 | 1 | 0 | 0 | 0 | 0 | 0 | 0 | 0 | 0 | 0
11 | 29 | 2 | 0 | 0 | 0 | 0 | 0 | 0 | 0 | 0 | 0
11 | 29 | 3 | 0 | 0 | 0 | 0 | 0 | 0 | 0 | 0 | 0
11 | 29 | 4 | 0 | 0 | 0 | 0 | 0 | 0 | 0 | 0 | 0
11 | 29 | 5 | 0 | 0 | 0 | 0 | 0 | 0 | 0 | 0 | 0
11 | 29 | 6 | 0 | 0 | 0 | 0 | 0 | 0 | 0 | 0 | 0
11 | 29 | 7 | 0 | 0 | 0 | 0 | 0 | 0 | 0 | 0 | 0
11 | 29 | 8 | 0 | 0 | 0 | 0 | 0 | 0 | 0 | 0 | 0
11 | 29 | 9 | 0 | 0 | 0 | 0 | 0 | 0 | 0 | 0 | 0
11 | 29 | 10 | 0 | 0 | 0 | 0 | 0 | 0 | 0 | 0 | 0
11 | 29 | 11 | 0 | 0 | 0 | 0 | 0 | 0 | 0 | 0 | 0
11 | 29 | 12 | 0 | 0 | 0 | 0 | 0 | 0 | 0 | 0 | 0
11 | 29 | 13 | 0 | 0 | 0 | 0 | 0 | 0 | 0 | 0 | 0
11 | 29 | 14 | 0 | 0 | 0 | 0 | 0 | 0 | 0 | 0 | 0
11 | 29 | 15 | 0 | 0 | 0 | 0 | 0 | 0 | 0 | 0 | 0
11 | 29 | 16 | 0 | 0 | 0 | 0 | 0 | 0 | 0 | 0 | 0
11 | 29 | 17 | 0 | 0 | 0 | 0 | 0 | 0 | 0 | 0 | 0
11 | 29 | 18 | 0 | 0 | 0 | 0 | 0 | 0 | 0 | 0 | 0
11 | 29 | 19 | 0 | 0 | 0 | 0 | 0 | 0 | 0 | 0 | 0
11 | 29 | 20 | 0 | 0 | 0 | 0 | 0 | 0 | 0 | 0 | 0
11 | 29 | 21 | 0 | 0 | 0 | 0 | 0 | 0 | 0 | 0 | 0
11 | 29 | 22 | 0 | 0 | 0 | 0 | 0 | 0 | 0 | 0 | 0
11 | 29 | 23 | 0 | 0 | 0 | 0 | 0 | 0 | 0 | 0 | 0
11 | 29 | 24 | 0 | 0 | 0 | 0 | 0 | 0 | 0 | 0 | 0
11 | 30 | 1 | 0 | 0 | 0 | 0 | 0 | 0 | 0 | 0 | 0
11 | 30 | 2 | 0 | 0 | 0 | 0 | 0 | 0 | 0 | 0 | 0
11 | 30 | 3 | 0 | 0 | 0 | 0 | 0 | 0 | 0 | 0 | 0
11 | 30 | 4 | 0 | 0 | 0 | 0 | 0 | 0 | 0 | 0 | 0
11 | 30 | 5 | 0 | 0 | 0 | 0 | 0 | 0 | 0 | 0 | 0
11 | 30 | 6 | 0 | 0 | 0 | 0 | 0 | 0 | 0 | 0 | 0
11 | 30 | 7 | 0 | 0 | 0 | 0 | 0 | 0 | 0 | 0 | 0
11 | 30 | 8 | 0 | 0 | 0 | 0 | 0 | 0 | 0 | 0 | 0
11 | 30 | 9 | 0 | 0 | 0 | 0 | 0 | 0 | 0 | 0 | 0
11 | 30 | 10 | 0 | 0 | 0 | 0 | 0 | 0 | 0 | 0 | 0
11 | 30 | 11 | 0 | 0 | 0 | 0 | 0 | 0 | 0 | 0 | 0
11 | 30 | 12 | 0 | 0 | 0 | 0 | 0 | 0 | 0 | 0 | 0
11 | 30 | 13 | 0 | 0 | 0 | 0 | 0 | 0 | 0 | 0 | 0
11 | 30 | 14 | 0 | 0 | 0 | 0 | 0 | 0 | 0 | 0 | 0
11 | 30 | 15 | 0 | 0 | 0 | 0 | 0 | 0 | 0 | 0 | 0
11 | 30 | 16 | 0 | 0 | 0 | 0 | 0 | 0 | 0 | 0 | 0
11 | 30 | 17 | 0 | 0 | 0 | 0 | 0 | 0 | 0 | 0 | 0
11 | 30 | 18 | 0 | 0 | 0 | 0 | 0 | 0 | 0 | 0 | 0
11 | 30 | 19 | 0 | 0 | 0 | 0 | 0 | 0 | 0 | 0 | 0
11 | 30 | 20 | 0 | 0 | 0 | 0 | 0 | 0 | 0 | 0 | 0
11 | 30 | 21 | 0 | 0 | 0 | 0 | 0 | 0 | 0 | 0 | 0
11 | 30 | 22 | 0 | 0 | 0 | 0 | 0 | 0 | 0 | 0 | 0
11 | 30 | 23 | 0 | 0 | 0 | 0 | 0 | 0 | 0 | 0 | 0
11 | 30 | 24 | 0 | 0 | 0 | 0 | 0 | 0 | 0 | 0 | 0
12 | 1 | 1 | 0 | 0 | 0 | 0 | 0 | 0 | 0 | 0 | 0
12 | 1 | 2 | 0 | 0 | 0 | 0 | 0 | 0 | 0 | 0 | 0
12 | 1 | 3 | 0 | 0 | 0 | 0 | 0 | 0 | 0 | 0 | 0
12 | 1 | 4 | 0 | 0 | 0 | 0 | 0 | 0 | 0 | 0 | 0
12 | 1 | 5 | 0 | 0 | 0 | 0 | 0 | 0 | 0 | 0 | 0
12 | 1 | 6 | 0 | 0 | 0 | 0 | 0 | 0 | 0 | 0 | 0
12 | 1 | 7 | 0 | 0 | 0 | 0 | 0 | 0 | 0 | 0 | 0
12 | 1 | 8 | 0 | 0 | 0 | 0 | 0 | 0 | 0 | 0 | 0
12 | 1 | 9 | 0 | 0 | 0 | 0 | 0 | 0 | 0 | 0 | 0
12 | 1 | 10 | 0 | 0 | 0 | 0 | 0 | 0 | 0 | 0 | 0
12 | 1 | 11 | 0 | 0 | 0 | 0 | 0 | 0 | 0 | 0 | 0
12 | 1 | 12 | 0 | 0 | 0 | 0 | 0 | 0 | 0 | 0 | 0
12 | 1 | 13 | 0 | 0 | 0 | 0 | 0 | 0 | 0 | 0 | 0
12 | 1 | 14 | 0 | 0 | 0 | 0 | 0 | 0 | 0 | 0 | 0
12 | 1 | 15 | 0 | 0 | 0 | 0 | 0 | 0 | 0 | 0 | 0
12 | 1 | 16 | 0 | 0 | 0 | 0 | 0 | 0 | 0 | 0 | 0
12 | 1 | 17 | 0 | 0 | 0 | 0 | 0 | 0 | 0 | 0 | 0
12 | 1 | 18 | 0 | 0 | 0 | 0 | 0 | 0 | 0 | 0 | 0
12 | 1 | 19 | 0 | 0 | 0 | 0 | 0 | 0 | 0 | 0 | 0
12 | 1 | 20 | 0 | 0 | 0 | 0 | 0 | 0 | 0 | 0 | 0
12 | 1 | 21 | 0 | 0 | 0 | 0 | 0 | 0 | 0 | 0 | 0
12 | 1 | 22 | 0 | 0 | 0 | 0 | 0 | 0 | 0 | 0 | 0
12 | 1 | 23 | 0 | 0 | 0 | 0 | 0 | 0 | 0 | 0 | 0
12 | 1 | 24 | 0 | 0 | 0 | 0 | 0 | 0 | 0 | 0 | 0
12 | 2 | 1 | 0 | 0 | 0 | 0 | 0 | 0 | 0 | 0 | 0
12 | 2 | 2 | 0 | 0 | 0 | 0 | 0 | 0 | 0 | 0 | 0
12 | 2 | 3 | 0 | 0 | 0 | 0 | 0 | 0 | 0 | 0 | 0
12 | 2 | 4 | 0 | 0 | 0 | 0 | 0 | 0 | 0 | 0 | 0
12 | 2 | 5 | 0 | 0 | 0 | 0 | 0 | 0 | 0 | 0 | 0
12 | 2 | 6 | 0 | 0 | 0 | 0 | 0 | 0 | 0 | 0 | 0
12 | 2 | 7 | 0 | 0 | 0 | 0 | 0 | 0 | 0 | 0 | 0
12 | 2 | 8 | 0 | 0 | 0 | 0 | 0 | 0 | 0 | 0 | 0
12 | 2 | 9 | 0 | 0 | 0 | 0 | 0 | 0 | 0 | 0 | 0
12 | 2 | 10 | 0 | 0 | 0 | 0 | 0 | 0 | 0 | 0 | 0
12 | 2 | 11 | 0 | 0 | 0 | 0 | 0 | 0 | 0 | 0 | 0
12 | 2 | 12 | 0 | 0 | 0 | 0 | 0 | 0 | 0 | 0 | 0
12 | 2 | 13 | 0 | 0 | 0 | 0 | 0 | 0 | 0 | 0 | 0
12 | 2 | 14 | 0 | 0 | 0 | 0 | 0 | 0 | 0 | 0 | 0
12 | 2 | 15 | 0 | 0 | 0 | 0 | 0 | 0 | 0 | 0 | 0
12 | 2 | 16 | 0 | 0 | 0 | 0 | 0 | 0 | 0 | 0 | 0
12 | 2 | 17 | 0 | 0 | 0 | 0 | 0 | 0 | 0 | 0 | 0
12 | 2 | 18 | 0 | 0 | 0 | 0 | 0 | 0 | 0 | 0 | 0
12 | 2 | 19 | 0 | 0 | 0 | 0 | 0 | 0 | 0 | 0 | 0
12 | 2 | 20 | 0 | 0 | 0 | 0 | 0 | 0 | 0 | 0 | 0
12 | 2 | 21 | 0 | 0 | 0 | 0 | 0 | 0 | 0 | 0 | 0
12 | 2 | 22 | 0 | 0 | 0 | 0 | 0 | 0 | 0 | 0 | 0
12 | 2 | 23 | 0 | 0 | 0 | 0 | 0 | 0 | 0 | 0 | 0
12 | 2 | 24 | 0 | 0 | 0 | 0 | 0 | 0 | 0 | 0 | 0
12 | 3 | 1 | 0 | 0 | 0 | 0 | 0 | 0 | 0 | 0 | 0
12 | 3 | 2 | 0 | 0 | 0 | 0 | 0 | 0 | 0 | 0 | 0
12 | 3 | 3 | 0 | 0 | 0 | 0 | 0 | 0 | 0 | 0 | 0
12 | 3 | 4 | 0 | 0 | 0 | 0 | 0 | 0 | 0 | 0 | 0
12 | 3 | 5 | 0 | 0 | 0 | 0 | 0 | 0 | 0 | 0 | 0
12 | 3 | 6 | 0 | 0 | 0 | 0 | 0 | 0 | 0 | 0 | 0
12 | 3 | 7 | 0 | 0 | 0 | 0 | 0 | 0 | 0 | 0 | 0
12 | 3 | 8 | 0 | 0 | 0 | 0 | 0 | 0 | 0 | 0 | 0
12 | 3 | 9 | 0 | 0 | 0 | 0 | 0 | 0 | 0 | 0 | 0
12 | 3 | 10 | 0 | 0 | 0 | 0 | 0 | 0 | 0 | 0 | 0
12 | 3 | 11 | 0 | 0 | 0 | 0 | 0 | 0 | 0 | 0 | 0
12 | 3 | 12 | 0 | 0 | 0 | 0 | 0 | 0 | 0 | 0 | 0
12 | 3 | 13 | 0 | 0 | 0 | 0 | 0 | 0 | 0 | 0 | 0
12 | 3 | 14 | 0 | 0 | 0 | 0 | 0 | 0 | 0 | 0 | 0
12 | 3 | 15 | 0 | 0 | 0 | 0 | 0 | 0 | 0 | 0 | 0
12 | 3 | 16 | 0 | 0 | 0 | 0 | 0 | 0 | 0 | 0 | 0
12 | 3 | 17 | 0 | 0 | 0 | 0 | 0 | 0 | 0 | 0 | 0
12 | 3 | 18 | 0 | 0 | 0 | 0 | 0 | 0 | 0 | 0 | 0
12 | 3 | 19 | 0 | 0 | 0 | 0 | 0 | 0 | 0 | 0 | 0
12 | 3 | 20 | 0 | 0 | 0 | 0 | 0 | 0 | 0 | 0 | 0
12 | 3 | 21 | 0 | 0 | 0 | 0 | 0 | 0 | 0 | 0 | 0
12 | 3 | 22 | 0 | 0 | 0 | 0 | 0 | 0 | 0 | 0 | 0
12 | 3 | 23 | 0 | 0 | 0 | 0 | 0 | 0 | 0 | 0 | 0
12 | 3 | 24 | 0 | 0 | 0 | 0 | 0 | 0 | 0 | 0 | 0
12 | 4 | 1 | 0 | 0 | 0 | 0 | 0 | 0 | 0 | 0 | 0
12 | 4 | 2 | 0 | 0 | 0 | 0 | 0 | 0 | 0 | 0 | 0
12 | 4 | 3 | 0 | 0 | 0 | 0 | 0 | 0 | 0 | 0 | 0
12 | 4 | 4 | 0 | 0 | 0 | 0 | 0 | 0 | 0 | 0 | 0
12 | 4 | 5 | 0 | 0 | 0 | 0 | 0 | 0 | 0 | 0 | 0
12 | 4 | 6 | 0 | 0 | 0 | 0 | 0 | 0 | 0 | 0 | 0
12 | 4 | 7 | 0 | 0 | 0 | 0 | 0 | 0 | 0 | 0 | 0
12 | 4 | 8 | 0 | 0 | 0 | 0 | 0 | 0 | 0 | 0 | 0
12 | 4 | 9 | 0 | 0 | 0 | 0 | 0 | 0 | 0 | 0 | 0
12 | 4 | 10 | 0 | 0 | 0 | 0 | 0 | 0 | 0 | 0 | 0
12 | 4 | 11 | 0 | 0 | 0 | 0 | 0 | 0 | 0 | 0 | 0
12 | 4 | 12 | 0 | 0 | 0 | 0 | 0 | 0 | 0 | 0 | 0
12 | 4 | 13 | 0 | 0 | 0 | 0 | 0 | 0 | 0 | 0 | 0
12 | 4 | 14 | 0 | 0 | 0 | 0 | 0 | 0 | 0 | 0 | 0
12 | 4 | 15 | 0 | 0 | 0 | 0 | 0 | 0 | 0 | 0 | 0
12 | 4 | 16 | 0 | 0 | 0 | 0 | 0 | 0 | 0 | 0 | 0
12 | 4 | 17 | 0 | 0 | 0 | 0 | 0 | 0 | 0 | 0 | 0
12 | 4 | 18 | 0 | 0 | 0 | 0 | 0 | 0 | 0 | 0 | 0
12 | 4 | 19 | 0 | 0 | 0 | 0 | 0 | 0 | 0 | 0 | 0
12 | 4 | 20 | 0 | 0 | 0 | 0 | 0 | 0 | 0 | 0 | 0
12 | 4 | 21 | 0 | 0 | 0 | 0 | 0 | 0 | 0 | 0 | 0
12 | 4 | 22 | 0 | 0 | 0 | 0 | 0 | 0 | 0 | 0 | 0
12 | 4 | 23 | 0 | 0 | 0 | 0 | 0 | 0 | 0 | 0 | 0
12 | 4 | 24 | 0 | 0 | 0 | 0 | 0 | 0 | 0 | 0 | 0
12 | 5 | 1 | 0 | 0 | 0 | 0 | 0 | 0 | 0 | 0 | 0
12 | 5 | 2 | 0 | 0 | 0 | 0 | 0 | 0 | 0 | 0 | 0
12 | 5 | 3 | 0 | 0 | 0 | 0 | 0 | 0 | 0 | 0 | 0
12 | 5 | 4 | 0 | 0 | 0 | 0 | 0 | 0 | 0 | 0 | 0
12 | 5 | 5 | 0 | 0 | 0 | 0 | 0 | 0 | 0 | 0 | 0
12 | 5 | 6 | 0 | 0 | 0 | 0 | 0 | 0 | 0 | 0 | 0
12 | 5 | 7 | 0 | 0 | 0 | 0 | 0 | 0 | 0 | 0 | 0
12 | 5 | 8 | 0 | 0 | 0 | 0 | 0 | 0 | 0 | 0 | 0
12 | 5 | 9 | 0 | 0 | 0 | 0 | 0 | 0 | 0 | 0 | 0
12 | 5 | 10 | 0 | 0 | 0 | 0 | 0 | 0 | 0 | 0 | 0
12 | 5 | 11 | 0 | 0 | 0 | 0 | 0 | 0 | 0 | 0 | 0
12 | 5 | 12 | 0 | 0 | 0 | 0 | 0 | 0 | 0 | 0 | 0
12 | 5 | 13 | 0 | 0 | 0 | 0 | 0 | 0 | 0 | 0 | 0
12 | 5 | 14 | 0 | 0 | 0 | 0 | 0 | 0 | 0 | 0 | 0
12 | 5 | 15 | 0 | 0 | 0 | 0 | 0 | 0 | 0 | 0 | 0
12 | 5 | 16 | 0 | 0 | 0 | 0 | 0 | 0 | 0 | 0 | 0
12 | 5 | 17 | 0 | 0 | 0 | 0 | 0 | 0 | 0 | 0 | 0
12 | 5 | 18 | 0 | 0 | 0 | 0 | 0 | 0 | 0 | 0 | 0
12 | 5 | 19 | 0 | 0 | 0 | 0 | 0 | 0 | 0 | 0 | 0
12 | 5 | 20 | 0 | 0 | 0 | 0 | 0 | 0 | 0 | 0 | 0
12 | 5 | 21 | 0 | 0 | 0 | 0 | 0 | 0 | 0 | 0 | 0
12 | 5 | 22 | 0 | 0 | 0 | 0 | 0 | 0 | 0 | 0 | 0
12 | 5 | 23 | 0 | 0 | 0 | 0 | 0 | 0 | 0 | 0 | 0
12 | 5 | 24 | 0 | 0 | 0 | 0 | 0 | 0 | 0 | 0 | 0
12 | 6 | 1 | 0 | 0 | 0 | 0 | 0 | 0 | 0 | 0 | 0
12 | 6 | 2 | 0 | 0 | 0 | 0 | 0 | 0 | 0 | 0 | 0
12 | 6 | 3 | 0 | 0 | 0 | 0 | 0 | 0 | 0 | 0 | 0
12 | 6 | 4 | 0 | 0 | 0 | 0 | 0 | 0 | 0 | 0 | 0
12 | 6 | 5 | 0 | 0 | 0 | 0 | 0 | 0 | 0 | 0 | 0
12 | 6 | 6 | 0 | 0 | 0 | 0 | 0 | 0 | 0 | 0 | 0
12 | 6 | 7 | 0 | 0 | 0 | 0 | 0 | 0 | 0 | 0 | 0
12 | 6 | 8 | 0 | 0 | 0 | 0 | 0 | 0 | 0 | 0 | 0
12 | 6 | 9 | 0 | 0 | 0 | 0 | 0 | 0 | 0 | 0 | 0
12 | 6 | 10 | 0 | 0 | 0 | 0 | 0 | 0 | 0 | 0 | 0
12 | 6 | 11 | 0 | 0 | 0 | 0 | 0 | 0 | 0 | 0 | 0
12 | 6 | 12 | 0 | 0 | 0 | 0 | 0 | 0 | 0 | 0 | 0
12 | 6 | 13 | 0 | 0 | 0 | 0 | 0 | 0 | 0 | 0 | 0
12 | 6 | 14 | 0 | 0 | 0 | 0 | 0 | 0 | 0 | 0 | 0
12 | 6 | 15 | 0 | 0 | 0 | 0 | 0 | 0 | 0 | 0 | 0
12 | 6 | 16 | 0 | 0 | 0 | 0 | 0 | 0 | 0 | 0 | 0
12 | 6 | 17 | 0 | 0 | 0 | 0 | 0 | 0 | 0 | 0 | 0
12 | 6 | 18 | 0 | 0 | 0 | 0 | 0 | 0 | 0 | 0 | 0
12 | 6 | 19 | 0 | 0 | 0 | 0 | 0 | 0 | 0 | 0 | 0
12 | 6 | 20 | 0 | 0 | 0 | 0 | 0 | 0 | 0 | 0 | 0
12 | 6 | 21 | 0 | 0 | 0 | 0 | 0 | 0 | 0 | 0 | 0
12 | 6 | 22 | 0 | 0 | 0 | 0 | 0 | 0 | 0 | 0 | 0
12 | 6 | 23 | 0 | 0 | 0 | 0 | 0 | 0 | 0 | 0 | 0
12 | 6 | 24 | 0 | 0 | 0 | 0 | 0 | 0 | 0 | 0 | 0
12 | 7 | 1 | 0 | 0 | 0 | 0 | 0 | 0 | 0 | 0 | 0
12 | 7 | 2 | 0 | 0 | 0 | 0 | 0 | 0 | 0 | 0 | 0
12 | 7 | 3 | 0 | 0 | 0 | 0 | 0 | 0 | 0 | 0 | 0
12 | 7 | 4 | 0 | 0 | 0 | 0 | 0 | 0 | 0 | 0 | 0
12 | 7 | 5 | 0 | 0 | 0 | 0 | 0 | 0 | 0 | 0 | 0
12 | 7 | 6 | 0 | 0 | 0 | 0 | 0 | 0 | 0 | 0 | 0
12 | 7 | 7 | 0 | 0 | 0 | 0 | 0 | 0 | 0 | 0 | 0
12 | 7 | 8 | 0 | 0 | 0 | 0 | 0 | 0 | 0 | 0 | 0
12 | 7 | 9 | 0 | 0 | 0 | 0 | 0 | 0 | 0 | 0 | 0
12 | 7 | 10 | 0 | 0 | 0 | 0 | 0 | 0 | 0 | 0 | 0
12 | 7 | 11 | 0 | 0 | 0 | 0 | 0 | 0 | 0 | 0 | 0
12 | 7 | 12 | 0 | 0 | 0 | 0 | 0 | 0 | 0 | 0 | 0
12 | 7 | 13 | 0 | 0 | 0 | 0 | 0 | 0 | 0 | 0 | 0
12 | 7 | 14 | 0 | 0 | 0 | 0 | 0 | 0 | 0 | 0 | 0
12 | 7 | 15 | 0 | 0 | 0 | 0 | 0 | 0 | 0 | 0 | 0
12 | 7 | 16 | 0 | 0 | 0 | 0 | 0 | 0 | 0 | 0 | 0
12 | 7 | 17 | 0 | 0 | 0 | 0 | 0 | 0 | 0 | 0 | 0
12 | 7 | 18 | 0 | 0 | 0 | 0 | 0 | 0 | 0 | 0 | 0
12 | 7 | 19 | 0 | 0 | 0 | 0 | 0 | 0 | 0 | 0 | 0
12 | 7 | 20 | 0 | 0 | 0 | 0 | 0 | 0 | 0 | 0 | 0
12 | 7 | 21 | 0 | 0 | 0 | 0 | 0 | 0 | 0 | 0 | 0
12 | 7 | 22 | 0 | 0 | 0 | 0 | 0 | 0 | 0 | 0 | 0
12 | 7 | 23 | 0 | 0 | 0 | 0 | 0 | 0 | 0 | 0 | 0
12 | 7 | 24 | 0 | 0 | 0 | 0 | 0 | 0 | 0 | 0 | 0
12 | 8 | 1 | 0 | 0 | 0 | 0 | 0 | 0 | 0 | 0 | 0
12 | 8 | 2 | 0 | 0 | 0 | 0 | 0 | 0 | 0 | 0 | 0
12 | 8 | 3 | 0 | 0 | 0 | 0 | 0 | 0 | 0 | 0 | 0
12 | 8 | 4 | 0 | 0 | 0 | 0 | 0 | 0 | 0 | 0 | 0
12 | 8 | 5 | 0 | 0 | 0 | 0 | 0 | 0 | 0 | 0 | 0
12 | 8 | 6 | 0 | 0 | 0 | 0 | 0 | 0 | 0 | 0 | 0
12 | 8 | 7 | 0 | 0 | 0 | 0 | 0 | 0 | 0 | 0 | 0
12 | 8 | 8 | 0 | 0 | 0 | 0 | 0 | 0 | 0 | 0 | 0
12 | 8 | 9 | 0 | 0 | 0 | 0 | 0 | 0 | 0 | 0 | 0
12 | 8 | 10 | 0 | 0 | 0 | 0 | 0 | 0 | 0 | 0 | 0
12 | 8 | 11 | 0 | 0 | 0 | 0 | 0 | 0 | 0 | 0 | 0
12 | 8 | 12 | 0 | 0 | 0 | 0 | 0 | 0 | 0 | 0 | 0
12 | 8 | 13 | 0 | 0 | 0 | 0 | 0 | 0 | 0 | 0 | 0
12 | 8 | 14 | 0 | 0 | 0 | 0 | 0 | 0 | 0 | 0 | 0
12 | 8 | 15 | 0 | 0 | 0 | 0 | 0 | 0 | 0 | 0 | 0
12 | 8 | 16 | 0 | 0 | 0 | 0 | 0 | 0 | 0 | 0 | 0
12 | 8 | 17 | 0 | 0 | 0 | 0 | 0 | 0 | 0 | 0 | 0
12 | 8 | 18 | 0 | 0 | 0 | 0 | 0 | 0 | 0 | 0 | 0
12 | 8 | 19 | 0 | 0 | 0 | 0 | 0 | 0 | 0 | 0 | 0
12 | 8 | 20 | 0 | 0 | 0 | 0 | 0 | 0 | 0 | 0 | 0
12 | 8 | 21 | 0 | 0 | 0 | 0 | 0 | 0 | 0 | 0 | 0
12 | 8 | 22 | 0 | 0 | 0 | 0 | 0 | 0 | 0 | 0 | 0
12 | 8 | 23 | 0 | 0 | 0 | 0 | 0 | 0 | 0 | 0 | 0
12 | 8 | 24 | 0 | 0 | 0 | 0 | 0 | 0 | 0 | 0 | 0
12 | 9 | 1 | 0 | 0 | 0 | 0 | 0 | 0 | 0 | 0 | 0
12 | 9 | 2 | 0 | 0 | 0 | 0 | 0 | 0 | 0 | 0 | 0
12 | 9 | 3 | 0 | 0 | 0 | 0 | 0 | 0 | 0 | 0 | 0
12 | 9 | 4 | 0 | 0 | 0 | 0 | 0 | 0 | 0 | 0 | 0
12 | 9 | 5 | 0 | 0 | 0 | 0 | 0 | 0 | 0 | 0 | 0
12 | 9 | 6 | 0 | 0 | 0 | 0 | 0 | 0 | 0 | 0 | 0
12 | 9 | 7 | 0 | 0 | 0 | 0 | 0 | 0 | 0 | 0 | 0
12 | 9 | 8 | 0 | 0 | 0 | 0 | 0 | 0 | 0 | 0 | 0
12 | 9 | 9 | 0 | 0 | 0 | 0 | 0 | 0 | 0 | 0 | 0
12 | 9 | 10 | 0 | 0 | 0 | 0 | 0 | 0 | 0 | 0 | 0
12 | 9 | 11 | 0 | 0 | 0 | 0 | 0 | 0 | 0 | 0 | 0
12 | 9 | 12 | 0 | 0 | 0 | 0 | 0 | 0 | 0 | 0 | 0
12 | 9 | 13 | 0 | 0 | 0 | 0 | 0 | 0 | 0 | 0 | 0
12 | 9 | 14 | 0 | 0 | 0 | 0 | 0 | 0 | 0 | 0 | 0
12 | 9 | 15 | 0 | 0 | 0 | 0 | 0 | 0 | 0 | 0 | 0
12 | 9 | 16 | 0 | 0 | 0 | 0 | 0 | 0 | 0 | 0 | 0
12 | 9 | 17 | 0 | 0 | 0 | 0 | 0 | 0 | 0 | 0 | 0
12 | 9 | 18 | 0 | 0 | 0 | 0 | 0 | 0 | 0 | 0 | 0
12 | 9 | 19 | 0 | 0 | 0 | 0 | 0 | 0 | 0 | 0 | 0
12 | 9 | 20 | 0 | 0 | 0 | 0 | 0 | 0 | 0 | 0 | 0
12 | 9 | 21 | 0 | 0 | 0 | 0 | 0 | 0 | 0 | 0 | 0
12 | 9 | 22 | 0 | 0 | 0 | 0 | 0 | 0 | 0 | 0 | 0
12 | 9 | 23 | 0 | 0 | 0 | 0 | 0 | 0 | 0 | 0 | 0
12 | 9 | 24 | 0 | 0 | 0 | 0 | 0 | 0 | 0 | 0 | 0
12 | 10 | 1 | 0 | 0 | 0 | 0 | 0 | 0 | 0 | 0 | 0
12 | 10 | 2 | 0 | 0 | 0 | 0 | 0 | 0 | 0 | 0 | 0
12 | 10 | 3 | 0 | 0 | 0 | 0 | 0 | 0 | 0 | 0 | 0
12 | 10 | 4 | 0 | 0 | 0 | 0 | 0 | 0 | 0 | 0 | 0
12 | 10 | 5 | 0 | 0 | 0 | 0 | 0 | 0 | 0 | 0 | 0
12 | 10 | 6 | 0 | 0 | 0 | 0 | 0 | 0 | 0 | 0 | 0
12 | 10 | 7 | 0 | 0 | 0 | 0 | 0 | 0 | 0 | 0 | 0
12 | 10 | 8 | 0 | 0 | 0 | 0 | 0 | 0 | 0 | 0 | 0
12 | 10 | 9 | 0 | 0 | 0 | 0 | 0 | 0 | 0 | 0 | 0
12 | 10 | 10 | 0 | 0 | 0 | 0 | 0 | 0 | 0 | 0 | 0
12 | 10 | 11 | 0 | 0 | 0 | 0 | 0 | 0 | 0 | 0 | 0
12 | 10 | 12 | 0 | 0 | 0 | 0 | 0 | 0 | 0 | 0 | 0
12 | 10 | 13 | 0 | 0 | 0 | 0 | 0 | 0 | 0 | 0 | 0
12 | 10 | 14 | 0 | 0 | 0 | 0 | 0 | 0 | 0 | 0 | 0
12 | 10 | 15 | 0 | 0 | 0 | 0 | 0 | 0 | 0 | 0 | 0
12 | 10 | 16 | 0 | 0 | 0 | 0 | 0 | 0 | 0 | 0 | 0
12 | 10 | 17 | 0 | 0 | 0 | 0 | 0 | 0 | 0 | 0 | 0
12 | 10 | 18 | 0 | 0 | 0 | 0 | 0 | 0 | 0 | 0 | 0
12 | 10 | 19 | 0 | 0 | 0 | 0 | 0 | 0 | 0 | 0 | 0
12 | 10 | 20 | 0 | 0 | 0 | 0 | 0 | 0 | 0 | 0 | 0
12 | 10 | 21 | 0 | 0 | 0 | 0 | 0 | 0 | 0 | 0 | 0
12 | 10 | 22 | 0 | 0 | 0 | 0 | 0 | 0 | 0 | 0 | 0
12 | 10 | 23 | 0 | 0 | 0 | 0 | 0 | 0 | 0 | 0 | 0
12 | 10 | 24 | 0 | 0 | 0 | 0 | 0 | 0 | 0 | 0 | 0
12 | 11 | 1 | 0 | 0 | 0 | 0 | 0 | 0 | 0 | 0 | 0
12 | 11 | 2 | 0 | 0 | 0 | 0 | 0 | 0 | 0 | 0 | 0
12 | 11 | 3 | 0 | 0 | 0 | 0 | 0 | 0 | 0 | 0 | 0
12 | 11 | 4 | 0 | 0 | 0 | 0 | 0 | 0 | 0 | 0 | 0
12 | 11 | 5 | 0 | 0 | 0 | 0 | 0 | 0 | 0 | 0 | 0
12 | 11 | 6 | 0 | 0 | 0 | 0 | 0 | 0 | 0 | 0 | 0
12 | 11 | 7 | 0 | 0 | 0 | 0 | 0 | 0 | 0 | 0 | 0
12 | 11 | 8 | 0 | 0 | 0 | 0 | 0 | 0 | 0 | 0 | 0
12 | 11 | 9 | 0 | 0 | 0 | 0 | 0 | 0 | 0 | 0 | 0
12 | 11 | 10 | 0 | 0 | 0 | 0 | 0 | 0 | 0 | 0 | 0
12 | 11 | 11 | 0 | 0 | 0 | 0 | 0 | 0 | 0 | 0 | 0
12 | 11 | 12 | 0 | 0 | 0 | 0 | 0 | 0 | 0 | 0 | 0
12 | 11 | 13 | 0 | 0 | 0 | 0 | 0 | 0 | 0 | 0 | 0
12 | 11 | 14 | 0 | 0 | 0 | 0 | 0 | 0 | 0 | 0 | 0
12 | 11 | 15 | 0 | 0 | 0 | 0 | 0 | 0 | 0 | 0 | 0
12 | 11 | 16 | 0 | 0 | 0 | 0 | 0 | 0 | 0 | 0 | 0
12 | 11 | 17 | 0 | 0 | 0 | 0 | 0 | 0 | 0 | 0 | 0
12 | 11 | 18 | 0 | 0 | 0 | 0 | 0 | 0 | 0 | 0 | 0
12 | 11 | 19 | 0 | 0 | 0 | 0 | 0 | 0 | 0 | 0 | 0
12 | 11 | 20 | 0 | 0 | 0 | 0 | 0 | 0 | 0 | 0 | 0
12 | 11 | 21 | 0 | 0 | 0 | 0 | 0 | 0 | 0 | 0 | 0
12 | 11 | 22 | 0 | 0 | 0 | 0 | 0 | 0 | 0 | 0 | 0
12 | 11 | 23 | 0 | 0 | 0 | 0 | 0 | 0 | 0 | 0 | 0
12 | 11 | 24 | 0 | 0 | 0 | 0 | 0 | 0 | 0 | 0 | 0
12 | 12 | 1 | 0 | 0 | 0 | 0 | 0 | 0 | 0 | 0 | 0
12 | 12 | 2 | 0 | 0 | 0 | 0 | 0 | 0 | 0 | 0 | 0
12 | 12 | 3 | 0 | 0 | 0 | 0 | 0 | 0 | 0 | 0 | 0
12 | 12 | 4 | 0 | 0 | 0 | 0 | 0 | 0 | 0 | 0 | 0
12 | 12 | 5 | 0 | 0 | 0 | 0 | 0 | 0 | 0 | 0 | 0
12 | 12 | 6 | 0 | 0 | 0 | 0 | 0 | 0 | 0 | 0 | 0
12 | 12 | 7 | 0 | 0 | 0 | 0 | 0 | 0 | 0 | 0 | 0
12 | 12 | 8 | 0 | 0 | 0 | 0 | 0 | 0 | 0 | 0 | 0
12 | 12 | 9 | 0 | 0 | 0 | 0 | 0 | 0 | 0 | 0 | 0
12 | 12 | 10 | 0 | 0 | 0 | 0 | 0 | 0 | 0 | 0 | 0
12 | 12 | 11 | 0 | 0 | 0 | 0 | 0 | 0 | 0 | 0 | 0
12 | 12 | 12 | 0 | 0 | 0 | 0 | 0 | 0 | 0 | 0 | 0
12 | 12 | 13 | 0 | 0 | 0 | 0 | 0 | 0 | 0 | 0 | 0
12 | 12 | 14 | 0 | 0 | 0 | 0 | 0 | 0 | 0 | 0 | 0
12 | 12 | 15 | 0 | 0 | 0 | 0 | 0 | 0 | 0 | 0 | 0
12 | 12 | 16 | 0 | 0 | 0 | 0 | 0 | 0 | 0 | 0 | 0
12 | 12 | 17 | 0 | 0 | 0 | 0 | 0 | 0 | 0 | 0 | 0
12 | 12 | 18 | 0 | 0 | 0 | 0 | 0 | 0 | 0 | 0 | 0
12 | 12 | 19 | 0 | 0 | 0 | 0 | 0 | 0 | 0 | 0 | 0
12 | 12 | 20 | 0 | 0 | 0 | 0 | 0 | 0 | 0 | 0 | 0
12 | 12 | 21 | 0 | 0 | 0 | 0 | 0 | 0 | 0 | 0 | 0
12 | 12 | 22 | 0 | 0 | 0 | 0 | 0 | 0 | 0 | 0 | 0
12 | 12 | 23 | 0 | 0 | 0 | 0 | 0 | 0 | 0 | 0 | 0
12 | 12 | 24 | 0 | 0 | 0 | 0 | 0 | 0 | 0 | 0 | 0
12 | 13 | 1 | 0 | 0 | 0 | 0 | 0 | 0 | 0 | 0 | 0
12 | 13 | 2 | 0 | 0 | 0 | 0 | 0 | 0 | 0 | 0 | 0
12 | 13 | 3 | 0 | 0 | 0 | 0 | 0 | 0 | 0 | 0 | 0
12 | 13 | 4 | 0 | 0 | 0 | 0 | 0 | 0 | 0 | 0 | 0
12 | 13 | 5 | 0 | 0 | 0 | 0 | 0 | 0 | 0 | 0 | 0
12 | 13 | 6 | 0 | 0 | 0 | 0 | 0 | 0 | 0 | 0 | 0
12 | 13 | 7 | 0 | 0 | 0 | 0 | 0 | 0 | 0 | 0 | 0
12 | 13 | 8 | 0 | 0 | 0 | 0 | 0 | 0 | 0 | 0 | 0
12 | 13 | 9 | 0 | 0 | 0 | 0 | 0 | 0 | 0 | 0 | 0
12 | 13 | 10 | 0 | 0 | 0 | 0 | 0 | 0 | 0 | 0 | 0
12 | 13 | 11 | 0 | 0 | 0 | 0 | 0 | 0 | 0 | 0 | 0
12 | 13 | 12 | 0 | 0 | 0 | 0 | 0 | 0 | 0 | 0 | 0
12 | 13 | 13 | 0 | 0 | 0 | 0 | 0 | 0 | 0 | 0 | 0
12 | 13 | 14 | 0 | 0 | 0 | 0 | 0 | 0 | 0 | 0 | 0
12 | 13 | 15 | 0 | 0 | 0 | 0 | 0 | 0 | 0 | 0 | 0
12 | 13 | 16 | 0 | 0 | 0 | 0 | 0 | 0 | 0 | 0 | 0
12 | 13 | 17 | 0 | 0 | 0 | 0 | 0 | 0 | 0 | 0 | 0
12 | 13 | 18 | 0 | 0 | 0 | 0 | 0 | 0 | 0 | 0 | 0
12 | 13 | 19 | 0 | 0 | 0 | 0 | 0 | 0 | 0 | 0 | 0
12 | 13 | 20 | 0 | 0 | 0 | 0 | 0 | 0 | 0 | 0 | 0
12 | 13 | 21 | 0 | 0 | 0 | 0 | 0 | 0 | 0 | 0 | 0
12 | 13 | 22 | 0 | 0 | 0 | 0 | 0 | 0 | 0 | 0 | 0
12 | 13 | 23 | 0 | 0 | 0 | 0 | 0 | 0 | 0 | 0 | 0
12 | 13 | 24 | 0 | 0 | 0 | 0 | 0 | 0 | 0 | 0 | 0
12 | 14 | 1 | 0 | 0 | 0 | 0 | 0 | 0 | 0 | 0 | 0
12 | 14 | 2 | 0 | 0 | 0 | 0 | 0 | 0 | 0 | 0 | 0
12 | 14 | 3 | 0 | 0 | 0 | 0 | 0 | 0 | 0 | 0 | 0
12 | 14 | 4 | 0 | 0 | 0 | 0 | 0 | 0 | 0 | 0 | 0
12 | 14 | 5 | 0 | 0 | 0 | 0 | 0 | 0 | 0 | 0 | 0
12 | 14 | 6 | 0 | 0 | 0 | 0 | 0 | 0 | 0 | 0 | 0
12 | 14 | 7 | 0 | 0 | 0 | 0 | 0 | 0 | 0 | 0 | 0
12 | 14 | 8 | 0 | 0 | 0 | 0 | 0 | 0 | 0 | 0 | 0
12 | 14 | 9 | 0 | 0 | 0 | 0 | 0 | 0 | 0 | 0 | 0
12 | 14 | 10 | 0 | 0 | 0 | 0 | 0 | 0 | 0 | 0 | 0
12 | 14 | 11 | 0 | 0 | 0 | 0 | 0 | 0 | 0 | 0 | 0
12 | 14 | 12 | 0 | 0 | 0 | 0 | 0 | 0 | 0 | 0 | 0
12 | 14 | 13 | 0 | 0 | 0 | 0 | 0 | 0 | 0 | 0 | 0
12 | 14 | 14 | 0 | 0 | 0 | 0 | 0 | 0 | 0 | 0 | 0
12 | 14 | 15 | 0 | 0 | 0 | 0 | 0 | 0 | 0 | 0 | 0
12 | 14 | 16 | 0 | 0 | 0 | 0 | 0 | 0 | 0 | 0 | 0
12 | 14 | 17 | 0 | 0 | 0 | 0 | 0 | 0 | 0 | 0 | 0
12 | 14 | 18 | 0 | 0 | 0 | 0 | 0 | 0 | 0 | 0 | 0
12 | 14 | 19 | 0 | 0 | 0 | 0 | 0 | 0 | 0 | 0 | 0
12 | 14 | 20 | 0 | 0 | 0 | 0 | 0 | 0 | 0 | 0 | 0
12 | 14 | 21 | 0 | 0 | 0 | 0 | 0 | 0 | 0 | 0 | 0
12 | 14 | 22 | 0 | 0 | 0 | 0 | 0 | 0 | 0 | 0 | 0
12 | 14 | 23 | 0 | 0 | 0 | 0 | 0 | 0 | 0 | 0 | 0
12 | 14 | 24 | 0 | 0 | 0 | 0 | 0 | 0 | 0 | 0 | 0
12 | 15 | 1 | 0 | 0 | 0 | 0 | 0 | 0 | 0 | 0 | 0
12 | 15 | 2 | 0 | 0 | 0 | 0 | 0 | 0 | 0 | 0 | 0
12 | 15 | 3 | 0 | 0 | 0 | 0 | 0 | 0 | 0 | 0 | 0
12 | 15 | 4 | 0 | 0 | 0 | 0 | 0 | 0 | 0 | 0 | 0
12 | 15 | 5 | 0 | 0 | 0 | 0 | 0 | 0 | 0 | 0 | 0
12 | 15 | 6 | 0 | 0 | 0 | 0 | 0 | 0 | 0 | 0 | 0
12 | 15 | 7 | 0 | 0 | 0 | 0 | 0 | 0 | 0 | 0 | 0
12 | 15 | 8 | 0 | 0 | 0 | 0 | 0 | 0 | 0 | 0 | 0
12 | 15 | 9 | 0 | 0 | 0 | 0 | 0 | 0 | 0 | 0 | 0
12 | 15 | 10 | 0 | 0 | 0 | 0 | 0 | 0 | 0 | 0 | 0
12 | 15 | 11 | 0 | 0 | 0 | 0 | 0 | 0 | 0 | 0 | 0
12 | 15 | 12 | 0 | 0 | 0 | 0 | 0 | 0 | 0 | 0 | 0
12 | 15 | 13 | 0 | 0 | 0 | 0 | 0 | 0 | 0 | 0 | 0
12 | 15 | 14 | 0 | 0 | 0 | 0 | 0 | 0 | 0 | 0 | 0
12 | 15 | 15 | 0 | 0 | 0 | 0 | 0 | 0 | 0 | 0 | 0
12 | 15 | 16 | 0 | 0 | 0 | 0 | 0 | 0 | 0 | 0 | 0
12 | 15 | 17 | 0 | 0 | 0 | 0 | 0 | 0 | 0 | 0 | 0
12 | 15 | 18 | 0 | 0 | 0 | 0 | 0 | 0 | 0 | 0 | 0
12 | 15 | 19 | 0 | 0 | 0 | 0 | 0 | 0 | 0 | 0 | 0
12 | 15 | 20 | 0 | 0 | 0 | 0 | 0 | 0 | 0 | 0 | 0
12 | 15 | 21 | 0 | 0 | 0 | 0 | 0 | 0 | 0 | 0 | 0
12 | 15 | 22 | 0 | 0 | 0 | 0 | 0 | 0 | 0 | 0 | 0
12 | 15 | 23 | 0 | 0 | 0 | 0 | 0 | 0 | 0 | 0 | 0
12 | 15 | 24 | 0 | 0 | 0 | 0 | 0 | 0 | 0 | 0 | 0
12 | 16 | 1 | 0 | 0 | 0 | 0 | 0 | 0 | 0 | 0 | 0
12 | 16 | 2 | 0 | 0 | 0 | 0 | 0 | 0 | 0 | 0 | 0
12 | 16 | 3 | 0 | 0 | 0 | 0 | 0 | 0 | 0 | 0 | 0
12 | 16 | 4 | 0 | 0 | 0 | 0 | 0 | 0 | 0 | 0 | 0
12 | 16 | 5 | 0 | 0 | 0 | 0 | 0 | 0 | 0 | 0 | 0
12 | 16 | 6 | 0 | 0 | 0 | 0 | 0 | 0 | 0 | 0 | 0
12 | 16 | 7 | 0 | 0 | 0 | 0 | 0 | 0 | 0 | 0 | 0
12 | 16 | 8 | 0 | 0 | 0 | 0 | 0 | 0 | 0 | 0 | 0
12 | 16 | 9 | 0 | 0 | 0 | 0 | 0 | 0 | 0 | 0 | 0
12 | 16 | 10 | 0 | 0 | 0 | 0 | 0 | 0 | 0 | 0 | 0
12 | 16 | 11 | 0 | 0 | 0 | 0 | 0 | 0 | 0 | 0 | 0
12 | 16 | 12 | 0 | 0 | 0 | 0 | 0 | 0 | 0 | 0 | 0
12 | 16 | 13 | 0 | 0 | 0 | 0 | 0 | 0 | 0 | 0 | 0
12 | 16 | 14 | 0 | 0 | 0 | 0 | 0 | 0 | 0 | 0 | 0
12 | 16 | 15 | 0 | 0 | 0 | 0 | 0 | 0 | 0 | 0 | 0
12 | 16 | 16 | 0 | 0 | 0 | 0 | 0 | 0 | 0 | 0 | 0
12 | 16 | 17 | 0 | 0 | 0 | 0 | 0 | 0 | 0 | 0 | 0
12 | 16 | 18 | 0 | 0 | 0 | 0 | 0 | 0 | 0 | 0 | 0
12 | 16 | 19 | 0 | 0 | 0 | 0 | 0 | 0 | 0 | 0 | 0
12 | 16 | 20 | 0 | 0 | 0 | 0 | 0 | 0 | 0 | 0 | 0
12 | 16 | 21 | 0 | 0 | 0 | 0 | 0 | 0 | 0 | 0 | 0
12 | 16 | 22 | 0 | 0 | 0 | 0 | 0 | 0 | 0 | 0 | 0
12 | 16 | 23 | 0 | 0 | 0 | 0 | 0 | 0 | 0 | 0 | 0
12 | 16 | 24 | 0 | 0 | 0 | 0 | 0 | 0 | 0 | 0 | 0
12 | 17 | 1 | 0 | 0 | 0 | 0 | 0 | 0 | 0 | 0 | 0
12 | 17 | 2 | 0 | 0 | 0 | 0 | 0 | 0 | 0 | 0 | 0
12 | 17 | 3 | 0 | 0 | 0 | 0 | 0 | 0 | 0 | 0 | 0
12 | 17 | 4 | 0 | 0 | 0 | 0 | 0 | 0 | 0 | 0 | 0
12 | 17 | 5 | 0 | 0 | 0 | 0 | 0 | 0 | 0 | 0 | 0
12 | 17 | 6 | 0 | 0 | 0 | 0 | 0 | 0 | 0 | 0 | 0
12 | 17 | 7 | 0 | 0 | 0 | 0 | 0 | 0 | 0 | 0 | 0
12 | 17 | 8 | 0 | 0 | 0 | 0 | 0 | 0 | 0 | 0 | 0
12 | 17 | 9 | 0 | 0 | 0 | 0 | 0 | 0 | 0 | 0 | 0
12 | 17 | 10 | 0 | 0 | 0 | 0 | 0 | 0 | 0 | 0 | 0
12 | 17 | 11 | 0 | 0 | 0 | 0 | 0 | 0 | 0 | 0 | 0
12 | 17 | 12 | 0 | 0 | 0 | 0 | 0 | 0 | 0 | 0 | 0
12 | 17 | 13 | 0 | 0 | 0 | 0 | 0 | 0 | 0 | 0 | 0
12 | 17 | 14 | 0 | 0 | 0 | 0 | 0 | 0 | 0 | 0 | 0
12 | 17 | 15 | 0 | 0 | 0 | 0 | 0 | 0 | 0 | 0 | 0
12 | 17 | 16 | 0 | 0 | 0 | 0 | 0 | 0 | 0 | 0 | 0
12 | 17 | 17 | 0 | 0 | 0 | 0 | 0 | 0 | 0 | 0 | 0
12 | 17 | 18 | 0 | 0 | 0 | 0 | 0 | 0 | 0 | 0 | 0
12 | 17 | 19 | 0 | 0 | 0 | 0 | 0 | 0 | 0 | 0 | 0
12 | 17 | 20 | 0 | 0 | 0 | 0 | 0 | 0 | 0 | 0 | 0
12 | 17 | 21 | 0 | 0 | 0 | 0 | 0 | 0 | 0 | 0 | 0
12 | 17 | 22 | 0 | 0 | 0 | 0 | 0 | 0 | 0 | 0 | 0
12 | 17 | 23 | 0 | 0 | 0 | 0 | 0 | 0 | 0 | 0 | 0
12 | 17 | 24 | 0 | 0 | 0 | 0 | 0 | 0 | 0 | 0 | 0
12 | 18 | 1 | 0 | 0 | 0 | 0 | 0 | 0 | 0 | 0 | 0
12 | 18 | 2 | 0 | 0 | 0 | 0 | 0 | 0 | 0 | 0 | 0
12 | 18 | 3 | 0 | 0 | 0 | 0 | 0 | 0 | 0 | 0 | 0
12 | 18 | 4 | 0 | 0 | 0 | 0 | 0 | 0 | 0 | 0 | 0
12 | 18 | 5 | 0 | 0 | 0 | 0 | 0 | 0 | 0 | 0 | 0
12 | 18 | 6 | 0 | 0 | 0 | 0 | 0 | 0 | 0 | 0 | 0
12 | 18 | 7 | 0 | 0 | 0 | 0 | 0 | 0 | 0 | 0 | 0
12 | 18 | 8 | 0 | 0 | 0 | 0 | 0 | 0 | 0 | 0 | 0
12 | 18 | 9 | 0 | 0 | 0 | 0 | 0 | 0 | 0 | 0 | 0
12 | 18 | 10 | 0 | 0 | 0 | 0 | 0 | 0 | 0 | 0 | 0
12 | 18 | 11 | 0 | 0 | 0 | 0 | 0 | 0 | 0 | 0 | 0
12 | 18 | 12 | 0 | 0 | 0 | 0 | 0 | 0 | 0 | 0 | 0
12 | 18 | 13 | 0 | 0 | 0 | 0 | 0 | 0 | 0 | 0 | 0
12 | 18 | 14 | 0 | 0 | 0 | 0 | 0 | 0 | 0 | 0 | 0
12 | 18 | 15 | 0 | 0 | 0 | 0 | 0 | 0 | 0 | 0 | 0
12 | 18 | 16 | 0 | 0 | 0 | 0 | 0 | 0 | 0 | 0 | 0
12 | 18 | 17 | 0 | 0 | 0 | 0 | 0 | 0 | 0 | 0 | 0
12 | 18 | 18 | 0 | 0 | 0 | 0 | 0 | 0 | 0 | 0 | 0
12 | 18 | 19 | 0 | 0 | 0 | 0 | 0 | 0 | 0 | 0 | 0
12 | 18 | 20 | 0 | 0 | 0 | 0 | 0 | 0 | 0 | 0 | 0
12 | 18 | 21 | 0 | 0 | 0 | 0 | 0 | 0 | 0 | 0 | 0
12 | 18 | 22 | 0 | 0 | 0 | 0 | 0 | 0 | 0 | 0 | 0
12 | 18 | 23 | 0 | 0 | 0 | 0 | 0 | 0 | 0 | 0 | 0
12 | 18 | 24 | 0 | 0 | 0 | 0 | 0 | 0 | 0 | 0 | 0
12 | 19 | 1 | 0 | 0 | 0 | 0 | 0 | 0 | 0 | 0 | 0
12 | 19 | 2 | 0 | 0 | 0 | 0 | 0 | 0 | 0 | 0 | 0
12 | 19 | 3 | 0 | 0 | 0 | 0 | 0 | 0 | 0 | 0 | 0
12 | 19 | 4 | 0 | 0 | 0 | 0 | 0 | 0 | 0 | 0 | 0
12 | 19 | 5 | 0 | 0 | 0 | 0 | 0 | 0 | 0 | 0 | 0
12 | 19 | 6 | 0 | 0 | 0 | 0 | 0 | 0 | 0 | 0 | 0
12 | 19 | 7 | 0 | 0 | 0 | 0 | 0 | 0 | 0 | 0 | 0
12 | 19 | 8 | 0 | 0 | 0 | 0 | 0 | 0 | 0 | 0 | 0
12 | 19 | 9 | 0 | 0 | 0 | 0 | 0 | 0 | 0 | 0 | 0
12 | 19 | 10 | 0 | 0 | 0 | 0 | 0 | 0 | 0 | 0 | 0
12 | 19 | 11 | 0 | 0 | 0 | 0 | 0 | 0 | 0 | 0 | 0
12 | 19 | 12 | 0 | 0 | 0 | 0 | 0 | 0 | 0 | 0 | 0
12 | 19 | 13 | 0 | 0 | 0 | 0 | 0 | 0 | 0 | 0 | 0
12 | 19 | 14 | 0 | 0 | 0 | 0 | 0 | 0 | 0 | 0 | 0
12 | 19 | 15 | 0 | 0 | 0 | 0 | 0 | 0 | 0 | 0 | 0
12 | 19 | 16 | 0 | 0 | 0 | 0 | 0 | 0 | 0 | 0 | 0
12 | 19 | 17 | 0 | 0 | 0 | 0 | 0 | 0 | 0 | 0 | 0
12 | 19 | 18 | 0 | 0 | 0 | 0 | 0 | 0 | 0 | 0 | 0
12 | 19 | 19 | 0 | 0 | 0 | 0 | 0 | 0 | 0 | 0 | 0
12 | 19 | 20 | 0 | 0 | 0 | 0 | 0 | 0 | 0 | 0 | 0
12 | 19 | 21 | 0 | 0 | 0 | 0 | 0 | 0 | 0 | 0 | 0
12 | 19 | 22 | 0 | 0 | 0 | 0 | 0 | 0 | 0 | 0 | 0
12 | 19 | 23 | 0 | 0 | 0 | 0 | 0 | 0 | 0 | 0 | 0
12 | 19 | 24 | 0 | 0 | 0 | 0 | 0 | 0 | 0 | 0 | 0
12 | 20 | 1 | 0 | 0 | 0 | 0 | 0 | 0 | 0 | 0 | 0
12 | 20 | 2 | 0 | 0 | 0 | 0 | 0 | 0 | 0 | 0 | 0
12 | 20 | 3 | 0 | 0 | 0 | 0 | 0 | 0 | 0 | 0 | 0
12 | 20 | 4 | 0 | 0 | 0 | 0 | 0 | 0 | 0 | 0 | 0
12 | 20 | 5 | 0 | 0 | 0 | 0 | 0 | 0 | 0 | 0 | 0
12 | 20 | 6 | 0 | 0 | 0 | 0 | 0 | 0 | 0 | 0 | 0
12 | 20 | 7 | 0 | 0 | 0 | 0 | 0 | 0 | 0 | 0 | 0
12 | 20 | 8 | 0 | 0 | 0 | 0 | 0 | 0 | 0 | 0 | 0
12 | 20 | 9 | 0 | 0 | 0 | 0 | 0 | 0 | 0 | 0 | 0
12 | 20 | 10 | 0 | 0 | 0 | 0 | 0 | 0 | 0 | 0 | 0
12 | 20 | 11 | 0 | 0 | 0 | 0 | 0 | 0 | 0 | 0 | 0
12 | 20 | 12 | 0 | 0 | 0 | 0 | 0 | 0 | 0 | 0 | 0
12 | 20 | 13 | 0 | 0 | 0 | 0 | 0 | 0 | 0 | 0 | 0
12 | 20 | 14 | 0 | 0 | 0 | 0 | 0 | 0 | 0 | 0 | 0
12 | 20 | 15 | 0 | 0 | 0 | 0 | 0 | 0 | 0 | 0 | 0
12 | 20 | 16 | 0 | 0 | 0 | 0 | 0 | 0 | 0 | 0 | 0
12 | 20 | 17 | 0 | 0 | 0 | 0 | 0 | 0 | 0 | 0 | 0
12 | 20 | 18 | 0 | 0 | 0 | 0 | 0 | 0 | 0 | 0 | 0
12 | 20 | 19 | 0 | 0 | 0 | 0 | 0 | 0 | 0 | 0 | 0
12 | 20 | 20 | 0 | 0 | 0 | 0 | 0 | 0 | 0 | 0 | 0
12 | 20 | 21 | 0 | 0 | 0 | 0 | 0 | 0 | 0 | 0 | 0
12 | 20 | 22 | 0 | 0 | 0 | 0 | 0 | 0 | 0 | 0 | 0
12 | 20 | 23 | 0 | 0 | 0 | 0 | 0 | 0 | 0 | 0 | 0
12 | 20 | 24 | 0 | 0 | 0 | 0 | 0 | 0 | 0 | 0 | 0
12 | 21 | 1 | 0 | 0 | 0 | 0 | 0 | 0 | 0 | 0 | 0
12 | 21 | 2 | 0 | 0 | 0 | 0 | 0 | 0 | 0 | 0 | 0
12 | 21 | 3 | 0 | 0 | 0 | 0 | 0 | 0 | 0 | 0 | 0
12 | 21 | 4 | 0 | 0 | 0 | 0 | 0 | 0 | 0 | 0 | 0
12 | 21 | 5 | 0 | 0 | 0 | 0 | 0 | 0 | 0 | 0 | 0
12 | 21 | 6 | 0 | 0 | 0 | 0 | 0 | 0 | 0 | 0 | 0
12 | 21 | 7 | 0 | 0 | 0 | 0 | 0 | 0 | 0 | 0 | 0
12 | 21 | 8 | 0 | 0 | 0 | 0 | 0 | 0 | 0 | 0 | 0
12 | 21 | 9 | 0 | 0 | 0 | 0 | 0 | 0 | 0 | 0 | 0
12 | 21 | 10 | 0 | 0 | 0 | 0 | 0 | 0 | 0 | 0 | 0
12 | 21 | 11 | 0 | 0 | 0 | 0 | 0 | 0 | 0 | 0 | 0
12 | 21 | 12 | 0 | 0 | 0 | 0 | 0 | 0 | 0 | 0 | 0
12 | 21 | 13 | 0 | 0 | 0 | 0 | 0 | 0 | 0 | 0 | 0
12 | 21 | 14 | 0 | 0 | 0 | 0 | 0 | 0 | 0 | 0 | 0
12 | 21 | 15 | 0 | 0 | 0 | 0 | 0 | 0 | 0 | 0 | 0
12 | 21 | 16 | 0 | 0 | 0 | 0 | 0 | 0 | 0 | 0 | 0
12 | 21 | 17 | 0 | 0 | 0 | 0 | 0 | 0 | 0 | 0 | 0
12 | 21 | 18 | 0 | 0 | 0 | 0 | 0 | 0 | 0 | 0 | 0
12 | 21 | 19 | 0 | 0 | 0 | 0 | 0 | 0 | 0 | 0 | 0
12 | 21 | 20 | 0 | 0 | 0 | 0 | 0 | 0 | 0 | 0 | 0
12 | 21 | 21 | 0 | 0 | 0 | 0 | 0 | 0 | 0 | 0 | 0
12 | 21 | 22 | 0 | 0 | 0 | 0 | 0 | 0 | 0 | 0 | 0
12 | 21 | 23 | 0 | 0 | 0 | 0 | 0 | 0 | 0 | 0 | 0
12 | 21 | 24 | 0 | 0 | 0 | 0 | 0 | 0 | 0 | 0 | 0
12 | 22 | 1 | 0 | 0 | 0 | 0 | 0 | 0 | 0 | 0 | 0
12 | 22 | 2 | 0 | 0 | 0 | 0 | 0 | 0 | 0 | 0 | 0
12 | 22 | 3 | 0 | 0 | 0 | 0 | 0 | 0 | 0 | 0 | 0
12 | 22 | 4 | 0 | 0 | 0 | 0 | 0 | 0 | 0 | 0 | 0
12 | 22 | 5 | 0 | 0 | 0 | 0 | 0 | 0 | 0 | 0 | 0
12 | 22 | 6 | 0 | 0 | 0 | 0 | 0 | 0 | 0 | 0 | 0
12 | 22 | 7 | 0 | 0 | 0 | 0 | 0 | 0 | 0 | 0 | 0
12 | 22 | 8 | 0 | 0 | 0 | 0 | 0 | 0 | 0 | 0 | 0
12 | 22 | 9 | 0 | 0 | 0 | 0 | 0 | 0 | 0 | 0 | 0
12 | 22 | 10 | 0 | 0 | 0 | 0 | 0 | 0 | 0 | 0 | 0
12 | 22 | 11 | 0 | 0 | 0 | 0 | 0 | 0 | 0 | 0 | 0
12 | 22 | 12 | 0 | 0 | 0 | 0 | 0 | 0 | 0 | 0 | 0
12 | 22 | 13 | 0 | 0 | 0 | 0 | 0 | 0 | 0 | 0 | 0
12 | 22 | 14 | 0 | 0 | 0 | 0 | 0 | 0 | 0 | 0 | 0
12 | 22 | 15 | 0 | 0 | 0 | 0 | 0 | 0 | 0 | 0 | 0
12 | 22 | 16 | 0 | 0 | 0 | 0 | 0 | 0 | 0 | 0 | 0
12 | 22 | 17 | 0 | 0 | 0 | 0 | 0 | 0 | 0 | 0 | 0
12 | 22 | 18 | 0 | 0 | 0 | 0 | 0 | 0 | 0 | 0 | 0
12 | 22 | 19 | 0 | 0 | 0 | 0 | 0 | 0 | 0 | 0 | 0
12 | 22 | 20 | 0 | 0 | 0 | 0 | 0 | 0 | 0 | 0 | 0
12 | 22 | 21 | 0 | 0 | 0 | 0 | 0 | 0 | 0 | 0 | 0
12 | 22 | 22 | 0 | 0 | 0 | 0 | 0 | 0 | 0 | 0 | 0
12 | 22 | 23 | 0 | 0 | 0 | 0 | 0 | 0 | 0 | 0 | 0
12 | 22 | 24 | 0 | 0 | 0 | 0 | 0 | 0 | 0 | 0 | 0
12 | 23 | 1 | 0 | 0 | 0 | 0 | 0 | 0 | 0 | 0 | 0
12 | 23 | 2 | 0 | 0 | 0 | 0 | 0 | 0 | 0 | 0 | 0
12 | 23 | 3 | 0 | 0 | 0 | 0 | 0 | 0 | 0 | 0 | 0
12 | 23 | 4 | 0 | 0 | 0 | 0 | 0 | 0 | 0 | 0 | 0
12 | 23 | 5 | 0 | 0 | 0 | 0 | 0 | 0 | 0 | 0 | 0
12 | 23 | 6 | 0 | 0 | 0 | 0 | 0 | 0 | 0 | 0 | 0
12 | 23 | 7 | 0 | 0 | 0 | 0 | 0 | 0 | 0 | 0 | 0
12 | 23 | 8 | 0 | 0 | 0 | 0 | 0 | 0 | 0 | 0 | 0
12 | 23 | 9 | 0 | 0 | 0 | 0 | 0 | 0 | 0 | 0 | 0
12 | 23 | 10 | 0 | 0 | 0 | 0 | 0 | 0 | 0 | 0 | 0
12 | 23 | 11 | 0 | 0 | 0 | 0 | 0 | 0 | 0 | 0 | 0
12 | 23 | 12 | 0 | 0 | 0 | 0 | 0 | 0 | 0 | 0 | 0
12 | 23 | 13 | 0 | 0 | 0 | 0 | 0 | 0 | 0 | 0 | 0
12 | 23 | 14 | 0 | 0 | 0 | 0 | 0 | 0 | 0 | 0 | 0
12 | 23 | 15 | 0 | 0 | 0 | 0 | 0 | 0 | 0 | 0 | 0
12 | 23 | 16 | 0 | 0 | 0 | 0 | 0 | 0 | 0 | 0 | 0
12 | 23 | 17 | 0 | 0 | 0 | 0 | 0 | 0 | 0 | 0 | 0
12 | 23 | 18 | 0 | 0 | 0 | 0 | 0 | 0 | 0 | 0 | 0
12 | 23 | 19 | 0 | 0 | 0 | 0 | 0 | 0 | 0 | 0 | 0
12 | 23 | 20 | 0 | 0 | 0 | 0 | 0 | 0 | 0 | 0 | 0
12 | 23 | 21 | 0 | 0 | 0 | 0 | 0 | 0 | 0 | 0 | 0
12 | 23 | 22 | 0 | 0 | 0 | 0 | 0 | 0 | 0 | 0 | 0
12 | 23 | 23 | 0 | 0 | 0 | 0 | 0 | 0 | 0 | 0 | 0
12 | 23 | 24 | 0 | 0 | 0 | 0 | 0 | 0 | 0 | 0 | 0
12 | 24 | 1 | 0 | 0 | 0 | 0 | 0 | 0 | 0 | 0 | 0
12 | 24 | 2 | 0 | 0 | 0 | 0 | 0 | 0 | 0 | 0 | 0
12 | 24 | 3 | 0 | 0 | 0 | 0 | 0 | 0 | 0 | 0 | 0
12 | 24 | 4 | 0 | 0 | 0 | 0 | 0 | 0 | 0 | 0 | 0
12 | 24 | 5 | 0 | 0 | 0 | 0 | 0 | 0 | 0 | 0 | 0
12 | 24 | 6 | 0 | 0 | 0 | 0 | 0 | 0 | 0 | 0 | 0
12 | 24 | 7 | 0 | 0 | 0 | 0 | 0 | 0 | 0 | 0 | 0
12 | 24 | 8 | 0 | 0 | 0 | 0 | 0 | 0 | 0 | 0 | 0
12 | 24 | 9 | 0 | 0 | 0 | 0 | 0 | 0 | 0 | 0 | 0
12 | 24 | 10 | 0 | 0 | 0 | 0 | 0 | 0 | 0 | 0 | 0
12 | 24 | 11 | 0 | 0 | 0 | 0 | 0 | 0 | 0 | 0 | 0
12 | 24 | 12 | 0 | 0 | 0 | 0 | 0 | 0 | 0 | 0 | 0
12 | 24 | 13 | 0 | 0 | 0 | 0 | 0 | 0 | 0 | 0 | 0
12 | 24 | 14 | 0 | 0 | 0 | 0 | 0 | 0 | 0 | 0 | 0
12 | 24 | 15 | 0 | 0 | 0 | 0 | 0 | 0 | 0 | 0 | 0
12 | 24 | 16 | 0 | 0 | 0 | 0 | 0 | 0 | 0 | 0 | 0
12 | 24 | 17 | 0 | 0 | 0 | 0 | 0 | 0 | 0 | 0 | 0
12 | 24 | 18 | 0 | 0 | 0 | 0 | 0 | 0 | 0 | 0 | 0
12 | 24 | 19 | 0 | 0 | 0 | 0 | 0 | 0 | 0 | 0 | 0
12 | 24 | 20 | 0 | 0 | 0 | 0 | 0 | 0 | 0 | 0 | 0
12 | 24 | 21 | 0 | 0 | 0 | 0 | 0 | 0 | 0 | 0 | 0
12 | 24 | 22 | 0 | 0 | 0 | 0 | 0 | 0 | 0 | 0 | 0
12 | 24 | 23 | 0 | 0 | 0 | 0 | 0 | 0 | 0 | 0 | 0
12 | 24 | 24 | 0 | 0 | 0 | 0 | 0 | 0 | 0 | 0 | 0
12 | 25 | 1 | 0 | 0 | 0 | 0 | 0 | 0 | 0 | 0 | 0
12 | 25 | 2 | 0 | 0 | 0 | 0 | 0 | 0 | 0 | 0 | 0
12 | 25 | 3 | 0 | 0 | 0 | 0 | 0 | 0 | 0 | 0 | 0
12 | 25 | 4 | 0 | 0 | 0 | 0 | 0 | 0 | 0 | 0 | 0
12 | 25 | 5 | 0 | 0 | 0 | 0 | 0 | 0 | 0 | 0 | 0
12 | 25 | 6 | 0 | 0 | 0 | 0 | 0 | 0 | 0 | 0 | 0
12 | 25 | 7 | 0 | 0 | 0 | 0 | 0 | 0 | 0 | 0 | 0
12 | 25 | 8 | 0 | 0 | 0 | 0 | 0 | 0 | 0 | 0 | 0
12 | 25 | 9 | 0 | 0 | 0 | 0 | 0 | 0 | 0 | 0 | 0
12 | 25 | 10 | 0 | 0 | 0 | 0 | 0 | 0 | 0 | 0 | 0
12 | 25 | 11 | 0 | 0 | 0 | 0 | 0 | 0 | 0 | 0 | 0
12 | 25 | 12 | 0 | 0 | 0 | 0 | 0 | 0 | 0 | 0 | 0
12 | 25 | 13 | 0 | 0 | 0 | 0 | 0 | 0 | 0 | 0 | 0
12 | 25 | 14 | 0 | 0 | 0 | 0 | 0 | 0 | 0 | 0 | 0
12 | 25 | 15 | 0 | 0 | 0 | 0 | 0 | 0 | 0 | 0 | 0
12 | 25 | 16 | 0 | 0 | 0 | 0 | 0 | 0 | 0 | 0 | 0
12 | 25 | 17 | 0 | 0 | 0 | 0 | 0 | 0 | 0 | 0 | 0
12 | 25 | 18 | 0 | 0 | 0 | 0 | 0 | 0 | 0 | 0 | 0
12 | 25 | 19 | 0 | 0 | 0 | 0 | 0 | 0 | 0 | 0 | 0
12 | 25 | 20 | 0 | 0 | 0 | 0 | 0 | 0 | 0 | 0 | 0
12 | 25 | 21 | 0 | 0 | 0 | 0 | 0 | 0 | 0 | 0 | 0
12 | 25 | 22 | 0 | 0 | 0 | 0 | 0 | 0 | 0 | 0 | 0
12 | 25 | 23 | 0 | 0 | 0 | 0 | 0 | 0 | 0 | 0 | 0
12 | 25 | 24 | 0 | 0 | 0 | 0 | 0 | 0 | 0 | 0 | 0
12 | 26 | 1 | 0 | 0 | 0 | 0 | 0 | 0 | 0 | 0 | 0
12 | 26 | 2 | 0 | 0 | 0 | 0 | 0 | 0 | 0 | 0 | 0
12 | 26 | 3 | 0 | 0 | 0 | 0 | 0 | 0 | 0 | 0 | 0
12 | 26 | 4 | 0 | 0 | 0 | 0 | 0 | 0 | 0 | 0 | 0
12 | 26 | 5 | 0 | 0 | 0 | 0 | 0 | 0 | 0 | 0 | 0
12 | 26 | 6 | 0 | 0 | 0 | 0 | 0 | 0 | 0 | 0 | 0
12 | 26 | 7 | 0 | 0 | 0 | 0 | 0 | 0 | 0 | 0 | 0
12 | 26 | 8 | 0 | 0 | 0 | 0 | 0 | 0 | 0 | 0 | 0
12 | 26 | 9 | 0 | 0 | 0 | 0 | 0 | 0 | 0 | 0 | 0
12 | 26 | 10 | 0 | 0 | 0 | 0 | 0 | 0 | 0 | 0 | 0
12 | 26 | 11 | 0 | 0 | 0 | 0 | 0 | 0 | 0 | 0 | 0
12 | 26 | 12 | 0 | 0 | 0 | 0 | 0 | 0 | 0 | 0 | 0
12 | 26 | 13 | 0 | 0 | 0 | 0 | 0 | 0 | 0 | 0 | 0
12 | 26 | 14 | 0 | 0 | 0 | 0 | 0 | 0 | 0 | 0 | 0
12 | 26 | 15 | 0 | 0 | 0 | 0 | 0 | 0 | 0 | 0 | 0
12 | 26 | 16 | 0 | 0 | 0 | 0 | 0 | 0 | 0 | 0 | 0
12 | 26 | 17 | 0 | 0 | 0 | 0 | 0 | 0 | 0 | 0 | 0
12 | 26 | 18 | 0 | 0 | 0 | 0 | 0 | 0 | 0 | 0 | 0
12 | 26 | 19 | 0 | 0 | 0 | 0 | 0 | 0 | 0 | 0 | 0
12 | 26 | 20 | 0 | 0 | 0 | 0 | 0 | 0 | 0 | 0 | 0
12 | 26 | 21 | 0 | 0 | 0 | 0 | 0 | 0 | 0 | 0 | 0
12 | 26 | 22 | 0 | 0 | 0 | 0 | 0 | 0 | 0 | 0 | 0
12 | 26 | 23 | 0 | 0 | 0 | 0 | 0 | 0 | 0 | 0 | 0
12 | 26 | 24 | 0 | 0 | 0 | 0 | 0 | 0 | 0 | 0 | 0
12 | 27 | 1 | 0 | 0 | 0 | 0 | 0 | 0 | 0 | 0 | 0
12 | 27 | 2 | 0 | 0 | 0 | 0 | 0 | 0 | 0 | 0 | 0
12 | 27 | 3 | 0 | 0 | 0 | 0 | 0 | 0 | 0 | 0 | 0
12 | 27 | 4 | 0 | 0 | 0 | 0 | 0 | 0 | 0 | 0 | 0
12 | 27 | 5 | 0 | 0 | 0 | 0 | 0 | 0 | 0 | 0 | 0
12 | 27 | 6 | 0 | 0 | 0 | 0 | 0 | 0 | 0 | 0 | 0
12 | 27 | 7 | 0 | 0 | 0 | 0 | 0 | 0 | 0 | 0 | 0
12 | 27 | 8 | 0 | 0 | 0 | 0 | 0 | 0 | 0 | 0 | 0
12 | 27 | 9 | 0 | 0 | 0 | 0 | 0 | 0 | 0 | 0 | 0
12 | 27 | 10 | 0 | 0 | 0 | 0 | 0 | 0 | 0 | 0 | 0
12 | 27 | 11 | 0 | 0 | 0 | 0 | 0 | 0 | 0 | 0 | 0
12 | 27 | 12 | 0 | 0 | 0 | 0 | 0 | 0 | 0 | 0 | 0
12 | 27 | 13 | 0 | 0 | 0 | 0 | 0 | 0 | 0 | 0 | 0
12 | 27 | 14 | 0 | 0 | 0 | 0 | 0 | 0 | 0 | 0 | 0
12 | 27 | 15 | 0 | 0 | 0 | 0 | 0 | 0 | 0 | 0 | 0
12 | 27 | 16 | 0 | 0 | 0 | 0 | 0 | 0 | 0 | 0 | 0
12 | 27 | 17 | 0 | 0 | 0 | 0 | 0 | 0 | 0 | 0 | 0
12 | 27 | 18 | 0 | 0 | 0 | 0 | 0 | 0 | 0 | 0 | 0
12 | 27 | 19 | 0 | 0 | 0 | 0 | 0 | 0 | 0 | 0 | 0
12 | 27 | 20 | 0 | 0 | 0 | 0 | 0 | 0 | 0 | 0 | 0
12 | 27 | 21 | 0 | 0 | 0 | 0 | 0 | 0 | 0 | 0 | 0
12 | 27 | 22 | 0 | 0 | 0 | 0 | 0 | 0 | 0 | 0 | 0
12 | 27 | 23 | 0 | 0 | 0 | 0 | 0 | 0 | 0 | 0 | 0
12 | 27 | 24 | 0 | 0 | 0 | 0 | 0 | 0 | 0 | 0 | 0
12 | 28 | 1 | 0 | 0 | 0 | 0 | 0 | 0 | 0 | 0 | 0
12 | 28 | 2 | 0 | 0 | 0 | 0 | 0 | 0 | 0 | 0 | 0
12 | 28 | 3 | 0 | 0 | 0 | 0 | 0 | 0 | 0 | 0 | 0
12 | 28 | 4 | 0 | 0 | 0 | 0 | 0 | 0 | 0 | 0 | 0
12 | 28 | 5 | 0 | 0 | 0 | 0 | 0 | 0 | 0 | 0 | 0
12 | 28 | 6 | 0 | 0 | 0 | 0 | 0 | 0 | 0 | 0 | 0
12 | 28 | 7 | 0 | 0 | 0 | 0 | 0 | 0 | 0 | 0 | 0
12 | 28 | 8 | 0 | 0 | 0 | 0 | 0 | 0 | 0 | 0 | 0
12 | 28 | 9 | 0 | 0 | 0 | 0 | 0 | 0 | 0 | 0 | 0
12 | 28 | 10 | 0 | 0 | 0 | 0 | 0 | 0 | 0 | 0 | 0
12 | 28 | 11 | 0 | 0 | 0 | 0 | 0 | 0 | 0 | 0 | 0
12 | 28 | 12 | 0 | 0 | 0 | 0 | 0 | 0 | 0 | 0 | 0
12 | 28 | 13 | 0 | 0 | 0 | 0 | 0 | 0 | 0 | 0 | 0
12 | 28 | 14 | 0 | 0 | 0 | 0 | 0 | 0 | 0 | 0 | 0
12 | 28 | 15 | 0 | 0 | 0 | 0 | 0 | 0 | 0 | 0 | 0
12 | 28 | 16 | 0 | 0 | 0 | 0 | 0 | 0 | 0 | 0 | 0
12 | 28 | 17 | 0 | 0 | 0 | 0 | 0 | 0 | 0 | 0 | 0
12 | 28 | 18 | 0 | 0 | 0 | 0 | 0 | 0 | 0 | 0 | 0
12 | 28 | 19 | 0 | 0 | 0 | 0 | 0 | 0 | 0 | 0 | 0
12 | 28 | 20 | 0 | 0 | 0 | 0 | 0 | 0 | 0 | 0 | 0
12 | 28 | 21 | 0 | 0 | 0 | 0 | 0 | 0 | 0 | 0 | 0
12 | 28 | 22 | 0 | 0 | 0 | 0 | 0 | 0 | 0 | 0 | 0
12 | 28 | 23 | 0 | 0 | 0 | 0 | 0 | 0 | 0 | 0 | 0
12 | 28 | 24 | 0 | 0 | 0 | 0 | 0 | 0 | 0 | 0 | 0
12 | 29 | 1 | 0 | 0 | 0 | 0 | 0 | 0 | 0 | 0 | 0
12 | 29 | 2 | 0 | 0 | 0 | 0 | 0 | 0 | 0 | 0 | 0
12 | 29 | 3 | 0 | 0 | 0 | 0 | 0 | 0 | 0 | 0 | 0
12 | 29 | 4 | 0 | 0 | 0 | 0 | 0 | 0 | 0 | 0 | 0
12 | 29 | 5 | 0 | 0 | 0 | 0 | 0 | 0 | 0 | 0 | 0
12 | 29 | 6 | 0 | 0 | 0 | 0 | 0 | 0 | 0 | 0 | 0
12 | 29 | 7 | 0 | 0 | 0 | 0 | 0 | 0 | 0 | 0 | 0
12 | 29 | 8 | 0 | 0 | 0 | 0 | 0 | 0 | 0 | 0 | 0
12 | 29 | 9 | 0 | 0 | 0 | 0 | 0 | 0 | 0 | 0 | 0
12 | 29 | 10 | 0 | 0 | 0 | 0 | 0 | 0 | 0 | 0 | 0
12 | 29 | 11 | 0 | 0 | 0 | 0 | 0 | 0 | 0 | 0 | 0
12 | 29 | 12 | 0 | 0 | 0 | 0 | 0 | 0 | 0 | 0 | 0
12 | 29 | 13 | 0 | 0 | 0 | 0 | 0 | 0 | 0 | 0 | 0
12 | 29 | 14 | 0 | 0 | 0 | 0 | 0 | 0 | 0 | 0 | 0
12 | 29 | 15 | 0 | 0 | 0 | 0 | 0 | 0 | 0 | 0 | 0
12 | 29 | 16 | 0 | 0 | 0 | 0 | 0 | 0 | 0 | 0 | 0
12 | 29 | 17 | 0 | 0 | 0 | 0 | 0 | 0 | 0 | 0 | 0
12 | 29 | 18 | 0 | 0 | 0 | 0 | 0 | 0 | 0 | 0 | 0
12 | 29 | 19 | 0 | 0 | 0 | 0 | 0 | 0 | 0 | 0 | 0
12 | 29 | 20 | 0 | 0 | 0 | 0 | 0 | 0 | 0 | 0 | 0
12 | 29 | 21 | 0 | 0 | 0 | 0 | 0 | 0 | 0 | 0 | 0
12 | 29 | 22 | 0 | 0 | 0 | 0 | 0 | 0 | 0 | 0 | 0
12 | 29 | 23 | 0 | 0 | 0 | 0 | 0 | 0 | 0 | 0 | 0
12 | 29 | 24 | 0 | 0 | 0 | 0 | 0 | 0 | 0 | 0 | 0
12 | 30 | 1 | 0 | 0 | 0 | 0 | 0 | 0 | 0 | 0 | 0
12 | 30 | 2 | 0 | 0 | 0 | 0 | 0 | 0 | 0 | 0 | 0
12 | 30 | 3 | 0 | 0 | 0 | 0 | 0 | 0 | 0 | 0 | 0
12 | 30 | 4 | 0 | 0 | 0 | 0 | 0 | 0 | 0 | 0 | 0
12 | 30 | 5 | 0 | 0 | 0 | 0 | 0 | 0 | 0 | 0 | 0
12 | 30 | 6 | 0 | 0 | 0 | 0 | 0 | 0 | 0 | 0 | 0
12 | 30 | 7 | 0 | 0 | 0 | 0 | 0 | 0 | 0 | 0 | 0
12 | 30 | 8 | 0 | 0 | 0 | 0 | 0 | 0 | 0 | 0 | 0
12 | 30 | 9 | 0 | 0 | 0 | 0 | 0 | 0 | 0 | 0 | 0
12 | 30 | 10 | 0 | 0 | 0 | 0 | 0 | 0 | 0 | 0 | 0
12 | 30 | 11 | 0 | 0 | 0 | 0 | 0 | 0 | 0 | 0 | 0
12 | 30 | 12 | 0 | 0 | 0 | 0 | 0 | 0 | 0 | 0 | 0
12 | 30 | 13 | 0 | 0 | 0 | 0 | 0 | 0 | 0 | 0 | 0
12 | 30 | 14 | 0 | 0 | 0 | 0 | 0 | 0 | 0 | 0 | 0
12 | 30 | 15 | 0 | 0 | 0 | 0 | 0 | 0 | 0 | 0 | 0
12 | 30 | 16 | 0 | 0 | 0 | 0 | 0 | 0 | 0 | 0 | 0
12 | 30 | 17 | 0 | 0 | 0 | 0 | 0 | 0 | 0 | 0 | 0
12 | 30 | 18 | 0 | 0 | 0 | 0 | 0 | 0 | 0 | 0 | 0
12 | 30 | 19 | 0 | 0 | 0 | 0 | 0 | 0 | 0 | 0 | 0
12 | 30 | 20 | 0 | 0 | 0 | 0 | 0 | 0 | 0 | 0 | 0
12 | 30 | 21 | 0 | 0 | 0 | 0 | 0 | 0 | 0 | 0 | 0
12 | 30 | 22 | 0 | 0 | 0 | 0 | 0 | 0 | 0 | 0 | 0
12 | 30 | 23 | 0 | 0 | 0 | 0 | 0 | 0 | 0 | 0 | 0
12 | 30 | 24 | 0 | 0 | 0 | 0 | 0 | 0 | 0 | 0 | 0
12 | 31 | 1 | 0 | 0 | 0 | 0 | 0 | 0 | 0 | 0 | 0
12 | 31 | 2 | 0 | 0 | 0 | 0 | 0 | 0 | 0 | 0 | 0
12 | 31 | 3 | 0 | 0 | 0 | 0 | 0 | 0 | 0 | 0 | 0
12 | 31 | 4 | 0 | 0 | 0 | 0 | 0 | 0 | 0 | 0 | 0
12 | 31 | 5 | 0 | 0 | 0 | 0 | 0 | 0 | 0 | 0 | 0
12 | 31 | 6 | 0 | 0 | 0 | 0 | 0 | 0 | 0 | 0 | 0
12 | 31 | 7 | 0 | 0 | 0 | 0 | 0 | 0 | 0 | 0 | 0
12 | 31 | 8 | 0 | 0 | 0 | 0 | 0 | 0 | 0 | 0 | 0
12 | 31 | 9 | 0 | 0 | 0 | 0 | 0 | 0 | 0 | 0 | 0
12 | 31 | 10 | 0 | 0 | 0 | 0 | 0 | 0 | 0 | 0 | 0
12 | 31 | 11 | 0 | 0 | 0 | 0 | 0 | 0 | 0 | 0 | 0
12 | 31 | 12 | 0 | 0 | 0 | 0 | 0 | 0 | 0 | 0 | 0
12 | 31 | 13 | 0 | 0 | 0 | 0 | 0 | 0 | 0 | 0 | 0
12 | 31 | 14 | 0 | 0 | 0 | 0 | 0 | 0 | 0 | 0 | 0
12 | 31 | 15 | 0 | 0 | 0 | 0 | 0 | 0 | 0 | 0 | 0
12 | 31 | 16 | 0 | 0 | 0 | 0 | 0 | 0 | 0 | 0 | 0
12 | 31 | 17 | 0 | 0 | 0 | 0 | 0 | 0 | 0 | 0 | 0
12 | 31 | 18 | 0 | 0 | 0 | 0 | 0 | 0 | 0 | 0 | 0
12 | 31 | 19 | 0 | 0 | 0 | 0 | 0 | 0 | 0 | 0 | 0
12 | 31 | 20 | 0 | 0 | 0 | 0 | 0 | 0 | 0 | 0 | 0
12 | 31 | 21 | 0 | 0 | 0 | 0 | 0 | 0 | 0 | 0 | 0
12 | 31 | 22 | 0 | 0 | 0 | 0 | 0 | 0 | 0 | 0 | 0
12 | 31 | 23 | 0 | 0 | 0 | 0 | 0 | 0 | 0 | 0 | 0
12 | 31 | 24 | 0 | 0 | 0 | 0 | 0 | 0 | 0 | 0 | 0
Total |  |  | 0 | 0 | 0 | 0 | 0 | 0 | 0 | 0 | 0

## IEPR Form 1.1c
Form 1.1c - Statewide
California Energy Demand Forecast 2018 - 2030, Mid Demand Baseline Case, Mid AAEE and AAPV Savings
Electricity Deliveries to End Users by Agency (GWh)
Planning Area | Agency | 2016 | 2017 | 2018 | 2019 | 2020 | 2021 | 2022 | 2023 | 2024 | 2025 | 2026 | 2027 | 2028 | 2029 | 2030 | Average Annual Growth 2016 - 2030
PGE | Calaveras Public Power Agency | 33 | 33 | 33 | 33 | 33 | 33 | 34 | 34 | 34 | 35 | 35 | 35 | 35 | 36 | 36 | 0.6234%
| City of Alameda | 360 | 359.4698 | 354.3189 | 350.814 | 351.8441 | 351.6083 | 352.4625 | 352.4223 | 351.8892 | 352.4993 | 352.3277 | 352.2998 | 352.6177 | 352.1149 | 352.6693 | -0.1468%
| City of Biggs | 16 | 15.9764 | 15.8955 | 15.8055 | 15.7056 | 15.5948 | 15.4874 | 15.3418 | 15.2168 | 16.0982 | 15.9864 | 15.8803 | 15.7878 | 15.7019 | 15.6196 | -0.1717%
| City of Gridley | 33 | 32.9514 | 32.6889 | 32.4087 | 32.1218 | 31.8025 | 32.4755 | 32.0701 | 31.7182 | 32.3887 | 32.0816 | 31.7978 | 32.5518 | 32.3302 | 32.1141 | -0.1942%
| City of Healdsburg | 73 | 72.8925 | 72.0555 | 70.1838 | 70.2629 | 70.2772 | 70.3374 | 69.27 | 69.3319 | 69.4503 | 68.6357 | 68.8873 | 69.2392 | 68.6612 | 69.0966 | -0.3918%
| City of Lodi | 411 | 410.3947 | 405.2441 | 401.7802 | 401.9243 | 401.6488 | 402.3911 | 401.1289 | 399.3904 | 399.8093 | 398.4368 | 398.2637 | 397.4829 | 396.9231 | 396.3513 | -0.2589%
| City of Lompoc | 125 | 123.8159 | 123.0618 | 122.2169 | 122.2639 | 122.1964 | 123.1436 | 122.7772 | 122.5606 | 122.3829 | 122.257 | 122.1795 | 122.2093 | 122.2943 | 122.3865 | -0.1508%
| City of Palo Alto | 885 | 882.6967 | 867.7665 | 853.8303 | 848.6872 | 841.4553 | 837.4423 | 829.8543 | 821.6389 | 816.8618 | 809.6533 | 804.1674 | 797.7324 | 793.0236 | 788.011 | -0.8257%
| City of San Francisco | 949 | 946.6024 | 936.4274 | 926.6114 | 929.0567 | 927.7644 | 929.7581 | 928.5771 | 926.7168 | 927.3451 | 926.4556 | 925.9507 | 926.3161 | 926.1383 | 926.0735 | -0.1745%
| City of Ukiah | 103 | 102.8483 | 101.9663 | 100.984 | 100.8963 | 100.7032 | 100.5038 | 100.0345 | 99.674 | 99.3361 | 99.0345 | 98.7673 | 97.5823 | 97.4367 | 97.2522 | -0.4093%
| Department of Water Resources (North) | 1701 | 1572 | 1572 | 1572 | 1572 | 1572 | 1572 | 1572 | 1572 | 1572 | 1572 | 1572 | 1572 | 1572 | 1572 | -0.5618%
| Island Energy/Pittsburg | 20 | 19.9705 | 19.7571 | 19.5465 | 19.3263 | 20.0928 | 19.8714 | 19.609 | 19.3772 | 19.1595 | 19.9548 | 19.76 | 19.586 | 19.4238 | 19.2648 | -0.2672%
| Lassen Municipal Utility District | 152 | 150.7761 | 149.714 | 148.5488 | 148.3471 | 149.0254 | 148.7225 | 149.0558 | 148.5929 | 149.1926 | 148.8755 | 148.6241 | 149.5162 | 149.4851 | 149.4731 | -0.1197%
| Pacific Gas and Electric Company (Bundled) | 70430 | 62935.701 | 50746.5219 | 39974.4255 | 40124.2424 | 40030.4436 | 40111.5551 | 40010.1523 | 39851.3044 | 39855.2781 | 39734.6458 | 39635.6712 | 39500.0659 | 39400.731 | 39319.829 | -4.078%
| Pacific Gas and Electric Company (Direct Access) | 9520 | 9520 | 9520 | 9520 | 9520 | 9520 | 9520 | 9520 | 9520 | 9520 | 9520 | 9520 | 9520 | 9520 | 9520 | 0%
| Pacific Gas and Electric Company (Marin Clean Energy CCA) | 1966 | 2841.1042 | 5160.3787 | 5068.6794 | 5060.7326 | 5036.6282 | 5031.0841 | 5006.1262 | 4977.1924 | 4964.0074 | 4938.4882 | 4916.3722 | 4892.3931 | 4872.1057 | 4853.7549 | 6.668%
| Pacific Gas and Electric Company (Sonoma Clean Power CCA) | 2108 | 2312.8286 | 2664.6319 | 2617.3208 | 2613.2975 | 2601.0845 | 2597.7186 | 2584.9412 | 2569.8155 | 2563.5212 | 2550.1592 | 2538.5304 | 2526.4495 | 2515.8531 | 2506.6699 | 1.245%
| Pacific Gas and Electric Company (Clean Power San Francisco Clean CCA) | 176 | 524.2811 | 610.3567 | 599.4163 | 598.8405 | 595.5665 | 595.4279 | 592.1125 | 588.6119 | 587.2859 | 584.1892 | 581.2892 | 578.6888 | 576.6212 | 573.8262 | 8.808%
| Pacific Gas and Electric Company (Peninsula Clean Energy Authority CCA) | 146 | 2645.3726 | 3804.3595 | 3737.0772 | 3730.9403 | 3713.2527 | 3709.6849 | 3690.5262 | 3669.4702 | 3659.7282 | 3641.1792 | 3624.7159 | 3606.6107 | 3591.8694 | 3578.7742 | 25.67%
| Pacific Gas and Electric Company (Silicon Valley Clean Energy CCA) | 0 | 3325.4401 | 3712.5097 | 3646.2862 | 3640.2945 | 3623.8226 | 3619.5255 | 3601.7094 | 3580.9503 | 3571.4552 | 3553.1507 | 3536.9079 | 3519.8508 | 3505.2046 | 3492.1909 | --
| Pacific Gas and Electric Company (Redwood Coast Energy Authority CCA) | 0 | 187.7426 | 662.7013 | 651.1574 | 649.9493 | 646.9413 | 646.1426 | 642.9972 | 638.8036 | 637.7277 | 633.9831 | 631.3398 | 628.142 | 625.531 | 623.0598 | --
| Pacific Gas and Electric Company (Pioneer Community Energy CCA) | 0 | 0 | 1143.6782 | 1123.6614 | 1121.5 | 1115.9737 | 1114.7838 | 1109.2858 | 1103.305 | 1099.81 | 1094.5767 | 1089.6978 | 1084.4993 | 1079.4486 | 1075.4997 | --
| Pacific Gas and Electric Company (Monterrey Bay Community Power Authority CCA) | 0 | 0 | 2370.3175 | 3499.849 | 3472.5035 | 3456.379 | 3452.3549 | 3435.1777 | 3414.8614 | 3405.718 | 3388.653 | 3373.5849 | 3356.7421 | 3343.0299 | 3330.9084 | --
| Pacific Gas and Electric Company (East Bay Community Energy CCA) | 0 | 0 | 1415.2771 | 6447.1416 | 6396.3109 | 6366.6634 | 6359.0574 | 6327.2772 | 6290.39 | 6273.6911 | 6242.0215 | 6214.175 | 6183.381 | 6158.3485 | 6135.5265 | --
| Pacific Gas and Electric Company (Valley Clean Energy Alliance CCA) | 0 | 0 | 456.2861 | 762.4497 | 756.0241 | 752.5449 | 752.2678 | 748.4672 | 743.7499 | 742.2141 | 738.0168 | 734.9533 | 731.3863 | 728.4991 | 725.7713 | --
| Pacific Gas and Electric Company (San Jose City CCA) | 0 | 0 | 843.438 | 4497.5744 | 4461.8921 | 4441.0617 | 4436.5953 | 4414.0137 | 4388.5805 | 4376.7215 | 4354.299 | 4335.0829 | 4313.7043 | 4296.3426 | 4279.9287 | --
| Plumas-Sierra Rural Electric Cooperation | 142 | 142 | 142 | 141 | 142.9812 | 143.9462 | 145.9113 | 146.8765 | 148.842 | 149.8074 | 150.7728 | 152.7387 | 153.7051 | 154.6723 | 155.6403 | 0.6573%
| Port of Oakland | 48 | 47.9293 | 47.65 | 46.3399 | 46.9656 | 46.5286 | 47.0985 | 46.5496 | 47.0539 | 46.5647 | 47.0848 | 46.6148 | 47.1768 | 46.7513 | 46.3208 | -0.254%
| Port of Stockton | 20 | 20 | 20 | 20 | 20 | 20 | 20 | 21 | 21 | 21 | 21 | 21 | 22 | 22 | 22 | 0.6831%
| Silicon Valley Power | 3306 | 3297.1312 | 3255.7546 | 3221.3843 | 3222.9525 | 3216.3528 | 3220.3297 | 3210.035 | 3199.2651 | 3200.9666 | 3194.771 | 3192.6864 | 3190.216 | 3189.004 | 3190.1456 | -0.2545%
| Tuolumne County Public Power Agency | 23 | 23 | 23 | 23 | 23 | 23 | 24 | 24 | 24 | 24 | 24 | 25 | 25 | 25 | 25 | 0.5974%
| WAPA (CAISO) | 1305 | 1294 | 1305 | 1317 | 1328 | 1342 | 1357 | 1372 | 1385 | 1397 | 1408 | 1420 | 1435 | 1450 | 1463 | 0.8197%
PGE Total |  | 94051 | 93839.9256 | 92587.7567 | 91561.493 | 91575.8632 | 91329.3589 | 91399.1328 | 91129.3888 | 90774.303 | 90708.021 | 90419.6901 | 90183.9382 | 89902.6333 | 89682.5454 | 89494.1586 | -0.3541%
SCE | Anza Electric Cooperative, Inc. | 53 | 53 | 52 | 53 | 53 | 54 | 54 | 55 | 56 | 56 | 56 | 57 | 57 | 58 | 58 | 0.646%
| Azusa Light & Water | 266 | 262.6784 | 259.0681 | 257.3295 | 257.3728 | 256.1956 | 257.0514 | 257.424 | 256.0951 | 255.8689 | 253.7812 | 252.8687 | 252.2131 | 251.7328 | 251.211 | -0.4078%
| Bear Valley Electric Service | 129 | 128 | 127 | 128 | 128.9969 | 129.9911 | 131.9852 | 133.9792 | 134.9734 | 135.9675 | 136.9615 | 137.9557 | 138.95 | 139.9444 | 140.9389 | 0.6342%
| City of Anaheim | 2484 | 2456.9967 | 2421.6146 | 2403.6865 | 2397.5641 | 2391.9721 | 2392.5036 | 2396.1221 | 2386.0404 | 2377.092 | 2363.7561 | 2355.0168 | 2346.8186 | 2340.3071 | 2333.4787 | -0.4455%
| City of Banning | 134 | 132.838 | 131.0012 | 131.0643 | 130.9754 | 130.7189 | 131.4416 | 131.892 | 131.4963 | 131.1729 | 130.9322 | 130.7564 | 130.7052 | 130.7279 | 130.7575 | -0.1748%
| City of Cerritos | 75 | 75 | 74 | 75 | 74.9908 | 75.9731 | 76.9551 | 77.9372 | 78.9195 | 79.9017 | 79.8838 | 80.8663 | 80.8491 | 81.832 | 81.8153 | 0.6232%
| City of Colton | 371 | 366.5514 | 360.5358 | 358.3609 | 356.8418 | 355.9715 | 355.0277 | 355.3559 | 354.2703 | 352.6215 | 350.3648 | 349.4349 | 349.0039 | 347.9289 | 347.861 | -0.4589%
| City of Corona | 137 | 135.8344 | 134.1052 | 134.2857 | 134.3875 | 135.4067 | 135.4371 | 136.1895 | 137.0745 | 136.9972 | 136.9687 | 136.9855 | 137.1004 | 137.2663 | 137.4339 | 0.02259%
| City of Pasadena | 1154 | 1141.6048 | 1118.8454 | 1105.7322 | 1097.1058 | 1089.4625 | 1083.9144 | 1080.3716 | 1070.6629 | 1062.178 | 1052.8396 | 1045.5592 | 1038.8164 | 1033.1937 | 1026.2996 | -0.8342%
| City of Rancho Cucamonga | 77 | 75.9069 | 75.3261 | 74.705 | 74.9845 | 75.1504 | 75.2886 | 75.2546 | 74.2985 | 74.3742 | 74.4933 | 73.6541 | 73.8868 | 73.1642 | 73.4316 | -0.3384%
| City of Riverside | 2323 | 2298.1914 | 2258.7684 | 2237.0611 | 2226.0764 | 2216.1032 | 2213.5118 | 2214.3932 | 2203.8381 | 2194.0627 | 2182.2075 | 2173.3938 | 2166.4377 | 2161.573 | 2156.6805 | -0.5292%
| City of Vernon | 1118 | 1105.6483 | 1094.7492 | 1091.0006 | 1092.3002 | 1274.5277 | 1279.094 | 1284.7835 | 1285.0335 | 1285.8336 | 1285.1031 | 1284.8882 | 1285.5835 | 1285.8222 | 1287.1577 | 1.011%
| Department of Water Resources (South) | 5167 | 4953 | 4953 | 4953 | 4953 | 4953 | 4953 | 4953 | 4953 | 4953 | 4953 | 4953 | 4953 | 4953 | 4953 | -0.3017%
| Metropolitan Water District | 2071 | 2051 | 2043 | 2051 | 2069 | 2090 | 2115 | 2148 | 2166 | 2184 | 2198 | 2213 | 2228 | 2242 | 2256 | 0.613%
| Moreno Valley Utilities | 192 | 189.7679 | 187.2863 | 186.7157 | 186.8049 | 186.572 | 186.5109 | 187.1951 | 187.1715 | 186.2719 | 186.5044 | 185.8459 | 185.383 | 186.0411 | 185.7473 | -0.2362%
| Southern California Edison Company (Bundled) | 73260 | 72331.486 | 69215.9254 | 68770.7517 | 68567.23 | 68352.6814 | 68304.925 | 68327.8734 | 67922.7348 | 67481.2693 | 66936.7233 | 66426.2415 | 65925.0742 | 65421.217 | 64936.1165 | -0.8578%
| Southern California Edison Company (Direct Access) | 10929 | 10806 | 10451 | 10499 | 10599 | 10713 | 10852 | 11026 | 11129 | 11226 | 11302 | 11385 | 11465 | 11541 | 11618 | 0.4376%
| Southern California Edison Company (Lancaster Energy Clean CCA) | 640 | 633.094 | 623.4156 | 619.5123 | 616.7142 | 614.8895 | 614.0992 | 613.8341 | 610.0054 | 605.3218 | 599.9133 | 595.3763 | 591.0293 | 586.0358 | 581.179 | -0.6863%
| Southern California Edison Company (Apple Valley Choice Energy CCA) | 0 | 220.6842 | 215.3797 | 213.0184 | 212.3273 | 212.2606 | 211.2727 | 211.6988 | 210.3153 | 208.9481 | 206.7448 | 205.4222 | 203.3004 | 202.1105 | 200.119 | --
| Southern California Edison Company (Pico Rivera Innovative Municipal Energy CCA) | 0 | 76.89 | 75.0865 | 75.2405 | 74.3145 | 74.2436 | 74.1802 | 73.9559 | 73.7469 | 73.5354 | 72.449 | 72.246 | 71.198 | 71.0346 | 70.0417 | --
| Southern California Edison Company (Los Angeles Community Choice Energy CCA) | 0 | 0 | 2339.5374 | 2291.4138 | 2283.4832 | 2274.9009 | 2271.416 | 2270.4467 | 2256.1095 | 2240.1389 | 2221.1814 | 2203.0665 | 2185.6933 | 2168.248 | 2151.2793 | --
| Victorville Municipal | 93 | 92.8876 | 91.3854 | 91.8269 | 91.2122 | 91.534 | 91.8578 | 92.9895 | 93.2147 | 93.4708 | 92.7652 | 93.0953 | 93.4971 | 92.9385 | 93.3834 | 0.02939%
SCE Total |  | 100673 | 99587.0597 | 98302.0303 | 97800.7052 | 97677.6824 | 97748.5548 | 97860.4725 | 98103.6965 | 97770.0005 | 97394.0261 | 96872.5732 | 96410.6734 | 95958.5399 | 95505.1182 | 95069.9317 | -0.4082%
SDGE | San Diego Gas and Electric Company (Bundled) | 15653 | 15188.3337 | 15016.3597 | 14916.28 | 14834.3553 | 14751.3942 | 14860.618 | 14870.2487 | 14883.3427 | 14863.5982 | 14787.375 | 14679.5806 | 14570.7743 | 14447.8417 | 14318.3805 | -0.6345%
| San Diego Gas and Electric Company (Direct Access) | 3516 | 3416 | 3414 | 3432 | 3459 | 3490 | 3562 | 3562 | 3562 | 3562 | 3562 | 3562 | 3562 | 3562 | 3562 | 0.09289%
SDGE Total |  | 19169 | 18604.3337 | 18430.3597 | 18348.28 | 18293.3553 | 18241.3942 | 18422.618 | 18432.2487 | 18445.3427 | 18425.5982 | 18349.375 | 18241.5806 | 18132.7743 | 18009.8417 | 17880.3805 | -0.4958%
Northern California Non-CAISO | City of Redding | 745 | 738.2265 | 736.3206 | 734.6139 | 730.8263 | 726.9149 | 725.4945 | 720.3985 | 715.8681 | 710.9073 | 707.5909 | 704.2453 | 704.2598 | 704.2202 | 704.425 | -0.3992%
| City of Roseville | 1173 | 1162.2077 | 1156.0265 | 1149.6534 | 1140.0726 | 1130.113 | 1122.0449 | 1109.5103 | 1097.173 | 1086.3185 | 1076.8785 | 1068.2127 | 1063.5197 | 1058.8584 | 1053.2057 | -0.7665%
| City of Shasta Lake | 197 | 195.531 | 195.5709 | 195.402 | 193.6795 | 193.4289 | 192.1975 | 191.1592 | 189.5424 | 188.0899 | 186.8321 | 185.7667 | 185.0477 | 184.5429 | 184.1253 | -0.4816%
| Merced Irrigation District | 460 | 460.905 | 456.2079 | 454.0089 | 451.0628 | 448.3572 | 446.7588 | 442.3968 | 439.0643 | 435.1016 | 431.5287 | 428.2669 | 425.6988 | 422.4986 | 419.4191 | -0.6575%
| Modesto Irrigation District | 2487 | 2464.0797 | 2459.3405 | 2453.4478 | 2440.4039 | 2428.2023 | 2418.9304 | 2397.5277 | 2377.0656 | 2358.214 | 2339.7054 | 2325.9448 | 2319.6018 | 2315.1209 | 2309.1277 | -0.5286%
| Sacramento Municipal Utility District | 10485 | 10506.1826 | 10499.8174 | 10517.3492 | 10535.2408 | 10550.5242 | 10575.2351 | 10566.9378 | 10565.4953 | 10573.0474 | 10571.2476 | 10585.1714 | 10624.8163 | 10676.7104 | 10723.6752 | 0.1609%
| Turlock Irrigation District | 2059 | 2063.0986 | 2040.6414 | 2027.092 | 2009.6001 | 1994.1403 | 1980.9904 | 1958.8202 | 1937.0983 | 1916.498 | 1896.8008 | 1877.7428 | 1863.0118 | 1845.1696 | 1824.7872 | -0.8588%
| WAPA (BANC) | 381 | 382 | 388 | 393 | 398.9265 | 404.7889 | 410.644 | 417.4956 | 422.349 | 428.2031 | 435.0584 | 439.9164 | 444.7779 | 449.6433 | 453.513 | 1.252%
Northern California Non-CAISO Total |  | 17987 | 17972.2312 | 17931.9253 | 17924.5672 | 17899.8126 | 17876.4698 | 17872.2956 | 17804.2462 | 17743.656 | 17696.3798 | 17645.6424 | 17615.267 | 17630.7339 | 17656.7644 | 17672.2782 | -0.126%
LADWP | Los Angeles Department of Water and Power | 23495 | 22986.6979 | 22458.7047 | 22281.8974 | 22188.5444 | 22118.4898 | 22087.6149 | 21821.7395 | 21676.3366 | 21425.435 | 21338.1945 | 21153.8365 | 21001.0648 | 20834.7027 | 20646.5222 | -0.9189%
BUGL | City of Burbank | 1047 | 1048.2677 | 1048.1689 | 1049.1352 | 1053.0176 | 1057.3617 | 1072.3348 | 1078.3111 | 1082.4294 | 1092.8884 | 1097.2366 | 1103.505 | 1115.2173 | 1128.8835 | 1145.0072 | 0.6412%
| City of Glendale | 1066 | 1066.2362 | 1067.9656 | 1069.9502 | 1074.5501 | 1080.7379 | 1096.9854 | 1105.3109 | 1113.0782 | 1127.0373 | 1135.1759 | 1146.3 | 1162.0581 | 1180.8876 | 1202.7039 | 0.8656%
BUGL Total |  | 2113 | 2114.5039 | 2116.1345 | 2119.0854 | 2127.5676 | 2138.0995 | 2169.3202 | 2183.6221 | 2195.5076 | 2219.9256 | 2232.4125 | 2249.8049 | 2277.2754 | 2309.7711 | 2347.7111 | 0.7552%
IID | Imperial Irrigation District | 3386 | 3406.3967 | 3426.123 | 3423.3291 | 3437.008 | 3436.0966 | 3447.7002 | 3444.45 | 3438.626 | 3439.6641 | 3434.645 | 3428.3375 | 3426.0552 | 3419.132 | 3409.487 | 0.04939%
VEA | Valley Electric Association, Inc. | 10 | 10 | 11 | 11 | 11 | 11 | 11 | 12 | 12 | 12 | 12 | 12 | 13 | 13 | 13 | 1.892%
OTHER | Kirkwood Meadows Public Utility District | 7 | 7 | 7 | 7 | 7 | 7 | 7 | 7 | 7 | 7 | 7 | 7 | 7 | 7 | 7 | 0%
| Lathrop Irrigation District | 4 | 4 | 4 | 4 | 4 | 4 | 4 | 4 | 4 | 4 | 4 | 4 | 4 | 4 | 4 | 0%
| Liberty Utilities | 558 | 557 | 555 | 554 | 560 | 565 | 572 | 578 | 583 | 588 | 593 | 598 | 602 | 606 | 610 | 0.6385%
| City of Needles | 36 | 36 | 36 | 36 | 36 | 36 | 37 | 37 | 38 | 38 | 38 | 38 | 39 | 39 | 39 | 0.5734%
| PacifiCorp | 740 | 739 | 736 | 735 | 743 | 749 | 758 | 767 | 774 | 780 | 786 | 793 | 798 | 804 | 809 | 0.6388%
| Surprise Valley Electrification Corporation | 102 | 102 | 102 | 102 | 103 | 104 | 105 | 106 | 107 | 108 | 109 | 110 | 111 | 111 | 112 | 0.6703%
| Truckee-Donner Public Utility District | 163 | 163 | 162 | 162 | 164 | 165 | 167 | 169 | 171 | 172 | 174 | 175 | 176 | 177 | 179 | 0.6711%
OTHER Total |  | 1610 | 1608 | 1602 | 1600 | 1617 | 1630 | 1650 | 1668 | 1684 | 1697 | 1711 | 1725 | 1737 | 1748 | 1760 | 0.6383%
Statewide Total |  | 262494 | 260129.1486 | 256866.0342 | 255070.3573 | 254827.8335 | 254529.4635 | 254920.1542 | 254599.3917 | 253739.7723 | 253018.0498 | 252015.5327 | 251020.4381 | 250079.0769 | 249178.8755 | 248293.4693 | -0.3965%
Total Pumping Load |  | 8939 | 8576 | 8567 | 8575 | 8593 | 8614 | 8640 | 8672 | 8691 | 8709 | 8723 | 8738 | 8753 | 8767 | 8781 | -0.1273%
Total Statewide Retail Deliveries excluding pumping |  | 253555 | 251553.1486 | 248299.0342 | 246495.3573 | 246234.8335 | 245915.4635 | 246280.1542 | 245927.3917 | 245048.7723 | 244309.0498 | 243292.5327 | 242282.4381 | 241326.0769 | 240411.8755 | 239512.4693 | -0.4061%
This table includes retail sales and other deliveries only measured at the customer level. Losses and consumption served by self-generation are excluded. Table developed based on actual 2016 data.
Table includes sales from entities outside of California control area. Thus, total sales in row 85 are higher than state totals given in Form 1.1b.
Pacific Gas and Electric Company (Direct Access) includes BART.

## Data Sources
Data Sources
1. Hourly Profiles (Renewable Profiles and Load Profiles)
Variable renewable profiles are created using NREL weather data (NSRDB / Wind Toolkit), and NREL's System Advisor Model (SAM), assuming 2007 weather
Historical Load profiles are based on 2007 CAISO loads
RESOLVE uses the same hourly data sources as this GHG calculator but models 37 different days from 2007-2008-2009, sampled such that these 37 days represent the full distribution as closely as possible
2. Load Modifiers Shapes
Load modifier shapes (shown in the Load Profiles tab) are taken from the RESOLVE User Interface, released on 2017-09-07, LOADS_HourlyProfiles tab
3. Emissions Factors
Values in the Emissions Factors tab are based on hourly average GHG emissions from dispatchable GHG-emitting resources in the 42mmt_Ref_20170831 scenario, released on 2017-09-07 as part of the CPUC Public Release
The CAISO Import Emissions Offset is based on data in the RESOLVE User Interface, released on 2017-09-07, tab SYS_RPS_GHG_Targets
4. Hydro Dispatch
The hydro dispatch tables on the Hydro Dispatch tab are based on the modeled dispatch patterns of the CAISO Hydro resource in the 42mmt_Ref_20170831 scenario
5. Battery Storage and Pumped Storage Dispatch
The storage charge/discharge tables on the (Pumped) Storage Dispatch tab are based on the modeled charge/discharge patterns of the Storage Mandate Batteries (1325 MW, 4 hours duration) and the Pumped Storage resources in the 42mmt_Ref_20170831 scenario
6. IEPR Form 1.1c
CEC 2017 IEPR data: TN222582 LSE and BA Tables Mid Baseline Mid AAEE-AAPV (Revised CCA). Available here:
http://docketpublic.energy.ca.gov/PublicDocuments/17-IEPR-03/TN222582_20180216T094947_LSE_and_BA_Tables_Mid_Baseline_Demand_Mid_AAEEAAPV_Revised_CCA.xlsx
7. IEPR CAISO Load Modifiers
CEC 2017 IEPR data: TN222501 CAISO Load Modifiers (Corrected) Mid Baseline Mid AAEE-AAPV CED 2017. Available here:
http://docketpublic.energy.ca.gov/PublicDocuments/17-IEPR-03/TN222501_20180209T074222_CAISO_Load_Modifiers_Corrected_Mid_Baseline_Mid_AAEEAAPV_CED_20.xlsx

## Calculations
Clean Net Short Calculations
|  |  | Load (MW) |  |  |  | Owned and Contracted Fossil (MW) |  |  |  | Large Hydro (MW) |  |  |  | Nuclear (MW) |  |  |  | Renewables (MW) |  |  |  | User-specified GHG-free Power (MW) |  |  |  | Battery Storage (MW) |  |  |  | Pumped Storage (MW) |  |  |  | Clean Net Short (MW) |  |  |  | Emission Intensity (tCO2/MWh) |  |  |  | Emissions from Clean Net Short (tCO2)
Month | Day | Hour | 2018 | 2022 | 2026 | 2030 | 2018 | 2022 | 2026 | 2030 | 2018 | 2022 | 2026 | 2030 | 2018 | 2022 | 2026 | 2030 | 2018 | 2022 | 2026 | 2030 | 2018 | 2022 | 2026 | 2030 | 2018 | 2022 | 2026 | 2030 | 2018 | 2022 | 2026 | 2030 | 2018 | 2022 | 2026 | 2030 | 2018 | 2022 | 2026 | 2030 | 2018 | 2022 | 2026 | 2030
1 | 1 | 1 | 385.7925 | 391.3589 | 398.9186 | 405.0354 | 0 | 0 | 0 | 0 | 187.1492 | 179.8674 | 188.8962 | 183.3169 | 0 | 0 | 0 | 0 | 77.1166 | 28.1942 | 27.9364 | 28.7754 | 0 | 0 | 0 | 0 | 0 | -1.0926 | 3.3948 | 9.0856 | 0 | 0 | 0 | 0 | 121.5266 | 184.3899 | 178.6912 | 183.8575 | 0.399 | 0.39187 | 0.38588 | 0.36679 | 48.4891 | 72.2569 | 68.9534 | 67.4363
1 | 1 | 2 | 363.1493 | 366.604 | 371.7579 | 375.7863 | 0 | 0 | 0 | 0 | 181.6777 | 159.1085 | 160.5517 | 162.2064 | 0 | 0 | 0 | 0 | 81.7259 | 33.1512 | 31.0305 | 30.1346 | 0 | 0 | 0 | 0 | 0 | 3.5209 | -1.1694 | -0.27517 | 0 | 0 | 0 | 0 | 99.7456 | 170.8235 | 181.3452 | 183.7205 | 0.39922 | 0.39186 | 0.38422 | 0.36646 | 39.8208 | 66.9396 | 69.6763 | 67.3267
1 | 1 | 3 | 347.957 | 349.6103 | 352.732 | 354.9969 | 0 | 0 | 0 | 0 | 182.5061 | 156.1048 | 160.5868 | 145.6716 | 0 | 0 | 0 | 0 | 98.1715 | 43.7809 | 40.0705 | 37.7607 | 0 | 0 | 0 | 0 | 0 | -3.8082 | 14.7417 | -10.1916 | 0 | 0 | 0 | 0 | 67.2794 | 153.5328 | 137.333 | 181.7561 | 0.39872 | 0.3916 | 0.38238 | 0.3658 | 26.8258 | 60.1227 | 52.5139 | 66.4863
1 | 1 | 4 | 339.4841 | 339.5755 | 340.9377 | 341.6504 | 0 | 0 | 0 | 0 | 174.2194 | 162.2963 | 152.6131 | 120.7912 | 0 | 0 | 0 | 0 | 118.1457 | 55.5339 | 50.7103 | 47.4665 | 0 | 0 | 0 | 0 | 0 | -0.73999 | -4.7582 | -5.2369 | 0 | 0 | 0 | 0 | 47.119 | 122.4853 | 142.3725 | 178.6295 | 0.39774 | 0.39105 | 0.38218 | 0.36579 | 18.7412 | 47.8974 | 54.4125 | 65.34
1 | 1 | 5 | 338.5608 | 337.1153 | 336.7775 | 335.9835 | 0 | 0 | 0 | 0 | 162.0589 | 179.5592 | 161.5724 | 137.2748 | 0 | 0 | 0 | 0 | 132.893 | 68.0201 | 62.0063 | 57.723 | 0 | 0 | 0 | 0 | 0 | -0.82317 | 2.0092 | -2.375 | 0 | 0 | 0 | 0 | 43.6088 | 90.3592 | 111.1895 | 143.3607 | 0.39572 | 0.38832 | 0.382 | 0.36494 | 17.2569 | 35.0879 | 42.4743 | 52.3185
1 | 1 | 6 | 344.9796 | 341.6671 | 339.3457 | 336.8459 | 0 | 0 | 0 | 0 | 208.373 | 191.0339 | 186.8387 | 158.2264 | 0 | 0 | 0 | 0 | 142.0265 | 77.4031 | 69.8861 | 64.2148 | 0 | 0 | 0 | 0 | 0 | 20.288 | -0.60729 | -3.9319 | 0 | 0 | 0 | 0 | -5.4198 | 52.942 | 83.2282 | 118.3366 | 0.39561 | 0.38891 | 0.3827 | 0.36553 | -2.1442 | 20.5896 | 31.8514 | 43.2562
1 | 1 | 7 | 355.4912 | 350.8963 | 347.4016 | 344.0887 | 0 | 0 | 0 | 0 | 228.9942 | 217.0288 | 200.0781 | 195.6762 | 0 | 0 | 0 | 0 | 159.3626 | 90.2965 | 81.5195 | 74.683 | 0 | 0 | 0 | 0 | 0 | 23.7203 | 16.9811 | 10.7738 | 0 | 0 | 0 | 0 | -32.8656 | 19.8507 | 48.8229 | 62.9557 | 0.39512 | 0.39346 | 0.38571 | 0.37033 | -12.9858 | 7.8104 | 18.8316 | 23.3144
1 | 1 | 8 | 358.0198 | 353.0105 | 349.4589 | 346.5594 | 0 | 0 | 0 | 0 | 208.3319 | 179.7945 | 160.1267 | 147.3251 | 0 | 0 | 0 | 0 | 227.0814 | 152.0028 | 150.7489 | 150.5978 | 0 | 0 | 0 | 0 | 0 | -1.8855 | 3.3968 | -2.3333 | 0 | 0 | 0 | 0 | -77.3935 | 23.0988 | 35.1864 | 50.9699 | 0.39371 | 0.38507 | 0.38401 | 0.3747 | -30.4703 | 8.8945 | 13.5118 | 19.0986
1 | 1 | 9 | 371.7774 | 367.7926 | 365.8001 | 364.7157 | 0 | 0 | 0 | 0 | 175.228 | 137.3857 | 136.6581 | 143.2779 | 0 | 0 | 0 | 0 | 334.0398 | 308.0506 | 326.2186 | 343.1237 | 0 | 0 | 0 | 0 | 0 | -18.7096 | -6.8065 | -4.1348 | 0 | 0 | 0 | 0 | -137.4904 | -58.9342 | -90.27 | -117.5512 | 0.37693 | 0.19574 | 0.19483 | 0.1952 | -51.8247 | -11.5357 | -17.5869 | -22.9462
1 | 1 | 10 | 386.0837 | 382.4188 | 380.7991 | 379.9846 | 0 | 0 | 0 | 0 | 181.4974 | 132.9007 | 134.882 | 126.6767 | 0 | 0 | 0 | 0 | 406.528 | 409.6698 | 445.0136 | 477.1725 | 0 | 0 | 0 | 0 | 0 | -16.1474 | -19.0051 | -30.5306 | 0 | 0 | 0 | 0 | -201.9417 | -144.0043 | -180.0914 | -193.334 | 0.37868 | 0.19544 | 0.19523 | 0.10268 | -76.4706 | -28.144 | -35.1601 | -19.8521
1 | 1 | 11 | 395.6773 | 392.3139 | 390.8085 | 389.776 | 0 | 0 | 0 | 0 | 163.5668 | 125.0147 | 125.5383 | 122.5337 | 0 | 0 | 0 | 0 | 424.348 | 444.329 | 491.4901 | 534.2367 | 0 | 0 | 0 | 0 | 0 | -22.9498 | -25.0034 | -28.5447 | 0 | 0 | 0 | 0 | -192.2375 | -154.0801 | -201.2165 | -238.4496 | 0.37978 | 0.19887 | 0.19965 | 0.10268 | -73.0072 | -30.6413 | -40.1729 | -24.4847
1 | 1 | 12 | 398.9678 | 395.9483 | 394.6444 | 393.5567 | 0 | 0 | 0 | 0 | 152.7792 | 125.4041 | 126.9231 | 115.2427 | 0 | 0 | 0 | 0 | 435.0456 | 456.4088 | 510.2307 | 559.0395 | 0 | 0 | 0 | 0 | 0 | -22.8221 | -26.3961 | -29.4335 | 0 | 0 | 0 | 0 | -188.857 | -163.0424 | -216.1133 | -251.2919 | 0.37904 | 0.19928 | 0.19965 | 0.10268 | -71.5851 | -32.491 | -43.147 | -25.8034
1 | 1 | 13 | 398.6126 | 396.781 | 396.7212 | 396.6571 | 0 | 0 | 0 | 0 | 158.5835 | 125.3797 | 125.7031 | 114.9578 | 0 | 0 | 0 | 0 | 475.8067 | 482.6295 | 540.4851 | 593.0569 | 0 | 0 | 0 | 0 | 0 | -22.4814 | -26.1124 | -28.8628 | 0 | 0 | 0 | 0 | -235.7777 | -188.7468 | -243.3546 | -282.4949 | 0.37914 | 0.19928 | 0.19965 | 0.10268 | -89.3937 | -37.6134 | -48.5857 | -29.0074
1 | 1 | 14 | 395.0019 | 393.8115 | 394.4716 | 395.0804 | 0 | 0 | 0 | 0 | 167.1784 | 128.5793 | 125.7599 | 114.804 | 0 | 0 | 0 | 0 | 481.0908 | 472.2205 | 525.3632 | 573.7292 | 0 | 0 | 0 | 0 | 0 | -23.7835 | -23.6981 | -22.6686 | 0 | 0 | 0 | 0 | -253.2674 | -183.2047 | -232.9535 | -270.7842 | 0.37923 | 0.19925 | 0.19951 | 0.10268 | -96.0478 | -36.5042 | -46.4774 | -27.8049
1 | 1 | 15 | 390.5658 | 390.1295 | 391.5798 | 392.8647 | 0 | 0 | 0 | 0 | 169.55 | 133.7781 | 131.8244 | 115.474 | 0 | 0 | 0 | 0 | 464.8066 | 434.9251 | 480.8174 | 522.787 | 0 | 0 | 0 | 0 | 0 | -17.2201 | -17.2957 | -17.7003 | 0 | 0 | 0 | 0 | -243.7908 | -161.3537 | -203.7662 | -227.696 | 0.37903 | 0.19565 | 0.19571 | 0.097328 | -92.4044 | -31.5684 | -39.8795 | -22.1613
1 | 1 | 16 | 390.5001 | 391.92 | 395.4257 | 398.5392 | 0 | 0 | 0 | 0 | 173.3706 | 154.595 | 136.3644 | 148.0792 | 0 | 0 | 0 | 0 | 424.6627 | 343.7739 | 374.3931 | 402.9927 | 0 | 0 | 0 | 0 | 0 | -9.6572 | -0.79874 | -2.4273 | 0 | 0 | 0 | 0 | -207.5332 | -96.7917 | -114.533 | -150.1053 | 0.37973 | 0.1927 | 0.19404 | 0.18663 | -78.8076 | -18.6519 | -22.2244 | -28.0136
1 | 1 | 17 | 408.391 | 411.5466 | 416.9984 | 421.7668 | 0 | 0 | 0 | 0 | 215.0897 | 188.0674 | 157.4534 | 195.3515 | 0 | 0 | 0 | 0 | 329.1386 | 186.4948 | 191.8757 | 198.1803 | 0 | 0 | 0 | 0 | 0 | -0.61366 | -1.0113 | 6.9206 | 0 | 0 | 0 | 0 | -135.8372 | 37.5981 | 68.6807 | 21.3144 | 0.39657 | 0.40209 | 0.39866 | 0.38696 | -53.8688 | 15.118 | 27.3804 | 8.2478
1 | 1 | 18 | 480.2169 | 487.1223 | 496.9866 | 505.5728 | 0 | 0 | 0 | 0 | 252.0981 | 224.1694 | 210.215 | 217.3874 | 0 | 0 | 0 | 0 | 314.1688 | 135.8263 | 134.4775 | 134.8902 | 0 | 0 | 0 | 0 | 0 | 13.6915 | 9.9222 | 22.9112 | 0 | 0 | 0 | 0 | -86.05 | 113.4351 | 142.3718 | 130.384 | 0.40419 | 0.40413 | 0.39849 | 0.38211 | -34.7801 | 45.8421 | 56.7337 | 49.8216
1 | 1 | 19 | 496.2301 | 505.2086 | 517.3991 | 527.9984 | 0 | 0 | 0 | 0 | 261.1435 | 219.1385 | 214.768 | 226.4008 | 0 | 0 | 0 | 0 | 320.6667 | 145.0882 | 142.0948 | 140.9543 | 0 | 0 | 0 | 0 | 0 | 12.4181 | 12.9992 | 19.7578 | 0 | 0 | 0 | 0 | -85.5801 | 128.5637 | 147.5371 | 140.8854 | 0.40616 | 0.40567 | 0.40134 | 0.38379 | -34.759 | 52.1551 | 59.2122 | 54.071
1 | 1 | 20 | 489.6457 | 499.1109 | 511.7268 | 522.6079 | 0 | 0 | 0 | 0 | 247.3121 | 231.0706 | 236.8801 | 249.2322 | 0 | 0 | 0 | 0 | 330.0358 | 153.5765 | 149.4994 | 147.3363 | 0 | 0 | 0 | 0 | 0 | 1.9877 | 6.2166 | 16.915 | 0 | 0 | 0 | 0 | -87.7022 | 112.4761 | 119.1308 | 109.1244 | 0.40529 | 0.40498 | 0.3998 | 0.38283 | -35.5451 | 45.5509 | 47.629 | 41.7758
1 | 1 | 21 | 476.5697 | 485.9362 | 498.2881 | 508.8269 | 0 | 0 | 0 | 0 | 251.3404 | 218.5724 | 219.3695 | 246.5803 | 0 | 0 | 0 | 0 | 327.3839 | 158.2536 | 151.5034 | 146.7818 | 0 | 0 | 0 | 0 | 0 | 3.416 | 5.0976 | 21.4711 | 0 | 0 | 0 | 0 | -102.1546 | 105.6942 | 122.3176 | 93.9936 | 0.40397 | 0.40336 | 0.39852 | 0.38167 | -41.2669 | 42.6327 | 48.7463 | 35.8745
1 | 1 | 22 | 452.1647 | 461.6159 | 473.9253 | 484.4092 | 0 | 0 | 0 | 0 | 245.4322 | 219.5056 | 233.7813 | 236.5113 | 0 | 0 | 0 | 0 | 317.703 | 154.3294 | 145.895 | 139.5519 | 0 | 0 | 0 | 0 | 0 | 11.8809 | 15.8776 | 4.7718 | 0 | 0 | 0 | 0 | -110.9705 | 75.9 | 78.3713 | 103.5742 | 0.40092 | 0.40074 | 0.39596 | 0.37797 | -44.4907 | 30.4163 | 31.0316 | 39.1478
1 | 1 | 23 | 417.5164 | 426.4596 | 438.0291 | 447.8479 | 0 | 0 | 0 | 0 | 228.9657 | 213.4211 | 229.6324 | 228.7588 | 0 | 0 | 0 | 0 | 312.3785 | 149.4313 | 140.0895 | 132.8595 | 0 | 0 | 0 | 0 | 0 | 13.164 | 4.8606 | 16.8426 | 0 | 0 | 0 | 0 | -123.8278 | 50.4433 | 63.4466 | 69.387 | 0.39777 | 0.39563 | 0.3915 | 0.37266 | -49.2553 | 19.9567 | 24.8394 | 25.8581
1 | 1 | 24 | 378.7165 | 385.7675 | 395.0364 | 402.7914 | 0 | 0 | 0 | 0 | 191.8851 | 210.7774 | 213.4318 | 209.2204 | 0 | 0 | 0 | 0 | 292.0501 | 145.961 | 133.4751 | 123.1643 | 0 | 0 | 0 | 0 | 0 | 10.8201 | 13.8113 | 7.8673 | 0 | 0 | 0 | 0 | -105.2186 | 18.209 | 34.3183 | 62.5394 | 0.39698 | 0.39267 | 0.38667 | 0.36903 | -41.7698 | 7.1502 | 13.2698 | 23.0792
1 | 2 | 1 | 353.024 | 357.5279 | 363.7827 | 368.7752 | 0 | 0 | 0 | 0 | 187.1492 | 179.8674 | 188.8962 | 183.3169 | 0 | 0 | 0 | 0 | 272.001 | 141.1512 | 126.1323 | 113.3262 | 0 | 0 | 0 | 0 | 0 | -1.0926 | 3.3948 | 9.0856 | 0 | 0 | 0 | 0 | -106.1262 | 37.6019 | 45.3594 | 63.0465 | 0.399 | 0.39187 | 0.38588 | 0.36679 | -42.3443 | 14.7351 | 17.5033 | 23.1245
1 | 2 | 2 | 338.396 | 341.0481 | 345.2163 | 348.3953 | 0 | 0 | 0 | 0 | 181.6777 | 159.1085 | 160.5517 | 162.2064 | 0 | 0 | 0 | 0 | 265.1228 | 134.9412 | 120.5477 | 108.303 | 0 | 0 | 0 | 0 | 0 | 3.5209 | -1.1694 | -0.27517 | 0 | 0 | 0 | 0 | -108.4046 | 43.4775 | 65.2863 | 78.1611 | 0.39922 | 0.39186 | 0.38422 | 0.36646 | -43.2776 | 17.0373 | 25.0843 | 28.6431
1 | 2 | 3 | 332.1036 | 333.2428 | 335.7332 | 337.4541 | 0 | 0 | 0 | 0 | 182.5061 | 156.1048 | 160.5868 | 145.6716 | 0 | 0 | 0 | 0 | 250.3757 | 129.9109 | 115.0805 | 102.3896 | 0 | 0 | 0 | 0 | 0 | -3.8082 | 14.7417 | -10.1916 | 0 | 0 | 0 | 0 | -100.7782 | 51.0353 | 45.3243 | 99.5845 | 0.39872 | 0.3916 | 0.38238 | 0.3658 | -40.1825 | 19.9852 | 17.3313 | 36.428
1 | 2 | 4 | 330.9381 | 330.7524 | 331.7743 | 332.1937 | 0 | 0 | 0 | 0 | 174.2194 | 162.2963 | 152.6131 | 120.7912 | 0 | 0 | 0 | 0 | 225.4017 | 122.0537 | 106.3491 | 92.7595 | 0 | 0 | 0 | 0 | 0 | -0.73999 | -4.7582 | -5.2369 | 0 | 0 | 0 | 0 | -68.683 | 47.1424 | 77.5703 | 123.8799 | 0.39774 | 0.39105 | 0.38218 | 0.36579 | -27.3181 | 18.4348 | 29.6461 | 45.3134
1 | 2 | 5 | 341.4094 | 340.0563 | 339.832 | 339.1357 | 0 | 0 | 0 | 0 | 162.0589 | 179.5592 | 161.5724 | 137.2748 | 0 | 0 | 0 | 0 | 210.197 | 117.8214 | 101.3247 | 86.931 | 0 | 0 | 0 | 0 | 0 | -0.82317 | 2.0092 | -2.375 | 0 | 0 | 0 | 0 | -30.8465 | 43.4989 | 74.9256 | 117.3049 | 0.39572 | 0.38832 | 0.382 | 0.36494 | -12.2066 | 16.8913 | 28.6215 | 42.8096
1 | 2 | 6 | 371.6968 | 369.2507 | 367.9932 | 366.4101 | 0 | 0 | 0 | 0 | 208.373 | 191.0339 | 186.8387 | 158.2264 | 0 | 0 | 0 | 0 | 204.1318 | 116.7074 | 99.7062 | 84.7837 | 0 | 0 | 0 | 0 | 0 | 20.288 | -0.60729 | -3.9319 | 0 | 0 | 0 | 0 | -40.808 | 41.2213 | 82.0556 | 127.332 | 0.39561 | 0.38891 | 0.3827 | 0.36553 | -16.1442 | 16.0314 | 31.4026 | 46.5443
1 | 2 | 7 | 416.6401 | 414.0281 | 412.9683 | 411.7535 | 0 | 0 | 0 | 0 | 228.9942 | 217.0288 | 200.0781 | 195.6762 | 0 | 0 | 0 | 0 | 199.2214 | 114.4244 | 97.7161 | 82.9927 | 0 | 0 | 0 | 0 | 0 | 23.7203 | 16.9811 | 10.7738 | 0 | 0 | 0 | 0 | -11.5756 | 58.8546 | 98.193 | 122.3109 | 0.39512 | 0.39346 | 0.38571 | 0.37033 | -4.5737 | 23.1568 | 37.8744 | 45.2954
1 | 2 | 8 | 442.2764 | 439.9994 | 439.8029 | 439.7944 | 0 | 0 | 0 | 0 | 208.3319 | 179.7945 | 160.1267 | 147.3251 | 0 | 0 | 0 | 0 | 232.2889 | 145.4112 | 134.5405 | 124.9099 | 0 | 0 | 0 | 0 | 0 | -1.8855 | 3.3968 | -2.3333 | 0 | 0 | 0 | 0 | 1.6556 | 116.6792 | 141.7389 | 169.8927 | 0.39371 | 0.38507 | 0.38401 | 0.3747 | 0.65182 | 44.9292 | 54.4285 | 63.6595
1 | 2 | 9 | 463.3769 | 462.3624 | 464.0174 | 466.0759 | 0 | 0 | 0 | 0 | 175.228 | 137.3857 | 136.6581 | 143.2779 | 0 | 0 | 0 | 0 | 260.9988 | 191.6948 | 199.98 | 207.6418 | 0 | 0 | 0 | 0 | 0 | -18.7096 | -6.8065 | -4.1348 | 0 | 0 | 0 | 0 | 27.1501 | 151.9915 | 134.1858 | 119.291 | 0.37693 | 0.19574 | 0.19483 | 0.1952 | 10.2338 | 29.7505 | 26.1428 | 23.2858
1 | 2 | 10 | 476.4623 | 475.7282 | 477.7074 | 479.9939 | 0 | 0 | 0 | 0 | 181.4974 | 132.9007 | 134.882 | 126.6767 | 0 | 0 | 0 | 0 | 279.3864 | 248.3508 | 273.2623 | 295.7803 | 0 | 0 | 0 | 0 | 0 | -16.1474 | -19.0051 | -30.5306 | 0 | 0 | 0 | 0 | 15.5785 | 110.6241 | 88.5682 | 88.0675 | 0.37868 | 0.19544 | 0.19523 | 0.10268 | 5.8992 | 21.6202 | 17.2916 | 9.043
1 | 2 | 11 | 486.569 | 486.1531 | 488.267 | 490.3531 | 0 | 0 | 0 | 0 | 163.5668 | 125.0147 | 125.5383 | 122.5337 | 0 | 0 | 0 | 0 | 313.3923 | 327.9603 | 361.3728 | 391.229 | 0 | 0 | 0 | 0 | 0 | -22.9498 | -25.0034 | -28.5447 | 0 | 0 | 0 | 0 | 9.6099 | 56.1278 | 26.3592 | 5.1351 | 0.37978 | 0.19887 | 0.19965 | 0.10268 | 3.6496 | 11.1619 | 5.2626 | 0.52729
1 | 2 | 12 | 486.8693 | 486.7003 | 488.8966 | 490.825 | 0 | 0 | 0 | 0 | 152.7792 | 125.4041 | 126.9231 | 115.2427 | 0 | 0 | 0 | 0 | 342.4476 | 376.703 | 415.1277 | 449.3389 | 0 | 0 | 0 | 0 | 0 | -22.8221 | -26.3961 | -29.4335 | 0 | 0 | 0 | 0 | -8.3575 | 7.4153 | -26.7581 | -44.3231 | 0.37904 | 0.19928 | 0.19965 | 0.10268 | -3.1679 | 1.4777 | -5.3423 | -4.5512
1 | 2 | 13 | 482.1437 | 483.0209 | 486.2874 | 489.0893 | 0 | 0 | 0 | 0 | 158.5835 | 125.3797 | 125.7031 | 114.9578 | 0 | 0 | 0 | 0 | 326.5187 | 329.0289 | 370.8614 | 408.4956 | 0 | 0 | 0 | 0 | 0 | -22.4814 | -26.1124 | -28.8628 | 0 | 0 | 0 | 0 | -2.9585 | 51.0937 | 15.8353 | -5.5013 | 0.37914 | 0.19928 | 0.19965 | 0.10268 | -1.1217 | 10.1819 | 3.1615 | -0.56489
1 | 2 | 14 | 478.3738 | 479.887 | 483.867 | 487.3364 | 0 | 0 | 0 | 0 | 167.1784 | 128.5793 | 125.7599 | 114.804 | 0 | 0 | 0 | 0 | 324.2824 | 317.088 | 352.5702 | 384.4763 | 0 | 0 | 0 | 0 | 0 | -23.7835 | -23.6981 | -22.6686 | 0 | 0 | 0 | 0 | -13.087 | 58.0033 | 29.2349 | 10.7247 | 0.37923 | 0.19925 | 0.19951 | 0.10268 | -4.9631 | 11.5574 | 5.8327 | 1.1012
1 | 2 | 15 | 476.0432 | 478.3788 | 483.2329 | 487.4506 | 0 | 0 | 0 | 0 | 169.55 | 133.7781 | 131.8244 | 115.474 | 0 | 0 | 0 | 0 | 308.7734 | 305.706 | 330.2088 | 352.0753 | 0 | 0 | 0 | 0 | 0 | -17.2201 | -17.2957 | -17.7003 | 0 | 0 | 0 | 0 | -2.2801 | 56.1148 | 38.4954 | 37.6016 | 0.37903 | 0.19565 | 0.19571 | 0.097328 | -0.86425 | 10.9787 | 7.534 | 3.6597
1 | 2 | 16 | 471.8373 | 475.8948 | 482.6393 | 488.5437 | 0 | 0 | 0 | 0 | 173.3706 | 154.595 | 136.3644 | 148.0792 | 0 | 0 | 0 | 0 | 272.8731 | 255.9853 | 264.5393 | 272.054 | 0 | 0 | 0 | 0 | 0 | -9.6572 | -0.79874 | -2.4273 | 0 | 0 | 0 | 0 | 25.5935 | 74.9717 | 82.5344 | 70.8378 | 0.37973 | 0.1927 | 0.19404 | 0.18663 | 9.7187 | 14.4471 | 16.0153 | 13.2202
1 | 2 | 17 | 478.5459 | 483.9765 | 492.2219 | 499.3973 | 0 | 0 | 0 | 0 | 215.0897 | 188.0674 | 157.4534 | 195.3515 | 0 | 0 | 0 | 0 | 193.3377 | 141.6264 | 128.5012 | 116.7592 | 0 | 0 | 0 | 0 | 0 | -0.61366 | -1.0113 | 6.9206 | 0 | 0 | 0 | 0 | 70.1185 | 154.8963 | 207.2786 | 180.366 | 0.39657 | 0.40209 | 0.39866 | 0.38696 | 27.8068 | 62.2829 | 82.6342 | 69.7946
1 | 2 | 18 | 540.6049 | 549.4686 | 561.7375 | 572.3958 | 0 | 0 | 0 | 0 | 252.0981 | 224.1694 | 210.215 | 217.3874 | 0 | 0 | 0 | 0 | 173.7541 | 121.3 | 102.3798 | 85.3844 | 0 | 0 | 0 | 0 | 0 | 13.6915 | 9.9222 | 22.9112 | 0 | 0 | 0 | 0 | 114.7528 | 190.3077 | 239.2205 | 246.7128 | 0.40419 | 0.40413 | 0.39849 | 0.38211 | 46.3814 | 76.9082 | 95.3269 | 94.2726
1 | 2 | 19 | 550.8854 | 561.6363 | 576.0032 | 588.4778 | 0 | 0 | 0 | 0 | 261.1435 | 219.1385 | 214.768 | 226.4008 | 0 | 0 | 0 | 0 | 182.5837 | 132.7334 | 112.349 | 93.9556 | 0 | 0 | 0 | 0 | 0 | 12.4181 | 12.9992 | 19.7578 | 0 | 0 | 0 | 0 | 107.1582 | 197.3462 | 235.8871 | 248.3635 | 0.40616 | 0.40567 | 0.40134 | 0.38379 | 43.5231 | 80.0584 | 94.6704 | 95.3206
1 | 2 | 20 | 539.913 | 551.0083 | 565.6259 | 578.2318 | 0 | 0 | 0 | 0 | 247.3121 | 231.0706 | 236.8801 | 249.2322 | 0 | 0 | 0 | 0 | 188.7065 | 138.6728 | 117.4948 | 98.3392 | 0 | 0 | 0 | 0 | 0 | 1.9877 | 6.2166 | 16.915 | 0 | 0 | 0 | 0 | 103.8944 | 179.2772 | 205.0344 | 213.7453 | 0.40529 | 0.40498 | 0.3998 | 0.38283 | 42.1077 | 72.6042 | 81.9736 | 81.8276
1 | 2 | 21 | 520.6089 | 531.4036 | 545.5091 | 557.5589 | 0 | 0 | 0 | 0 | 251.3404 | 218.5724 | 219.3695 | 246.5803 | 0 | 0 | 0 | 0 | 198.0078 | 148.4049 | 126.0995 | 105.8821 | 0 | 0 | 0 | 0 | 0 | 3.416 | 5.0976 | 21.4711 | 0 | 0 | 0 | 0 | 71.2608 | 161.0102 | 194.9425 | 183.6253 | 0.40397 | 0.40336 | 0.39852 | 0.38167 | 28.7869 | 64.9449 | 77.6889 | 70.0842
1 | 2 | 22 | 488.348 | 498.9726 | 512.7227 | 524.4482 | 0 | 0 | 0 | 0 | 245.4322 | 219.5056 | 233.7813 | 236.5113 | 0 | 0 | 0 | 0 | 209.2186 | 161.3988 | 137.6925 | 116.1918 | 0 | 0 | 0 | 0 | 0 | 11.8809 | 15.8776 | 4.7718 | 0 | 0 | 0 | 0 | 33.6972 | 106.1873 | 125.3714 | 166.9732 | 0.40092 | 0.40074 | 0.39596 | 0.37797 | 13.51 | 42.5537 | 49.6416 | 63.1107
1 | 2 | 23 | 447.8078 | 457.7332 | 470.5089 | 481.367 | 0 | 0 | 0 | 0 | 228.9657 | 213.4211 | 229.6324 | 228.7588 | 0 | 0 | 0 | 0 | 214.9769 | 171.5307 | 147.0608 | 124.894 | 0 | 0 | 0 | 0 | 0 | 13.164 | 4.8606 | 16.8426 | 0 | 0 | 0 | 0 | 3.8651 | 59.6175 | 88.9551 | 110.8717 | 0.39777 | 0.39563 | 0.3915 | 0.37266 | 1.5374 | 23.5863 | 34.8261 | 41.3179
1 | 2 | 24 | 406.5307 | 414.4837 | 424.8602 | 433.5695 | 0 | 0 | 0 | 0 | 191.8851 | 210.7774 | 213.4318 | 209.2204 | 0 | 0 | 0 | 0 | 210.0876 | 173.3791 | 149.4167 | 127.7933 | 0 | 0 | 0 | 0 | 0 | 10.8201 | 13.8113 | 7.8673 | 0 | 0 | 0 | 0 | 4.5581 | 19.507 | 48.2004 | 88.6886 | 0.39698 | 0.39267 | 0.38667 | 0.36903 | 1.8095 | 7.6599 | 18.6375 | 32.7292
1 | 3 | 1 | 378.0427 | 383.3578 | 390.6089 | 396.4598 | 0 | 0 | 0 | 0 | 187.1492 | 179.8674 | 188.8962 | 183.3169 | 0 | 0 | 0 | 0 | 203.8351 | 175.8473 | 152.5477 | 131.6212 | 0 | 0 | 0 | 0 | 0 | -1.0926 | 3.3948 | 9.0856 | 0 | 0 | 0 | 0 | -12.9416 | 28.7358 | 45.7703 | 72.4361 | 0.399 | 0.39187 | 0.38588 | 0.36679 | -5.1637 | 11.2607 | 17.6618 | 26.5685
1 | 3 | 2 | 361.1676 | 364.5581 | 369.6331 | 373.5935 | 0 | 0 | 0 | 0 | 181.6777 | 159.1085 | 160.5517 | 162.2064 | 0 | 0 | 0 | 0 | 203.2919 | 177.7734 | 154.4481 | 133.569 | 0 | 0 | 0 | 0 | 0 | 3.5209 | -1.1694 | -0.27517 | 0 | 0 | 0 | 0 | -23.8021 | 24.1553 | 55.8028 | 78.0932 | 0.39922 | 0.39186 | 0.38422 | 0.36646 | -9.5023 | 9.4656 | 21.4405 | 28.6183
1 | 3 | 3 | 352.1503 | 353.9397 | 357.2283 | 359.6371 | 0 | 0 | 0 | 0 | 182.5061 | 156.1048 | 160.5868 | 145.6716 | 0 | 0 | 0 | 0 | 204.2292 | 181.5259 | 158.0343 | 137.0403 | 0 | 0 | 0 | 0 | 0 | -3.8082 | 14.7417 | -10.1916 | 0 | 0 | 0 | 0 | -34.5849 | 20.1172 | 23.8655 | 87.1168 | 0.39872 | 0.3916 | 0.38238 | 0.3658 | -13.7898 | 7.8778 | 9.1258 | 31.8673
1 | 3 | 4 | 350.9141 | 351.3762 | 353.1935 | 354.2984 | 0 | 0 | 0 | 0 | 174.2194 | 162.2963 | 152.6131 | 120.7912 | 0 | 0 | 0 | 0 | 195.2458 | 178.9925 | 156.6425 | 136.7507 | 0 | 0 | 0 | 0 | 0 | -0.73999 | -4.7582 | -5.2369 | 0 | 0 | 0 | 0 | -18.5511 | 10.8274 | 48.6961 | 101.9933 | 0.39774 | 0.39105 | 0.38218 | 0.36579 | -7.3785 | 4.234 | 18.6109 | 37.3076
1 | 3 | 5 | 360.1999 | 359.4562 | 359.9801 | 359.9286 | 0 | 0 | 0 | 0 | 162.0589 | 179.5592 | 161.5724 | 137.2748 | 0 | 0 | 0 | 0 | 191.4392 | 173.318 | 152.8907 | 134.8453 | 0 | 0 | 0 | 0 | 0 | -0.82317 | 2.0092 | -2.375 | 0 | 0 | 0 | 0 | 6.7018 | 7.4022 | 43.5077 | 90.1835 | 0.39572 | 0.38832 | 0.382 | 0.36494 | 2.6521 | 2.8744 | 16.6199 | 32.9119
1 | 3 | 6 | 388.4703 | 386.5681 | 385.9785 | 384.971 | 0 | 0 | 0 | 0 | 208.373 | 191.0339 | 186.8387 | 158.2264 | 0 | 0 | 0 | 0 | 204.4736 | 177.1317 | 157.5104 | 140.2835 | 0 | 0 | 0 | 0 | 0 | 20.288 | -0.60729 | -3.9319 | 0 | 0 | 0 | 0 | -24.3763 | -1.8855 | 42.2367 | 90.3929 | 0.39561 | 0.38891 | 0.3827 | 0.36553 | -9.6436 | -0.73328 | 16.164 | 33.0418
1 | 3 | 7 | 432.9712 | 430.8888 | 430.4794 | 429.8249 | 0 | 0 | 0 | 0 | 228.9942 | 217.0288 | 200.0781 | 195.6762 | 0 | 0 | 0 | 0 | 235.9664 | 192.2227 | 171.6308 | 153.5157 | 0 | 0 | 0 | 0 | 0 | 23.7203 | 16.9811 | 10.7738 | 0 | 0 | 0 | 0 | -31.9894 | -2.0829 | 41.7894 | 69.8592 | 0.39512 | 0.39346 | 0.38571 | 0.37033 | -12.6395 | -0.81955 | 16.1187 | 25.8709
1 | 3 | 8 | 463.2433 | 461.6462 | 462.2846 | 462.9955 | 0 | 0 | 0 | 0 | 208.3319 | 179.7945 | 160.1267 | 147.3251 | 0 | 0 | 0 | 0 | 284.7183 | 227.1296 | 208.1363 | 191.3149 | 0 | 0 | 0 | 0 | 0 | -1.8855 | 3.3968 | -2.3333 | 0 | 0 | 0 | 0 | -29.807 | 56.6076 | 90.6247 | 126.6888 | 0.39371 | 0.38507 | 0.38401 | 0.3747 | -11.7352 | 21.7977 | 34.8004 | 47.4708
1 | 3 | 9 | 479.938 | 479.4606 | 481.7751 | 484.4018 | 0 | 0 | 0 | 0 | 175.228 | 137.3857 | 136.6581 | 143.2779 | 0 | 0 | 0 | 0 | 330.4641 | 298.5944 | 303.4795 | 308.3055 | 0 | 0 | 0 | 0 | 0 | -18.7096 | -6.8065 | -4.1348 | 0 | 0 | 0 | 0 | -25.7542 | 62.19 | 48.4441 | 36.9532 | 0.37693 | 0.19574 | 0.19483 | 0.1952 | -9.7076 | 12.1729 | 9.4381 | 7.2133
1 | 3 | 10 | 487.8924 | 487.5289 | 489.9632 | 492.6419 | 0 | 0 | 0 | 0 | 181.4974 | 132.9007 | 134.882 | 126.6767 | 0 | 0 | 0 | 0 | 337.9992 | 328.957 | 357.7099 | 384.2992 | 0 | 0 | 0 | 0 | 0 | -16.1474 | -19.0051 | -30.5306 | 0 | 0 | 0 | 0 | -31.6043 | 41.8185 | 16.3763 | 12.1966 | 0.37868 | 0.19544 | 0.19523 | 0.10268 | -11.9678 | 8.1729 | 3.1972 | 1.2524
1 | 3 | 11 | 494.9204 | 494.7752 | 497.2217 | 499.5944 | 0 | 0 | 0 | 0 | 163.5668 | 125.0147 | 125.5383 | 122.5337 | 0 | 0 | 0 | 0 | 362.9508 | 361.159 | 401.3018 | 438.2216 | 0 | 0 | 0 | 0 | 0 | -22.9498 | -25.0034 | -28.5447 | 0 | 0 | 0 | 0 | -31.5972 | 31.5512 | -4.615 | -32.6162 | 0.37978 | 0.19887 | 0.19965 | 0.10268 | -11.9999 | 6.2745 | -0.92139 | -3.3491
1 | 3 | 12 | 495.256 | 495.359 | 497.8893 | 500.1054 | 0 | 0 | 0 | 0 | 152.7792 | 125.4041 | 126.9231 | 115.2427 | 0 | 0 | 0 | 0 | 393.9714 | 387.261 | 430.9111 | 470.9796 | 0 | 0 | 0 | 0 | 0 | -22.8221 | -26.3961 | -29.4335 | 0 | 0 | 0 | 0 | -51.4946 | 5.5161 | -33.5488 | -56.6834 | 0.37904 | 0.19928 | 0.19965 | 0.10268 | -19.5187 | 1.0992 | -6.698 | -5.8204
1 | 3 | 13 | 493.2553 | 494.4928 | 498.2017 | 501.3849 | 0 | 0 | 0 | 0 | 158.5835 | 125.3797 | 125.7031 | 114.9578 | 0 | 0 | 0 | 0 | 429.0694 | 411.1467 | 452.841 | 491.0545 | 0 | 0 | 0 | 0 | 0 | -22.4814 | -26.1124 | -28.8628 | 0 | 0 | 0 | 0 | -94.3977 | -19.5521 | -54.23 | -75.7647 | 0.37914 | 0.19928 | 0.19965 | 0.10268 | -35.7903 | -3.8963 | -10.827 | -7.7797
1 | 3 | 14 | 491.7855 | 493.7337 | 498.2476 | 502.1773 | 0 | 0 | 0 | 0 | 167.1784 | 128.5793 | 125.7599 | 114.804 | 0 | 0 | 0 | 0 | 452.0759 | 420.4181 | 456.6637 | 489.9316 | 0 | 0 | 0 | 0 | 0 | -23.7835 | -23.6981 | -22.6686 | 0 | 0 | 0 | 0 | -127.4688 | -31.4802 | -60.4779 | -79.8897 | 0.37923 | 0.19925 | 0.19951 | 0.10268 | -48.3406 | -6.2726 | -12.0662 | -8.2033
1 | 3 | 15 | 486.3409 | 489.0104 | 494.2745 | 498.8455 | 0 | 0 | 0 | 0 | 169.55 | 133.7781 | 131.8244 | 115.474 | 0 | 0 | 0 | 0 | 459.0555 | 414.1517 | 439.1723 | 462.3046 | 0 | 0 | 0 | 0 | 0 | -17.2201 | -17.2957 | -17.7003 | 0 | 0 | 0 | 0 | -142.2645 | -41.6993 | -59.4265 | -61.2327 | 0.37903 | 0.19565 | 0.19571 | 0.097328 | -53.9227 | -8.1583 | -11.6305 | -5.9597
1 | 3 | 16 | 480.1001 | 484.4257 | 491.4992 | 497.6871 | 0 | 0 | 0 | 0 | 173.3706 | 154.595 | 136.3644 | 148.0792 | 0 | 0 | 0 | 0 | 429.5735 | 373.1898 | 384.3479 | 395.2432 | 0 | 0 | 0 | 0 | 0 | -9.6572 | -0.79874 | -2.4273 | 0 | 0 | 0 | 0 | -122.844 | -33.7019 | -28.4143 | -43.208 | 0.37973 | 0.1927 | 0.19404 | 0.18663 | -46.6481 | -6.4944 | -5.5136 | -8.0638
1 | 3 | 17 | 485.004 | 490.644 | 499.1466 | 506.5437 | 0 | 0 | 0 | 0 | 215.0897 | 188.0674 | 157.4534 | 195.3515 | 0 | 0 | 0 | 0 | 382.9607 | 286.457 | 275.0552 | 265.9022 | 0 | 0 | 0 | 0 | 0 | -0.61366 | -1.0113 | 6.9206 | 0 | 0 | 0 | 0 | -113.0463 | 16.7333 | 67.6494 | 38.3694 | 0.39657 | 0.40209 | 0.39866 | 0.38696 | -44.8306 | 6.7284 | 26.9693 | 14.8474
1 | 3 | 18 | 542.1619 | 551.0761 | 563.407 | 574.1187 | 0 | 0 | 0 | 0 | 252.0981 | 224.1694 | 210.215 | 217.3874 | 0 | 0 | 0 | 0 | 380.4503 | 276.3777 | 257.1822 | 240.9943 | 0 | 0 | 0 | 0 | 0 | 13.6915 | 9.9222 | 22.9112 | 0 | 0 | 0 | 0 | -90.3865 | 36.8375 | 86.0876 | 92.8258 | 0.40419 | 0.40413 | 0.39849 | 0.38211 | -36.5329 | 14.887 | 34.305 | 35.4701
1 | 3 | 19 | 550.5315 | 561.271 | 575.6238 | 588.0862 | 0 | 0 | 0 | 0 | 261.1435 | 219.1385 | 214.768 | 226.4008 | 0 | 0 | 0 | 0 | 379.8957 | 279.7189 | 260.7105 | 244.6668 | 0 | 0 | 0 | 0 | 0 | 12.4181 | 12.9992 | 19.7578 | 0 | 0 | 0 | 0 | -90.5077 | 49.9954 | 87.1461 | 97.2607 | 0.40616 | 0.40567 | 0.40134 | 0.38379 | -36.7604 | 20.2819 | 34.975 | 37.3281
1 | 3 | 20 | 543.7702 | 554.9906 | 569.7618 | 582.5 | 0 | 0 | 0 | 0 | 247.3121 | 231.0706 | 236.8801 | 249.2322 | 0 | 0 | 0 | 0 | 379.2169 | 272.4035 | 254.484 | 239.4609 | 0 | 0 | 0 | 0 | 0 | 1.9877 | 6.2166 | 16.915 | 0 | 0 | 0 | 0 | -82.7588 | 49.5288 | 72.1811 | 76.8919 | 0.40529 | 0.40498 | 0.3998 | 0.38283 | -33.5416 | 20.0583 | 28.8583 | 29.4363
1 | 3 | 21 | 526.1824 | 537.1578 | 551.4852 | 563.7263 | 0 | 0 | 0 | 0 | 251.3404 | 218.5724 | 219.3695 | 246.5803 | 0 | 0 | 0 | 0 | 372.8677 | 261.2856 | 244.5084 | 230.5583 | 0 | 0 | 0 | 0 | 0 | 3.416 | 5.0976 | 21.4711 | 0 | 0 | 0 | 0 | -98.0257 | 53.8837 | 82.5097 | 65.1165 | 0.40397 | 0.40336 | 0.39852 | 0.38167 | -39.599 | 21.7345 | 32.8819 | 24.853
1 | 3 | 22 | 496.487 | 507.3755 | 521.4498 | 533.4545 | 0 | 0 | 0 | 0 | 245.4322 | 219.5056 | 233.7813 | 236.5113 | 0 | 0 | 0 | 0 | 372.476 | 254.5798 | 241.5181 | 231.1104 | 0 | 0 | 0 | 0 | 0 | 11.8809 | 15.8776 | 4.7718 | 0 | 0 | 0 | 0 | -121.4212 | 21.4092 | 30.2728 | 61.061 | 0.40092 | 0.40074 | 0.39596 | 0.37797 | -48.6807 | 8.5796 | 11.9867 | 23.0791
1 | 3 | 23 | 454.8498 | 465.0036 | 478.0597 | 489.1595 | 0 | 0 | 0 | 0 | 228.9657 | 213.4211 | 229.6324 | 228.7588 | 0 | 0 | 0 | 0 | 375.6826 | 255.8136 | 245.449 | 237.6402 | 0 | 0 | 0 | 0 | 0 | 13.164 | 4.8606 | 16.8426 | 0 | 0 | 0 | 0 | -149.7985 | -17.395 | -1.8823 | 5.9179 | 0.39777 | 0.39563 | 0.3915 | 0.37266 | -59.5857 | -6.8819 | -0.73691 | 2.2054
1 | 3 | 24 | 412.405 | 420.5484 | 431.1588 | 440.0698 | 0 | 0 | 0 | 0 | 191.8851 | 210.7774 | 213.4318 | 209.2204 | 0 | 0 | 0 | 0 | 370.8914 | 251.1274 | 240.9159 | 233.2385 | 0 | 0 | 0 | 0 | 0 | 10.8201 | 13.8113 | 7.8673 | 0 | 0 | 0 | 0 | -150.3714 | -52.1765 | -37.0001 | -10.2564 | 0.39698 | 0.39267 | 0.38667 | 0.36903 | -59.6946 | -20.4884 | -14.3067 | -3.785
1 | 4 | 1 | 380.3606 | 385.7508 | 393.0943 | 399.0247 | 0 | 0 | 0 | 0 | 187.1492 | 179.8674 | 188.8962 | 183.3169 | 0 | 0 | 0 | 0 | 358.1243 | 254.3659 | 241.5368 | 231.3024 | 0 | 0 | 0 | 0 | 0 | -1.0926 | 3.3948 | 9.0856 | 0 | 0 | 0 | 0 | -164.9129 | -47.3898 | -40.7336 | -24.6802 | 0.399 | 0.39187 | 0.38588 | 0.36679 | -65.8002 | -18.5707 | -15.7183 | -9.0523
1 | 4 | 2 | 362.3 | 365.7272 | 370.8473 | 374.8465 | 0 | 0 | 0 | 0 | 181.6777 | 159.1085 | 160.5517 | 162.2064 | 0 | 0 | 0 | 0 | 350.8753 | 261.7736 | 246.8989 | 234.6718 | 0 | 0 | 0 | 0 | 0 | 3.5209 | -1.1694 | -0.27517 | 0 | 0 | 0 | 0 | -170.2531 | -58.6758 | -35.4339 | -21.7565 | 0.39922 | 0.39186 | 0.38422 | 0.36646 | -67.969 | -22.9929 | -13.6144 | -7.973
1 | 4 | 3 | 351.8319 | 353.6109 | 356.8869 | 359.2846 | 0 | 0 | 0 | 0 | 182.5061 | 156.1048 | 160.5868 | 145.6716 | 0 | 0 | 0 | 0 | 342.0963 | 257.502 | 243.179 | 231.4045 | 0 | 0 | 0 | 0 | 0 | -3.8082 | 14.7417 | -10.1916 | 0 | 0 | 0 | 0 | -172.7704 | -56.1878 | -61.6206 | -7.5999 | 0.39872 | 0.3916 | 0.38238 | 0.3658 | -68.8874 | -22.0029 | -23.5627 | -2.78
1 | 4 | 4 | 349.3925 | 349.8052 | 351.5619 | 352.6146 | 0 | 0 | 0 | 0 | 174.2194 | 162.2963 | 152.6131 | 120.7912 | 0 | 0 | 0 | 0 | 332.5951 | 246.7832 | 235.2857 | 226.1128 | 0 | 0 | 0 | 0 | 0 | -0.73999 | -4.7582 | -5.2369 | 0 | 0 | 0 | 0 | -157.422 | -58.5343 | -31.5786 | 10.9474 | 0.39774 | 0.39105 | 0.38218 | 0.36579 | -62.6134 | -22.8896 | -12.0688 | 4.0044
1 | 4 | 5 | 357.6698 | 356.844 | 357.2671 | 357.1288 | 0 | 0 | 0 | 0 | 162.0589 | 179.5592 | 161.5724 | 137.2748 | 0 | 0 | 0 | 0 | 332.9273 | 245.144 | 235.3635 | 227.7956 | 0 | 0 | 0 | 0 | 0 | -0.82317 | 2.0092 | -2.375 | 0 | 0 | 0 | 0 | -137.3164 | -67.036 | -41.6781 | -5.5666 | 0.39572 | 0.38832 | 0.382 | 0.36494 | -54.3388 | -26.0311 | -15.921 | -2.0315
1 | 4 | 6 | 385.8517 | 383.8645 | 383.1707 | 382.0733 | 0 | 0 | 0 | 0 | 208.373 | 191.0339 | 186.8387 | 158.2264 | 0 | 0 | 0 | 0 | 332.8482 | 228.8422 | 223.2726 | 219.697 | 0 | 0 | 0 | 0 | 0 | 20.288 | -0.60729 | -3.9319 | 0 | 0 | 0 | 0 | -155.3695 | -56.2996 | -26.3333 | 8.0818 | 0.39561 | 0.38891 | 0.3827 | 0.36553 | -61.4663 | -21.8954 | -10.0778 | 2.9542
1 | 4 | 7 | 428.9194 | 426.7056 | 426.1348 | 425.3413 | 0 | 0 | 0 | 0 | 228.9942 | 217.0288 | 200.0781 | 195.6762 | 0 | 0 | 0 | 0 | 314.7809 | 230.7504 | 225.28 | 221.7667 | 0 | 0 | 0 | 0 | 0 | 23.7203 | 16.9811 | 10.7738 | 0 | 0 | 0 | 0 | -114.8557 | -44.7939 | -16.2044 | -2.8754 | 0.39512 | 0.39346 | 0.38571 | 0.37033 | -45.3814 | -17.6245 | -6.2503 | -1.0648
1 | 4 | 8 | 462.1286 | 460.4953 | 461.0893 | 461.762 | 0 | 0 | 0 | 0 | 208.3319 | 179.7945 | 160.1267 | 147.3251 | 0 | 0 | 0 | 0 | 349.7664 | 282.8004 | 281.3228 | 281.0918 | 0 | 0 | 0 | 0 | 0 | -1.8855 | 3.3968 | -2.3333 | 0 | 0 | 0 | 0 | -95.9698 | -0.21405 | 16.243 | 35.6784 | 0.39371 | 0.38507 | 0.38401 | 0.3747 | -37.7839 | -0.082422 | 6.2374 | 13.3688
1 | 4 | 9 | 482.132 | 481.7257 | 484.1276 | 486.8296 | 0 | 0 | 0 | 0 | 175.228 | 137.3857 | 136.6581 | 143.2779 | 0 | 0 | 0 | 0 | 407.622 | 366.7717 | 380.6079 | 394.0516 | 0 | 0 | 0 | 0 | 0 | -18.7096 | -6.8065 | -4.1348 | 0 | 0 | 0 | 0 | -100.718 | -3.7221 | -26.3319 | -46.3651 | 0.37693 | 0.19574 | 0.19483 | 0.1952 | -37.964 | -0.72855 | -5.1301 | -9.0506
1 | 4 | 10 | 492.9173 | 492.7168 | 495.3512 | 498.2023 | 0 | 0 | 0 | 0 | 181.4974 | 132.9007 | 134.882 | 126.6767 | 0 | 0 | 0 | 0 | 437.8042 | 404.7708 | 432.3131 | 458.1867 | 0 | 0 | 0 | 0 | 0 | -16.1474 | -19.0051 | -30.5306 | 0 | 0 | 0 | 0 | -126.3843 | -28.8073 | -52.8388 | -56.1305 | 0.37868 | 0.19544 | 0.19523 | 0.10268 | -47.8588 | -5.63 | -10.316 | -5.7636
1 | 4 | 11 | 500.3523 | 500.3833 | 503.046 | 505.6051 | 0 | 0 | 0 | 0 | 163.5668 | 125.0147 | 125.5383 | 122.5337 | 0 | 0 | 0 | 0 | 478.4281 | 439.9848 | 473.4654 | 504.7161 | 0 | 0 | 0 | 0 | 0 | -22.9498 | -25.0034 | -28.5447 | 0 | 0 | 0 | 0 | -141.6426 | -41.6665 | -70.9542 | -93.1 | 0.37978 | 0.19887 | 0.19965 | 0.10268 | -53.7925 | -8.2861 | -14.166 | -9.5598
1 | 4 | 12 | 502.5104 | 502.8486 | 505.6678 | 508.1328 | 0 | 0 | 0 | 0 | 152.7792 | 125.4041 | 126.9231 | 115.2427 | 0 | 0 | 0 | 0 | 483.1426 | 431.0171 | 471.5429 | 509.3629 | 0 | 0 | 0 | 0 | 0 | -22.8221 | -26.3961 | -29.4335 | 0 | 0 | 0 | 0 | -133.4114 | -30.7504 | -66.4022 | -87.0393 | 0.37904 | 0.19928 | 0.19965 | 0.10268 | -50.5688 | -6.1279 | -13.2572 | -8.9375
1 | 4 | 13 | 498.4041 | 499.8086 | 503.7225 | 507.0824 | 0 | 0 | 0 | 0 | 158.5835 | 125.3797 | 125.7031 | 114.9578 | 0 | 0 | 0 | 0 | 514.7302 | 442.705 | 486.2355 | 526.909 | 0 | 0 | 0 | 0 | 0 | -22.4814 | -26.1124 | -28.8628 | 0 | 0 | 0 | 0 | -174.9097 | -45.7947 | -82.1037 | -105.9217 | 0.37914 | 0.19928 | 0.19965 | 0.10268 | -66.3159 | -9.1259 | -16.392 | -10.8764
1 | 4 | 14 | 496.315 | 498.4101 | 503.1044 | 507.1895 | 0 | 0 | 0 | 0 | 167.1784 | 128.5793 | 125.7599 | 114.804 | 0 | 0 | 0 | 0 | 537.8116 | 446.5264 | 484.2133 | 519.586 | 0 | 0 | 0 | 0 | 0 | -23.7835 | -23.6981 | -22.6686 | 0 | 0 | 0 | 0 | -208.675 | -52.912 | -83.1707 | -104.5319 | 0.37923 | 0.19925 | 0.19951 | 0.10268 | -79.1368 | -10.5429 | -16.5937 | -10.7336
1 | 4 | 15 | 490.4458 | 493.2484 | 498.676 | 503.3879 | 0 | 0 | 0 | 0 | 169.55 | 133.7781 | 131.8244 | 115.474 | 0 | 0 | 0 | 0 | 547.3874 | 472.9176 | 500.3197 | 526.0982 | 0 | 0 | 0 | 0 | 0 | -17.2201 | -17.2957 | -17.7003 | 0 | 0 | 0 | 0 | -226.4915 | -96.2272 | -116.1724 | -120.484 | 0.37903 | 0.19565 | 0.19571 | 0.097328 | -85.8474 | -18.8266 | -22.7363 | -11.7265
1 | 4 | 16 | 488.4161 | 493.0113 | 500.416 | 506.8892 | 0 | 0 | 0 | 0 | 173.3706 | 154.595 | 136.3644 | 148.0792 | 0 | 0 | 0 | 0 | 493.0858 | 417.2225 | 431.2958 | 445.1245 | 0 | 0 | 0 | 0 | 0 | -9.6572 | -0.79874 | -2.4273 | 0 | 0 | 0 | 0 | -178.0403 | -69.149 | -66.4455 | -83.8872 | 0.37973 | 0.1927 | 0.19404 | 0.18663 | -67.6081 | -13.3251 | -12.8933 | -15.6556
1 | 4 | 17 | 503.423 | 509.6603 | 518.8963 | 526.9253 | 0 | 0 | 0 | 0 | 215.0897 | 188.0674 | 157.4534 | 195.3515 | 0 | 0 | 0 | 0 | 400.7143 | 306.7541 | 301.658 | 298.3291 | 0 | 0 | 0 | 0 | 0 | -0.61366 | -1.0113 | 6.9206 | 0 | 0 | 0 | 0 | -112.381 | 15.4525 | 60.7963 | 26.3241 | 0.39657 | 0.40209 | 0.39866 | 0.38696 | -44.5668 | 6.2133 | 24.2372 | 10.1864
1 | 4 | 18 | 555.9452 | 565.3064 | 578.1861 | 589.3707 | 0 | 0 | 0 | 0 | 252.0981 | 224.1694 | 210.215 | 217.3874 | 0 | 0 | 0 | 0 | 397.3975 | 291.519 | 277.2855 | 265.6539 | 0 | 0 | 0 | 0 | 0 | 13.6915 | 9.9222 | 22.9112 | 0 | 0 | 0 | 0 | -93.5504 | 35.9265 | 80.7633 | 83.4182 | 0.40419 | 0.40413 | 0.39849 | 0.38211 | -37.8117 | 14.5188 | 32.1833 | 31.8753
1 | 4 | 19 | 564.9872 | 576.1954 | 591.1238 | 604.0822 | 0 | 0 | 0 | 0 | 261.1435 | 219.1385 | 214.768 | 226.4008 | 0 | 0 | 0 | 0 | 401.8544 | 298.7591 | 281.1375 | 266.3859 | 0 | 0 | 0 | 0 | 0 | 12.4181 | 12.9992 | 19.7578 | 0 | 0 | 0 | 0 | -98.0108 | 45.8796 | 82.2191 | 91.5375 | 0.40616 | 0.40567 | 0.40134 | 0.38379 | -39.8078 | 18.6122 | 32.9976 | 35.1316
1 | 4 | 20 | 555.1295 | 566.7182 | 581.9417 | 595.0697 | 0 | 0 | 0 | 0 | 247.3121 | 231.0706 | 236.8801 | 249.2322 | 0 | 0 | 0 | 0 | 394.614 | 299.1744 | 279.0648 | 261.9928 | 0 | 0 | 0 | 0 | 0 | 1.9877 | 6.2166 | 16.915 | 0 | 0 | 0 | 0 | -86.7966 | 34.4855 | 59.7802 | 66.9297 | 0.40529 | 0.40498 | 0.3998 | 0.38283 | -35.178 | 13.966 | 23.9004 | 25.6225
1 | 4 | 21 | 538.0548 | 549.4151 | 564.2153 | 576.8637 | 0 | 0 | 0 | 0 | 251.3404 | 218.5724 | 219.3695 | 246.5803 | 0 | 0 | 0 | 0 | 372.6223 | 301.7967 | 276.9815 | 255.428 | 0 | 0 | 0 | 0 | 0 | 3.416 | 5.0976 | 21.4711 | 0 | 0 | 0 | 0 | -85.9079 | 25.63 | 62.7667 | 53.3843 | 0.40397 | 0.40336 | 0.39852 | 0.38167 | -34.7039 | 10.3381 | 25.0139 | 20.3752
1 | 4 | 22 | 507.8993 | 519.1579 | 533.6867 | 546.0829 | 0 | 0 | 0 | 0 | 245.4322 | 219.5056 | 233.7813 | 236.5113 | 0 | 0 | 0 | 0 | 370.8331 | 303.5869 | 278.8299 | 257.3025 | 0 | 0 | 0 | 0 | 0 | 11.8809 | 15.8776 | 4.7718 | 0 | 0 | 0 | 0 | -108.366 | -15.8155 | 5.1979 | 47.4973 | 0.40092 | 0.40074 | 0.39596 | 0.37797 | -43.4465 | -6.3379 | 2.0581 | 17.9525
1 | 4 | 23 | 465.4305 | 475.9275 | 489.4049 | 500.8677 | 0 | 0 | 0 | 0 | 228.9657 | 213.4211 | 229.6324 | 228.7588 | 0 | 0 | 0 | 0 | 408.8791 | 302.451 | 286.13 | 272.7298 | 0 | 0 | 0 | 0 | 0 | 13.164 | 4.8606 | 16.8426 | 0 | 0 | 0 | 0 | -172.4143 | -53.1086 | -31.2181 | -17.4634 | 0.39777 | 0.39563 | 0.3915 | 0.37266 | -68.5816 | -21.0112 | -12.2219 | -6.508
1 | 4 | 24 | 420.4202 | 428.8235 | 439.7531 | 448.939 | 0 | 0 | 0 | 0 | 191.8851 | 210.7774 | 213.4318 | 209.2204 | 0 | 0 | 0 | 0 | 438.5722 | 305.8941 | 293.0198 | 283.0002 | 0 | 0 | 0 | 0 | 0 | 10.8201 | 13.8113 | 7.8673 | 0 | 0 | 0 | 0 | -210.0371 | -98.6682 | -80.5098 | -51.1488 | 0.39698 | 0.39267 | 0.38667 | 0.36903 | -83.3808 | -38.7444 | -31.1305 | -18.8757
1 | 5 | 1 | 389.2427 | 394.921 | 402.6181 | 408.8533 | 0 | 0 | 0 | 0 | 187.1492 | 179.8674 | 188.8962 | 183.3169 | 0 | 0 | 0 | 0 | 426.884 | 299.2419 | 286.0167 | 275.6105 | 0 | 0 | 0 | 0 | 0 | -1.0926 | 3.3948 | 9.0856 | 0 | 0 | 0 | 0 | -224.7905 | -83.0956 | -75.6895 | -59.1597 | 0.399 | 0.39187 | 0.38588 | 0.36679 | -89.6913 | -32.5627 | -29.2071 | -21.6989
1 | 5 | 2 | 373.0577 | 376.8337 | 382.3822 | 386.7505 | 0 | 0 | 0 | 0 | 181.6777 | 159.1085 | 160.5517 | 162.2064 | 0 | 0 | 0 | 0 | 400.3813 | 293.3128 | 277.5837 | 264.7291 | 0 | 0 | 0 | 0 | 0 | 3.5209 | -1.1694 | -0.27517 | 0 | 0 | 0 | 0 | -209.0014 | -79.1085 | -54.5837 | -39.9098 | 0.39922 | 0.39186 | 0.38422 | 0.36646 | -83.4382 | -30.9998 | -20.9721 | -14.6255
1 | 5 | 3 | 362.8903 | 365.0279 | 368.7443 | 371.5215 | 0 | 0 | 0 | 0 | 182.5061 | 156.1048 | 160.5868 | 145.6716 | 0 | 0 | 0 | 0 | 390.1539 | 283.3612 | 270.7837 | 260.8827 | 0 | 0 | 0 | 0 | 0 | -3.8082 | 14.7417 | -10.1916 | 0 | 0 | 0 | 0 | -209.7696 | -70.63 | -77.3679 | -24.8412 | 0.39872 | 0.3916 | 0.38238 | 0.3658 | -83.6398 | -27.6584 | -29.5842 | -9.0869
1 | 5 | 4 | 363.2111 | 364.0719 | 366.3789 | 367.9058 | 0 | 0 | 0 | 0 | 174.2194 | 162.2963 | 152.6131 | 120.7912 | 0 | 0 | 0 | 0 | 388.1712 | 278.235 | 267.939 | 260.2127 | 0 | 0 | 0 | 0 | 0 | -0.73999 | -4.7582 | -5.2369 | 0 | 0 | 0 | 0 | -199.1794 | -75.7193 | -49.4149 | -7.8613 | 0.39774 | 0.39105 | 0.38218 | 0.36579 | -79.2221 | -29.6097 | -18.8856 | -2.8755
1 | 5 | 5 | 372.1254 | 371.7684 | 372.7671 | 373.1248 | 0 | 0 | 0 | 0 | 162.0589 | 179.5592 | 161.5724 | 137.2748 | 0 | 0 | 0 | 0 | 382.2353 | 268.6179 | 260.9194 | 255.6406 | 0 | 0 | 0 | 0 | 0 | -0.82317 | 2.0092 | -2.375 | 0 | 0 | 0 | 0 | -172.1688 | -75.5856 | -51.734 | -17.4156 | 0.39572 | 0.38832 | 0.382 | 0.36494 | -68.1306 | -29.351 | -19.7623 | -6.3557
1 | 5 | 6 | 401.2804 | 399.7936 | 399.7141 | 399.1462 | 0 | 0 | 0 | 0 | 208.373 | 191.0339 | 186.8387 | 158.2264 | 0 | 0 | 0 | 0 | 367.3048 | 253.902 | 247.0673 | 242.6155 | 0 | 0 | 0 | 0 | 0 | 20.288 | -0.60729 | -3.9319 | 0 | 0 | 0 | 0 | -174.3974 | -65.4304 | -33.5846 | 2.2362 | 0.39561 | 0.38891 | 0.3827 | 0.36553 | -68.994 | -25.4465 | -12.8528 | 0.8174
1 | 5 | 7 | 444.4189 | 442.7077 | 442.7542 | 442.4925 | 0 | 0 | 0 | 0 | 228.9942 | 217.0288 | 200.0781 | 195.6762 | 0 | 0 | 0 | 0 | 358.219 | 245.7184 | 239.9452 | 236.4981 | 0 | 0 | 0 | 0 | 0 | 23.7203 | 16.9811 | 10.7738 | 0 | 0 | 0 | 0 | -142.7943 | -43.7597 | -14.2502 | -0.45555 | 0.39512 | 0.39346 | 0.38571 | 0.37033 | -56.4204 | -17.2176 | -5.4965 | -0.16871
1 | 5 | 8 | 474.4256 | 473.1911 | 474.2748 | 475.3694 | 0 | 0 | 0 | 0 | 208.3319 | 179.7945 | 160.1267 | 147.3251 | 0 | 0 | 0 | 0 | 383.7159 | 273.796 | 277.112 | 281.9097 | 0 | 0 | 0 | 0 | 0 | -1.8855 | 3.3968 | -2.3333 | 0 | 0 | 0 | 0 | -117.6223 | 21.4861 | 33.6393 | 48.4679 | 0.39371 | 0.38507 | 0.38401 | 0.3747 | -46.3086 | 8.2736 | 12.9177 | 18.1611
1 | 5 | 9 | 490.448 | 490.3114 | 493.0444 | 496.0317 | 0 | 0 | 0 | 0 | 175.228 | 137.3857 | 136.6581 | 143.2779 | 0 | 0 | 0 | 0 | 493.5533 | 418.0796 | 444.9158 | 470.736 | 0 | 0 | 0 | 0 | 0 | -18.7096 | -6.8065 | -4.1348 | 0 | 0 | 0 | 0 | -178.3334 | -46.4444 | -81.723 | -113.8474 | 0.37693 | 0.19574 | 0.19483 | 0.1952 | -67.2197 | -9.0909 | -15.9217 | -22.2232
1 | 5 | 10 | 499.8178 | 499.841 | 502.7503 | 505.8381 | 0 | 0 | 0 | 0 | 181.4974 | 132.9007 | 134.882 | 126.6767 | 0 | 0 | 0 | 0 | 564.0354 | 494.7033 | 541.9853 | 586.1854 | 0 | 0 | 0 | 0 | 0 | -16.1474 | -19.0051 | -30.5306 | 0 | 0 | 0 | 0 | -245.715 | -111.6156 | -155.112 | -176.4933 | 0.37868 | 0.19544 | 0.19523 | 0.10268 | -93.0465 | -21.814 | -30.2832 | -18.1229
1 | 5 | 11 | 502.8117 | 502.9225 | 505.6831 | 508.3266 | 0 | 0 | 0 | 0 | 163.5668 | 125.0147 | 125.5383 | 122.5337 | 0 | 0 | 0 | 0 | 580.303 | 519.9649 | 579.1504 | 634.0238 | 0 | 0 | 0 | 0 | 0 | -22.9498 | -25.0034 | -28.5447 | 0 | 0 | 0 | 0 | -241.0581 | -119.1074 | -174.0022 | -219.6862 | 0.37978 | 0.19887 | 0.19965 | 0.10268 | -91.5482 | -23.6864 | -34.7395 | -22.558
1 | 5 | 12 | 500.7233 | 501.0036 | 503.7516 | 506.1553 | 0 | 0 | 0 | 0 | 152.7792 | 125.4041 | 126.9231 | 115.2427 | 0 | 0 | 0 | 0 | 590.8811 | 542.6431 | 607.0886 | 666.534 | 0 | 0 | 0 | 0 | 0 | -22.8221 | -26.3961 | -29.4335 | 0 | 0 | 0 | 0 | -242.937 | -144.2215 | -203.864 | -246.1878 | 0.37904 | 0.19928 | 0.19965 | 0.10268 | -92.0837 | -28.7404 | -40.7014 | -25.2793
1 | 5 | 13 | 492.6537 | 493.8717 | 497.5566 | 500.7192 | 0 | 0 | 0 | 0 | 158.5835 | 125.3797 | 125.7031 | 114.9578 | 0 | 0 | 0 | 0 | 594.3526 | 553.0205 | 619.8211 | 681.3041 | 0 | 0 | 0 | 0 | 0 | -22.4814 | -26.1124 | -28.8628 | 0 | 0 | 0 | 0 | -260.2825 | -162.0471 | -221.8551 | -266.68 | 0.37914 | 0.19928 | 0.19965 | 0.10268 | -98.6845 | -32.2927 | -44.2934 | -27.3835
1 | 5 | 14 | 484.9381 | 486.6642 | 490.9055 | 494.6002 | 0 | 0 | 0 | 0 | 167.1784 | 128.5793 | 125.7599 | 114.804 | 0 | 0 | 0 | 0 | 591.4615 | 547.7593 | 611.0546 | 669.2958 | 0 | 0 | 0 | 0 | 0 | -23.7835 | -23.6981 | -22.6686 | 0 | 0 | 0 | 0 | -273.7018 | -165.8908 | -222.2109 | -266.831 | 0.37923 | 0.19925 | 0.19951 | 0.10268 | -103.7973 | -33.0544 | -44.3341 | -27.399
1 | 5 | 15 | 480.3605 | 482.836 | 487.862 | 492.2279 | 0 | 0 | 0 | 0 | 169.55 | 133.7781 | 131.8244 | 115.474 | 0 | 0 | 0 | 0 | 573.6986 | 513.7822 | 567.9618 | 617.9138 | 0 | 0 | 0 | 0 | 0 | -17.2201 | -17.2957 | -17.7003 | 0 | 0 | 0 | 0 | -262.888 | -147.5042 | -194.6284 | -223.4596 | 0.37903 | 0.19565 | 0.19571 | 0.097328 | -99.6428 | -28.8587 | -38.0911 | -21.749
1 | 5 | 16 | 475.3229 | 479.4935 | 486.3768 | 492.4007 | 0 | 0 | 0 | 0 | 173.3706 | 154.595 | 136.3644 | 148.0792 | 0 | 0 | 0 | 0 | 498.0948 | 405.9769 | 444.8058 | 481.1565 | 0 | 0 | 0 | 0 | 0 | -9.6572 | -0.79874 | -2.4273 | 0 | 0 | 0 | 0 | -196.1426 | -71.4213 | -93.9946 | -134.4077 | 0.37973 | 0.1927 | 0.19404 | 0.18663 | -74.4822 | -13.763 | -18.2391 | -25.084
1 | 5 | 17 | 485.9064 | 491.5757 | 500.1142 | 507.5422 | 0 | 0 | 0 | 0 | 215.0897 | 188.0674 | 157.4534 | 195.3515 | 0 | 0 | 0 | 0 | 405.8168 | 239.3839 | 252.2556 | 265.6649 | 0 | 0 | 0 | 0 | 0 | -0.61366 | -1.0113 | 6.9206 | 0 | 0 | 0 | 0 | -135.0001 | 64.7381 | 91.4165 | 39.6052 | 0.39657 | 0.40209 | 0.39866 | 0.38696 | -53.5368 | 26.0308 | 36.4443 | 15.3257
1 | 5 | 18 | 540.9411 | 549.8157 | 562.098 | 572.7678 | 0 | 0 | 0 | 0 | 252.0981 | 224.1694 | 210.215 | 217.3874 | 0 | 0 | 0 | 0 | 359.0421 | 160.6794 | 161.494 | 163.9984 | 0 | 0 | 0 | 0 | 0 | 13.6915 | 9.9222 | 22.9112 | 0 | 0 | 0 | 0 | -70.1991 | 151.2754 | 180.4667 | 168.4707 | 0.40419 | 0.40413 | 0.39849 | 0.38211 | -28.3735 | 61.1343 | 71.9141 | 64.3751
1 | 5 | 19 | 554.7603 | 565.6369 | 580.1581 | 592.7655 | 0 | 0 | 0 | 0 | 261.1435 | 219.1385 | 214.768 | 226.4008 | 0 | 0 | 0 | 0 | 345.5965 | 159.254 | 159.6556 | 161.7259 | 0 | 0 | 0 | 0 | 0 | 12.4181 | 12.9992 | 19.7578 | 0 | 0 | 0 | 0 | -51.9797 | 174.8262 | 192.7353 | 184.881 | 0.40616 | 0.40567 | 0.40134 | 0.38379 | -21.112 | 70.9226 | 77.352 | 70.9563
1 | 5 | 20 | 543.0094 | 554.2051 | 568.946 | 581.6581 | 0 | 0 | 0 | 0 | 247.3121 | 231.0706 | 236.8801 | 249.2322 | 0 | 0 | 0 | 0 | 332.0125 | 151.3748 | 149.9244 | 150.1893 | 0 | 0 | 0 | 0 | 0 | 1.9877 | 6.2166 | 16.915 | 0 | 0 | 0 | 0 | -36.3151 | 169.772 | 175.9249 | 165.3216 | 0.40529 | 0.40498 | 0.3998 | 0.38283 | -14.7183 | 68.7548 | 70.3355 | 63.2897
1 | 5 | 21 | 527.4386 | 538.4547 | 552.8322 | 565.1164 | 0 | 0 | 0 | 0 | 251.3404 | 218.5724 | 219.3695 | 246.5803 | 0 | 0 | 0 | 0 | 315.8781 | 148.666 | 144.2866 | 141.7126 | 0 | 0 | 0 | 0 | 0 | 3.416 | 5.0976 | 21.4711 | 0 | 0 | 0 | 0 | -39.7798 | 167.8003 | 184.0785 | 155.3523 | 0.40397 | 0.40336 | 0.39852 | 0.38167 | -16.0697 | 67.6838 | 73.3594 | 59.2932
1 | 5 | 22 | 506.2008 | 517.4043 | 531.8654 | 544.2034 | 0 | 0 | 0 | 0 | 245.4322 | 219.5056 | 233.7813 | 236.5113 | 0 | 0 | 0 | 0 | 286.037 | 157.5046 | 150.6498 | 145.6637 | 0 | 0 | 0 | 0 | 0 | 11.8809 | 15.8776 | 4.7718 | 0 | 0 | 0 | 0 | -25.2685 | 128.5132 | 131.5567 | 157.2565 | 0.40092 | 0.40074 | 0.39596 | 0.37797 | -10.1307 | 51.5006 | 52.0907 | 59.4381
1 | 5 | 23 | 476.1705 | 487.0157 | 500.9208 | 512.7521 | 0 | 0 | 0 | 0 | 228.9657 | 213.4211 | 229.6324 | 228.7588 | 0 | 0 | 0 | 0 | 267.743 | 202.8269 | 195.664 | 190.3491 | 0 | 0 | 0 | 0 | 0 | 13.164 | 4.8606 | 16.8426 | 0 | 0 | 0 | 0 | -20.5382 | 57.6038 | 70.7638 | 76.8017 | 0.39777 | 0.39563 | 0.3915 | 0.37266 | -8.1695 | 22.7896 | 27.7042 | 28.6212
1 | 5 | 24 | 433.5842 | 442.4144 | 453.8682 | 463.5058 | 0 | 0 | 0 | 0 | 191.8851 | 210.7774 | 213.4318 | 209.2204 | 0 | 0 | 0 | 0 | 249.5265 | 194.5157 | 184.9308 | 177.2547 | 0 | 0 | 0 | 0 | 0 | 10.8201 | 13.8113 | 7.8673 | 0 | 0 | 0 | 0 | -7.8274 | 26.3011 | 41.6943 | 69.1634 | 0.39698 | 0.39267 | 0.38667 | 0.36903 | -3.1073 | 10.3278 | 16.1218 | 25.5237
1 | 6 | 1 | 404.5476 | 410.7222 | 419.0288 | 425.7891 | 0 | 0 | 0 | 0 | 187.1492 | 179.8674 | 188.8962 | 183.3169 | 0 | 0 | 0 | 0 | 220.7195 | 174.593 | 160.0341 | 147.5422 | 0 | 0 | 0 | 0 | 0 | -1.0926 | 3.3948 | 9.0856 | 0 | 0 | 0 | 0 | -3.3211 | 57.3545 | 66.7037 | 85.8444 | 0.399 | 0.39187 | 0.38588 | 0.36679 | -1.3251 | 22.4755 | 25.7396 | 31.4865
1 | 6 | 2 | 384.6646 | 388.8171 | 394.8277 | 399.5943 | 0 | 0 | 0 | 0 | 181.6777 | 159.1085 | 160.5517 | 162.2064 | 0 | 0 | 0 | 0 | 206.2677 | 167.4394 | 150.4494 | 135.62 | 0 | 0 | 0 | 0 | 0 | 3.5209 | -1.1694 | -0.27517 | 0 | 0 | 0 | 0 | -3.2808 | 58.7482 | 84.996 | 102.0431 | 0.39922 | 0.39186 | 0.38422 | 0.36646 | -1.3098 | 23.0213 | 32.6571 | 37.395
1 | 6 | 3 | 375.8066 | 378.3631 | 382.5937 | 385.8141 | 0 | 0 | 0 | 0 | 182.5061 | 156.1048 | 160.5868 | 145.6716 | 0 | 0 | 0 | 0 | 196.8005 | 162.3176 | 144.2087 | 128.2693 | 0 | 0 | 0 | 0 | 0 | -3.8082 | 14.7417 | -10.1916 | 0 | 0 | 0 | 0 | -3.4999 | 63.7488 | 63.0565 | 122.0648 | 0.39872 | 0.3916 | 0.38238 | 0.3658 | -1.3955 | 24.9637 | 24.1118 | 44.6512
1 | 6 | 4 | 370.8017 | 371.9086 | 374.5179 | 376.3051 | 0 | 0 | 0 | 0 | 174.2194 | 162.2963 | 152.6131 | 120.7912 | 0 | 0 | 0 | 0 | 202.3782 | 162.7363 | 142.168 | 123.8547 | 0 | 0 | 0 | 0 | 0 | -0.73999 | -4.7582 | -5.2369 | 0 | 0 | 0 | 0 | -5.7959 | 47.6161 | 84.495 | 136.8961 | 0.39774 | 0.39105 | 0.38218 | 0.36579 | -2.3053 | 18.6201 | 32.2926 | 50.0745
1 | 6 | 5 | 370.6745 | 370.2705 | 371.2114 | 371.5193 | 0 | 0 | 0 | 0 | 162.0589 | 179.5592 | 161.5724 | 137.2748 | 0 | 0 | 0 | 0 | 213.442 | 158.3821 | 136.6215 | 117.1529 | 0 | 0 | 0 | 0 | 0 | -0.82317 | 2.0092 | -2.375 | 0 | 0 | 0 | 0 | -4.8264 | 33.1524 | 71.0082 | 119.4666 | 0.39572 | 0.38832 | 0.382 | 0.36494 | -1.9099 | 12.8736 | 27.1251 | 43.5985
1 | 6 | 6 | 383.1622 | 381.0879 | 380.287 | 379.0973 | 0 | 0 | 0 | 0 | 208.373 | 191.0339 | 186.8387 | 158.2264 | 0 | 0 | 0 | 0 | 218.3012 | 157.1767 | 135.1852 | 115.4727 | 0 | 0 | 0 | 0 | 0 | 20.288 | -0.60729 | -3.9319 | 0 | 0 | 0 | 0 | -43.512 | 12.5893 | 58.8703 | 109.3301 | 0.39561 | 0.38891 | 0.3827 | 0.36553 | -17.2139 | 4.8961 | 22.5296 | 39.964
1 | 6 | 7 | 404.8739 | 401.8803 | 400.3521 | 398.7335 | 0 | 0 | 0 | 0 | 228.9942 | 217.0288 | 200.0781 | 195.6762 | 0 | 0 | 0 | 0 | 237.9157 | 167.5827 | 143.5047 | 121.7841 | 0 | 0 | 0 | 0 | 0 | 23.7203 | 16.9811 | 10.7738 | 0 | 0 | 0 | 0 | -62.036 | -6.4514 | 39.7882 | 70.4994 | 0.39512 | 0.39346 | 0.38571 | 0.37033 | -24.5115 | -2.5384 | 15.3468 | 26.108
1 | 6 | 8 | 415.2938 | 412.1418 | 410.8708 | 409.9365 | 0 | 0 | 0 | 0 | 208.3319 | 179.7945 | 160.1267 | 147.3251 | 0 | 0 | 0 | 0 | 285.0617 | 215.5035 | 198.1677 | 182.3306 | 0 | 0 | 0 | 0 | 0 | -1.8855 | 3.3968 | -2.3333 | 0 | 0 | 0 | 0 | -78.0998 | 18.7293 | 49.1796 | 82.6141 | 0.39371 | 0.38507 | 0.38401 | 0.3747 | -30.7483 | 7.212 | 18.8852 | 30.9558
1 | 6 | 9 | 435.138 | 433.2078 | 433.7383 | 434.8279 | 0 | 0 | 0 | 0 | 175.228 | 137.3857 | 136.6581 | 143.2779 | 0 | 0 | 0 | 0 | 362.1094 | 353.2278 | 357.2178 | 360.216 | 0 | 0 | 0 | 0 | 0 | -18.7096 | -6.8065 | -4.1348 | 0 | 0 | 0 | 0 | -102.1995 | -38.6962 | -53.331 | -64.5313 | 0.37693 | 0.19574 | 0.19483 | 0.1952 | -38.5224 | -7.5743 | -10.3902 | -12.5966
1 | 6 | 10 | 450.099 | 448.5099 | 449.4393 | 450.8212 | 0 | 0 | 0 | 0 | 181.4974 | 132.9007 | 134.882 | 126.6767 | 0 | 0 | 0 | 0 | 389.007 | 421.1222 | 444.1494 | 464.1871 | 0 | 0 | 0 | 0 | 0 | -16.1474 | -19.0051 | -30.5306 | 0 | 0 | 0 | 0 | -120.4055 | -89.3656 | -110.587 | -109.5119 | 0.37868 | 0.19544 | 0.19523 | 0.10268 | -45.5947 | -17.4655 | -21.5904 | -11.245
1 | 6 | 11 | 454.5614 | 453.1075 | 453.9469 | 454.9348 | 0 | 0 | 0 | 0 | 163.5668 | 125.0147 | 125.5383 | 122.5337 | 0 | 0 | 0 | 0 | 402.4545 | 456.0196 | 491.2853 | 522.3806 | 0 | 0 | 0 | 0 | 0 | -22.9498 | -25.0034 | -28.5447 | 0 | 0 | 0 | 0 | -111.4599 | -104.977 | -137.8734 | -161.4348 | 0.37978 | 0.19887 | 0.19965 | 0.10268 | -42.3298 | -20.8764 | -27.5264 | -16.5766
1 | 6 | 12 | 449.9429 | 448.5764 | 449.3024 | 449.9637 | 0 | 0 | 0 | 0 | 152.7792 | 125.4041 | 126.9231 | 115.2427 | 0 | 0 | 0 | 0 | 397.74 | 467.0501 | 510.0383 | 548.2393 | 0 | 0 | 0 | 0 | 0 | -22.8221 | -26.3961 | -29.4335 | 0 | 0 | 0 | 0 | -100.5763 | -121.0556 | -161.263 | -184.0848 | 0.37904 | 0.19928 | 0.19965 | 0.10268 | -38.1228 | -24.1239 | -32.1962 | -18.9024
1 | 6 | 13 | 441.944 | 441.5176 | 443.1833 | 444.6059 | 0 | 0 | 0 | 0 | 158.5835 | 125.3797 | 125.7031 | 114.9578 | 0 | 0 | 0 | 0 | 389.2233 | 465.2616 | 510.2238 | 550.2843 | 0 | 0 | 0 | 0 | 0 | -22.4814 | -26.1124 | -28.8628 | 0 | 0 | 0 | 0 | -105.8628 | -126.6423 | -166.6312 | -191.7734 | 0.37914 | 0.19928 | 0.19965 | 0.10268 | -40.1372 | -25.2372 | -33.2679 | -19.6919
1 | 6 | 14 | 433.5738 | 433.6342 | 435.8302 | 437.7625 | 0 | 0 | 0 | 0 | 167.1784 | 128.5793 | 125.7599 | 114.804 | 0 | 0 | 0 | 0 | 380.6348 | 462.8931 | 503.9321 | 540.4251 | 0 | 0 | 0 | 0 | 0 | -23.7835 | -23.6981 | -22.6686 | 0 | 0 | 0 | 0 | -114.2394 | -134.0547 | -170.1638 | -194.7979 | 0.37923 | 0.19925 | 0.19951 | 0.10268 | -43.3236 | -26.7109 | -33.95 | -20.0024
1 | 6 | 15 | 425.9528 | 426.6641 | 429.5236 | 432.0226 | 0 | 0 | 0 | 0 | 169.55 | 133.7781 | 131.8244 | 115.474 | 0 | 0 | 0 | 0 | 337.1873 | 415.7794 | 449.6987 | 479.936 | 0 | 0 | 0 | 0 | 0 | -17.2201 | -17.2957 | -17.7003 | 0 | 0 | 0 | 0 | -80.7844 | -105.6733 | -134.7038 | -145.6871 | 0.37903 | 0.19565 | 0.19571 | 0.097328 | -30.6198 | -20.6747 | -26.3631 | -14.1795
1 | 6 | 16 | 423.5162 | 426.0068 | 430.8272 | 435.0736 | 0 | 0 | 0 | 0 | 173.3706 | 154.595 | 136.3644 | 148.0792 | 0 | 0 | 0 | 0 | 275.1926 | 355.5866 | 373.3558 | 389.1793 | 0 | 0 | 0 | 0 | 0 | -9.6572 | -0.79874 | -2.4273 | 0 | 0 | 0 | 0 | -25.0471 | -74.5176 | -78.0942 | -99.7577 | 0.37973 | 0.1927 | 0.19404 | 0.18663 | -9.5112 | -14.3596 | -15.1537 | -18.6174
1 | 6 | 17 | 437.9746 | 442.0895 | 448.7194 | 454.5028 | 0 | 0 | 0 | 0 | 215.0897 | 188.0674 | 157.4534 | 195.3515 | 0 | 0 | 0 | 0 | 168.5501 | 223.4742 | 218.4578 | 214.1611 | 0 | 0 | 0 | 0 | 0 | -0.61366 | -1.0113 | 6.9206 | 0 | 0 | 0 | 0 | 54.3349 | 31.1617 | 73.8196 | 38.0696 | 0.39657 | 0.40209 | 0.39866 | 0.38696 | 21.5475 | 12.5299 | 29.4291 | 14.7315
1 | 6 | 18 | 500.8298 | 508.4037 | 519.0888 | 528.3823 | 0 | 0 | 0 | 0 | 252.0981 | 224.1694 | 210.215 | 217.3874 | 0 | 0 | 0 | 0 | 140.841 | 184.2616 | 168.7378 | 155.0073 | 0 | 0 | 0 | 0 | 0 | 13.6915 | 9.9222 | 22.9112 | 0 | 0 | 0 | 0 | 107.8908 | 86.2813 | 130.2137 | 133.0764 | 0.40419 | 0.40413 | 0.39849 | 0.38211 | 43.6079 | 34.8685 | 51.8888 | 50.8504
1 | 6 | 19 | 513.6759 | 523.2202 | 536.1054 | 547.3032 | 0 | 0 | 0 | 0 | 261.1435 | 219.1385 | 214.768 | 226.4008 | 0 | 0 | 0 | 0 | 156.061 | 204.383 | 186.9099 | 171.4295 | 0 | 0 | 0 | 0 | 0 | 12.4181 | 12.9992 | 19.7578 | 0 | 0 | 0 | 0 | 96.4714 | 87.2806 | 121.4283 | 129.715 | 0.40616 | 0.40567 | 0.40134 | 0.38379 | 39.1826 | 35.4075 | 48.7337 | 49.7839
1 | 6 | 20 | 504.7914 | 514.7477 | 527.9668 | 539.3675 | 0 | 0 | 0 | 0 | 247.3121 | 231.0706 | 236.8801 | 249.2322 | 0 | 0 | 0 | 0 | 173.7974 | 213.1316 | 193.3646 | 175.8416 | 0 | 0 | 0 | 0 | 0 | 1.9877 | 6.2166 | 16.915 | 0 | 0 | 0 | 0 | 83.6819 | 68.5578 | 91.5055 | 97.3787 | 0.40529 | 0.40498 | 0.3998 | 0.38283 | 33.9157 | 27.7647 | 36.5843 | 37.2792
1 | 6 | 21 | 492.8655 | 502.7604 | 515.7612 | 526.8591 | 0 | 0 | 0 | 0 | 251.3404 | 218.5724 | 219.3695 | 246.5803 | 0 | 0 | 0 | 0 | 193.1254 | 224.3126 | 202.2928 | 182.6957 | 0 | 0 | 0 | 0 | 0 | 3.416 | 5.0976 | 21.4711 | 0 | 0 | 0 | 0 | 48.3997 | 56.4594 | 89.0013 | 76.1119 | 0.40397 | 0.40336 | 0.39852 | 0.38167 | 19.5518 | 22.7734 | 35.469 | 29.0496
1 | 6 | 22 | 472.5123 | 482.6233 | 495.7429 | 506.925 | 0 | 0 | 0 | 0 | 245.4322 | 219.5056 | 233.7813 | 236.5113 | 0 | 0 | 0 | 0 | 212.2157 | 228.5791 | 206.5406 | 186.9994 | 0 | 0 | 0 | 0 | 0 | 11.8809 | 15.8776 | 4.7718 | 0 | 0 | 0 | 0 | 14.8643 | 22.6578 | 39.5434 | 78.6425 | 0.40092 | 0.40074 | 0.39596 | 0.37797 | 5.9594 | 9.0799 | 15.6575 | 29.7244
1 | 6 | 23 | 442.8713 | 452.6367 | 465.2158 | 475.9045 | 0 | 0 | 0 | 0 | 228.9657 | 213.4211 | 229.6324 | 228.7588 | 0 | 0 | 0 | 0 | 227.1299 | 229.9564 | 209.7246 | 191.9247 | 0 | 0 | 0 | 0 | 0 | 13.164 | 4.8606 | 16.8426 | 0 | 0 | 0 | 0 | -13.2243 | -3.9048 | 20.9982 | 38.3785 | 0.39777 | 0.39563 | 0.3915 | 0.37266 | -5.2603 | -1.5448 | 8.2208 | 14.3023
1 | 6 | 24 | 407.327 | 415.3057 | 425.7139 | 434.4506 | 0 | 0 | 0 | 0 | 191.8851 | 210.7774 | 213.4318 | 209.2204 | 0 | 0 | 0 | 0 | 242.9278 | 230.0386 | 211.3945 | 195.1252 | 0 | 0 | 0 | 0 | 0 | 10.8201 | 13.8113 | 7.8673 | 0 | 0 | 0 | 0 | -27.4859 | -36.3305 | -12.9237 | 22.2378 | 0.39698 | 0.39267 | 0.38667 | 0.36903 | -10.9114 | -14.266 | -4.9972 | 8.2065
1 | 7 | 1 | 378.0073 | 383.3213 | 390.571 | 396.4207 | 0 | 0 | 0 | 0 | 187.1492 | 179.8674 | 188.8962 | 183.3169 | 0 | 0 | 0 | 0 | 258.3364 | 231.2197 | 212.2318 | 195.6886 | 0 | 0 | 0 | 0 | 0 | -1.0926 | 3.3948 | 9.0856 | 0 | 0 | 0 | 0 | -67.4783 | -26.6732 | -13.9518 | 8.3296 | 0.399 | 0.39187 | 0.38588 | 0.36679 | -26.9238 | -10.4524 | -5.3837 | 3.0552
1 | 7 | 2 | 360.3183 | 363.6813 | 368.7224 | 372.6537 | 0 | 0 | 0 | 0 | 181.6777 | 159.1085 | 160.5517 | 162.2064 | 0 | 0 | 0 | 0 | 274.5056 | 225.2936 | 205.1493 | 187.5301 | 0 | 0 | 0 | 0 | 0 | 3.5209 | -1.1694 | -0.27517 | 0 | 0 | 0 | 0 | -95.865 | -24.2418 | 4.1908 | 23.1924 | 0.39922 | 0.39186 | 0.38422 | 0.36646 | -38.2715 | -9.4995 | 1.6102 | 8.4991
1 | 7 | 3 | 349.9917 | 351.7111 | 354.9138 | 357.2484 | 0 | 0 | 0 | 0 | 182.5061 | 156.1048 | 160.5868 | 145.6716 | 0 | 0 | 0 | 0 | 276.6511 | 231.274 | 209.3253 | 189.9414 | 0 | 0 | 0 | 0 | 0 | -3.8082 | 14.7417 | -10.1916 | 0 | 0 | 0 | 0 | -109.1655 | -31.8596 | -29.74 | 31.827 | 0.39872 | 0.3916 | 0.38238 | 0.3658 | -43.5267 | -12.4761 | -11.3721 | 11.6423
1 | 7 | 4 | 345.3584 | 345.6402 | 347.2363 | 348.1506 | 0 | 0 | 0 | 0 | 174.2194 | 162.2963 | 152.6131 | 120.7912 | 0 | 0 | 0 | 0 | 270.5591 | 247.5993 | 224.3007 | 203.6088 | 0 | 0 | 0 | 0 | 0 | -0.73999 | -4.7582 | -5.2369 | 0 | 0 | 0 | 0 | -99.4201 | -63.5153 | -24.9193 | 28.9874 | 0.39774 | 0.39105 | 0.38218 | 0.36579 | -39.5436 | -24.8374 | -9.5237 | 10.6032
1 | 7 | 5 | 345.5674 | 344.3492 | 344.2903 | 343.7368 | 0 | 0 | 0 | 0 | 162.0589 | 179.5592 | 161.5724 | 137.2748 | 0 | 0 | 0 | 0 | 256.1212 | 240.6809 | 218.2297 | 198.348 | 0 | 0 | 0 | 0 | 0 | -0.82317 | 2.0092 | -2.375 | 0 | 0 | 0 | 0 | -72.6127 | -75.0678 | -37.5211 | 10.489 | 0.39572 | 0.38832 | 0.382 | 0.36494 | -28.7343 | -29.15 | -14.333 | 3.8279
1 | 7 | 6 | 352.9417 | 349.8873 | 347.883 | 345.6564 | 0 | 0 | 0 | 0 | 208.373 | 191.0339 | 186.8387 | 158.2264 | 0 | 0 | 0 | 0 | 244.3666 | 236.0472 | 214.2644 | 195.0009 | 0 | 0 | 0 | 0 | 0 | 20.288 | -0.60729 | -3.9319 | 0 | 0 | 0 | 0 | -99.7979 | -97.4818 | -52.6128 | -3.639 | 0.39561 | 0.38891 | 0.3827 | 0.36553 | -39.4814 | -37.9116 | -20.1349 | -1.3302
1 | 7 | 7 | 364.8511 | 360.5597 | 357.4377 | 354.4459 | 0 | 0 | 0 | 0 | 228.9942 | 217.0288 | 200.0781 | 195.6762 | 0 | 0 | 0 | 0 | 241.0138 | 225.4291 | 203.1079 | 183.3291 | 0 | 0 | 0 | 0 | 0 | 23.7203 | 16.9811 | 10.7738 | 0 | 0 | 0 | 0 | -105.1569 | -105.6185 | -62.7294 | -35.3331 | 0.39512 | 0.39346 | 0.38571 | 0.37033 | -41.5493 | -41.5564 | -24.1956 | -13.0849
1 | 7 | 8 | 372.0862 | 367.533 | 364.5415 | 362.1247 | 0 | 0 | 0 | 0 | 208.3319 | 179.7945 | 160.1267 | 147.3251 | 0 | 0 | 0 | 0 | 284.707 | 246.4253 | 229.5016 | 214.3574 | 0 | 0 | 0 | 0 | 0 | -1.8855 | 3.3968 | -2.3333 | 0 | 0 | 0 | 0 | -120.9528 | -56.8013 | -28.4836 | 2.7755 | 0.39371 | 0.38507 | 0.38401 | 0.3747 | -47.6198 | -21.8722 | -10.9379 | 1.04
1 | 7 | 9 | 391.665 | 388.325 | 387.1245 | 386.7224 | 0 | 0 | 0 | 0 | 175.228 | 137.3857 | 136.6581 | 143.2779 | 0 | 0 | 0 | 0 | 373.5797 | 381.2614 | 384.5574 | 387.1441 | 0 | 0 | 0 | 0 | 0 | -18.7096 | -6.8065 | -4.1348 | 0 | 0 | 0 | 0 | -157.1428 | -111.6126 | -127.2844 | -139.5648 | 0.37693 | 0.19574 | 0.19483 | 0.1952 | -59.2323 | -21.8468 | -24.7983 | -27.2433
1 | 7 | 10 | 403.1757 | 400.065 | 399.126 | 398.8979 | 0 | 0 | 0 | 0 | 181.4974 | 132.9007 | 134.882 | 126.6767 | 0 | 0 | 0 | 0 | 414.7101 | 461.642 | 483.7974 | 503.092 | 0 | 0 | 0 | 0 | 0 | -16.1474 | -19.0051 | -30.5306 | 0 | 0 | 0 | 0 | -193.0318 | -178.3303 | -200.5484 | -200.3402 | 0.37868 | 0.19544 | 0.19523 | 0.10268 | -73.0966 | -34.8526 | -39.154 | -20.5715
1 | 7 | 11 | 414.981 | 412.2436 | 411.5068 | 411.1367 | 0 | 0 | 0 | 0 | 163.5668 | 125.0147 | 125.5383 | 122.5337 | 0 | 0 | 0 | 0 | 425.0231 | 500.7481 | 536.0813 | 567.168 | 0 | 0 | 0 | 0 | 0 | -22.9498 | -25.0034 | -28.5447 | 0 | 0 | 0 | 0 | -173.609 | -190.5695 | -225.1095 | -250.0203 | 0.37978 | 0.19887 | 0.19965 | 0.10268 | -65.9326 | -37.8978 | -44.9431 | -25.6728
1 | 7 | 12 | 416.0597 | 413.5945 | 412.9712 | 412.47 | 0 | 0 | 0 | 0 | 152.7792 | 125.4041 | 126.9231 | 115.2427 | 0 | 0 | 0 | 0 | 429.328 | 523.0821 | 566.419 | 604.6976 | 0 | 0 | 0 | 0 | 0 | -22.8221 | -26.3961 | -29.4335 | 0 | 0 | 0 | 0 | -166.0475 | -212.0695 | -253.9748 | -278.0368 | 0.37904 | 0.19928 | 0.19965 | 0.10268 | -62.9392 | -42.2611 | -50.7061 | -28.5496
1 | 7 | 13 | 412.3958 | 411.0112 | 411.5003 | 411.9091 | 0 | 0 | 0 | 0 | 158.5835 | 125.3797 | 125.7031 | 114.9578 | 0 | 0 | 0 | 0 | 432.921 | 551.0554 | 595.2674 | 634.2286 | 0 | 0 | 0 | 0 | 0 | -22.4814 | -26.1124 | -28.8628 | 0 | 0 | 0 | 0 | -179.1087 | -242.9424 | -283.3578 | -308.4146 | 0.37914 | 0.19928 | 0.19965 | 0.10268 | -67.908 | -48.4134 | -56.5724 | -31.6689
1 | 7 | 14 | 405.4941 | 404.644 | 405.7219 | 406.6907 | 0 | 0 | 0 | 0 | 167.1784 | 128.5793 | 125.7599 | 114.804 | 0 | 0 | 0 | 0 | 425.7315 | 551.7344 | 592.9657 | 629.2384 | 0 | 0 | 0 | 0 | 0 | -23.7835 | -23.6981 | -22.6686 | 0 | 0 | 0 | 0 | -187.4157 | -251.8861 | -289.3057 | -314.6831 | 0.37923 | 0.19925 | 0.19951 | 0.10268 | -71.0746 | -50.1893 | -57.7204 | -32.3126
1 | 7 | 15 | 401.1642 | 401.0716 | 402.944 | 404.5925 | 0 | 0 | 0 | 0 | 169.55 | 133.7781 | 131.8244 | 115.474 | 0 | 0 | 0 | 0 | 403.4983 | 521.033 | 552.5943 | 580.1912 | 0 | 0 | 0 | 0 | 0 | -17.2201 | -17.2957 | -17.7003 | 0 | 0 | 0 | 0 | -171.884 | -236.5194 | -264.179 | -273.3724 | 0.37903 | 0.19565 | 0.19571 | 0.097328 | -65.1494 | -46.2743 | -51.703 | -26.6069
1 | 7 | 16 | 401.9124 | 403.7024 | 407.6625 | 411.1677 | 0 | 0 | 0 | 0 | 173.3706 | 154.595 | 136.3644 | 148.0792 | 0 | 0 | 0 | 0 | 342.7634 | 426.8413 | 440.7686 | 452.7452 | 0 | 0 | 0 | 0 | 0 | -9.6572 | -0.79874 | -2.4273 | 0 | 0 | 0 | 0 | -114.2217 | -168.0766 | -168.6717 | -187.2294 | 0.37973 | 0.1927 | 0.19404 | 0.18663 | -43.374 | -32.3886 | -32.7297 | -34.9419
1 | 7 | 17 | 418.0694 | 421.5388 | 427.376 | 432.4765 | 0 | 0 | 0 | 0 | 215.0897 | 188.0674 | 157.4534 | 195.3515 | 0 | 0 | 0 | 0 | 248.0239 | 262.8312 | 252.3474 | 242.9123 | 0 | 0 | 0 | 0 | 0 | -0.61366 | -1.0113 | 6.9206 | 0 | 0 | 0 | 0 | -45.0442 | -28.7461 | 18.5866 | -12.7079 | 0.39657 | 0.40209 | 0.39866 | 0.38696 | -17.8631 | -11.5586 | 7.4098 | -4.9175
1 | 7 | 18 | 485.5957 | 492.6756 | 502.754 | 511.5248 | 0 | 0 | 0 | 0 | 252.0981 | 224.1694 | 210.215 | 217.3874 | 0 | 0 | 0 | 0 | 216.9674 | 185.2282 | 165.868 | 148.7565 | 0 | 0 | 0 | 0 | 0 | 13.6915 | 9.9222 | 22.9112 | 0 | 0 | 0 | 0 | 16.5303 | 69.5865 | 116.7488 | 122.4696 | 0.40419 | 0.40413 | 0.39849 | 0.38211 | 6.6813 | 28.1217 | 46.5232 | 46.7974
1 | 7 | 19 | 506.7931 | 516.1142 | 528.7253 | 539.687 | 0 | 0 | 0 | 0 | 261.1435 | 219.1385 | 214.768 | 226.4008 | 0 | 0 | 0 | 0 | 227.1705 | 205.0448 | 181.8481 | 161.194 | 0 | 0 | 0 | 0 | 0 | 12.4181 | 12.9992 | 19.7578 | 0 | 0 | 0 | 0 | 18.4791 | 79.5128 | 119.11 | 132.3343 | 0.40616 | 0.40567 | 0.40134 | 0.38379 | 7.5054 | 32.2563 | 47.8033 | 50.7892
1 | 7 | 20 | 500.1026 | 509.9069 | 522.9392 | 534.1791 | 0 | 0 | 0 | 0 | 247.3121 | 231.0706 | 236.8801 | 249.2322 | 0 | 0 | 0 | 0 | 232.2261 | 220.2001 | 195.5483 | 173.567 | 0 | 0 | 0 | 0 | 0 | 1.9877 | 6.2166 | 16.915 | 0 | 0 | 0 | 0 | 20.5644 | 56.6485 | 84.2942 | 94.4649 | 0.40529 | 0.40498 | 0.3998 | 0.38283 | 8.3346 | 22.9417 | 33.7012 | 36.1638
1 | 7 | 21 | 487.1328 | 496.8418 | 509.6143 | 520.5155 | 0 | 0 | 0 | 0 | 251.3404 | 218.5724 | 219.3695 | 246.5803 | 0 | 0 | 0 | 0 | 235.7261 | 232.5141 | 207.4905 | 185.1779 | 0 | 0 | 0 | 0 | 0 | 3.416 | 5.0976 | 21.4711 | 0 | 0 | 0 | 0 | 0.066338 | 42.3393 | 77.6567 | 67.2862 | 0.40397 | 0.40336 | 0.39852 | 0.38167 | 0.026798 | 17.0779 | 30.9479 | 25.6811
1 | 7 | 22 | 460.2153 | 469.9275 | 482.5575 | 493.3177 | 0 | 0 | 0 | 0 | 245.4322 | 219.5056 | 233.7813 | 236.5113 | 0 | 0 | 0 | 0 | 240.379 | 244.9416 | 219.5497 | 196.9308 | 0 | 0 | 0 | 0 | 0 | 11.8809 | 15.8776 | 4.7718 | 0 | 0 | 0 | 0 | -25.596 | -6.4005 | 13.3489 | 55.1038 | 0.40092 | 0.40074 | 0.39596 | 0.37797 | -10.262 | -2.565 | 5.2856 | 20.8275
1 | 7 | 23 | 427.6902 | 436.9633 | 448.9379 | 459.1058 | 0 | 0 | 0 | 0 | 228.9657 | 213.4211 | 229.6324 | 228.7588 | 0 | 0 | 0 | 0 | 237.762 | 250.9066 | 225.5234 | 202.9015 | 0 | 0 | 0 | 0 | 0 | 13.164 | 4.8606 | 16.8426 | 0 | 0 | 0 | 0 | -39.0375 | -40.5283 | -11.0784 | 10.6029 | 0.39777 | 0.39563 | 0.3915 | 0.37266 | -15.528 | -16.0341 | -4.3372 | 3.9513
1 | 7 | 24 | 391.3497 | 398.8104 | 408.5823 | 416.7708 | 0 | 0 | 0 | 0 | 191.8851 | 210.7774 | 213.4318 | 209.2204 | 0 | 0 | 0 | 0 | 235.2947 | 248.9467 | 223.7888 | 201.3808 | 0 | 0 | 0 | 0 | 0 | 10.8201 | 13.8113 | 7.8673 | 0 | 0 | 0 | 0 | -35.8301 | -71.734 | -42.4496 | -1.6977 | 0.39698 | 0.39267 | 0.38667 | 0.36903 | -14.2239 | -28.1681 | -16.4139 | -0.6265
1 | 8 | 1 | 365.728 | 370.6438 | 377.4045 | 382.8329 | 0 | 0 | 0 | 0 | 187.1492 | 179.8674 | 188.8962 | 183.3169 | 0 | 0 | 0 | 0 | 237.8858 | 248.3669 | 222.8994 | 200.2054 | 0 | 0 | 0 | 0 | 0 | -1.0926 | 3.3948 | 9.0856 | 0 | 0 | 0 | 0 | -59.307 | -56.4978 | -37.7859 | -9.775 | 0.399 | 0.39187 | 0.38588 | 0.36679 | -23.6635 | -22.1398 | -14.5808 | -3.5853
1 | 8 | 2 | 352.9224 | 356.0455 | 360.7922 | 364.4697 | 0 | 0 | 0 | 0 | 181.6777 | 159.1085 | 160.5517 | 162.2064 | 0 | 0 | 0 | 0 | 229.3532 | 240.5718 | 216.1405 | 194.4494 | 0 | 0 | 0 | 0 | 0 | 3.5209 | -1.1694 | -0.27517 | 0 | 0 | 0 | 0 | -58.1085 | -47.1557 | -14.7305 | 8.0891 | 0.39922 | 0.39186 | 0.38422 | 0.36646 | -23.1983 | -18.4786 | -5.6598 | 2.9643
1 | 8 | 3 | 347.6739 | 349.3181 | 352.4285 | 354.6836 | 0 | 0 | 0 | 0 | 182.5061 | 156.1048 | 160.5868 | 145.6716 | 0 | 0 | 0 | 0 | 211.6254 | 225.822 | 203.7085 | 184.2353 | 0 | 0 | 0 | 0 | 0 | -3.8082 | 14.7417 | -10.1916 | 0 | 0 | 0 | 0 | -46.4576 | -28.8006 | -26.6086 | 34.9683 | 0.39872 | 0.3916 | 0.38238 | 0.3658 | -18.5237 | -11.2782 | -10.1747 | 12.7914
1 | 8 | 4 | 348.8086 | 349.2024 | 350.9358 | 351.9685 | 0 | 0 | 0 | 0 | 174.2194 | 162.2963 | 152.6131 | 120.7912 | 0 | 0 | 0 | 0 | 200.3161 | 217.0943 | 196.4321 | 178.3495 | 0 | 0 | 0 | 0 | 0 | -0.73999 | -4.7582 | -5.2369 | 0 | 0 | 0 | 0 | -25.7268 | -29.4482 | 6.6489 | 58.0646 | 0.39774 | 0.39105 | 0.38218 | 0.36579 | -10.2327 | -11.5156 | 2.5411 | 21.2392
1 | 8 | 5 | 361.6685 | 360.9724 | 361.5547 | 361.5536 | 0 | 0 | 0 | 0 | 162.0589 | 179.5592 | 161.5724 | 137.2748 | 0 | 0 | 0 | 0 | 185.5944 | 208.3594 | 189.2942 | 172.7274 | 0 | 0 | 0 | 0 | 0 | -0.82317 | 2.0092 | -2.375 | 0 | 0 | 0 | 0 | 14.0152 | -26.123 | 8.6789 | 53.9265 | 0.39572 | 0.38832 | 0.382 | 0.36494 | 5.5461 | -10.1439 | 3.3153 | 19.6801
1 | 8 | 6 | 398.9095 | 397.3458 | 397.1719 | 396.5226 | 0 | 0 | 0 | 0 | 208.373 | 191.0339 | 186.8387 | 158.2264 | 0 | 0 | 0 | 0 | 175.2354 | 201.2031 | 183.3064 | 167.8398 | 0 | 0 | 0 | 0 | 0 | 20.288 | -0.60729 | -3.9319 | 0 | 0 | 0 | 0 | 15.3011 | -15.1793 | 27.6341 | 74.3883 | 0.39561 | 0.38891 | 0.3827 | 0.36553 | 6.0533 | -5.9034 | 10.5756 | 27.1915
1 | 8 | 7 | 454.9997 | 453.6316 | 454.0993 | 454.2007 | 0 | 0 | 0 | 0 | 228.9942 | 217.0288 | 200.0781 | 195.6762 | 0 | 0 | 0 | 0 | 170.1093 | 192.8229 | 175.4657 | 160.4926 | 0 | 0 | 0 | 0 | 0 | 23.7203 | 16.9811 | 10.7738 | 0 | 0 | 0 | 0 | 55.8961 | 20.0596 | 61.5745 | 87.2582 | 0.39512 | 0.39346 | 0.38571 | 0.37033 | 22.0855 | 7.8926 | 23.7501 | 32.3143
1 | 8 | 8 | 480.0344 | 478.9818 | 480.2889 | 481.5759 | 0 | 0 | 0 | 0 | 208.3319 | 179.7945 | 160.1267 | 147.3251 | 0 | 0 | 0 | 0 | 215.7576 | 245.2358 | 234.1635 | 224.6625 | 0 | 0 | 0 | 0 | 0 | -1.8855 | 3.3968 | -2.3333 | 0 | 0 | 0 | 0 | 55.9449 | 55.8371 | 82.6019 | 111.9216 | 0.39371 | 0.38507 | 0.38401 | 0.3747 | 22.0258 | 21.501 | 31.7195 | 41.9375
1 | 8 | 9 | 487.9355 | 487.7174 | 490.3504 | 493.2515 | 0 | 0 | 0 | 0 | 175.228 | 137.3857 | 136.6581 | 143.2779 | 0 | 0 | 0 | 0 | 299.0666 | 397.8699 | 408.2834 | 417.7588 | 0 | 0 | 0 | 0 | 0 | -18.7096 | -6.8065 | -4.1348 | 0 | 0 | 0 | 0 | 13.6408 | -28.8286 | -47.7846 | -63.6505 | 0.37693 | 0.19574 | 0.19483 | 0.1952 | 5.1417 | -5.6429 | -9.3097 | -12.4247
1 | 8 | 10 | 495.6775 | 495.5665 | 498.3109 | 501.2566 | 0 | 0 | 0 | 0 | 181.4974 | 132.9007 | 134.882 | 126.6767 | 0 | 0 | 0 | 0 | 345.705 | 484.6999 | 514.2979 | 540.8963 | 0 | 0 | 0 | 0 | 0 | -16.1474 | -19.0051 | -30.5306 | 0 | 0 | 0 | 0 | -31.5249 | -105.8867 | -131.864 | -135.7858 | 0.37868 | 0.19544 | 0.19523 | 0.10268 | -11.9378 | -20.6943 | -25.7444 | -13.9429
1 | 8 | 11 | 501.8208 | 501.8995 | 504.6207 | 507.2302 | 0 | 0 | 0 | 0 | 163.5668 | 125.0147 | 125.5383 | 122.5337 | 0 | 0 | 0 | 0 | 358.5569 | 517.1144 | 559.7378 | 598.064 | 0 | 0 | 0 | 0 | 0 | -22.9498 | -25.0034 | -28.5447 | 0 | 0 | 0 | 0 | -20.3028 | -117.2799 | -155.652 | -184.8228 | 0.37978 | 0.19887 | 0.19965 | 0.10268 | -7.7105 | -23.323 | -31.0759 | -18.9782
1 | 8 | 12 | 502.298 | 502.6294 | 505.4401 | 507.8978 | 0 | 0 | 0 | 0 | 152.7792 | 125.4041 | 126.9231 | 115.2427 | 0 | 0 | 0 | 0 | 360.904 | 527.4443 | 577.7876 | 623.0869 | 0 | 0 | 0 | 0 | 0 | -22.8221 | -26.3961 | -29.4335 | 0 | 0 | 0 | 0 | -11.3851 | -127.3968 | -172.8746 | -200.9982 | 0.37904 | 0.19928 | 0.19965 | 0.10268 | -4.3155 | -25.3876 | -34.5144 | -20.6391
1 | 8 | 13 | 502.6505 | 504.1927 | 508.2757 | 511.7813 | 0 | 0 | 0 | 0 | 158.5835 | 125.3797 | 125.7031 | 114.9578 | 0 | 0 | 0 | 0 | 361.9568 | 529.3888 | 582.0874 | 629.5125 | 0 | 0 | 0 | 0 | 0 | -22.4814 | -26.1124 | -28.8628 | 0 | 0 | 0 | 0 | -17.8898 | -128.0944 | -173.4023 | -203.8262 | 0.37914 | 0.19928 | 0.19965 | 0.10268 | -6.7828 | -25.5266 | -34.6198 | -20.9295
1 | 8 | 14 | 501.0923 | 503.3423 | 508.2268 | 512.4758 | 0 | 0 | 0 | 0 | 167.1784 | 128.5793 | 125.7599 | 114.804 | 0 | 0 | 0 | 0 | 353.4633 | 507.9471 | 558.0453 | 603.1735 | 0 | 0 | 0 | 0 | 0 | -23.7835 | -23.6981 | -22.6686 | 0 | 0 | 0 | 0 | -19.5494 | -109.4006 | -151.8803 | -182.8331 | 0.37923 | 0.19925 | 0.19951 | 0.10268 | -7.4138 | -21.7985 | -30.3022 | -18.7738
1 | 8 | 15 | 496.1431 | 499.1305 | 504.7849 | 509.6923 | 0 | 0 | 0 | 0 | 169.55 | 133.7781 | 131.8244 | 115.474 | 0 | 0 | 0 | 0 | 340.1723 | 471.4746 | 512.7002 | 549.8751 | 0 | 0 | 0 | 0 | 0 | -17.2201 | -17.2957 | -17.7003 | 0 | 0 | 0 | 0 | -13.5792 | -88.9022 | -122.444 | -137.9565 | 0.37903 | 0.19565 | 0.19571 | 0.097328 | -5.1469 | -17.3934 | -23.9638 | -13.4271
1 | 8 | 16 | 490.0439 | 494.6919 | 502.1614 | 508.6904 | 0 | 0 | 0 | 0 | 173.3706 | 154.595 | 136.3644 | 148.0792 | 0 | 0 | 0 | 0 | 302.0381 | 373.8234 | 397.3533 | 418.7822 | 0 | 0 | 0 | 0 | 0 | -9.6572 | -0.79874 | -2.4273 | 0 | 0 | 0 | 0 | 14.6352 | -24.0693 | -30.7575 | -55.7437 | 0.37973 | 0.1927 | 0.19404 | 0.18663 | 5.5575 | -4.6382 | -5.9683 | -10.4032
1 | 8 | 17 | 494.3462 | 500.2892 | 509.1637 | 516.8813 | 0 | 0 | 0 | 0 | 215.0897 | 188.0674 | 157.4534 | 195.3515 | 0 | 0 | 0 | 0 | 221.4805 | 193.875 | 193.1508 | 193.1955 | 0 | 0 | 0 | 0 | 0 | -0.61366 | -1.0113 | 6.9206 | 0 | 0 | 0 | 0 | 57.7761 | 118.9604 | 159.5709 | 121.4137 | 0.39657 | 0.40209 | 0.39866 | 0.38696 | 22.9122 | 47.8333 | 63.615 | 46.9824
1 | 8 | 18 | 547.5762 | 556.6659 | 569.2124 | 580.1099 | 0 | 0 | 0 | 0 | 252.0981 | 224.1694 | 210.215 | 217.3874 | 0 | 0 | 0 | 0 | 189.3117 | 99.956 | 88.8906 | 79.8544 | 0 | 0 | 0 | 0 | 0 | 13.6915 | 9.9222 | 22.9112 | 0 | 0 | 0 | 0 | 106.1664 | 218.8491 | 260.1846 | 259.9569 | 0.40419 | 0.40413 | 0.39849 | 0.38211 | 42.9109 | 88.4425 | 103.6808 | 99.3333
1 | 8 | 19 | 558.6529 | 569.6557 | 584.3319 | 597.0729 | 0 | 0 | 0 | 0 | 261.1435 | 219.1385 | 214.768 | 226.4008 | 0 | 0 | 0 | 0 | 204.8384 | 105.2786 | 94.8099 | 86.3564 | 0 | 0 | 0 | 0 | 0 | 12.4181 | 12.9992 | 19.7578 | 0 | 0 | 0 | 0 | 92.671 | 232.8204 | 261.7548 | 264.5579 | 0.40616 | 0.40567 | 0.40134 | 0.38379 | 37.639 | 94.4494 | 105.0521 | 101.5359
1 | 8 | 20 | 545.2565 | 556.525 | 571.3554 | 584.1446 | 0 | 0 | 0 | 0 | 247.3121 | 231.0706 | 236.8801 | 249.2322 | 0 | 0 | 0 | 0 | 212.8192 | 112.7051 | 101.2017 | 91.7628 | 0 | 0 | 0 | 0 | 0 | 1.9877 | 6.2166 | 16.915 | 0 | 0 | 0 | 0 | 85.1253 | 210.7617 | 227.057 | 226.2346 | 0.40529 | 0.40498 | 0.3998 | 0.38283 | 34.5007 | 85.3549 | 90.7784 | 86.6088
1 | 8 | 21 | 527.5979 | 538.6191 | 553.003 | 565.2926 | 0 | 0 | 0 | 0 | 251.3404 | 218.5724 | 219.3695 | 246.5803 | 0 | 0 | 0 | 0 | 214.0434 | 119.9031 | 107.5806 | 97.3341 | 0 | 0 | 0 | 0 | 0 | 3.416 | 5.0976 | 21.4711 | 0 | 0 | 0 | 0 | 62.2142 | 196.7276 | 220.9552 | 199.907 | 0.40397 | 0.40336 | 0.39852 | 0.38167 | 25.1324 | 79.3519 | 88.0556 | 76.2984
1 | 8 | 22 | 497.1417 | 508.0514 | 522.1518 | 534.1789 | 0 | 0 | 0 | 0 | 245.4322 | 219.5056 | 233.7813 | 236.5113 | 0 | 0 | 0 | 0 | 209.4361 | 126.7652 | 112.4232 | 100.2355 | 0 | 0 | 0 | 0 | 0 | 11.8809 | 15.8776 | 4.7718 | 0 | 0 | 0 | 0 | 42.2733 | 149.8998 | 160.0697 | 192.6603 | 0.40092 | 0.40074 | 0.39596 | 0.37797 | 16.9484 | 60.0711 | 63.3806 | 72.8196
1 | 8 | 23 | 453.5051 | 463.6153 | 476.6179 | 487.6715 | 0 | 0 | 0 | 0 | 228.9657 | 213.4211 | 229.6324 | 228.7588 | 0 | 0 | 0 | 0 | 215.2676 | 143.6873 | 127.3569 | 113.293 | 0 | 0 | 0 | 0 | 0 | 13.164 | 4.8606 | 16.8426 | 0 | 0 | 0 | 0 | 9.2718 | 93.3429 | 114.768 | 128.7772 | 0.39777 | 0.39563 | 0.3915 | 0.37266 | 3.6881 | 36.929 | 44.9318 | 47.9907
1 | 8 | 24 | 413.5374 | 421.7176 | 432.373 | 441.3228 | 0 | 0 | 0 | 0 | 191.8851 | 210.7774 | 213.4318 | 209.2204 | 0 | 0 | 0 | 0 | 211.0673 | 144.2851 | 125.349 | 108.7782 | 0 | 0 | 0 | 0 | 0 | 10.8201 | 13.8113 | 7.8673 | 0 | 0 | 0 | 0 | 10.585 | 55.8349 | 79.781 | 115.457 | 0.39698 | 0.39267 | 0.38667 | 0.36903 | 4.202 | 21.9249 | 30.8487 | 42.6076
1 | 9 | 1 | 382.6253 | 388.0891 | 395.5227 | 401.5308 | 0 | 0 | 0 | 0 | 187.1492 | 179.8674 | 188.8962 | 183.3169 | 0 | 0 | 0 | 0 | 206.1741 | 130.6426 | 110.0714 | 91.9189 | 0 | 0 | 0 | 0 | 0 | -1.0926 | 3.3948 | 9.0856 | 0 | 0 | 0 | 0 | -10.698 | 78.6717 | 93.1603 | 117.2094 | 0.399 | 0.39187 | 0.38588 | 0.36679 | -4.2685 | 30.8291 | 35.9487 | 42.9907
1 | 9 | 2 | 366.7941 | 370.3671 | 375.6661 | 379.8196 | 0 | 0 | 0 | 0 | 181.6777 | 159.1085 | 160.5517 | 162.2064 | 0 | 0 | 0 | 0 | 199.9731 | 125.7822 | 104.8453 | 86.3115 | 0 | 0 | 0 | 0 | 0 | 3.5209 | -1.1694 | -0.27517 | 0 | 0 | 0 | 0 | -14.8567 | 81.9554 | 111.4386 | 131.5769 | 0.39922 | 0.39186 | 0.38422 | 0.36646 | -5.9311 | 32.1154 | 42.8169 | 48.218
1 | 9 | 3 | 359.6347 | 361.6668 | 365.2534 | 367.919 | 0 | 0 | 0 | 0 | 182.5061 | 156.1048 | 160.5868 | 145.6716 | 0 | 0 | 0 | 0 | 194.0159 | 124.4515 | 103.6254 | 85.1733 | 0 | 0 | 0 | 0 | 0 | -3.8082 | 14.7417 | -10.1916 | 0 | 0 | 0 | 0 | -16.8872 | 84.9186 | 86.2996 | 147.2657 | 0.39872 | 0.3916 | 0.38238 | 0.3658 | -6.7333 | 33.2537 | 32.9996 | 53.8697
1 | 9 | 4 | 359.1947 | 359.9253 | 362.0723 | 363.4613 | 0 | 0 | 0 | 0 | 174.2194 | 162.2963 | 152.6131 | 120.7912 | 0 | 0 | 0 | 0 | 187.4455 | 120.5561 | 99.7188 | 81.2198 | 0 | 0 | 0 | 0 | 0 | -0.73999 | -4.7582 | -5.2369 | 0 | 0 | 0 | 0 | -2.4701 | 77.8129 | 114.4987 | 166.6872 | 0.39774 | 0.39105 | 0.38218 | 0.36579 | -0.98248 | 30.4284 | 43.7595 | 60.9717
1 | 9 | 5 | 369.1175 | 368.6629 | 369.5419 | 369.7964 | 0 | 0 | 0 | 0 | 162.0589 | 179.5592 | 161.5724 | 137.2748 | 0 | 0 | 0 | 0 | 180.7497 | 117.6106 | 97.1324 | 78.9312 | 0 | 0 | 0 | 0 | 0 | -0.82317 | 2.0092 | -2.375 | 0 | 0 | 0 | 0 | 26.3089 | 72.3163 | 108.8278 | 155.9654 | 0.39572 | 0.38832 | 0.382 | 0.36494 | 10.4109 | 28.0815 | 41.5722 | 56.9185
1 | 9 | 6 | 402.572 | 401.1271 | 401.0991 | 400.5754 | 0 | 0 | 0 | 0 | 208.373 | 191.0339 | 186.8387 | 158.2264 | 0 | 0 | 0 | 0 | 178.6766 | 116.5274 | 96.2438 | 78.1813 | 0 | 0 | 0 | 0 | 0 | 20.288 | -0.60729 | -3.9319 | 0 | 0 | 0 | 0 | 15.5225 | 73.2778 | 118.6239 | 168.0996 | 0.39561 | 0.38891 | 0.3827 | 0.36553 | 6.1409 | 28.4984 | 45.3973 | 61.4463
1 | 9 | 7 | 456.2028 | 454.8738 | 455.3894 | 455.5321 | 0 | 0 | 0 | 0 | 228.9942 | 217.0288 | 200.0781 | 195.6762 | 0 | 0 | 0 | 0 | 179.3149 | 117.0411 | 96.7462 | 78.6194 | 0 | 0 | 0 | 0 | 0 | 23.7203 | 16.9811 | 10.7738 | 0 | 0 | 0 | 0 | 47.8938 | 97.0836 | 141.584 | 170.4627 | 0.39512 | 0.39346 | 0.38571 | 0.37033 | 18.9236 | 38.1983 | 54.6109 | 63.1274
1 | 9 | 8 | 480.4414 | 479.402 | 480.7252 | 482.0262 | 0 | 0 | 0 | 0 | 208.3319 | 179.7945 | 160.1267 | 147.3251 | 0 | 0 | 0 | 0 | 223.9975 | 172.8515 | 158.8258 | 146.1278 | 0 | 0 | 0 | 0 | 0 | -1.8855 | 3.3968 | -2.3333 | 0 | 0 | 0 | 0 | 48.1119 | 128.6415 | 158.3759 | 190.9066 | 0.39371 | 0.38507 | 0.38401 | 0.3747 | 18.9419 | 49.5354 | 60.8171 | 71.5335
1 | 9 | 9 | 488.024 | 487.8088 | 490.4452 | 493.3494 | 0 | 0 | 0 | 0 | 175.228 | 137.3857 | 136.6581 | 143.2779 | 0 | 0 | 0 | 0 | 317.2245 | 335.9449 | 341.7559 | 346.4633 | 0 | 0 | 0 | 0 | 0 | -18.7096 | -6.8065 | -4.1348 | 0 | 0 | 0 | 0 | -4.4286 | 33.1877 | 18.8378 | 7.743 | 0.37693 | 0.19574 | 0.19483 | 0.1952 | -1.6693 | 6.4961 | 3.6701 | 1.5114
1 | 9 | 10 | 493.3066 | 493.1187 | 495.7686 | 498.6331 | 0 | 0 | 0 | 0 | 181.4974 | 132.9007 | 134.882 | 126.6767 | 0 | 0 | 0 | 0 | 364.5948 | 426.2039 | 450.1202 | 470.8956 | 0 | 0 | 0 | 0 | 0 | -16.1474 | -19.0051 | -30.5306 | 0 | 0 | 0 | 0 | -52.7856 | -49.8385 | -70.2285 | -68.4087 | 0.37868 | 0.19544 | 0.19523 | 0.10268 | -19.9887 | -9.7404 | -13.711 | -7.0244
1 | 9 | 11 | 502.157 | 502.2466 | 504.9812 | 507.6022 | 0 | 0 | 0 | 0 | 163.5668 | 125.0147 | 125.5383 | 122.5337 | 0 | 0 | 0 | 0 | 387.5743 | 471.2625 | 507.0782 | 538.4574 | 0 | 0 | 0 | 0 | 0 | -22.9498 | -25.0034 | -28.5447 | 0 | 0 | 0 | 0 | -48.9841 | -71.0809 | -102.6319 | -124.8442 | 0.37978 | 0.19887 | 0.19965 | 0.10268 | -18.603 | -14.1356 | -20.4905 | -12.8194
1 | 9 | 12 | 504.7397 | 505.1503 | 508.0582 | 510.5997 | 0 | 0 | 0 | 0 | 152.7792 | 125.4041 | 126.9231 | 115.2427 | 0 | 0 | 0 | 0 | 401.0666 | 488.6811 | 529.4322 | 565.2045 | 0 | 0 | 0 | 0 | 0 | -22.8221 | -26.3961 | -29.4335 | 0 | 0 | 0 | 0 | -49.106 | -86.1128 | -121.901 | -140.4139 | 0.37904 | 0.19928 | 0.19965 | 0.10268 | -18.6133 | -17.1605 | -24.3375 | -14.4181
1 | 9 | 13 | 505.9592 | 507.6087 | 511.8235 | 515.4426 | 0 | 0 | 0 | 0 | 158.5835 | 125.3797 | 125.7031 | 114.9578 | 0 | 0 | 0 | 0 | 418.7639 | 512.4814 | 553.0434 | 588.5202 | 0 | 0 | 0 | 0 | 0 | -22.4814 | -26.1124 | -28.8628 | 0 | 0 | 0 | 0 | -71.3882 | -107.7709 | -140.8106 | -159.1726 | 0.37914 | 0.19928 | 0.19965 | 0.10268 | -27.0664 | -21.4765 | -28.1128 | -16.3443
1 | 9 | 14 | 506.4004 | 508.8225 | 513.9184 | 518.3495 | 0 | 0 | 0 | 0 | 167.1784 | 128.5793 | 125.7599 | 114.804 | 0 | 0 | 0 | 0 | 419.6168 | 501.849 | 537.3743 | 568.2886 | 0 | 0 | 0 | 0 | 0 | -23.7835 | -23.6981 | -22.6686 | 0 | 0 | 0 | 0 | -80.3948 | -97.8223 | -125.5178 | -142.0745 | 0.37923 | 0.19925 | 0.19951 | 0.10268 | -30.4885 | -19.4915 | -25.0425 | -14.5886
1 | 9 | 15 | 501.2919 | 504.4462 | 510.3057 | 515.3898 | 0 | 0 | 0 | 0 | 169.55 | 133.7781 | 131.8244 | 115.474 | 0 | 0 | 0 | 0 | 392.679 | 461.4593 | 487.6588 | 510.2556 | 0 | 0 | 0 | 0 | 0 | -17.2201 | -17.2957 | -17.7003 | 0 | 0 | 0 | 0 | -60.9371 | -73.5711 | -91.8818 | -92.6395 | 0.37903 | 0.19565 | 0.19571 | 0.097328 | -23.0971 | -14.394 | -17.9824 | -9.0165
1 | 9 | 16 | 493.4941 | 498.254 | 505.8609 | 512.5083 | 0 | 0 | 0 | 0 | 173.3706 | 154.595 | 136.3644 | 148.0792 | 0 | 0 | 0 | 0 | 330.6477 | 372.7384 | 383.6897 | 392.825 | 0 | 0 | 0 | 0 | 0 | -9.6572 | -0.79874 | -2.4273 | 0 | 0 | 0 | 0 | -10.5242 | -19.4222 | -13.3945 | -25.9685 | 0.37973 | 0.1927 | 0.19404 | 0.18663 | -3.9964 | -3.7427 | -2.5991 | -4.8464
1 | 9 | 17 | 496.6464 | 502.6639 | 511.6301 | 519.4266 | 0 | 0 | 0 | 0 | 215.0897 | 188.0674 | 157.4534 | 195.3515 | 0 | 0 | 0 | 0 | 218.441 | 219.5204 | 210.677 | 202.555 | 0 | 0 | 0 | 0 | 0 | -0.61366 | -1.0113 | 6.9206 | 0 | 0 | 0 | 0 | 63.1157 | 95.6898 | 144.511 | 114.5995 | 0.39657 | 0.40209 | 0.39866 | 0.38696 | 25.0297 | 38.4763 | 57.6111 | 44.3455
1 | 9 | 18 | 549.204 | 558.3465 | 570.9578 | 581.9111 | 0 | 0 | 0 | 0 | 252.0981 | 224.1694 | 210.215 | 217.3874 | 0 | 0 | 0 | 0 | 163.319 | 132.2422 | 114.5269 | 98.6604 | 0 | 0 | 0 | 0 | 0 | 13.6915 | 9.9222 | 22.9112 | 0 | 0 | 0 | 0 | 133.7869 | 188.2435 | 236.2937 | 242.9522 | 0.40419 | 0.40413 | 0.39849 | 0.38211 | 54.0747 | 76.074 | 94.1606 | 92.8356
1 | 9 | 19 | 560.1745 | 571.2267 | 585.9635 | 598.7567 | 0 | 0 | 0 | 0 | 261.1435 | 219.1385 | 214.768 | 226.4008 | 0 | 0 | 0 | 0 | 165.6693 | 130.2585 | 113.8769 | 99.319 | 0 | 0 | 0 | 0 | 0 | 12.4181 | 12.9992 | 19.7578 | 0 | 0 | 0 | 0 | 133.3617 | 209.4115 | 244.3193 | 253.279 | 0.40616 | 0.40567 | 0.40134 | 0.38379 | 54.1659 | 84.953 | 98.0546 | 97.2071
1 | 9 | 20 | 547.6805 | 559.0277 | 573.9546 | 586.8269 | 0 | 0 | 0 | 0 | 247.3121 | 231.0706 | 236.8801 | 249.2322 | 0 | 0 | 0 | 0 | 176.2806 | 143.9359 | 127.7432 | 113.4196 | 0 | 0 | 0 | 0 | 0 | 1.9877 | 6.2166 | 16.915 | 0 | 0 | 0 | 0 | 124.0878 | 182.0335 | 203.1147 | 207.2601 | 0.40529 | 0.40498 | 0.3998 | 0.38283 | 50.2919 | 73.7205 | 81.2061 | 79.3449
1 | 9 | 21 | 528.1464 | 539.1854 | 553.5911 | 565.8995 | 0 | 0 | 0 | 0 | 251.3404 | 218.5724 | 219.3695 | 246.5803 | 0 | 0 | 0 | 0 | 200.225 | 167.2207 | 149.6956 | 134.1471 | 0 | 0 | 0 | 0 | 0 | 3.416 | 5.0976 | 21.4711 | 0 | 0 | 0 | 0 | 76.5811 | 149.9763 | 179.4284 | 163.7009 | 0.40397 | 0.40336 | 0.39852 | 0.38167 | 30.9361 | 60.4943 | 71.5062 | 62.4796
1 | 9 | 22 | 495.7616 | 506.6266 | 520.672 | 532.6518 | 0 | 0 | 0 | 0 | 245.4322 | 219.5056 | 233.7813 | 236.5113 | 0 | 0 | 0 | 0 | 223.7911 | 187.6146 | 168.8546 | 152.1906 | 0 | 0 | 0 | 0 | 0 | 11.8809 | 15.8776 | 4.7718 | 0 | 0 | 0 | 0 | 26.5382 | 87.6255 | 102.1584 | 139.1781 | 0.40092 | 0.40074 | 0.39596 | 0.37797 | 10.6398 | 35.1152 | 40.4503 | 52.605
1 | 9 | 23 | 453.8766 | 463.9989 | 477.0163 | 488.0826 | 0 | 0 | 0 | 0 | 228.9657 | 213.4211 | 229.6324 | 228.7588 | 0 | 0 | 0 | 0 | 236.4231 | 199.087 | 180.238 | 163.5364 | 0 | 0 | 0 | 0 | 0 | 13.164 | 4.8606 | 16.8426 | 0 | 0 | 0 | 0 | -11.5122 | 38.3269 | 62.2853 | 78.9449 | 0.39777 | 0.39563 | 0.3915 | 0.37266 | -4.5792 | 15.1631 | 24.3848 | 29.42
1 | 9 | 24 | 411.6619 | 419.7812 | 430.362 | 439.2474 | 0 | 0 | 0 | 0 | 191.8851 | 210.7774 | 213.4318 | 209.2204 | 0 | 0 | 0 | 0 | 234.8292 | 212.8609 | 194.4344 | 178.1815 | 0 | 0 | 0 | 0 | 0 | 10.8201 | 13.8113 | 7.8673 | 0 | 0 | 0 | 0 | -15.0524 | -14.6773 | 8.6845 | 43.9782 | 0.39698 | 0.39267 | 0.38667 | 0.36903 | -5.9755 | -5.7634 | 3.358 | 16.2295
1 | 10 | 1 | 384.4478 | 389.9706 | 397.4768 | 403.5474 | 0 | 0 | 0 | 0 | 187.1492 | 179.8674 | 188.8962 | 183.3169 | 0 | 0 | 0 | 0 | 231.5961 | 217.5803 | 199.1552 | 182.9522 | 0 | 0 | 0 | 0 | 0 | -1.0926 | 3.3948 | 9.0856 | 0 | 0 | 0 | 0 | -34.2976 | -6.3844 | 6.0306 | 28.1927 | 0.399 | 0.39187 | 0.38588 | 0.36679 | -13.6847 | -2.5019 | 2.3271 | 10.3407
1 | 10 | 2 | 367.9088 | 371.518 | 376.8614 | 381.053 | 0 | 0 | 0 | 0 | 181.6777 | 159.1085 | 160.5517 | 162.2064 | 0 | 0 | 0 | 0 | 234.5664 | 213.9499 | 196.3944 | 181.0476 | 0 | 0 | 0 | 0 | 0 | 3.5209 | -1.1694 | -0.27517 | 0 | 0 | 0 | 0 | -48.3353 | -5.0614 | 21.0847 | 38.0742 | 0.39922 | 0.39186 | 0.38422 | 0.36646 | -19.2966 | -1.9834 | 8.1012 | 13.9528
1 | 10 | 3 | 360.2717 | 362.3244 | 365.9364 | 368.6238 | 0 | 0 | 0 | 0 | 182.5061 | 156.1048 | 160.5868 | 145.6716 | 0 | 0 | 0 | 0 | 231.3154 | 209.0727 | 193.0023 | 179.0897 | 0 | 0 | 0 | 0 | 0 | -3.8082 | 14.7417 | -10.1916 | 0 | 0 | 0 | 0 | -53.5498 | 0.95505 | -2.3944 | 54.0541 | 0.39872 | 0.3916 | 0.38238 | 0.3658 | -21.3515 | 0.37399 | -0.91558 | 19.773
1 | 10 | 4 | 358.8939 | 359.6147 | 361.7498 | 363.1285 | 0 | 0 | 0 | 0 | 174.2194 | 162.2963 | 152.6131 | 120.7912 | 0 | 0 | 0 | 0 | 236.3266 | 214.6989 | 198.9839 | 185.4402 | 0 | 0 | 0 | 0 | 0 | -0.73999 | -4.7582 | -5.2369 | 0 | 0 | 0 | 0 | -51.6521 | -16.6405 | 14.911 | 62.1339 | 0.39774 | 0.39105 | 0.38218 | 0.36579 | -20.5442 | -6.5072 | 5.6987 | 22.7277
1 | 10 | 5 | 370.4268 | 370.0147 | 370.9458 | 371.2452 | 0 | 0 | 0 | 0 | 162.0589 | 179.5592 | 161.5724 | 137.2748 | 0 | 0 | 0 | 0 | 235.9407 | 218.8311 | 202.3917 | 188.1791 | 0 | 0 | 0 | 0 | 0 | -0.82317 | 2.0092 | -2.375 | 0 | 0 | 0 | 0 | -27.5728 | -27.5524 | 4.9725 | 48.1663 | 0.39572 | 0.38832 | 0.382 | 0.36494 | -10.9111 | -10.699 | 1.8995 | 17.578
1 | 10 | 6 | 402.2182 | 400.7618 | 400.7197 | 400.1838 | 0 | 0 | 0 | 0 | 208.373 | 191.0339 | 186.8387 | 158.2264 | 0 | 0 | 0 | 0 | 239.1375 | 224.8891 | 206.9646 | 191.3516 | 0 | 0 | 0 | 0 | 0 | 20.288 | -0.60729 | -3.9319 | 0 | 0 | 0 | 0 | -45.2923 | -35.4492 | 7.5236 | 54.5377 | 0.39561 | 0.38891 | 0.3827 | 0.36553 | -17.9183 | -13.7865 | 2.8793 | 19.9354
1 | 10 | 7 | 457.2821 | 455.9881 | 456.5467 | 456.7264 | 0 | 0 | 0 | 0 | 228.9942 | 217.0288 | 200.0781 | 195.6762 | 0 | 0 | 0 | 0 | 243.128 | 226.0602 | 207.9248 | 192.1043 | 0 | 0 | 0 | 0 | 0 | 23.7203 | 16.9811 | 10.7738 | 0 | 0 | 0 | 0 | -14.8401 | -10.8212 | 31.5627 | 58.1722 | 0.39512 | 0.39346 | 0.38571 | 0.37033 | -5.8636 | -4.2577 | 12.1742 | 21.5429
1 | 10 | 8 | 494.1716 | 493.5774 | 495.4474 | 497.2195 | 0 | 0 | 0 | 0 | 208.3319 | 179.7945 | 160.1267 | 147.3251 | 0 | 0 | 0 | 0 | 255.363 | 243.3662 | 224.6965 | 208.1605 | 0 | 0 | 0 | 0 | 0 | -1.8855 | 3.3968 | -2.3333 | 0 | 0 | 0 | 0 | 30.4766 | 72.3022 | 107.2273 | 144.0672 | 0.39371 | 0.38507 | 0.38401 | 0.3747 | 11.9988 | 27.8411 | 41.1758 | 53.9825
1 | 10 | 9 | 499.1001 | 499.2441 | 502.3216 | 505.6058 | 0 | 0 | 0 | 0 | 175.228 | 137.3857 | 136.6581 | 143.2779 | 0 | 0 | 0 | 0 | 313.4301 | 340.969 | 328.954 | 317.9724 | 0 | 0 | 0 | 0 | 0 | -18.7096 | -6.8065 | -4.1348 | 0 | 0 | 0 | 0 | 10.4419 | 39.5989 | 43.516 | 48.4903 | 0.37693 | 0.19574 | 0.19483 | 0.1952 | 3.9359 | 7.751 | 8.478 | 9.4654
1 | 10 | 10 | 505.4266 | 505.6318 | 508.7643 | 512.0446 | 0 | 0 | 0 | 0 | 181.4974 | 132.9007 | 134.882 | 126.6767 | 0 | 0 | 0 | 0 | 364.8564 | 428.7391 | 428.6729 | 428.2013 | 0 | 0 | 0 | 0 | 0 | -16.1474 | -19.0051 | -30.5306 | 0 | 0 | 0 | 0 | -40.9271 | -39.8606 | -35.7855 | -12.3027 | 0.37868 | 0.19544 | 0.19523 | 0.10268 | -15.4981 | -7.7903 | -6.9866 | -1.2633
1 | 10 | 11 | 506.8635 | 507.1057 | 510.0277 | 512.8102 | 0 | 0 | 0 | 0 | 163.5668 | 125.0147 | 125.5383 | 122.5337 | 0 | 0 | 0 | 0 | 370.5309 | 451.1489 | 460.728 | 469.0728 | 0 | 0 | 0 | 0 | 0 | -22.9498 | -25.0034 | -28.5447 | 0 | 0 | 0 | 0 | -27.2342 | -46.1082 | -51.2353 | -50.2516 | 0.37978 | 0.19887 | 0.19965 | 0.10268 | -10.3429 | -9.1694 | -10.2291 | -5.16
1 | 10 | 12 | 506.2791 | 506.7395 | 509.7088 | 512.3031 | 0 | 0 | 0 | 0 | 152.7792 | 125.4041 | 126.9231 | 115.2427 | 0 | 0 | 0 | 0 | 357.4147 | 425.4541 | 448.0921 | 468.7571 | 0 | 0 | 0 | 0 | 0 | -22.8221 | -26.3961 | -29.4335 | 0 | 0 | 0 | 0 | -3.9149 | -21.2965 | -38.9104 | -42.2632 | 0.37904 | 0.19928 | 0.19965 | 0.10268 | -1.4839 | -4.244 | -7.7685 | -4.3397
1 | 10 | 13 | 502.6859 | 504.2293 | 508.3137 | 511.8205 | 0 | 0 | 0 | 0 | 158.5835 | 125.3797 | 125.7031 | 114.9578 | 0 | 0 | 0 | 0 | 358.035 | 406.8331 | 433.7135 | 458.6006 | 0 | 0 | 0 | 0 | 0 | -22.4814 | -26.1124 | -28.8628 | 0 | 0 | 0 | 0 | -13.9326 | -5.5021 | -24.9905 | -32.8752 | 0.37914 | 0.19928 | 0.19965 | 0.10268 | -5.2825 | -1.0964 | -4.9894 | -3.3757
1 | 10 | 14 | 496.6335 | 498.7389 | 503.4459 | 507.5419 | 0 | 0 | 0 | 0 | 167.1784 | 128.5793 | 125.7599 | 114.804 | 0 | 0 | 0 | 0 | 388.7378 | 441.957 | 466.4982 | 489.2128 | 0 | 0 | 0 | 0 | 0 | -23.7835 | -23.6981 | -22.6686 | 0 | 0 | 0 | 0 | -59.2827 | -48.0139 | -65.1141 | -73.8063 | 0.37923 | 0.19925 | 0.19951 | 0.10268 | -22.4821 | -9.5669 | -12.9911 | -7.5786
1 | 10 | 15 | 494.6392 | 497.5777 | 503.1723 | 508.0281 | 0 | 0 | 0 | 0 | 169.55 | 133.7781 | 131.8244 | 115.474 | 0 | 0 | 0 | 0 | 375.3125 | 416.159 | 438.6084 | 459.6681 | 0 | 0 | 0 | 0 | 0 | -17.2201 | -17.2957 | -17.7003 | 0 | 0 | 0 | 0 | -50.2233 | -35.1393 | -49.9648 | -49.4137 | 0.37903 | 0.19565 | 0.19571 | 0.097328 | -19.0362 | -6.8749 | -9.7787 | -4.8094
1 | 10 | 16 | 491.1055 | 495.7879 | 503.2997 | 509.8652 | 0 | 0 | 0 | 0 | 173.3706 | 154.595 | 136.3644 | 148.0792 | 0 | 0 | 0 | 0 | 347.1131 | 374.0181 | 386.3649 | 398.2433 | 0 | 0 | 0 | 0 | 0 | -9.6572 | -0.79874 | -2.4273 | 0 | 0 | 0 | 0 | -29.3783 | -23.168 | -18.6308 | -34.0301 | 0.37973 | 0.1927 | 0.19404 | 0.18663 | -11.156 | -4.4645 | -3.6152 | -6.3509
1 | 10 | 17 | 500.4328 | 506.5731 | 515.6901 | 523.6165 | 0 | 0 | 0 | 0 | 215.0897 | 188.0674 | 157.4534 | 195.3515 | 0 | 0 | 0 | 0 | 312.0907 | 287.775 | 285.4973 | 284.4817 | 0 | 0 | 0 | 0 | 0 | -0.61366 | -1.0113 | 6.9206 | 0 | 0 | 0 | 0 | -26.7476 | 31.3444 | 73.7507 | 36.8627 | 0.39657 | 0.40209 | 0.39866 | 0.38696 | -10.6072 | 12.6034 | 29.4016 | 14.2644
1 | 10 | 18 | 555.6267 | 564.9775 | 577.8446 | 589.0183 | 0 | 0 | 0 | 0 | 252.0981 | 224.1694 | 210.215 | 217.3874 | 0 | 0 | 0 | 0 | 310.4861 | 233.0215 | 228.2446 | 225.3748 | 0 | 0 | 0 | 0 | 0 | 13.6915 | 9.9222 | 22.9112 | 0 | 0 | 0 | 0 | -6.9574 | 94.0952 | 129.4628 | 123.3449 | 0.40419 | 0.40413 | 0.39849 | 0.38211 | -2.8121 | 38.0263 | 51.5896 | 47.1319
1 | 10 | 19 | 569.5344 | 580.8901 | 595.9996 | 609.114 | 0 | 0 | 0 | 0 | 261.1435 | 219.1385 | 214.768 | 226.4008 | 0 | 0 | 0 | 0 | 305.3358 | 221.6189 | 221.8633 | 223.8027 | 0 | 0 | 0 | 0 | 0 | 12.4181 | 12.9992 | 19.7578 | 0 | 0 | 0 | 0 | 3.0551 | 127.7145 | 146.3691 | 139.1526 | 0.40616 | 0.40567 | 0.40134 | 0.38379 | 1.2408 | 51.8106 | 58.7434 | 53.406
1 | 10 | 20 | 559.1636 | 570.8831 | 586.2673 | 599.5337 | 0 | 0 | 0 | 0 | 247.3121 | 231.0706 | 236.8801 | 249.2322 | 0 | 0 | 0 | 0 | 310.7643 | 214.6271 | 218.8627 | 224.6721 | 0 | 0 | 0 | 0 | 0 | 1.9877 | 6.2166 | 16.915 | 0 | 0 | 0 | 0 | 1.0872 | 123.1977 | 124.308 | 108.7144 | 0.40529 | 0.40498 | 0.3998 | 0.38283 | 0.44065 | 49.893 | 49.6988 | 41.6188
1 | 10 | 21 | 538.3732 | 549.7439 | 564.5568 | 577.2162 | 0 | 0 | 0 | 0 | 251.3404 | 218.5724 | 219.3695 | 246.5803 | 0 | 0 | 0 | 0 | 305.1236 | 196.5254 | 203.425 | 211.8172 | 0 | 0 | 0 | 0 | 0 | 3.416 | 5.0976 | 21.4711 | 0 | 0 | 0 | 0 | -18.0907 | 131.2301 | 136.6647 | 97.3475 | 0.40397 | 0.40336 | 0.39852 | 0.38167 | -7.308 | 52.9329 | 54.4639 | 37.1546
1 | 10 | 22 | 507.5809 | 518.8291 | 533.3452 | 545.7305 | 0 | 0 | 0 | 0 | 245.4322 | 219.5056 | 233.7813 | 236.5113 | 0 | 0 | 0 | 0 | 304.5335 | 186.7556 | 194.0558 | 202.8335 | 0 | 0 | 0 | 0 | 0 | 11.8809 | 15.8776 | 4.7718 | 0 | 0 | 0 | 0 | -42.3849 | 100.6871 | 89.6304 | 101.6139 | 0.40092 | 0.40074 | 0.39596 | 0.37797 | -16.9931 | 40.3495 | 35.4898 | 38.4069
1 | 10 | 23 | 464.8643 | 475.3429 | 488.7978 | 500.2412 | 0 | 0 | 0 | 0 | 228.9657 | 213.4211 | 229.6324 | 228.7588 | 0 | 0 | 0 | 0 | 309.3057 | 188.0686 | 194.18 | 201.838 | 0 | 0 | 0 | 0 | 0 | 13.164 | 4.8606 | 16.8426 | 0 | 0 | 0 | 0 | -73.4071 | 60.6893 | 60.1248 | 52.8019 | 0.39777 | 0.39563 | 0.3915 | 0.37266 | -29.1993 | 24.0103 | 23.5389 | 19.6774
1 | 10 | 24 | 422.3842 | 430.8512 | 441.859 | 451.1123 | 0 | 0 | 0 | 0 | 191.8851 | 210.7774 | 213.4318 | 209.2204 | 0 | 0 | 0 | 0 | 300.4031 | 181.7739 | 187.6055 | 195.0217 | 0 | 0 | 0 | 0 | 0 | 10.8201 | 13.8113 | 7.8673 | 0 | 0 | 0 | 0 | -69.904 | 27.4797 | 27.0104 | 39.0029 | 0.39698 | 0.39267 | 0.38667 | 0.36903 | -27.7506 | 10.7906 | 10.444 | 14.3934
1 | 11 | 1 | 395.7185 | 401.6069 | 409.5618 | 416.0192 | 0 | 0 | 0 | 0 | 187.1492 | 179.8674 | 188.8962 | 183.3169 | 0 | 0 | 0 | 0 | 294.4869 | 179.0812 | 185.6249 | 193.7439 | 0 | 0 | 0 | 0 | 0 | -1.0926 | 3.3948 | 9.0856 | 0 | 0 | 0 | 0 | -85.9176 | 43.7509 | 31.646 | 29.8728 | 0.399 | 0.39187 | 0.38588 | 0.36679 | -34.2811 | 17.1447 | 12.2115 | 10.9569
1 | 11 | 2 | 380.7366 | 384.7617 | 390.616 | 395.2478 | 0 | 0 | 0 | 0 | 181.6777 | 159.1085 | 160.5517 | 162.2064 | 0 | 0 | 0 | 0 | 286.4062 | 178.6535 | 184.8416 | 192.5438 | 0 | 0 | 0 | 0 | 0 | 3.5209 | -1.1694 | -0.27517 | 0 | 0 | 0 | 0 | -87.3473 | 43.4789 | 46.3921 | 40.7728 | 0.39922 | 0.39186 | 0.38422 | 0.36646 | -34.8711 | 17.0378 | 17.8247 | 14.9417
1 | 11 | 3 | 372.7102 | 375.1663 | 379.2736 | 382.3878 | 0 | 0 | 0 | 0 | 182.5061 | 156.1048 | 160.5868 | 145.6716 | 0 | 0 | 0 | 0 | 278.6841 | 178.5235 | 183.5342 | 190.092 | 0 | 0 | 0 | 0 | 0 | -3.8082 | 14.7417 | -10.1916 | 0 | 0 | 0 | 0 | -88.4799 | 44.3462 | 20.411 | 56.8158 | 0.39872 | 0.3916 | 0.38238 | 0.3658 | -35.2789 | 17.3657 | 7.8048 | 20.7832
1 | 11 | 4 | 371.5802 | 372.7124 | 375.3526 | 377.1666 | 0 | 0 | 0 | 0 | 174.2194 | 162.2963 | 152.6131 | 120.7912 | 0 | 0 | 0 | 0 | 286.8748 | 179.6652 | 185.537 | 192.9545 | 0 | 0 | 0 | 0 | 0 | -0.73999 | -4.7582 | -5.2369 | 0 | 0 | 0 | 0 | -89.514 | 31.4909 | 41.9607 | 68.6577 | 0.39774 | 0.39105 | 0.38218 | 0.36579 | -35.6035 | 12.3144 | 16.0367 | 25.114
1 | 11 | 5 | 383.5554 | 383.5691 | 385.0229 | 385.7728 | 0 | 0 | 0 | 0 | 162.0589 | 179.5592 | 161.5724 | 137.2748 | 0 | 0 | 0 | 0 | 291.8635 | 181.9975 | 186.2543 | 192.1286 | 0 | 0 | 0 | 0 | 0 | -0.82317 | 2.0092 | -2.375 | 0 | 0 | 0 | 0 | -70.367 | 22.8356 | 35.187 | 58.7444 | 0.39572 | 0.38832 | 0.382 | 0.36494 | -27.8456 | 8.8674 | 13.4414 | 21.4384
1 | 11 | 6 | 416.1076 | 415.1016 | 415.6126 | 415.5533 | 0 | 0 | 0 | 0 | 208.373 | 191.0339 | 186.8387 | 158.2264 | 0 | 0 | 0 | 0 | 275.9633 | 173.8029 | 177.6366 | 183.1073 | 0 | 0 | 0 | 0 | 0 | 20.288 | -0.60729 | -3.9319 | 0 | 0 | 0 | 0 | -68.2287 | 29.9768 | 51.7445 | 78.1515 | 0.39561 | 0.38891 | 0.3827 | 0.36553 | -26.9922 | 11.6583 | 19.8026 | 28.5671
1 | 11 | 7 | 466.5181 | 465.5236 | 466.45 | 466.9466 | 0 | 0 | 0 | 0 | 228.9942 | 217.0288 | 200.0781 | 195.6762 | 0 | 0 | 0 | 0 | 277.8816 | 173.8476 | 177.6391 | 183.0557 | 0 | 0 | 0 | 0 | 0 | 23.7203 | 16.9811 | 10.7738 | 0 | 0 | 0 | 0 | -40.3576 | 50.9269 | 71.7518 | 77.441 | 0.39512 | 0.39346 | 0.38571 | 0.37033 | -15.946 | 20.0376 | 27.6756 | 28.6787
1 | 11 | 8 | 502.2575 | 501.9256 | 504.1175 | 506.1671 | 0 | 0 | 0 | 0 | 208.3319 | 179.7945 | 160.1267 | 147.3251 | 0 | 0 | 0 | 0 | 315.8522 | 218.2777 | 228.8933 | 240.3481 | 0 | 0 | 0 | 0 | 0 | -1.8855 | 3.3968 | -2.3333 | 0 | 0 | 0 | 0 | -21.9266 | 105.7389 | 111.7007 | 120.8272 | 0.39371 | 0.38507 | 0.38401 | 0.3747 | -8.6326 | 40.7164 | 42.8936 | 45.2744
1 | 11 | 9 | 506.1421 | 506.5145 | 509.8724 | 513.3983 | 0 | 0 | 0 | 0 | 175.228 | 137.3857 | 136.6581 | 143.2779 | 0 | 0 | 0 | 0 | 407.3485 | 364.8853 | 391.9412 | 417.757 | 0 | 0 | 0 | 0 | 0 | -18.7096 | -6.8065 | -4.1348 | 0 | 0 | 0 | 0 | -76.4344 | 22.9531 | -11.9203 | -43.5019 | 0.37693 | 0.19574 | 0.19483 | 0.1952 | -28.8107 | 4.4928 | -2.3224 | -8.4916
1 | 11 | 10 | 510.4693 | 510.838 | 514.1713 | 517.6246 | 0 | 0 | 0 | 0 | 181.4974 | 132.9007 | 134.882 | 126.6767 | 0 | 0 | 0 | 0 | 487.6465 | 481.2721 | 521.2012 | 558.2331 | 0 | 0 | 0 | 0 | 0 | -16.1474 | -19.0051 | -30.5306 | 0 | 0 | 0 | 0 | -158.6746 | -87.1874 | -122.9069 | -136.7545 | 0.37868 | 0.19544 | 0.19523 | 0.10268 | -60.0863 | -17.0398 | -23.9957 | -14.0424
1 | 11 | 11 | 514.7371 | 515.2346 | 518.4702 | 521.5228 | 0 | 0 | 0 | 0 | 163.5668 | 125.0147 | 125.5383 | 122.5337 | 0 | 0 | 0 | 0 | 541.9499 | 541.0971 | 586.7962 | 628.7986 | 0 | 0 | 0 | 0 | 0 | -22.9498 | -25.0034 | -28.5447 | 0 | 0 | 0 | 0 | -190.7795 | -127.9275 | -168.861 | -201.2648 | 0.37978 | 0.19887 | 0.19965 | 0.10268 | -72.4536 | -25.4405 | -33.7131 | -20.6665
1 | 11 | 12 | 511.7818 | 512.4206 | 515.609 | 518.3921 | 0 | 0 | 0 | 0 | 152.7792 | 125.4041 | 126.9231 | 115.2427 | 0 | 0 | 0 | 0 | 563.6148 | 549.9612 | 601.6235 | 649.0941 | 0 | 0 | 0 | 0 | 0 | -22.8221 | -26.3961 | -29.4335 | 0 | 0 | 0 | 0 | -204.6123 | -140.1225 | -186.5415 | -216.5112 | 0.37904 | 0.19928 | 0.19965 | 0.10268 | -77.557 | -27.9235 | -37.243 | -22.232
1 | 11 | 13 | 506.5077 | 508.175 | 512.4116 | 516.0495 | 0 | 0 | 0 | 0 | 158.5835 | 125.3797 | 125.7031 | 114.9578 | 0 | 0 | 0 | 0 | 564.2714 | 526.7403 | 578.4278 | 626.0022 | 0 | 0 | 0 | 0 | 0 | -22.4814 | -26.1124 | -28.8628 | 0 | 0 | 0 | 0 | -216.3472 | -121.4636 | -165.6068 | -196.0478 | 0.37914 | 0.19928 | 0.19965 | 0.10268 | -82.0267 | -24.2052 | -33.0634 | -20.1308
1 | 11 | 14 | 503.4809 | 505.8083 | 510.788 | 515.119 | 0 | 0 | 0 | 0 | 167.1784 | 128.5793 | 125.7599 | 114.804 | 0 | 0 | 0 | 0 | 560.1451 | 517.8231 | 564.007 | 606.5486 | 0 | 0 | 0 | 0 | 0 | -23.7835 | -23.6981 | -22.6686 | 0 | 0 | 0 | 0 | -223.8426 | -116.8105 | -155.2808 | -183.565 | 0.37923 | 0.19925 | 0.19951 | 0.10268 | -84.8889 | -23.2749 | -30.9806 | -18.849
1 | 11 | 15 | 496.4616 | 499.4593 | 505.1264 | 510.0447 | 0 | 0 | 0 | 0 | 169.55 | 133.7781 | 131.8244 | 115.474 | 0 | 0 | 0 | 0 | 521.6311 | 485.724 | 519.5495 | 550.7737 | 0 | 0 | 0 | 0 | 0 | -17.2201 | -17.2957 | -17.7003 | 0 | 0 | 0 | 0 | -194.7194 | -102.8227 | -128.9517 | -138.5027 | 0.37903 | 0.19565 | 0.19571 | 0.097328 | -73.8048 | -20.117 | -25.2374 | -13.4802
1 | 11 | 16 | 495.4935 | 500.3182 | 508.0047 | 514.7208 | 0 | 0 | 0 | 0 | 173.3706 | 154.595 | 136.3644 | 148.0792 | 0 | 0 | 0 | 0 | 439.9037 | 365.973 | 390.9142 | 414.5481 | 0 | 0 | 0 | 0 | 0 | -9.6572 | -0.79874 | -2.4273 | 0 | 0 | 0 | 0 | -117.7809 | -10.5926 | -18.4752 | -45.4792 | 0.37973 | 0.1927 | 0.19404 | 0.18663 | -44.7255 | -2.0412 | -3.585 | -8.4876
1 | 11 | 17 | 509.5096 | 515.9443 | 525.4226 | 533.6605 | 0 | 0 | 0 | 0 | 215.0897 | 188.0674 | 157.4534 | 195.3515 | 0 | 0 | 0 | 0 | 367.455 | 236.5876 | 247.1604 | 258.4029 | 0 | 0 | 0 | 0 | 0 | -0.61366 | -1.0113 | 6.9206 | 0 | 0 | 0 | 0 | -73.0351 | 91.9029 | 121.8201 | 72.9855 | 0.39657 | 0.40209 | 0.39866 | 0.38696 | -28.9634 | 36.9536 | 48.5651 | 28.2425
1 | 11 | 18 | 562.1556 | 571.7182 | 584.8453 | 596.2429 | 0 | 0 | 0 | 0 | 252.0981 | 224.1694 | 210.215 | 217.3874 | 0 | 0 | 0 | 0 | 342.7031 | 174.8619 | 177.7789 | 182.4222 | 0 | 0 | 0 | 0 | 0 | 13.6915 | 9.9222 | 22.9112 | 0 | 0 | 0 | 0 | -32.6456 | 158.9954 | 186.9291 | 173.5221 | 0.40419 | 0.40413 | 0.39849 | 0.38211 | -13.1949 | 64.2541 | 74.4893 | 66.3053
1 | 11 | 19 | 580.1682 | 591.8687 | 607.4017 | 620.8809 | 0 | 0 | 0 | 0 | 261.1435 | 219.1385 | 214.768 | 226.4008 | 0 | 0 | 0 | 0 | 334.7497 | 190.2353 | 190.5103 | 192.6366 | 0 | 0 | 0 | 0 | 0 | 12.4181 | 12.9992 | 19.7578 | 0 | 0 | 0 | 0 | -15.725 | 170.0768 | 189.1242 | 182.0856 | 0.40616 | 0.40567 | 0.40134 | 0.38379 | -6.3868 | 68.9959 | 75.9027 | 69.8835
1 | 11 | 20 | 572.133 | 584.2731 | 600.1737 | 613.885 | 0 | 0 | 0 | 0 | 247.3121 | 231.0706 | 236.8801 | 249.2322 | 0 | 0 | 0 | 0 | 310.5828 | 184.8046 | 180.7351 | 178.7255 | 0 | 0 | 0 | 0 | 0 | 1.9877 | 6.2166 | 16.915 | 0 | 0 | 0 | 0 | 14.2381 | 166.4102 | 176.3419 | 169.0124 | 0.40529 | 0.40498 | 0.3998 | 0.38283 | 5.7706 | 67.3933 | 70.5022 | 64.7026
1 | 11 | 21 | 556.5622 | 568.5227 | 584.0599 | 597.3433 | 0 | 0 | 0 | 0 | 251.3404 | 218.5724 | 219.3695 | 246.5803 | 0 | 0 | 0 | 0 | 299.0951 | 177.2842 | 171.6424 | 168.182 | 0 | 0 | 0 | 0 | 0 | 3.416 | 5.0976 | 21.4711 | 0 | 0 | 0 | 0 | 6.1267 | 169.2501 | 187.9504 | 161.1099 | 0.40397 | 0.40336 | 0.39852 | 0.38167 | 2.475 | 68.2686 | 74.9024 | 61.4907
1 | 11 | 22 | 524.6551 | 536.4571 | 551.653 | 564.6242 | 0 | 0 | 0 | 0 | 245.4322 | 219.5056 | 233.7813 | 236.5113 | 0 | 0 | 0 | 0 | 283.7714 | 176.7766 | 169.6722 | 164.8368 | 0 | 0 | 0 | 0 | 0 | 11.8809 | 15.8776 | 4.7718 | 0 | 0 | 0 | 0 | -4.5485 | 128.294 | 132.3219 | 158.5042 | 0.40092 | 0.40074 | 0.39596 | 0.37797 | -1.8236 | 51.4128 | 52.3937 | 59.9097
1 | 11 | 23 | 486.3797 | 497.556 | 511.8676 | 524.0492 | 0 | 0 | 0 | 0 | 228.9657 | 213.4211 | 229.6324 | 228.7588 | 0 | 0 | 0 | 0 | 278.4173 | 178.112 | 170.4096 | 165.0436 | 0 | 0 | 0 | 0 | 0 | 13.164 | 4.8606 | 16.8426 | 0 | 0 | 0 | 0 | -21.0034 | 92.8589 | 106.9649 | 113.4043 | 0.39777 | 0.39563 | 0.3915 | 0.37266 | -8.3546 | 36.7375 | 41.8769 | 42.2617
1 | 11 | 24 | 443.5279 | 452.6806 | 464.5304 | 474.5091 | 0 | 0 | 0 | 0 | 191.8851 | 210.7774 | 213.4318 | 209.2204 | 0 | 0 | 0 | 0 | 283.45 | 182.0411 | 175.1101 | 170.5208 | 0 | 0 | 0 | 0 | 0 | 10.8201 | 13.8113 | 7.8673 | 0 | 0 | 0 | 0 | -31.8071 | 49.042 | 62.1772 | 86.9007 | 0.39698 | 0.39267 | 0.38667 | 0.36903 | -12.6268 | 19.2575 | 24.0419 | 32.0694
1 | 12 | 1 | 415.4115 | 421.9384 | 430.6775 | 437.8106 | 0 | 0 | 0 | 0 | 187.1492 | 179.8674 | 188.8962 | 183.3169 | 0 | 0 | 0 | 0 | 298.3005 | 195.0973 | 189.5075 | 186.2721 | 0 | 0 | 0 | 0 | 0 | -1.0926 | 3.3948 | 9.0856 | 0 | 0 | 0 | 0 | -70.0383 | 48.0664 | 48.879 | 59.136 | 0.399 | 0.39187 | 0.38588 | 0.36679 | -27.9452 | 18.8358 | 18.8614 | 21.6902
1 | 12 | 2 | 399.7395 | 404.3808 | 410.9917 | 416.2756 | 0 | 0 | 0 | 0 | 181.6777 | 159.1085 | 160.5517 | 162.2064 | 0 | 0 | 0 | 0 | 297.5338 | 187.84 | 181.7014 | 178.0059 | 0 | 0 | 0 | 0 | 0 | 3.5209 | -1.1694 | -0.27517 | 0 | 0 | 0 | 0 | -79.4721 | 53.9114 | 69.9081 | 76.3384 | 0.39922 | 0.39186 | 0.38422 | 0.36646 | -31.7271 | 21.1259 | 26.8601 | 27.9752
1 | 12 | 3 | 390.5807 | 393.6163 | 398.4352 | 402.1626 | 0 | 0 | 0 | 0 | 182.5061 | 156.1048 | 160.5868 | 145.6716 | 0 | 0 | 0 | 0 | 302.4412 | 174.6816 | 171.2833 | 170.2037 | 0 | 0 | 0 | 0 | 0 | -3.8082 | 14.7417 | -10.1916 | 0 | 0 | 0 | 0 | -94.3666 | 66.638 | 51.8234 | 96.4788 | 0.39872 | 0.3916 | 0.38238 | 0.3658 | -37.626 | 26.0951 | 19.8165 | 35.2919
1 | 12 | 4 | 389.7338 | 391.4546 | 394.8178 | 397.2546 | 0 | 0 | 0 | 0 | 174.2194 | 162.2963 | 152.6131 | 120.7912 | 0 | 0 | 0 | 0 | 287.1375 | 174.3786 | 170.2968 | 168.533 | 0 | 0 | 0 | 0 | 0 | -0.73999 | -4.7582 | -5.2369 | 0 | 0 | 0 | 0 | -71.6231 | 55.5198 | 76.6661 | 113.1672 | 0.39774 | 0.39105 | 0.38218 | 0.36579 | -28.4875 | 21.7108 | 29.3006 | 41.3949
1 | 12 | 5 | 401.6913 | 402.2931 | 404.4691 | 405.8412 | 0 | 0 | 0 | 0 | 162.0589 | 179.5592 | 161.5724 | 137.2748 | 0 | 0 | 0 | 0 | 261.4554 | 168.5041 | 161.1167 | 156.1466 | 0 | 0 | 0 | 0 | 0 | -0.82317 | 2.0092 | -2.375 | 0 | 0 | 0 | 0 | -21.823 | 55.053 | 79.7708 | 114.7948 | 0.39572 | 0.38832 | 0.382 | 0.36494 | -8.6358 | 21.3779 | 30.4724 | 41.8936
1 | 12 | 6 | 435.482 | 435.1043 | 436.3868 | 436.9923 | 0 | 0 | 0 | 0 | 208.373 | 191.0339 | 186.8387 | 158.2264 | 0 | 0 | 0 | 0 | 256.7853 | 169.3159 | 161.0709 | 155.288 | 0 | 0 | 0 | 0 | 0 | 20.288 | -0.60729 | -3.9319 | 0 | 0 | 0 | 0 | -29.6763 | 54.4665 | 89.0844 | 127.4097 | 0.39561 | 0.38891 | 0.3827 | 0.36553 | -11.7403 | 21.1825 | 34.0926 | 46.5727
1 | 12 | 7 | 489.7851 | 489.5451 | 491.398 | 492.6929 | 0 | 0 | 0 | 0 | 228.9942 | 217.0288 | 200.0781 | 195.6762 | 0 | 0 | 0 | 0 | 253.9753 | 164.942 | 155.4771 | 148.5353 | 0 | 0 | 0 | 0 | 0 | 23.7203 | 16.9811 | 10.7738 | 0 | 0 | 0 | 0 | 6.8156 | 83.8541 | 118.8617 | 137.7077 | 0.39512 | 0.39346 | 0.38571 | 0.37033 | 2.693 | 32.993 | 45.8466 | 50.9973
1 | 12 | 8 | 527.2762 | 527.7555 | 530.9437 | 533.8517 | 0 | 0 | 0 | 0 | 208.3319 | 179.7945 | 160.1267 | 147.3251 | 0 | 0 | 0 | 0 | 282.3797 | 200.9038 | 193.2498 | 187.7294 | 0 | 0 | 0 | 0 | 0 | -1.8855 | 3.3968 | -2.3333 | 0 | 0 | 0 | 0 | 36.5645 | 148.9428 | 174.1704 | 201.1305 | 0.39371 | 0.38507 | 0.38401 | 0.3747 | 14.3956 | 57.3528 | 66.8823 | 75.3644
1 | 12 | 9 | 531.4085 | 532.6002 | 536.9642 | 541.357 | 0 | 0 | 0 | 0 | 175.228 | 137.3857 | 136.6581 | 143.2779 | 0 | 0 | 0 | 0 | 364.834 | 347.3383 | 355.504 | 363.8979 | 0 | 0 | 0 | 0 | 0 | -18.7096 | -6.8065 | -4.1348 | 0 | 0 | 0 | 0 | -8.6536 | 66.5857 | 51.6087 | 38.3159 | 0.37693 | 0.19574 | 0.19483 | 0.1952 | -3.2618 | 13.0334 | 10.0547 | 7.4793
1 | 12 | 10 | 526.6766 | 527.5708 | 531.5496 | 535.559 | 0 | 0 | 0 | 0 | 181.4974 | 132.9007 | 134.882 | 126.6767 | 0 | 0 | 0 | 0 | 416.206 | 440.0381 | 462.1648 | 482.9134 | 0 | 0 | 0 | 0 | 0 | -16.1474 | -19.0051 | -30.5306 | 0 | 0 | 0 | 0 | -71.0268 | -29.2205 | -46.4922 | -43.5006 | 0.37868 | 0.19544 | 0.19523 | 0.10268 | -26.8962 | -5.7108 | -9.0769 | -4.4668
1 | 12 | 11 | 526.2379 | 527.1084 | 530.8019 | 534.2491 | 0 | 0 | 0 | 0 | 163.5668 | 125.0147 | 125.5383 | 122.5337 | 0 | 0 | 0 | 0 | 453.3824 | 501.5097 | 532.5276 | 561.2555 | 0 | 0 | 0 | 0 | 0 | -22.9498 | -25.0034 | -28.5447 | 0 | 0 | 0 | 0 | -90.7112 | -76.4663 | -102.2607 | -120.9953 | 0.37978 | 0.19887 | 0.19965 | 0.10268 | -34.45 | -15.2066 | -20.4163 | -12.4242
1 | 12 | 12 | 519.4077 | 520.2938 | 523.7859 | 526.8307 | 0 | 0 | 0 | 0 | 152.7792 | 125.4041 | 126.9231 | 115.2427 | 0 | 0 | 0 | 0 | 458.364 | 548.4367 | 583.0578 | 614.7986 | 0 | 0 | 0 | 0 | 0 | -22.8221 | -26.3961 | -29.4335 | 0 | 0 | 0 | 0 | -91.7355 | -130.7247 | -159.799 | -173.7771 | 0.37904 | 0.19928 | 0.19965 | 0.10268 | -34.7718 | -26.0508 | -31.9039 | -17.844
1 | 12 | 13 | 513.019 | 514.8974 | 519.3933 | 523.2546 | 0 | 0 | 0 | 0 | 158.5835 | 125.3797 | 125.7031 | 114.9578 | 0 | 0 | 0 | 0 | 445.1213 | 558.6634 | 597.9689 | 633.928 | 0 | 0 | 0 | 0 | 0 | -22.4814 | -26.1124 | -28.8628 | 0 | 0 | 0 | 0 | -90.6859 | -146.6643 | -178.1664 | -196.7685 | 0.37914 | 0.19928 | 0.19965 | 0.10268 | -34.383 | -29.2272 | -35.5709 | -20.2048
1 | 12 | 14 | 507.5858 | 510.0464 | 515.1895 | 519.6613 | 0 | 0 | 0 | 0 | 167.1784 | 128.5793 | 125.7599 | 114.804 | 0 | 0 | 0 | 0 | 438.6026 | 555.5581 | 591.6537 | 624.689 | 0 | 0 | 0 | 0 | 0 | -23.7835 | -23.6981 | -22.6686 | 0 | 0 | 0 | 0 | -98.1951 | -150.3075 | -178.5261 | -197.1631 | 0.37923 | 0.19925 | 0.19951 | 0.10268 | -37.239 | -29.9493 | -35.6184 | -20.2453
1 | 12 | 15 | 498.9741 | 502.0532 | 507.8204 | 512.8249 | 0 | 0 | 0 | 0 | 169.55 | 133.7781 | 131.8244 | 115.474 | 0 | 0 | 0 | 0 | 427.6243 | 535.4015 | 566.3519 | 594.7832 | 0 | 0 | 0 | 0 | 0 | -17.2201 | -17.2957 | -17.7003 | 0 | 0 | 0 | 0 | -98.2002 | -149.9062 | -173.0602 | -179.7319 | 0.37903 | 0.19565 | 0.19571 | 0.097328 | -37.221 | -29.3287 | -33.8699 | -17.493
1 | 12 | 16 | 495.7412 | 500.5739 | 508.2703 | 514.9949 | 0 | 0 | 0 | 0 | 173.3706 | 154.595 | 136.3644 | 148.0792 | 0 | 0 | 0 | 0 | 373.0225 | 443.1765 | 461.5071 | 478.7685 | 0 | 0 | 0 | 0 | 0 | -9.6572 | -0.79874 | -2.4273 | 0 | 0 | 0 | 0 | -50.652 | -87.5403 | -88.8024 | -109.4256 | 0.37973 | 0.1927 | 0.19404 | 0.18663 | -19.2343 | -16.8691 | -17.2316 | -20.4217
1 | 12 | 17 | 505.7585 | 512.0716 | 521.4006 | 529.5098 | 0 | 0 | 0 | 0 | 215.0897 | 188.0674 | 157.4534 | 195.3515 | 0 | 0 | 0 | 0 | 287.0095 | 277.452 | 275.4804 | 274.9177 | 0 | 0 | 0 | 0 | 0 | -0.61366 | -1.0113 | 6.9206 | 0 | 0 | 0 | 0 | 3.6594 | 47.1659 | 89.4781 | 52.3199 | 0.39657 | 0.40209 | 0.39866 | 0.38696 | 1.4512 | 18.9651 | 35.6716 | 20.2458
1 | 12 | 18 | 560.6871 | 570.202 | 583.2706 | 594.6179 | 0 | 0 | 0 | 0 | 252.0981 | 224.1694 | 210.215 | 217.3874 | 0 | 0 | 0 | 0 | 245.0766 | 170.3701 | 159.8124 | 151.803 | 0 | 0 | 0 | 0 | 0 | 13.6915 | 9.9222 | 22.9112 | 0 | 0 | 0 | 0 | 63.5124 | 161.971 | 203.3209 | 202.5162 | 0.40419 | 0.40413 | 0.39849 | 0.38211 | 25.6708 | 65.4566 | 81.0213 | 77.3844
1 | 12 | 19 | 584.3616 | 596.1981 | 611.898 | 625.5211 | 0 | 0 | 0 | 0 | 261.1435 | 219.1385 | 214.768 | 226.4008 | 0 | 0 | 0 | 0 | 242.3875 | 144.3011 | 135.2251 | 128.5514 | 0 | 0 | 0 | 0 | 0 | 12.4181 | 12.9992 | 19.7578 | 0 | 0 | 0 | 0 | 80.8305 | 220.3403 | 248.9057 | 250.811 | 0.40616 | 0.40567 | 0.40134 | 0.38379 | 32.8299 | 89.3866 | 99.8952 | 96.2599
1 | 12 | 20 | 575.8132 | 588.0727 | 604.1198 | 617.9575 | 0 | 0 | 0 | 0 | 247.3121 | 231.0706 | 236.8801 | 249.2322 | 0 | 0 | 0 | 0 | 232.7838 | 143.0117 | 135.163 | 129.5947 | 0 | 0 | 0 | 0 | 0 | 1.9877 | 6.2166 | 16.915 | 0 | 0 | 0 | 0 | 95.7174 | 212.0027 | 225.8601 | 222.2156 | 0.40529 | 0.40498 | 0.3998 | 0.38283 | 38.7936 | 85.8575 | 90.2998 | 85.0702
1 | 12 | 21 | 561.7995 | 573.9298 | 589.6756 | 603.1387 | 0 | 0 | 0 | 0 | 251.3404 | 218.5724 | 219.3695 | 246.5803 | 0 | 0 | 0 | 0 | 223.8913 | 143.4542 | 136.8007 | 132.3261 | 0 | 0 | 0 | 0 | 0 | 3.416 | 5.0976 | 21.4711 | 0 | 0 | 0 | 0 | 86.5679 | 208.4872 | 228.4078 | 202.7611 | 0.40397 | 0.40336 | 0.39852 | 0.38167 | 34.9705 | 84.0952 | 91.0256 | 77.3877
1 | 12 | 22 | 535.1828 | 547.3261 | 562.9413 | 576.2737 | 0 | 0 | 0 | 0 | 245.4322 | 219.5056 | 233.7813 | 236.5113 | 0 | 0 | 0 | 0 | 228.8254 | 144.5508 | 140.2771 | 138.0745 | 0 | 0 | 0 | 0 | 0 | 11.8809 | 15.8776 | 4.7718 | 0 | 0 | 0 | 0 | 60.9251 | 171.3888 | 173.0053 | 196.9161 | 0.40092 | 0.40074 | 0.39596 | 0.37797 | 24.4263 | 68.6827 | 68.5026 | 74.4282
1 | 12 | 23 | 503.0824 | 514.8003 | 529.777 | 542.5317 | 0 | 0 | 0 | 0 | 228.9657 | 213.4211 | 229.6324 | 228.7588 | 0 | 0 | 0 | 0 | 231.007 | 146.9552 | 143.412 | 141.9263 | 0 | 0 | 0 | 0 | 0 | 13.164 | 4.8606 | 16.8426 | 0 | 0 | 0 | 0 | 43.1097 | 141.2601 | 151.8721 | 155.0041 | 0.39777 | 0.39563 | 0.3915 | 0.37266 | 17.1478 | 55.8863 | 59.4581 | 57.7645
1 | 12 | 24 | 468.352 | 478.3097 | 491.1479 | 501.9784 | 0 | 0 | 0 | 0 | 191.8851 | 210.7774 | 213.4318 | 209.2204 | 0 | 0 | 0 | 0 | 226.3898 | 142.8692 | 139.4158 | 138.0122 | 0 | 0 | 0 | 0 | 0 | 10.8201 | 13.8113 | 7.8673 | 0 | 0 | 0 | 0 | 50.0771 | 113.8429 | 124.489 | 146.8786 | 0.39698 | 0.39267 | 0.38667 | 0.36903 | 19.8797 | 44.7032 | 48.1358 | 54.2033
1 | 13 | 1 | 435.2105 | 442.3795 | 451.907 | 459.7195 | 0 | 0 | 0 | 0 | 187.1492 | 179.8674 | 188.8962 | 183.3169 | 0 | 0 | 0 | 0 | 213.3212 | 146.9718 | 143.7206 | 142.4631 | 0 | 0 | 0 | 0 | 0 | -1.0926 | 3.3948 | 9.0856 | 0 | 0 | 0 | 0 | 34.7401 | 116.6329 | 115.8955 | 124.8539 | 0.399 | 0.39187 | 0.38588 | 0.36679 | 13.8613 | 45.705 | 44.7217 | 45.7946
1 | 13 | 2 | 416.6014 | 421.7896 | 429.0719 | 434.9343 | 0 | 0 | 0 | 0 | 181.6777 | 159.1085 | 160.5517 | 162.2064 | 0 | 0 | 0 | 0 | 199.1642 | 150.4061 | 147.8191 | 147.1419 | 0 | 0 | 0 | 0 | 0 | 3.5209 | -1.1694 | -0.27517 | 0 | 0 | 0 | 0 | 35.7595 | 108.754 | 121.8706 | 125.8612 | 0.39922 | 0.39186 | 0.38422 | 0.36646 | 14.276 | 42.6168 | 46.825 | 46.1234
1 | 13 | 3 | 407.9027 | 411.5 | 417.0087 | 421.3304 | 0 | 0 | 0 | 0 | 182.5061 | 156.1048 | 160.5868 | 145.6716 | 0 | 0 | 0 | 0 | 181.9389 | 149.7749 | 147.5251 | 147.1093 | 0 | 0 | 0 | 0 | 0 | -3.8082 | 14.7417 | -10.1916 | 0 | 0 | 0 | 0 | 43.4578 | 109.4284 | 94.1551 | 138.741 | 0.39872 | 0.3916 | 0.38238 | 0.3658 | 17.3276 | 42.8516 | 36.0034 | 50.7514
1 | 13 | 4 | 405.4633 | 407.6943 | 411.6838 | 414.6603 | 0 | 0 | 0 | 0 | 174.2194 | 162.2963 | 152.6131 | 120.7912 | 0 | 0 | 0 | 0 | 170.7257 | 146.7466 | 144.952 | 144.927 | 0 | 0 | 0 | 0 | 0 | -0.73999 | -4.7582 | -5.2369 | 0 | 0 | 0 | 0 | 60.5183 | 99.3914 | 118.8769 | 154.1789 | 0.39774 | 0.39105 | 0.38218 | 0.36579 | 24.0707 | 38.8666 | 45.4328 | 56.3963
1 | 13 | 5 | 405.3715 | 406.0927 | 408.4152 | 409.9137 | 0 | 0 | 0 | 0 | 162.0589 | 179.5592 | 161.5724 | 137.2748 | 0 | 0 | 0 | 0 | 174.0952 | 142.922 | 143.3879 | 145.4954 | 0 | 0 | 0 | 0 | 0 | -0.82317 | 2.0092 | -2.375 | 0 | 0 | 0 | 0 | 69.2175 | 84.4346 | 101.4457 | 129.5184 | 0.39572 | 0.38832 | 0.382 | 0.36494 | 27.3907 | 32.7873 | 38.7522 | 47.2669
1 | 13 | 6 | 420.2125 | 419.3396 | 420.014 | 420.0956 | 0 | 0 | 0 | 0 | 208.373 | 191.0339 | 186.8387 | 158.2264 | 0 | 0 | 0 | 0 | 174.3875 | 146.0031 | 146.8824 | 149.3856 | 0 | 0 | 0 | 0 | 0 | 20.288 | -0.60729 | -3.9319 | 0 | 0 | 0 | 0 | 37.4521 | 62.0146 | 86.9003 | 116.4156 | 0.39561 | 0.38891 | 0.3827 | 0.36553 | 14.8166 | 24.1181 | 33.2567 | 42.554
1 | 13 | 7 | 440.491 | 438.6524 | 438.5424 | 438.146 | 0 | 0 | 0 | 0 | 228.9942 | 217.0288 | 200.0781 | 195.6762 | 0 | 0 | 0 | 0 | 165.1088 | 144.7851 | 145.4364 | 147.6824 | 0 | 0 | 0 | 0 | 0 | 23.7203 | 16.9811 | 10.7738 | 0 | 0 | 0 | 0 | 46.388 | 53.1182 | 76.0468 | 84.0137 | 0.39512 | 0.39346 | 0.38571 | 0.37033 | 18.3287 | 20.8998 | 29.3323 | 31.1128
1 | 13 | 8 | 451.5478 | 449.5715 | 449.7442 | 450.0538 | 0 | 0 | 0 | 0 | 208.3319 | 179.7945 | 160.1267 | 147.3251 | 0 | 0 | 0 | 0 | 188.0885 | 187.8151 | 195.4305 | 203.865 | 0 | 0 | 0 | 0 | 0 | -1.8855 | 3.3968 | -2.3333 | 0 | 0 | 0 | 0 | 55.1274 | 83.8474 | 90.7901 | 101.197 | 0.39371 | 0.38507 | 0.38401 | 0.3747 | 21.704 | 32.2868 | 34.8639 | 37.9189
1 | 13 | 9 | 476.3285 | 475.7341 | 477.9048 | 480.4077 | 0 | 0 | 0 | 0 | 175.228 | 137.3857 | 136.6581 | 143.2779 | 0 | 0 | 0 | 0 | 252.6202 | 331.9132 | 355.8299 | 378.2897 | 0 | 0 | 0 | 0 | 0 | -18.7096 | -6.8065 | -4.1348 | 0 | 0 | 0 | 0 | 48.4803 | 25.1447 | -7.7766 | -37.0251 | 0.37693 | 0.19574 | 0.19483 | 0.1952 | 18.2738 | 4.9218 | -1.5151 | -7.2274
1 | 13 | 10 | 491.9619 | 491.7304 | 494.3268 | 497.1451 | 0 | 0 | 0 | 0 | 181.4974 | 132.9007 | 134.882 | 126.6767 | 0 | 0 | 0 | 0 | 295.4428 | 425.5547 | 469.7782 | 510.3187 | 0 | 0 | 0 | 0 | 0 | -16.1474 | -19.0051 | -30.5306 | 0 | 0 | 0 | 0 | 15.0216 | -50.5776 | -91.3285 | -109.3197 | 0.37868 | 0.19544 | 0.19523 | 0.10268 | 5.6883 | -9.8848 | -17.8305 | -11.2253
1 | 13 | 11 | 495.805 | 495.6886 | 498.1703 | 500.5733 | 0 | 0 | 0 | 0 | 163.5668 | 125.0147 | 125.5383 | 122.5337 | 0 | 0 | 0 | 0 | 293.0449 | 472.2567 | 528.9681 | 580.6901 | 0 | 0 | 0 | 0 | 0 | -22.9498 | -25.0034 | -28.5447 | 0 | 0 | 0 | 0 | 39.1934 | -78.633 | -131.3328 | -174.1058 | 0.37978 | 0.19887 | 0.19965 | 0.10268 | 14.8847 | -15.6375 | -26.2206 | -17.8777
1 | 13 | 12 | 486.3915 | 486.2071 | 488.3844 | 490.2963 | 0 | 0 | 0 | 0 | 152.7792 | 125.4041 | 126.9231 | 115.2427 | 0 | 0 | 0 | 0 | 289.6996 | 485.2369 | 549.3504 | 607.6786 | 0 | 0 | 0 | 0 | 0 | -22.8221 | -26.3961 | -29.4335 | 0 | 0 | 0 | 0 | 43.9127 | -101.6118 | -161.4931 | -203.1914 | 0.37904 | 0.19928 | 0.19965 | 0.10268 | 16.6448 | -20.2491 | -32.2421 | -20.8643
1 | 13 | 13 | 475.8271 | 476.4995 | 479.5144 | 482.0996 | 0 | 0 | 0 | 0 | 158.5835 | 125.3797 | 125.7031 | 114.9578 | 0 | 0 | 0 | 0 | 275.9146 | 478.4297 | 545.7252 | 606.9293 | 0 | 0 | 0 | 0 | 0 | -22.4814 | -26.1124 | -28.8628 | 0 | 0 | 0 | 0 | 41.329 | -104.8285 | -165.8015 | -210.9247 | 0.37914 | 0.19928 | 0.19965 | 0.10268 | 15.6696 | -20.8902 | -33.1023 | -21.6584
1 | 13 | 14 | 460.6803 | 461.6197 | 464.8951 | 467.7575 | 0 | 0 | 0 | 0 | 167.1784 | 128.5793 | 125.7599 | 114.804 | 0 | 0 | 0 | 0 | 270.9861 | 458.0362 | 523.3523 | 582.7976 | 0 | 0 | 0 | 0 | 0 | -23.7835 | -23.6981 | -22.6686 | 0 | 0 | 0 | 0 | 22.5157 | -101.2122 | -160.5191 | -207.1756 | 0.37923 | 0.19925 | 0.19951 | 0.10268 | 8.5388 | -20.1669 | -32.0257 | -21.2734
1 | 13 | 15 | 450.4407 | 451.946 | 455.7806 | 459.1198 | 0 | 0 | 0 | 0 | 169.55 | 133.7781 | 131.8244 | 115.474 | 0 | 0 | 0 | 0 | 243.3214 | 408.3666 | 466.6853 | 519.9168 | 0 | 0 | 0 | 0 | 0 | -17.2201 | -17.2957 | -17.7003 | 0 | 0 | 0 | 0 | 37.5693 | -72.9786 | -125.4334 | -158.5706 | 0.37903 | 0.19565 | 0.19571 | 0.097328 | 14.2399 | -14.278 | -24.5488 | -15.4334
1 | 13 | 16 | 448.5526 | 451.855 | 457.6724 | 462.7778 | 0 | 0 | 0 | 0 | 173.3706 | 154.595 | 136.3644 | 148.0792 | 0 | 0 | 0 | 0 | 190.8286 | 301.8701 | 342.1905 | 379.2933 | 0 | 0 | 0 | 0 | 0 | -9.6572 | -0.79874 | -2.4273 | 0 | 0 | 0 | 0 | 84.3533 | 5.0471 | -20.0838 | -62.1674 | 0.37973 | 0.1927 | 0.19404 | 0.18663 | 32.0319 | 0.97259 | -3.8971 | -11.6021
1 | 13 | 17 | 465.5234 | 470.5317 | 478.2586 | 484.9872 | 0 | 0 | 0 | 0 | 215.0897 | 188.0674 | 157.4534 | 195.3515 | 0 | 0 | 0 | 0 | 106.013 | 152.8183 | 164.409 | 175.7452 | 0 | 0 | 0 | 0 | 0 | -0.61366 | -1.0113 | 6.9206 | 0 | 0 | 0 | 0 | 144.4208 | 130.2597 | 157.4075 | 106.9699 | 0.39657 | 0.40209 | 0.39866 | 0.38696 | 57.2727 | 52.3766 | 62.7525 | 41.3932
1 | 13 | 18 | 532.8374 | 541.4493 | 553.4089 | 563.8006 | 0 | 0 | 0 | 0 | 252.0981 | 224.1694 | 210.215 | 217.3874 | 0 | 0 | 0 | 0 | 62.4197 | 87.5394 | 86.2729 | 86.058 | 0 | 0 | 0 | 0 | 0 | 13.6915 | 9.9222 | 22.9112 | 0 | 0 | 0 | 0 | 218.3196 | 216.0489 | 246.9987 | 237.444 | 0.40419 | 0.40413 | 0.39849 | 0.38211 | 88.2416 | 87.3109 | 98.4264 | 90.7308
1 | 13 | 19 | 554.9726 | 565.8561 | 580.3857 | 593.0005 | 0 | 0 | 0 | 0 | 261.1435 | 219.1385 | 214.768 | 226.4008 | 0 | 0 | 0 | 0 | 61.8692 | 93.2929 | 92.2371 | 92.2024 | 0 | 0 | 0 | 0 | 0 | 12.4181 | 12.9992 | 19.7578 | 0 | 0 | 0 | 0 | 231.9599 | 241.0065 | 260.3815 | 254.6394 | 0.40616 | 0.40567 | 0.40134 | 0.38379 | 94.2123 | 97.7703 | 104.5009 | 97.7292
1 | 13 | 20 | 550.1753 | 561.6034 | 576.6296 | 589.5875 | 0 | 0 | 0 | 0 | 247.3121 | 231.0706 | 236.8801 | 249.2322 | 0 | 0 | 0 | 0 | 61.3871 | 94.2265 | 92.4651 | 91.7584 | 0 | 0 | 0 | 0 | 0 | 1.9877 | 6.2166 | 16.915 | 0 | 0 | 0 | 0 | 241.4762 | 234.3185 | 241.0678 | 231.682 | 0.40529 | 0.40498 | 0.3998 | 0.38283 | 97.8686 | 94.895 | 96.3799 | 88.6942
1 | 13 | 21 | 538.2671 | 549.6343 | 564.443 | 577.0987 | 0 | 0 | 0 | 0 | 251.3404 | 218.5724 | 219.3695 | 246.5803 | 0 | 0 | 0 | 0 | 58.8622 | 89.7629 | 86.875 | 85.0979 | 0 | 0 | 0 | 0 | 0 | 3.416 | 5.0976 | 21.4711 | 0 | 0 | 0 | 0 | 228.0645 | 237.883 | 253.1009 | 223.9494 | 0.40397 | 0.40336 | 0.39852 | 0.38167 | 92.1303 | 95.9523 | 100.8663 | 85.4746
1 | 13 | 22 | 520.3733 | 532.0364 | 547.0618 | 559.8861 | 0 | 0 | 0 | 0 | 245.4322 | 219.5056 | 233.7813 | 236.5113 | 0 | 0 | 0 | 0 | 66.7174 | 95.3867 | 92.5308 | 90.7961 | 0 | 0 | 0 | 0 | 0 | 11.8809 | 15.8776 | 4.7718 | 0 | 0 | 0 | 0 | 208.2236 | 205.2632 | 204.8721 | 227.8068 | 0.40092 | 0.40074 | 0.39596 | 0.37797 | 83.4818 | 82.2576 | 81.1204 | 86.1039
1 | 13 | 23 | 494.1825 | 505.6119 | 520.2342 | 532.6835 | 0 | 0 | 0 | 0 | 228.9657 | 213.4211 | 229.6324 | 228.7588 | 0 | 0 | 0 | 0 | 71.4555 | 96.8629 | 93.097 | 90.4942 | 0 | 0 | 0 | 0 | 0 | 13.164 | 4.8606 | 16.8426 | 0 | 0 | 0 | 0 | 193.7613 | 182.1639 | 192.6442 | 196.588 | 0.39777 | 0.39563 | 0.3915 | 0.37266 | 77.0729 | 72.069 | 75.4205 | 73.2613
1 | 13 | 24 | 459.5583 | 469.2308 | 481.7189 | 492.2477 | 0 | 0 | 0 | 0 | 191.8851 | 210.7774 | 213.4318 | 209.2204 | 0 | 0 | 0 | 0 | 72.8826 | 105.255 | 101.0655 | 98.058 | 0 | 0 | 0 | 0 | 0 | 10.8201 | 13.8113 | 7.8673 | 0 | 0 | 0 | 0 | 194.7906 | 142.3782 | 153.4103 | 177.102 | 0.39698 | 0.39267 | 0.38667 | 0.36903 | 77.3282 | 55.9082 | 59.3188 | 65.3568
1 | 14 | 1 | 433.6889 | 440.8085 | 450.2754 | 458.0357 | 0 | 0 | 0 | 0 | 187.1492 | 179.8674 | 188.8962 | 183.3169 | 0 | 0 | 0 | 0 | 69.6715 | 108.8345 | 103.8921 | 100.1679 | 0 | 0 | 0 | 0 | 0 | -1.0926 | 3.3948 | 9.0856 | 0 | 0 | 0 | 0 | 176.8682 | 153.1992 | 154.0924 | 165.4652 | 0.399 | 0.39187 | 0.38588 | 0.36679 | 70.5703 | 60.0342 | 59.4612 | 60.6903
1 | 14 | 2 | 413.0981 | 418.1726 | 425.3155 | 431.0577 | 0 | 0 | 0 | 0 | 181.6777 | 159.1085 | 160.5517 | 162.2064 | 0 | 0 | 0 | 0 | 67.9741 | 114.6924 | 108.4921 | 103.573 | 0 | 0 | 0 | 0 | 0 | 3.5209 | -1.1694 | -0.27517 | 0 | 0 | 0 | 0 | 163.4463 | 140.8508 | 157.4412 | 165.5535 | 0.39922 | 0.39186 | 0.38422 | 0.36646 | 65.2515 | 55.1944 | 60.4919 | 60.6692
1 | 14 | 3 | 403.9924 | 407.4629 | 412.8159 | 417.0034 | 0 | 0 | 0 | 0 | 182.5061 | 156.1048 | 160.5868 | 145.6716 | 0 | 0 | 0 | 0 | 71.6779 | 128.9179 | 121.7718 | 115.9756 | 0 | 0 | 0 | 0 | 0 | -3.8082 | 14.7417 | -10.1916 | 0 | 0 | 0 | 0 | 149.8085 | 126.2483 | 115.7156 | 165.5478 | 0.39872 | 0.3916 | 0.38238 | 0.3658 | 59.7319 | 49.4382 | 44.2478 | 60.5573
1 | 14 | 4 | 397.5189 | 399.4922 | 403.1654 | 405.8693 | 0 | 0 | 0 | 0 | 174.2194 | 162.2963 | 152.6131 | 120.7912 | 0 | 0 | 0 | 0 | 77.8498 | 133.2927 | 125.2831 | 118.7088 | 0 | 0 | 0 | 0 | 0 | -0.73999 | -4.7582 | -5.2369 | 0 | 0 | 0 | 0 | 145.4498 | 104.6432 | 130.0274 | 171.6061 | 0.39774 | 0.39105 | 0.38218 | 0.36579 | 57.8516 | 40.9203 | 49.6944 | 62.771
1 | 14 | 5 | 398.5418 | 399.0415 | 401.0921 | 402.3562 | 0 | 0 | 0 | 0 | 162.0589 | 179.5592 | 161.5724 | 137.2748 | 0 | 0 | 0 | 0 | 86.1142 | 140.1941 | 131.1199 | 123.5921 | 0 | 0 | 0 | 0 | 0 | -0.82317 | 2.0092 | -2.375 | 0 | 0 | 0 | 0 | 150.3688 | 80.1113 | 106.3905 | 143.8643 | 0.39572 | 0.38832 | 0.382 | 0.36494 | 59.5039 | 31.1085 | 40.6411 | 52.5023
1 | 14 | 6 | 409.9149 | 408.7081 | 408.9724 | 408.7007 | 0 | 0 | 0 | 0 | 208.373 | 191.0339 | 186.8387 | 158.2264 | 0 | 0 | 0 | 0 | 89.2963 | 146.386 | 136.9019 | 129.0079 | 0 | 0 | 0 | 0 | 0 | 20.288 | -0.60729 | -3.9319 | 0 | 0 | 0 | 0 | 112.2456 | 51.0001 | 85.8392 | 125.3983 | 0.39561 | 0.38891 | 0.3827 | 0.36553 | 44.4059 | 19.8344 | 32.8506 | 45.8375
1 | 14 | 7 | 428.654 | 426.4316 | 425.8502 | 425.0476 | 0 | 0 | 0 | 0 | 228.9942 | 217.0288 | 200.0781 | 195.6762 | 0 | 0 | 0 | 0 | 96.0926 | 153.8474 | 143.4845 | 134.8128 | 0 | 0 | 0 | 0 | 0 | 23.7203 | 16.9811 | 10.7738 | 0 | 0 | 0 | 0 | 103.5671 | 31.8351 | 65.3066 | 83.7849 | 0.39512 | 0.39346 | 0.38571 | 0.37033 | 40.9211 | 12.5258 | 25.1896 | 31.028
1 | 14 | 8 | 439.8524 | 437.4968 | 437.2038 | 437.1121 | 0 | 0 | 0 | 0 | 208.3319 | 179.7945 | 160.1267 | 147.3251 | 0 | 0 | 0 | 0 | 143.7392 | 221.1815 | 216.9625 | 213.6908 | 0 | 0 | 0 | 0 | 0 | -1.8855 | 3.3968 | -2.3333 | 0 | 0 | 0 | 0 | 87.7813 | 38.4064 | 56.7177 | 78.4295 | 0.39371 | 0.38507 | 0.38401 | 0.3747 | 34.56 | 14.789 | 21.7799 | 29.3878
1 | 14 | 9 | 458.4227 | 457.2476 | 458.7053 | 460.5938 | 0 | 0 | 0 | 0 | 175.228 | 137.3857 | 136.6581 | 143.2779 | 0 | 0 | 0 | 0 | 240.3783 | 392.4048 | 409.2957 | 424.629 | 0 | 0 | 0 | 0 | 0 | -18.7096 | -6.8065 | -4.1348 | 0 | 0 | 0 | 0 | 42.8163 | -53.8334 | -80.442 | -103.1783 | 0.37693 | 0.19574 | 0.19483 | 0.1952 | 16.1389 | -10.5372 | -15.6721 | -20.1406
1 | 14 | 10 | 470.7473 | 469.8279 | 471.5795 | 473.6699 | 0 | 0 | 0 | 0 | 181.4974 | 132.9007 | 134.882 | 126.6767 | 0 | 0 | 0 | 0 | 298.6911 | 499.0202 | 535.71 | 568.6098 | 0 | 0 | 0 | 0 | 0 | -16.1474 | -19.0051 | -30.5306 | 0 | 0 | 0 | 0 | -9.4412 | -145.9456 | -180.0075 | -191.086 | 0.37868 | 0.19544 | 0.19523 | 0.10268 | -3.5752 | -28.5234 | -35.1437 | -19.6213
1 | 14 | 11 | 472.0426 | 471.1556 | 472.6911 | 474.2788 | 0 | 0 | 0 | 0 | 163.5668 | 125.0147 | 125.5383 | 122.5337 | 0 | 0 | 0 | 0 | 333.6157 | 547.726 | 597.2718 | 641.7226 | 0 | 0 | 0 | 0 | 0 | -22.9498 | -25.0034 | -28.5447 | 0 | 0 | 0 | 0 | -25.1399 | -178.6353 | -225.1156 | -261.4328 | 0.37978 | 0.19887 | 0.19965 | 0.10268 | -9.5475 | -35.5245 | -44.9443 | -26.8447
1 | 14 | 12 | 459.5151 | 458.459 | 459.5661 | 460.5559 | 0 | 0 | 0 | 0 | 152.7792 | 125.4041 | 126.9231 | 115.2427 | 0 | 0 | 0 | 0 | 360.8071 | 578.8819 | 633.9073 | 683.2533 | 0 | 0 | 0 | 0 | 0 | -22.8221 | -26.3961 | -29.4335 | 0 | 0 | 0 | 0 | -54.0713 | -223.0048 | -274.8683 | -308.5066 | 0.37904 | 0.19928 | 0.19965 | 0.10268 | -20.4954 | -44.4403 | -54.8774 | -31.6784
1 | 14 | 13 | 449.2515 | 449.062 | 451.0187 | 452.692 | 0 | 0 | 0 | 0 | 158.5835 | 125.3797 | 125.7031 | 114.9578 | 0 | 0 | 0 | 0 | 365.0053 | 576.9084 | 633.393 | 684.1361 | 0 | 0 | 0 | 0 | 0 | -22.4814 | -26.1124 | -28.8628 | 0 | 0 | 0 | 0 | -74.3374 | -230.7447 | -281.9651 | -317.5391 | 0.37914 | 0.19928 | 0.19965 | 0.10268 | -28.1846 | -45.9827 | -56.2943 | -32.6059
1 | 14 | 14 | 439.7134 | 439.973 | 442.4135 | 444.5564 | 0 | 0 | 0 | 0 | 167.1784 | 128.5793 | 125.7599 | 114.804 | 0 | 0 | 0 | 0 | 367.6558 | 571.2023 | 623.6305 | 670.7172 | 0 | 0 | 0 | 0 | 0 | -23.7835 | -23.6981 | -22.6686 | 0 | 0 | 0 | 0 | -95.1208 | -236.0251 | -283.2789 | -318.2962 | 0.37923 | 0.19925 | 0.19951 | 0.10268 | -36.0731 | -47.0289 | -56.518 | -32.6836
1 | 14 | 15 | 433.2249 | 434.1719 | 437.321 | 440.0695 | 0 | 0 | 0 | 0 | 169.55 | 133.7781 | 131.8244 | 115.474 | 0 | 0 | 0 | 0 | 350.876 | 533.1307 | 576.2501 | 615.0407 | 0 | 0 | 0 | 0 | 0 | -17.2201 | -17.2957 | -17.7003 | 0 | 0 | 0 | 0 | -87.201 | -215.5168 | -253.4578 | -272.7449 | 0.37903 | 0.19565 | 0.19571 | 0.097328 | -33.0519 | -42.1652 | -49.6047 | -26.5458
1 | 14 | 16 | 433.4777 | 436.2913 | 441.5083 | 446.0965 | 0 | 0 | 0 | 0 | 173.3706 | 154.595 | 136.3644 | 148.0792 | 0 | 0 | 0 | 0 | 295.7806 | 432.7649 | 458.1675 | 481.2912 | 0 | 0 | 0 | 0 | 0 | -9.6572 | -0.79874 | -2.4273 | 0 | 0 | 0 | 0 | -35.6736 | -141.4113 | -152.2248 | -180.8466 | 0.37973 | 0.1927 | 0.19404 | 0.18663 | -13.5465 | -27.2501 | -29.5383 | -33.7507
1 | 14 | 17 | 454.6242 | 459.2791 | 466.5719 | 472.9266 | 0 | 0 | 0 | 0 | 215.0897 | 188.0674 | 157.4534 | 195.3515 | 0 | 0 | 0 | 0 | 208.3621 | 247.991 | 248.7343 | 250.333 | 0 | 0 | 0 | 0 | 0 | -0.61366 | -1.0113 | 6.9206 | 0 | 0 | 0 | 0 | 31.1724 | 23.8343 | 61.3956 | 20.3215 | 0.39657 | 0.40209 | 0.39866 | 0.38696 | 12.362 | 9.5836 | 24.4761 | 7.8636
1 | 14 | 18 | 520.7881 | 529.0092 | 540.489 | 550.4673 | 0 | 0 | 0 | 0 | 252.0981 | 224.1694 | 210.215 | 217.3874 | 0 | 0 | 0 | 0 | 170.9853 | 138.4456 | 130.7131 | 125.1386 | 0 | 0 | 0 | 0 | 0 | 13.6915 | 9.9222 | 22.9112 | 0 | 0 | 0 | 0 | 97.7048 | 152.7027 | 189.6387 | 185.0301 | 0.40419 | 0.40413 | 0.39849 | 0.38211 | 39.4909 | 61.7111 | 75.569 | 70.7027
1 | 14 | 19 | 550.6377 | 561.3806 | 575.7376 | 588.2036 | 0 | 0 | 0 | 0 | 261.1435 | 219.1385 | 214.768 | 226.4008 | 0 | 0 | 0 | 0 | 182.4892 | 127.8136 | 122.1463 | 118.57 | 0 | 0 | 0 | 0 | 0 | 12.4181 | 12.9992 | 19.7578 | 0 | 0 | 0 | 0 | 107.0049 | 202.0104 | 225.8241 | 223.4749 | 0.40616 | 0.40567 | 0.40134 | 0.38379 | 43.4609 | 81.9505 | 90.6317 | 85.7685
1 | 14 | 20 | 543.6994 | 554.9175 | 569.6859 | 582.4216 | 0 | 0 | 0 | 0 | 247.3121 | 231.0706 | 236.8801 | 249.2322 | 0 | 0 | 0 | 0 | 178.6135 | 100.4492 | 94.9092 | 91.4359 | 0 | 0 | 0 | 0 | 0 | 1.9877 | 6.2166 | 16.915 | 0 | 0 | 0 | 0 | 117.7739 | 221.41 | 231.68 | 224.8385 | 0.40529 | 0.40498 | 0.3998 | 0.38283 | 47.7329 | 89.6673 | 92.6266 | 86.0744
1 | 14 | 21 | 534.4276 | 545.6703 | 560.3261 | 572.8501 | 0 | 0 | 0 | 0 | 251.3404 | 218.5724 | 219.3695 | 246.5803 | 0 | 0 | 0 | 0 | 179.7305 | 91.7087 | 86.2495 | 82.8648 | 0 | 0 | 0 | 0 | 0 | 3.416 | 5.0976 | 21.4711 | 0 | 0 | 0 | 0 | 103.3567 | 231.9731 | 249.6095 | 221.9338 | 0.40397 | 0.40336 | 0.39852 | 0.38167 | 41.7526 | 93.5685 | 99.4749 | 84.7053
1 | 14 | 22 | 509.5625 | 520.875 | 535.47 | 547.9234 | 0 | 0 | 0 | 0 | 245.4322 | 219.5056 | 233.7813 | 236.5113 | 0 | 0 | 0 | 0 | 174.2691 | 96.595 | 91.939 | 89.2711 | 0 | 0 | 0 | 0 | 0 | 11.8809 | 15.8776 | 4.7718 | 0 | 0 | 0 | 0 | 89.8612 | 192.8935 | 193.8721 | 217.3691 | 0.40092 | 0.40074 | 0.39596 | 0.37797 | 36.0275 | 77.3006 | 76.7649 | 82.1588
1 | 14 | 23 | 483.7256 | 494.8159 | 509.0218 | 521.1123 | 0 | 0 | 0 | 0 | 228.9657 | 213.4211 | 229.6324 | 228.7588 | 0 | 0 | 0 | 0 | 176.0657 | 104.9099 | 101.2392 | 99.5025 | 0 | 0 | 0 | 0 | 0 | 13.164 | 4.8606 | 16.8426 | 0 | 0 | 0 | 0 | 78.6943 | 163.3209 | 173.2896 | 176.0085 | 0.39777 | 0.39563 | 0.3915 | 0.37266 | 31.3024 | 64.6142 | 67.8432 | 65.5921
1 | 14 | 24 | 446.0581 | 455.2929 | 467.2433 | 477.3089 | 0 | 0 | 0 | 0 | 191.8851 | 210.7774 | 213.4318 | 209.2204 | 0 | 0 | 0 | 0 | 179.1805 | 99.7387 | 96.9088 | 95.9735 | 0 | 0 | 0 | 0 | 0 | 10.8201 | 13.8113 | 7.8673 | 0 | 0 | 0 | 0 | 74.9926 | 133.9566 | 143.0915 | 164.2478 | 0.39698 | 0.39267 | 0.38667 | 0.36903 | 29.7706 | 52.6013 | 55.3288 | 60.6131
1 | 15 | 1 | 419.534 | 426.1947 | 435.098 | 442.3725 | 0 | 0 | 0 | 0 | 187.1492 | 179.8674 | 188.8962 | 183.3169 | 0 | 0 | 0 | 0 | 173.8096 | 99.1153 | 95.8175 | 94.4096 | 0 | 0 | 0 | 0 | 0 | -1.0926 | 3.3948 | 9.0856 | 0 | 0 | 0 | 0 | 58.5752 | 148.3046 | 146.9895 | 155.5604 | 0.399 | 0.39187 | 0.38588 | 0.36679 | 23.3715 | 58.1161 | 56.7203 | 57.0573
1 | 15 | 2 | 404.6052 | 409.4043 | 416.209 | 421.6598 | 0 | 0 | 0 | 0 | 181.6777 | 159.1085 | 160.5517 | 162.2064 | 0 | 0 | 0 | 0 | 174.4121 | 99.8896 | 95.6342 | 93.3406 | 0 | 0 | 0 | 0 | 0 | 3.5209 | -1.1694 | -0.27517 | 0 | 0 | 0 | 0 | 48.5154 | 146.8853 | 161.1926 | 166.3879 | 0.39922 | 0.39186 | 0.38422 | 0.36646 | 19.3685 | 57.5591 | 61.9333 | 60.975
1 | 15 | 3 | 398.8436 | 402.1471 | 407.2951 | 411.3059 | 0 | 0 | 0 | 0 | 182.5061 | 156.1048 | 160.5868 | 145.6716 | 0 | 0 | 0 | 0 | 167.2382 | 85.8974 | 82.0544 | 80.1104 | 0 | 0 | 0 | 0 | 0 | -3.8082 | 14.7417 | -10.1916 | 0 | 0 | 0 | 0 | 49.0994 | 163.953 | 149.9122 | 195.7156 | 0.39872 | 0.3916 | 0.38238 | 0.3658 | 19.577 | 64.2032 | 57.324 | 71.5926
1 | 15 | 4 | 398.5097 | 400.5152 | 404.2278 | 406.9658 | 0 | 0 | 0 | 0 | 174.2194 | 162.2963 | 152.6131 | 120.7912 | 0 | 0 | 0 | 0 | 168.5422 | 83.2184 | 80.1522 | 78.9477 | 0 | 0 | 0 | 0 | 0 | -0.73999 | -4.7582 | -5.2369 | 0 | 0 | 0 | 0 | 55.7481 | 155.7405 | 176.2208 | 212.4637 | 0.39774 | 0.39105 | 0.38218 | 0.36579 | 22.1734 | 60.9017 | 67.3487 | 77.7161
1 | 15 | 5 | 410.2196 | 411.0979 | 413.6135 | 415.2783 | 0 | 0 | 0 | 0 | 162.0589 | 179.5592 | 161.5724 | 137.2748 | 0 | 0 | 0 | 0 | 167.3011 | 81.6201 | 78.4886 | 77.2164 | 0 | 0 | 0 | 0 | 0 | -0.82317 | 2.0092 | -2.375 | 0 | 0 | 0 | 0 | 80.8596 | 150.7418 | 171.5433 | 203.1621 | 0.39572 | 0.38832 | 0.382 | 0.36494 | 31.9977 | 58.5354 | 65.5294 | 74.1426
1 | 15 | 6 | 436.5083 | 436.1638 | 437.4871 | 438.1279 | 0 | 0 | 0 | 0 | 208.373 | 191.0339 | 186.8387 | 158.2264 | 0 | 0 | 0 | 0 | 154.7927 | 78.3059 | 74.2719 | 72.0775 | 0 | 0 | 0 | 0 | 0 | 20.288 | -0.60729 | -3.9319 | 0 | 0 | 0 | 0 | 73.3426 | 146.536 | 176.9838 | 211.7558 | 0.39561 | 0.38891 | 0.3827 | 0.36553 | 29.0154 | 56.9892 | 67.7316 | 77.4041
1 | 15 | 7 | 477.4351 | 476.7945 | 478.1557 | 479.0268 | 0 | 0 | 0 | 0 | 228.9942 | 217.0288 | 200.0781 | 195.6762 | 0 | 0 | 0 | 0 | 151.0896 | 77.6171 | 73.0936 | 70.3721 | 0 | 0 | 0 | 0 | 0 | 23.7203 | 16.9811 | 10.7738 | 0 | 0 | 0 | 0 | 97.3512 | 158.4284 | 188.0028 | 202.2048 | 0.39512 | 0.39346 | 0.38571 | 0.37033 | 38.4651 | 62.3348 | 72.5152 | 74.8825
1 | 15 | 8 | 507.9725 | 507.8259 | 510.2454 | 512.4911 | 0 | 0 | 0 | 0 | 208.3319 | 179.7945 | 160.1267 | 147.3251 | 0 | 0 | 0 | 0 | 199.9086 | 138.5602 | 140.1745 | 142.7075 | 0 | 0 | 0 | 0 | 0 | -1.8855 | 3.3968 | -2.3333 | 0 | 0 | 0 | 0 | 99.7319 | 191.3567 | 206.5474 | 224.7918 | 0.39371 | 0.38507 | 0.38401 | 0.3747 | 39.265 | 73.6849 | 79.3152 | 84.2304
1 | 15 | 9 | 529.3738 | 530.4994 | 534.7825 | 539.1054 | 0 | 0 | 0 | 0 | 175.228 | 137.3857 | 136.6581 | 143.2779 | 0 | 0 | 0 | 0 | 286.9632 | 301.0174 | 323.4188 | 344.1399 | 0 | 0 | 0 | 0 | 0 | -18.7096 | -6.8065 | -4.1348 | 0 | 0 | 0 | 0 | 67.1825 | 110.8059 | 81.5121 | 55.8224 | 0.37693 | 0.19574 | 0.19483 | 0.1952 | 25.3233 | 21.6889 | 15.8806 | 10.8966
1 | 15 | 10 | 540.3006 | 541.6366 | 546.1579 | 550.6348 | 0 | 0 | 0 | 0 | 181.4974 | 132.9007 | 134.882 | 126.6767 | 0 | 0 | 0 | 0 | 340.3864 | 401.7152 | 444.7898 | 483.8571 | 0 | 0 | 0 | 0 | 0 | -16.1474 | -19.0051 | -30.5306 | 0 | 0 | 0 | 0 | 18.4168 | 23.1682 | -14.5089 | -29.3684 | 0.37868 | 0.19544 | 0.19523 | 0.10268 | 6.974 | 4.528 | -2.8326 | -3.0156
1 | 15 | 11 | 542.6044 | 544.0056 | 548.3508 | 552.3597 | 0 | 0 | 0 | 0 | 163.5668 | 125.0147 | 125.5383 | 122.5337 | 0 | 0 | 0 | 0 | 360.2193 | 445.1036 | 502.4142 | 554.2439 | 0 | 0 | 0 | 0 | 0 | -22.9498 | -25.0034 | -28.5447 | 0 | 0 | 0 | 0 | 18.8184 | -3.163 | -54.5982 | -95.8732 | 0.37978 | 0.19887 | 0.19965 | 0.10268 | 7.1468 | -0.62901 | -10.9005 | -9.8445
1 | 15 | 12 | 535.5796 | 536.9902 | 541.1262 | 544.7258 | 0 | 0 | 0 | 0 | 152.7792 | 125.4041 | 126.9231 | 115.2427 | 0 | 0 | 0 | 0 | 377.716 | 471.3999 | 536.4532 | 595.2569 | 0 | 0 | 0 | 0 | 0 | -22.8221 | -26.3961 | -29.4335 | 0 | 0 | 0 | 0 | 5.0843 | -36.9917 | -95.854 | -136.3402 | 0.37904 | 0.19928 | 0.19965 | 0.10268 | 1.9272 | -7.3717 | -19.1373 | -13.9998
1 | 15 | 13 | 525.3337 | 527.6114 | 532.5977 | 536.8815 | 0 | 0 | 0 | 0 | 158.5835 | 125.3797 | 125.7031 | 114.9578 | 0 | 0 | 0 | 0 | 378.1664 | 465.7431 | 533.3714 | 594.5766 | 0 | 0 | 0 | 0 | 0 | -22.4814 | -26.1124 | -28.8628 | 0 | 0 | 0 | 0 | -11.4163 | -41.0299 | -100.3644 | -143.7901 | 0.37914 | 0.19928 | 0.19965 | 0.10268 | -4.3284 | -8.1764 | -20.0378 | -14.7648
1 | 15 | 14 | 509.8683 | 512.4028 | 517.6369 | 522.187 | 0 | 0 | 0 | 0 | 167.1784 | 128.5793 | 125.7599 | 114.804 | 0 | 0 | 0 | 0 | 367.9819 | 447.0412 | 511.1087 | 569.1314 | 0 | 0 | 0 | 0 | 0 | -23.7835 | -23.6981 | -22.6686 | 0 | 0 | 0 | 0 | -25.292 | -39.4341 | -95.5337 | -139.0798 | 0.37923 | 0.19925 | 0.19951 | 0.10268 | -9.5916 | -7.8574 | -19.0603 | -14.2811
1 | 15 | 15 | 502.9197 | 506.1268 | 512.0512 | 517.191 | 0 | 0 | 0 | 0 | 169.55 | 133.7781 | 131.8244 | 115.474 | 0 | 0 | 0 | 0 | 342.7217 | 413.15 | 468.5421 | 518.7571 | 0 | 0 | 0 | 0 | 0 | -17.2201 | -17.2957 | -17.7003 | 0 | 0 | 0 | 0 | -9.3519 | -23.5811 | -71.0197 | -99.3397 | 0.37903 | 0.19565 | 0.19571 | 0.097328 | -3.5447 | -4.6136 | -13.8994 | -9.6686
1 | 15 | 16 | 496.5551 | 501.4142 | 509.143 | 515.8955 | 0 | 0 | 0 | 0 | 173.3706 | 154.595 | 136.3644 | 148.0792 | 0 | 0 | 0 | 0 | 280.1439 | 323.7823 | 362.4986 | 397.8959 | 0 | 0 | 0 | 0 | 0 | -9.6572 | -0.79874 | -2.4273 | 0 | 0 | 0 | 0 | 43.0406 | 32.6942 | 11.0788 | -27.6524 | 0.37973 | 0.1927 | 0.19404 | 0.18663 | 16.344 | 6.3002 | 2.1498 | -5.1607
1 | 15 | 17 | 509.1557 | 515.5789 | 525.0432 | 533.2689 | 0 | 0 | 0 | 0 | 215.0897 | 188.0674 | 157.4534 | 195.3515 | 0 | 0 | 0 | 0 | 172.8118 | 151.6571 | 163.7014 | 175.5682 | 0 | 0 | 0 | 0 | 0 | -0.61366 | -1.0113 | 6.9206 | 0 | 0 | 0 | 0 | 121.2542 | 176.4681 | 204.8998 | 155.4286 | 0.39657 | 0.40209 | 0.39866 | 0.38696 | 48.0856 | 70.9568 | 81.6859 | 60.1448
1 | 15 | 18 | 572.6833 | 582.5872 | 596.1335 | 607.8924 | 0 | 0 | 0 | 0 | 252.0981 | 224.1694 | 210.215 | 217.3874 | 0 | 0 | 0 | 0 | 115.313 | 47.4929 | 50.4919 | 54.5327 | 0 | 0 | 0 | 0 | 0 | 13.6915 | 9.9222 | 22.9112 | 0 | 0 | 0 | 0 | 205.2722 | 297.2334 | 325.5043 | 313.0611 | 0.40419 | 0.40413 | 0.39849 | 0.38211 | 82.968 | 120.1197 | 129.7101 | 119.6252
1 | 15 | 19 | 603.099 | 615.5432 | 631.9892 | 646.2552 | 0 | 0 | 0 | 0 | 261.1435 | 219.1385 | 214.768 | 226.4008 | 0 | 0 | 0 | 0 | 117.2481 | 47.1261 | 49.6369 | 53.2101 | 0 | 0 | 0 | 0 | 0 | 12.4181 | 12.9992 | 19.7578 | 0 | 0 | 0 | 0 | 224.7074 | 336.8604 | 354.5852 | 346.8864 | 0.40616 | 0.40567 | 0.40134 | 0.38379 | 91.2666 | 136.6558 | 142.3084 | 133.1331
1 | 15 | 20 | 596.8862 | 609.829 | 626.7153 | 641.276 | 0 | 0 | 0 | 0 | 247.3121 | 231.0706 | 236.8801 | 249.2322 | 0 | 0 | 0 | 0 | 122.1791 | 51.722 | 53.3565 | 56.1005 | 0 | 0 | 0 | 0 | 0 | 1.9877 | 6.2166 | 16.915 | 0 | 0 | 0 | 0 | 227.3951 | 325.0488 | 330.2621 | 319.0284 | 0.40529 | 0.40498 | 0.3998 | 0.38283 | 92.1617 | 131.6392 | 132.0402 | 122.1328
1 | 15 | 21 | 581.8816 | 594.6632 | 611.2086 | 625.3608 | 0 | 0 | 0 | 0 | 251.3404 | 218.5724 | 219.3695 | 246.5803 | 0 | 0 | 0 | 0 | 127.0383 | 57.8151 | 58.2687 | 59.8919 | 0 | 0 | 0 | 0 | 0 | 3.416 | 5.0976 | 21.4711 | 0 | 0 | 0 | 0 | 203.5029 | 314.8597 | 328.4728 | 297.4174 | 0.40397 | 0.40336 | 0.39852 | 0.38167 | 82.2082 | 127.0016 | 130.9037 | 113.5151
1 | 15 | 22 | 547.1613 | 559.6931 | 575.7852 | 589.5286 | 0 | 0 | 0 | 0 | 245.4322 | 219.5056 | 233.7813 | 236.5113 | 0 | 0 | 0 | 0 | 127.3893 | 60.1945 | 59.3338 | 59.6944 | 0 | 0 | 0 | 0 | 0 | 11.8809 | 15.8776 | 4.7718 | 0 | 0 | 0 | 0 | 174.3397 | 268.1121 | 266.7925 | 288.5511 | 0.40092 | 0.40074 | 0.39596 | 0.37797 | 69.8969 | 107.4438 | 105.6382 | 109.0633
1 | 15 | 23 | 501.9854 | 513.6677 | 528.6008 | 541.3178 | 0 | 0 | 0 | 0 | 228.9657 | 213.4211 | 229.6324 | 228.7588 | 0 | 0 | 0 | 0 | 129.4122 | 60.8048 | 58.9618 | 58.3772 | 0 | 0 | 0 | 0 | 0 | 13.164 | 4.8606 | 16.8426 | 0 | 0 | 0 | 0 | 143.6075 | 226.2779 | 235.146 | 237.3393 | 0.39777 | 0.39563 | 0.3915 | 0.37266 | 57.1231 | 89.5217 | 92.06 | 88.4479
1 | 15 | 24 | 458.0012 | 467.6233 | 480.0493 | 490.5247 | 0 | 0 | 0 | 0 | 191.8851 | 210.7774 | 213.4318 | 209.2204 | 0 | 0 | 0 | 0 | 133.9456 | 63.4285 | 60.6005 | 59.0724 | 0 | 0 | 0 | 0 | 0 | 10.8201 | 13.8113 | 7.8673 | 0 | 0 | 0 | 0 | 132.1706 | 182.5972 | 192.2057 | 214.3647 | 0.39698 | 0.39267 | 0.38667 | 0.36903 | 52.4692 | 71.7012 | 74.3197 | 79.108
1 | 16 | 1 | 430.2209 | 437.2281 | 446.557 | 454.1982 | 0 | 0 | 0 | 0 | 187.1492 | 179.8674 | 188.8962 | 183.3169 | 0 | 0 | 0 | 0 | 139.4181 | 67.607 | 63.8821 | 61.4956 | 0 | 0 | 0 | 0 | 0 | -1.0926 | 3.3948 | 9.0856 | 0 | 0 | 0 | 0 | 103.6536 | 190.8464 | 190.3839 | 200.3001 | 0.399 | 0.39187 | 0.38588 | 0.36679 | 41.3578 | 74.787 | 73.4653 | 73.4672
1 | 16 | 2 | 414.0536 | 419.1591 | 426.34 | 432.115 | 0 | 0 | 0 | 0 | 181.6777 | 159.1085 | 160.5517 | 162.2064 | 0 | 0 | 0 | 0 | 138.1498 | 69.567 | 64.6098 | 61.0312 | 0 | 0 | 0 | 0 | 0 | 3.5209 | -1.1694 | -0.27517 | 0 | 0 | 0 | 0 | 94.226 | 186.9627 | 202.348 | 209.1525 | 0.39922 | 0.39186 | 0.38422 | 0.36646 | 37.6172 | 73.264 | 77.746 | 76.6466
1 | 16 | 3 | 408.1681 | 411.774 | 417.2933 | 421.624 | 0 | 0 | 0 | 0 | 182.5061 | 156.1048 | 160.5868 | 145.6716 | 0 | 0 | 0 | 0 | 135.0479 | 71.6137 | 65.5766 | 60.9511 | 0 | 0 | 0 | 0 | 0 | -3.8082 | 14.7417 | -10.1916 | 0 | 0 | 0 | 0 | 90.6141 | 187.8636 | 176.3881 | 225.193 | 0.39872 | 0.3916 | 0.38238 | 0.3658 | 36.1298 | 73.5665 | 67.448 | 82.3754
1 | 16 | 4 | 408.0819 | 410.3978 | 414.4916 | 417.558 | 0 | 0 | 0 | 0 | 174.2194 | 162.2963 | 152.6131 | 120.7912 | 0 | 0 | 0 | 0 | 134.4932 | 74.3014 | 67.2289 | 61.5998 | 0 | 0 | 0 | 0 | 0 | -0.73999 | -4.7582 | -5.2369 | 0 | 0 | 0 | 0 | 99.3694 | 174.5402 | 199.4078 | 240.4038 | 0.39774 | 0.39105 | 0.38218 | 0.36579 | 39.5234 | 68.2532 | 76.2104 | 87.9361
1 | 16 | 5 | 420.0041 | 421.1997 | 424.105 | 426.1055 | 0 | 0 | 0 | 0 | 162.0589 | 179.5592 | 161.5724 | 137.2748 | 0 | 0 | 0 | 0 | 137.2335 | 76.7393 | 69.1775 | 63.0789 | 0 | 0 | 0 | 0 | 0 | -0.82317 | 2.0092 | -2.375 | 0 | 0 | 0 | 0 | 120.7117 | 165.7244 | 191.3458 | 228.1267 | 0.39572 | 0.38832 | 0.382 | 0.36494 | 47.768 | 64.3533 | 73.094 | 83.2533
1 | 16 | 6 | 454.6087 | 454.8513 | 456.8953 | 458.1571 | 0 | 0 | 0 | 0 | 208.373 | 191.0339 | 186.8387 | 158.2264 | 0 | 0 | 0 | 0 | 138.9847 | 78.132 | 70.6267 | 64.5854 | 0 | 0 | 0 | 0 | 0 | 20.288 | -0.60729 | -3.9319 | 0 | 0 | 0 | 0 | 107.251 | 165.3973 | 200.0372 | 239.2773 | 0.39561 | 0.38891 | 0.3827 | 0.36553 | 42.43 | 64.3246 | 76.5541 | 87.4642
1 | 16 | 7 | 515.9539 | 516.5625 | 519.4574 | 521.6502 | 0 | 0 | 0 | 0 | 228.9942 | 217.0288 | 200.0781 | 195.6762 | 0 | 0 | 0 | 0 | 140.436 | 78.9078 | 71.0747 | 64.6991 | 0 | 0 | 0 | 0 | 0 | 23.7203 | 16.9811 | 10.7738 | 0 | 0 | 0 | 0 | 146.5237 | 196.9056 | 231.3235 | 250.5012 | 0.39512 | 0.39346 | 0.38571 | 0.37033 | 57.894 | 77.474 | 89.2246 | 92.768
1 | 16 | 8 | 547.4999 | 548.6351 | 552.6286 | 556.2305 | 0 | 0 | 0 | 0 | 208.3319 | 179.7945 | 160.1267 | 147.3251 | 0 | 0 | 0 | 0 | 185.6673 | 131.0178 | 128.5141 | 126.7071 | 0 | 0 | 0 | 0 | 0 | -1.8855 | 3.3968 | -2.3333 | 0 | 0 | 0 | 0 | 153.5006 | 239.7083 | 260.5909 | 284.5316 | 0.39371 | 0.38507 | 0.38401 | 0.3747 | 60.4341 | 92.3035 | 100.0682 | 106.6151
1 | 16 | 9 | 552.8354 | 554.7219 | 559.9392 | 565.0671 | 0 | 0 | 0 | 0 | 175.228 | 137.3857 | 136.6581 | 143.2779 | 0 | 0 | 0 | 0 | 273.7387 | 291.3697 | 308.3406 | 323.5858 | 0 | 0 | 0 | 0 | 0 | -18.7096 | -6.8065 | -4.1348 | 0 | 0 | 0 | 0 | 103.8686 | 144.6761 | 121.747 | 102.3382 | 0.37693 | 0.19574 | 0.19483 | 0.1952 | 39.1515 | 28.3186 | 23.7194 | 19.9766
1 | 16 | 10 | 546.3341 | 547.8658 | 552.6273 | 557.3112 | 0 | 0 | 0 | 0 | 181.4974 | 132.9007 | 134.882 | 126.6767 | 0 | 0 | 0 | 0 | 331.6165 | 399.824 | 435.2618 | 466.8861 | 0 | 0 | 0 | 0 | 0 | -16.1474 | -19.0051 | -30.5306 | 0 | 0 | 0 | 0 | 33.2202 | 31.2885 | 1.4886 | -5.721 | 0.37868 | 0.19544 | 0.19523 | 0.10268 | 12.5797 | 6.115 | 0.29062 | -0.58745
1 | 16 | 11 | 543.4183 | 544.8459 | 549.2235 | 553.2603 | 0 | 0 | 0 | 0 | 163.5668 | 125.0147 | 125.5383 | 122.5337 | 0 | 0 | 0 | 0 | 355.6697 | 447.3883 | 496.9788 | 541.3806 | 0 | 0 | 0 | 0 | 0 | -22.9498 | -25.0034 | -28.5447 | 0 | 0 | 0 | 0 | 24.1819 | -4.6073 | -48.2902 | -82.1092 | 0.37978 | 0.19887 | 0.19965 | 0.10268 | 9.1837 | -0.91624 | -9.6411 | -8.4312
1 | 16 | 12 | 534.8895 | 536.2777 | 540.3863 | 543.9623 | 0 | 0 | 0 | 0 | 152.7792 | 125.4041 | 126.9231 | 115.2427 | 0 | 0 | 0 | 0 | 355.3061 | 458.5019 | 516.6862 | 568.9238 | 0 | 0 | 0 | 0 | 0 | -22.8221 | -26.3961 | -29.4335 | 0 | 0 | 0 | 0 | 26.8042 | -24.8061 | -76.8269 | -110.7707 | 0.37904 | 0.19928 | 0.19965 | 0.10268 | 10.16 | -4.9433 | -15.3385 | -11.3743
1 | 16 | 13 | 524.5374 | 526.7894 | 531.7439 | 536.0005 | 0 | 0 | 0 | 0 | 158.5835 | 125.3797 | 125.7031 | 114.9578 | 0 | 0 | 0 | 0 | 338.6686 | 446.3696 | 508.2929 | 564.0144 | 0 | 0 | 0 | 0 | 0 | -22.4814 | -26.1124 | -28.8628 | 0 | 0 | 0 | 0 | 27.2853 | -22.4784 | -76.1396 | -114.109 | 0.37914 | 0.19928 | 0.19965 | 0.10268 | 10.3451 | -4.4795 | -15.2013 | -11.717
1 | 16 | 14 | 520.8206 | 523.7103 | 529.3805 | 534.3063 | 0 | 0 | 0 | 0 | 167.1784 | 128.5793 | 125.7599 | 114.804 | 0 | 0 | 0 | 0 | 292.564 | 381.8711 | 442.5551 | 497.4212 | 0 | 0 | 0 | 0 | 0 | -23.7835 | -23.6981 | -22.6686 | 0 | 0 | 0 | 0 | 61.0782 | 37.0435 | -15.2365 | -55.2503 | 0.37923 | 0.19925 | 0.19951 | 0.10268 | 23.163 | 7.3811 | -3.0399 | -5.6733
1 | 16 | 15 | 511.9611 | 515.4614 | 521.7458 | 527.1959 | 0 | 0 | 0 | 0 | 169.55 | 133.7781 | 131.8244 | 115.474 | 0 | 0 | 0 | 0 | 247.6351 | 319.9414 | 371.9225 | 419.0908 | 0 | 0 | 0 | 0 | 0 | -17.2201 | -17.2957 | -17.7003 | 0 | 0 | 0 | 0 | 94.776 | 78.962 | 35.2946 | 10.3314 | 0.37903 | 0.19565 | 0.19571 | 0.097328 | 35.9231 | 15.4487 | 6.9076 | 1.0055
1 | 16 | 16 | 506.8351 | 512.0275 | 520.1657 | 527.2709 | 0 | 0 | 0 | 0 | 173.3706 | 154.595 | 136.3644 | 148.0792 | 0 | 0 | 0 | 0 | 183.3242 | 228.4035 | 264.1253 | 296.8393 | 0 | 0 | 0 | 0 | 0 | -9.6572 | -0.79874 | -2.4273 | 0 | 0 | 0 | 0 | 150.1403 | 138.6863 | 120.4747 | 84.7797 | 0.37973 | 0.1927 | 0.19404 | 0.18663 | 57.0135 | 26.725 | 23.3774 | 15.8221
1 | 16 | 17 | 520.7096 | 527.5075 | 537.4318 | 546.054 | 0 | 0 | 0 | 0 | 215.0897 | 188.0674 | 157.4534 | 195.3515 | 0 | 0 | 0 | 0 | 89.6225 | 101.1817 | 107.8751 | 114.5681 | 0 | 0 | 0 | 0 | 0 | -0.61366 | -1.0113 | 6.9206 | 0 | 0 | 0 | 0 | 215.9974 | 238.872 | 273.1147 | 229.2138 | 0.39657 | 0.40209 | 0.39866 | 0.38696 | 85.6578 | 96.049 | 108.8806 | 88.6968
1 | 16 | 18 | 577.7082 | 587.7751 | 601.5215 | 613.4528 | 0 | 0 | 0 | 0 | 252.0981 | 224.1694 | 210.215 | 217.3874 | 0 | 0 | 0 | 0 | 47.1403 | 40.7316 | 36.5405 | 33.4859 | 0 | 0 | 0 | 0 | 0 | 13.6915 | 9.9222 | 22.9112 | 0 | 0 | 0 | 0 | 278.4699 | 309.1826 | 344.8438 | 339.6683 | 0.40419 | 0.40413 | 0.39849 | 0.38211 | 112.5535 | 124.9487 | 137.4166 | 129.7922
1 | 16 | 19 | 602.4444 | 614.8673 | 631.2872 | 645.5308 | 0 | 0 | 0 | 0 | 261.1435 | 219.1385 | 214.768 | 226.4008 | 0 | 0 | 0 | 0 | 51.3852 | 42.7302 | 38.0041 | 34.4529 | 0 | 0 | 0 | 0 | 0 | 12.4181 | 12.9992 | 19.7578 | 0 | 0 | 0 | 0 | 289.9157 | 340.5803 | 365.516 | 364.9192 | 0.40616 | 0.40567 | 0.40134 | 0.38379 | 117.7515 | 138.1649 | 146.6953 | 140.054
1 | 16 | 20 | 597.1162 | 610.0665 | 626.9619 | 641.5305 | 0 | 0 | 0 | 0 | 247.3121 | 231.0706 | 236.8801 | 249.2322 | 0 | 0 | 0 | 0 | 57.8152 | 45.4595 | 39.9467 | 35.6622 | 0 | 0 | 0 | 0 | 0 | 1.9877 | 6.2166 | 16.915 | 0 | 0 | 0 | 0 | 291.989 | 331.5488 | 343.9186 | 339.7212 | 0.40529 | 0.40498 | 0.3998 | 0.38283 | 118.3411 | 134.2716 | 137.5001 | 130.0546
1 | 16 | 21 | 580.5723 | 593.3114 | 609.8047 | 623.912 | 0 | 0 | 0 | 0 | 251.3404 | 218.5724 | 219.3695 | 246.5803 | 0 | 0 | 0 | 0 | 62.0348 | 44.9433 | 38.8852 | 34.1149 | 0 | 0 | 0 | 0 | 0 | 3.416 | 5.0976 | 21.4711 | 0 | 0 | 0 | 0 | 267.1971 | 326.3797 | 346.4524 | 321.7457 | 0.40397 | 0.40336 | 0.39852 | 0.38167 | 107.9385 | 131.6483 | 138.069 | 122.8005
1 | 16 | 22 | 543.6934 | 556.1127 | 572.0667 | 585.6912 | 0 | 0 | 0 | 0 | 245.4322 | 219.5056 | 233.7813 | 236.5113 | 0 | 0 | 0 | 0 | 64.0713 | 43.5984 | 37.2553 | 32.247 | 0 | 0 | 0 | 0 | 0 | 11.8809 | 15.8776 | 4.7718 | 0 | 0 | 0 | 0 | 234.1898 | 281.1278 | 285.1525 | 312.161 | 0.40092 | 0.40074 | 0.39596 | 0.37797 | 93.8922 | 112.6597 | 112.908 | 117.9871
1 | 16 | 23 | 497.0135 | 508.5346 | 523.2697 | 535.8161 | 0 | 0 | 0 | 0 | 228.9657 | 213.4211 | 229.6324 | 228.7588 | 0 | 0 | 0 | 0 | 77.1193 | 52.3949 | 44.3585 | 37.8467 | 0 | 0 | 0 | 0 | 0 | 13.164 | 4.8606 | 16.8426 | 0 | 0 | 0 | 0 | 190.9285 | 229.5547 | 244.4182 | 252.3681 | 0.39777 | 0.39563 | 0.3915 | 0.37266 | 75.9461 | 90.8181 | 95.6901 | 94.0486
1 | 16 | 24 | 454.3918 | 463.8968 | 476.1791 | 486.5306 | 0 | 0 | 0 | 0 | 191.8851 | 210.7774 | 213.4318 | 209.2204 | 0 | 0 | 0 | 0 | 95.7232 | 64.3442 | 53.8895 | 45.2335 | 0 | 0 | 0 | 0 | 0 | 10.8201 | 13.8113 | 7.8673 | 0 | 0 | 0 | 0 | 166.7835 | 177.955 | 195.0465 | 224.2095 | 0.39698 | 0.39267 | 0.38667 | 0.36903 | 66.2099 | 69.8783 | 75.4181 | 82.7411
1 | 17 | 1 | 426.2576 | 433.1362 | 442.3073 | 449.8125 | 0 | 0 | 0 | 0 | 187.1492 | 179.8674 | 188.8962 | 183.3169 | 0 | 0 | 0 | 0 | 105.2067 | 71.0128 | 59.3626 | 49.6193 | 0 | 0 | 0 | 0 | 0 | -1.0926 | 3.3948 | 9.0856 | 0 | 0 | 0 | 0 | 133.9017 | 183.3487 | 190.6537 | 207.7907 | 0.399 | 0.39187 | 0.38588 | 0.36679 | 53.4267 | 71.8488 | 73.5694 | 76.2147
1 | 17 | 2 | 408.3916 | 413.3135 | 420.269 | 425.8497 | 0 | 0 | 0 | 0 | 181.6777 | 159.1085 | 160.5517 | 162.2064 | 0 | 0 | 0 | 0 | 107.6739 | 74.9561 | 63.0431 | 53.0246 | 0 | 0 | 0 | 0 | 0 | 3.5209 | -1.1694 | -0.27517 | 0 | 0 | 0 | 0 | 119.04 | 175.728 | 197.8436 | 210.8939 | 0.39922 | 0.39186 | 0.38422 | 0.36646 | 47.5235 | 68.8615 | 76.0153 | 77.2848
1 | 17 | 3 | 400.8607 | 404.2296 | 409.4579 | 413.5379 | 0 | 0 | 0 | 0 | 182.5061 | 156.1048 | 160.5868 | 145.6716 | 0 | 0 | 0 | 0 | 107.2541 | 78.2357 | 66.3905 | 56.4225 | 0 | 0 | 0 | 0 | 0 | -3.8082 | 14.7417 | -10.1916 | 0 | 0 | 0 | 0 | 111.1005 | 173.6972 | 167.7389 | 221.6355 | 0.39872 | 0.3916 | 0.38238 | 0.3658 | 44.2982 | 68.019 | 64.1407 | 81.0741
1 | 17 | 4 | 400.6153 | 402.689 | 406.4855 | 409.2957 | 0 | 0 | 0 | 0 | 174.2194 | 162.2963 | 152.6131 | 120.7912 | 0 | 0 | 0 | 0 | 110.4797 | 81.5275 | 69.2308 | 58.8893 | 0 | 0 | 0 | 0 | 0 | -0.73999 | -4.7582 | -5.2369 | 0 | 0 | 0 | 0 | 115.9162 | 159.6053 | 189.3998 | 234.852 | 0.39774 | 0.39105 | 0.38218 | 0.36579 | 46.1048 | 62.413 | 72.3855 | 85.9054
1 | 17 | 5 | 412.0951 | 413.0342 | 415.6245 | 417.3537 | 0 | 0 | 0 | 0 | 162.0589 | 179.5592 | 161.5724 | 137.2748 | 0 | 0 | 0 | 0 | 115.8516 | 85.7695 | 72.7822 | 61.8704 | 0 | 0 | 0 | 0 | 0 | -0.82317 | 2.0092 | -2.375 | 0 | 0 | 0 | 0 | 134.1846 | 148.5287 | 179.2607 | 220.5834 | 0.39572 | 0.38832 | 0.382 | 0.36494 | 53.0995 | 57.676 | 68.4775 | 80.5004
1 | 17 | 6 | 444.1165 | 444.0188 | 445.645 | 446.5468 | 0 | 0 | 0 | 0 | 208.373 | 191.0339 | 186.8387 | 158.2264 | 0 | 0 | 0 | 0 | 122.5421 | 97.1025 | 83.165 | 71.4216 | 0 | 0 | 0 | 0 | 0 | 20.288 | -0.60729 | -3.9319 | 0 | 0 | 0 | 0 | 113.2014 | 135.5943 | 176.2486 | 220.8307 | 0.39561 | 0.38891 | 0.3827 | 0.36553 | 44.784 | 52.7339 | 67.4502 | 80.7213
1 | 17 | 7 | 501.4452 | 501.5833 | 503.9005 | 505.5955 | 0 | 0 | 0 | 0 | 228.9942 | 217.0288 | 200.0781 | 195.6762 | 0 | 0 | 0 | 0 | 135.7057 | 114.8425 | 99.2373 | 85.9797 | 0 | 0 | 0 | 0 | 0 | 23.7203 | 16.9811 | 10.7738 | 0 | 0 | 0 | 0 | 136.7452 | 145.9917 | 187.604 | 213.1658 | 0.39512 | 0.39346 | 0.38571 | 0.37033 | 54.0303 | 57.4415 | 72.3614 | 78.9417
1 | 17 | 8 | 531.4518 | 532.0666 | 535.4211 | 538.4724 | 0 | 0 | 0 | 0 | 208.3319 | 179.7945 | 160.1267 | 147.3251 | 0 | 0 | 0 | 0 | 189.2549 | 176.5188 | 165.4259 | 156.0232 | 0 | 0 | 0 | 0 | 0 | -1.8855 | 3.3968 | -2.3333 | 0 | 0 | 0 | 0 | 133.865 | 177.6388 | 206.4717 | 237.4573 | 0.39371 | 0.38507 | 0.38401 | 0.3747 | 52.7034 | 68.4026 | 79.2862 | 88.9762
1 | 17 | 9 | 526.3659 | 527.394 | 531.5573 | 535.777 | 0 | 0 | 0 | 0 | 175.228 | 137.3857 | 136.6581 | 143.2779 | 0 | 0 | 0 | 0 | 269.9165 | 321.0778 | 329.6766 | 337.6098 | 0 | 0 | 0 | 0 | 0 | -18.7096 | -6.8065 | -4.1348 | 0 | 0 | 0 | 0 | 81.2213 | 87.6401 | 72.0292 | 59.024 | 0.37693 | 0.19574 | 0.19483 | 0.1952 | 30.615 | 17.1545 | 14.0331 | 11.5216
1 | 17 | 10 | 524.7657 | 525.5979 | 529.5006 | 533.4444 | 0 | 0 | 0 | 0 | 181.4974 | 132.9007 | 134.882 | 126.6767 | 0 | 0 | 0 | 0 | 320.1533 | 428.0838 | 455.5318 | 480.199 | 0 | 0 | 0 | 0 | 0 | -16.1474 | -19.0051 | -30.5306 | 0 | 0 | 0 | 0 | 23.1149 | -19.2392 | -41.9081 | -42.9006 | 0.37868 | 0.19544 | 0.19523 | 0.10268 | 8.7531 | -3.7601 | -8.1819 | -4.4052
1 | 17 | 11 | 522.3984 | 523.1444 | 526.685 | 530.0005 | 0 | 0 | 0 | 0 | 163.5668 | 125.0147 | 125.5383 | 122.5337 | 0 | 0 | 0 | 0 | 343.1261 | 477.3465 | 515.5255 | 549.7909 | 0 | 0 | 0 | 0 | 0 | -22.9498 | -25.0034 | -28.5447 | 0 | 0 | 0 | 0 | 15.7056 | -56.2671 | -89.3754 | -113.7793 | 0.37978 | 0.19887 | 0.19965 | 0.10268 | 5.9646 | -11.1896 | -17.8438 | -11.6832
1 | 17 | 12 | 514.9312 | 515.6722 | 518.986 | 521.8772 | 0 | 0 | 0 | 0 | 152.7792 | 125.4041 | 126.9231 | 115.2427 | 0 | 0 | 0 | 0 | 358.4747 | 504.911 | 545.4026 | 581.6988 | 0 | 0 | 0 | 0 | 0 | -22.8221 | -26.3961 | -29.4335 | 0 | 0 | 0 | 0 | 3.6773 | -91.8207 | -126.9436 | -145.6308 | 0.37904 | 0.19928 | 0.19965 | 0.10268 | 1.3939 | -18.298 | -25.3443 | -14.9538
1 | 17 | 13 | 503.0221 | 504.5764 | 508.6741 | 512.1925 | 0 | 0 | 0 | 0 | 158.5835 | 125.3797 | 125.7031 | 114.9578 | 0 | 0 | 0 | 0 | 366.229 | 522.6893 | 569.4626 | 611.5229 | 0 | 0 | 0 | 0 | 0 | -22.4814 | -26.1124 | -28.8628 | 0 | 0 | 0 | 0 | -21.7904 | -121.0112 | -160.3791 | -185.4255 | 0.37914 | 0.19928 | 0.19965 | 0.10268 | -8.2617 | -24.115 | -32.0197 | -19.04
1 | 17 | 14 | 505.5157 | 507.9091 | 512.9698 | 517.3706 | 0 | 0 | 0 | 0 | 167.1784 | 128.5793 | 125.7599 | 114.804 | 0 | 0 | 0 | 0 | 357.3053 | 522.3634 | 565.5728 | 604.3957 | 0 | 0 | 0 | 0 | 0 | -23.7835 | -23.6981 | -22.6686 | 0 | 0 | 0 | 0 | -18.968 | -119.2501 | -154.6648 | -179.1605 | 0.37923 | 0.19925 | 0.19951 | 0.10268 | -7.1933 | -23.761 | -30.8577 | -18.3967
1 | 17 | 15 | 499.0271 | 502.108 | 507.8773 | 512.8837 | 0 | 0 | 0 | 0 | 169.55 | 133.7781 | 131.8244 | 115.474 | 0 | 0 | 0 | 0 | 336.1898 | 492.4318 | 530.6298 | 565.035 | 0 | 0 | 0 | 0 | 0 | -17.2201 | -17.2957 | -17.7003 | 0 | 0 | 0 | 0 | -6.7126 | -106.8818 | -137.2811 | -149.925 | 0.37903 | 0.19565 | 0.19571 | 0.097328 | -2.5443 | -20.9111 | -26.8676 | -14.592
1 | 17 | 16 | 494.5558 | 499.35 | 506.9992 | 513.6831 | 0 | 0 | 0 | 0 | 173.3706 | 154.595 | 136.3644 | 148.0792 | 0 | 0 | 0 | 0 | 281.7128 | 414.6095 | 441.2158 | 465.4101 | 0 | 0 | 0 | 0 | 0 | -9.6572 | -0.79874 | -2.4273 | 0 | 0 | 0 | 0 | 39.4723 | -60.1972 | -69.7822 | -97.379 | 0.37973 | 0.1927 | 0.19404 | 0.18663 | 14.989 | -11.6001 | -13.5408 | -18.1735
1 | 17 | 17 | 504.6792 | 510.9573 | 520.2433 | 528.3155 | 0 | 0 | 0 | 0 | 215.0897 | 188.0674 | 157.4534 | 195.3515 | 0 | 0 | 0 | 0 | 191.2027 | 234.9697 | 237.1274 | 240.034 | 0 | 0 | 0 | 0 | 0 | -0.61366 | -1.0113 | 6.9206 | 0 | 0 | 0 | 0 | 98.3868 | 88.5338 | 126.6738 | 86.0094 | 0.39657 | 0.40209 | 0.39866 | 0.38696 | 39.0171 | 35.5989 | 50.5001 | 33.2823
1 | 17 | 18 | 562.0141 | 571.572 | 584.6935 | 596.0863 | 0 | 0 | 0 | 0 | 252.0981 | 224.1694 | 210.215 | 217.3874 | 0 | 0 | 0 | 0 | 152.606 | 142.019 | 136.9458 | 133.7996 | 0 | 0 | 0 | 0 | 0 | 13.6915 | 9.9222 | 22.9112 | 0 | 0 | 0 | 0 | 157.3101 | 191.6921 | 227.6104 | 221.9881 | 0.40419 | 0.40413 | 0.39849 | 0.38211 | 63.5824 | 77.4677 | 90.7004 | 84.8249
1 | 17 | 19 | 585.087 | 596.947 | 612.6758 | 626.3239 | 0 | 0 | 0 | 0 | 261.1435 | 219.1385 | 214.768 | 226.4008 | 0 | 0 | 0 | 0 | 151.0623 | 144.5289 | 138.853 | 135.1344 | 0 | 0 | 0 | 0 | 0 | 12.4181 | 12.9992 | 19.7578 | 0 | 0 | 0 | 0 | 172.8812 | 220.8615 | 246.0557 | 245.0308 | 0.40616 | 0.40567 | 0.40134 | 0.38379 | 70.2171 | 89.598 | 98.7514 | 94.0415
1 | 17 | 20 | 576.8925 | 589.187 | 605.2771 | 619.1518 | 0 | 0 | 0 | 0 | 247.3121 | 231.0706 | 236.8801 | 249.2322 | 0 | 0 | 0 | 0 | 151.1514 | 149.4204 | 143.5171 | 139.582 | 0 | 0 | 0 | 0 | 0 | 1.9877 | 6.2166 | 16.915 | 0 | 0 | 0 | 0 | 178.429 | 206.7083 | 218.6633 | 213.4226 | 0.40529 | 0.40498 | 0.3998 | 0.38283 | 72.3161 | 83.7134 | 87.4225 | 81.704
1 | 17 | 21 | 563.4273 | 575.6104 | 591.421 | 604.94 | 0 | 0 | 0 | 0 | 251.3404 | 218.5724 | 219.3695 | 246.5803 | 0 | 0 | 0 | 0 | 151.1227 | 152.8771 | 147.2524 | 143.57 | 0 | 0 | 0 | 0 | 0 | 3.416 | 5.0976 | 21.4711 | 0 | 0 | 0 | 0 | 160.9642 | 200.7449 | 219.7015 | 193.3185 | 0.40397 | 0.40336 | 0.39852 | 0.38167 | 65.024 | 80.9723 | 87.5559 | 73.7838
1 | 17 | 22 | 528.2115 | 540.1288 | 555.4664 | 568.5596 | 0 | 0 | 0 | 0 | 245.4322 | 219.5056 | 233.7813 | 236.5113 | 0 | 0 | 0 | 0 | 162.4646 | 154.0136 | 150.6401 | 149.1037 | 0 | 0 | 0 | 0 | 0 | 11.8809 | 15.8776 | 4.7718 | 0 | 0 | 0 | 0 | 120.3147 | 154.7287 | 155.1673 | 178.1728 | 0.40092 | 0.40074 | 0.39596 | 0.37797 | 48.237 | 62.0063 | 61.4395 | 67.3438
1 | 17 | 23 | 489.3522 | 500.6249 | 515.0549 | 527.3384 | 0 | 0 | 0 | 0 | 228.9657 | 213.4211 | 229.6324 | 228.7588 | 0 | 0 | 0 | 0 | 159.1931 | 151.8999 | 148.7927 | 147.4514 | 0 | 0 | 0 | 0 | 0 | 13.164 | 4.8606 | 16.8426 | 0 | 0 | 0 | 0 | 101.1934 | 122.1399 | 131.7691 | 134.2857 | 0.39777 | 0.39563 | 0.3915 | 0.37266 | 40.2519 | 48.3219 | 51.5878 | 50.0435
1 | 17 | 24 | 450.5169 | 459.8962 | 472.0242 | 482.2428 | 0 | 0 | 0 | 0 | 191.8851 | 210.7774 | 213.4318 | 209.2204 | 0 | 0 | 0 | 0 | 166.2657 | 153.4272 | 148.9539 | 146.3484 | 0 | 0 | 0 | 0 | 0 | 10.8201 | 13.8113 | 7.8673 | 0 | 0 | 0 | 0 | 92.3661 | 84.8714 | 95.8273 | 118.8067 | 0.39698 | 0.39267 | 0.38667 | 0.36903 | 36.6676 | 33.3268 | 37.0533 | 43.8438
1 | 18 | 1 | 418.5963 | 425.2265 | 434.0924 | 441.3348 | 0 | 0 | 0 | 0 | 187.1492 | 179.8674 | 188.8962 | 183.3169 | 0 | 0 | 0 | 0 | 175.7695 | 152.1774 | 148.201 | 146.0666 | 0 | 0 | 0 | 0 | 0 | -1.0926 | 3.3948 | 9.0856 | 0 | 0 | 0 | 0 | 55.6775 | 94.2744 | 93.6005 | 102.8657 | 0.399 | 0.39187 | 0.38588 | 0.36679 | 22.2153 | 36.9433 | 36.1185 | 37.7297
1 | 18 | 2 | 400.8719 | 405.5499 | 412.2059 | 417.5286 | 0 | 0 | 0 | 0 | 181.6777 | 159.1085 | 160.5517 | 162.2064 | 0 | 0 | 0 | 0 | 184.3696 | 149.8945 | 147.5171 | 146.888 | 0 | 0 | 0 | 0 | 0 | 3.5209 | -1.1694 | -0.27517 | 0 | 0 | 0 | 0 | 34.8245 | 93.026 | 105.3066 | 108.7094 | 0.39922 | 0.39186 | 0.38422 | 0.36646 | 13.9028 | 36.4535 | 40.4608 | 39.8379
1 | 18 | 3 | 392.987 | 396.1006 | 401.0154 | 404.8253 | 0 | 0 | 0 | 0 | 182.5061 | 156.1048 | 160.5868 | 145.6716 | 0 | 0 | 0 | 0 | 187.4199 | 150.1142 | 147.628 | 146.913 | 0 | 0 | 0 | 0 | 0 | -3.8082 | 14.7417 | -10.1916 | 0 | 0 | 0 | 0 | 23.0611 | 93.6897 | 78.0589 | 122.4323 | 0.39872 | 0.3916 | 0.38238 | 0.3658 | 9.195 | 36.6884 | 29.8485 | 44.7857
1 | 18 | 4 | 389.7868 | 391.5094 | 394.8747 | 397.3133 | 0 | 0 | 0 | 0 | 174.2194 | 162.2963 | 152.6131 | 120.7912 | 0 | 0 | 0 | 0 | 187.3644 | 147.782 | 144.9651 | 143.952 | 0 | 0 | 0 | 0 | 0 | -0.73999 | -4.7582 | -5.2369 | 0 | 0 | 0 | 0 | 28.2031 | 82.1712 | 102.0547 | 137.8069 | 0.39774 | 0.39105 | 0.38218 | 0.36579 | 11.2176 | 32.1327 | 39.0037 | 50.4077
1 | 18 | 5 | 399.5504 | 400.0827 | 402.1735 | 403.4722 | 0 | 0 | 0 | 0 | 162.0589 | 179.5592 | 161.5724 | 137.2748 | 0 | 0 | 0 | 0 | 189.4146 | 145.4564 | 141.8936 | 140.1899 | 0 | 0 | 0 | 0 | 0 | -0.82317 | 2.0092 | -2.375 | 0 | 0 | 0 | 0 | 48.0769 | 75.8903 | 96.6982 | 128.3825 | 0.39572 | 0.38832 | 0.382 | 0.36494 | 19.025 | 29.4694 | 36.9386 | 46.8523
1 | 18 | 6 | 431.9787 | 431.4874 | 432.6303 | 433.1156 | 0 | 0 | 0 | 0 | 208.373 | 191.0339 | 186.8387 | 158.2264 | 0 | 0 | 0 | 0 | 189.6142 | 141.0025 | 136.9854 | 134.8544 | 0 | 0 | 0 | 0 | 0 | 20.288 | -0.60729 | -3.9319 | 0 | 0 | 0 | 0 | 33.9916 | 79.163 | 109.4135 | 143.9668 | 0.39561 | 0.38891 | 0.3827 | 0.36553 | 13.4475 | 30.7872 | 41.8725 | 52.6249
1 | 18 | 7 | 497.1457 | 497.1443 | 499.2903 | 500.8378 | 0 | 0 | 0 | 0 | 228.9942 | 217.0288 | 200.0781 | 195.6762 | 0 | 0 | 0 | 0 | 194.8181 | 139.289 | 135.5143 | 133.5944 | 0 | 0 | 0 | 0 | 0 | 23.7203 | 16.9811 | 10.7738 | 0 | 0 | 0 | 0 | 73.3333 | 117.1063 | 146.7168 | 160.7934 | 0.39512 | 0.39346 | 0.38571 | 0.37033 | 28.9752 | 46.0763 | 56.5907 | 59.5466
1 | 18 | 8 | 526.9223 | 527.3902 | 530.5643 | 533.4601 | 0 | 0 | 0 | 0 | 208.3319 | 179.7945 | 160.1267 | 147.3251 | 0 | 0 | 0 | 0 | 242.8228 | 198.8288 | 202.0491 | 206.2792 | 0 | 0 | 0 | 0 | 0 | -1.8855 | 3.3968 | -2.3333 | 0 | 0 | 0 | 0 | 75.7675 | 150.6525 | 164.9917 | 182.1892 | 0.39371 | 0.38507 | 0.38401 | 0.3747 | 29.8301 | 58.0111 | 63.3576 | 68.267
1 | 18 | 9 | 526.7197 | 527.7593 | 531.9367 | 536.1686 | 0 | 0 | 0 | 0 | 175.228 | 137.3857 | 136.6581 | 143.2779 | 0 | 0 | 0 | 0 | 329.8238 | 341.592 | 365.8692 | 388.6455 | 0 | 0 | 0 | 0 | 0 | -18.7096 | -6.8065 | -4.1348 | 0 | 0 | 0 | 0 | 21.6678 | 67.4912 | 36.2159 | 8.38 | 0.37693 | 0.19574 | 0.19483 | 0.1952 | 8.1673 | 13.2106 | 7.0558 | 1.6358
1 | 18 | 10 | 525.8627 | 526.7305 | 530.6768 | 534.6583 | 0 | 0 | 0 | 0 | 181.4974 | 132.9007 | 134.882 | 126.6767 | 0 | 0 | 0 | 0 | 376.2977 | 411.1907 | 454.4512 | 494.0694 | 0 | 0 | 0 | 0 | 0 | -16.1474 | -19.0051 | -30.5306 | 0 | 0 | 0 | 0 | -31.9325 | -1.2135 | -39.6513 | -55.5572 | 0.37868 | 0.19544 | 0.19523 | 0.10268 | -12.0921 | -0.23717 | -7.7413 | -5.7048
1 | 18 | 11 | 521.4607 | 522.1762 | 525.6795 | 528.9628 | 0 | 0 | 0 | 0 | 163.5668 | 125.0147 | 125.5383 | 122.5337 | 0 | 0 | 0 | 0 | 411.2365 | 460.1444 | 514.8144 | 564.4592 | 0 | 0 | 0 | 0 | 0 | -22.9498 | -25.0034 | -28.5447 | 0 | 0 | 0 | 0 | -53.3427 | -40.0332 | -89.6699 | -129.4854 | 0.37978 | 0.19887 | 0.19965 | 0.10268 | -20.2583 | -7.9613 | -17.9026 | -13.2959
1 | 18 | 12 | 511.0917 | 511.7082 | 514.8691 | 517.6286 | 0 | 0 | 0 | 0 | 152.7792 | 125.4041 | 126.9231 | 115.2427 | 0 | 0 | 0 | 0 | 412.7264 | 450.0606 | 512.1675 | 568.6571 | 0 | 0 | 0 | 0 | 0 | -22.8221 | -26.3961 | -29.4335 | 0 | 0 | 0 | 0 | -54.4139 | -40.9343 | -97.8254 | -136.8377 | 0.37904 | 0.19928 | 0.19965 | 0.10268 | -20.6252 | -8.1574 | -19.5308 | -14.0509
1 | 18 | 13 | 503.2698 | 504.8321 | 508.9398 | 512.4666 | 0 | 0 | 0 | 0 | 158.5835 | 125.3797 | 125.7031 | 114.9578 | 0 | 0 | 0 | 0 | 418.725 | 460.5096 | 522.9125 | 579.6661 | 0 | 0 | 0 | 0 | 0 | -22.4814 | -26.1124 | -28.8628 | 0 | 0 | 0 | 0 | -74.0388 | -58.5758 | -113.5634 | -153.2946 | 0.37914 | 0.19928 | 0.19965 | 0.10268 | -28.0713 | -11.6729 | -22.6729 | -15.7407
1 | 18 | 14 | 497.182 | 499.3052 | 504.0341 | 508.1489 | 0 | 0 | 0 | 0 | 167.1784 | 128.5793 | 125.7599 | 114.804 | 0 | 0 | 0 | 0 | 408.8531 | 433.1123 | 494.4494 | 550.4434 | 0 | 0 | 0 | 0 | 0 | -23.7835 | -23.6981 | -22.6686 | 0 | 0 | 0 | 0 | -78.8495 | -38.6029 | -92.4772 | -134.43 | 0.37923 | 0.19925 | 0.19951 | 0.10268 | -29.9025 | -7.6918 | -18.4504 | -13.8037
1 | 18 | 15 | 489.4726 | 492.2437 | 497.6325 | 502.311 | 0 | 0 | 0 | 0 | 169.55 | 133.7781 | 131.8244 | 115.474 | 0 | 0 | 0 | 0 | 418.3729 | 440.2402 | 494.7268 | 544.5017 | 0 | 0 | 0 | 0 | 0 | -17.2201 | -17.2957 | -17.7003 | 0 | 0 | 0 | 0 | -98.4502 | -64.5545 | -111.623 | -139.9643 | 0.37903 | 0.19565 | 0.19571 | 0.097328 | -37.3157 | -12.6299 | -21.846 | -13.6225
1 | 18 | 16 | 484.152 | 488.6089 | 495.8437 | 502.1706 | 0 | 0 | 0 | 0 | 173.3706 | 154.595 | 136.3644 | 148.0792 | 0 | 0 | 0 | 0 | 385.1713 | 376.4066 | 415.4975 | 451.5969 | 0 | 0 | 0 | 0 | 0 | -9.6572 | -0.79874 | -2.4273 | 0 | 0 | 0 | 0 | -74.39 | -32.7355 | -55.2193 | -95.0782 | 0.37973 | 0.1927 | 0.19404 | 0.18663 | -28.2485 | -6.3082 | -10.715 | -17.7441
1 | 18 | 17 | 493.1608 | 499.0653 | 507.8926 | 515.5696 | 0 | 0 | 0 | 0 | 215.0897 | 188.0674 | 157.4534 | 195.3515 | 0 | 0 | 0 | 0 | 283.0362 | 194.9721 | 204.7491 | 214.9233 | 0 | 0 | 0 | 0 | 0 | -0.61366 | -1.0113 | 6.9206 | 0 | 0 | 0 | 0 | -4.9651 | 116.6394 | 146.7015 | 98.3742 | 0.39657 | 0.40209 | 0.39866 | 0.38696 | -1.969 | 46.9 | 58.4844 | 38.067
1 | 18 | 18 | 541.6488 | 550.5464 | 562.8569 | 573.5509 | 0 | 0 | 0 | 0 | 252.0981 | 224.1694 | 210.215 | 217.3874 | 0 | 0 | 0 | 0 | 230.8636 | 94.9887 | 94.9368 | 96.5413 | 0 | 0 | 0 | 0 | 0 | 13.6915 | 9.9222 | 22.9112 | 0 | 0 | 0 | 0 | 58.6871 | 217.6968 | 247.7828 | 236.711 | 0.40419 | 0.40413 | 0.39849 | 0.38211 | 23.7205 | 87.9769 | 98.7389 | 90.4507
1 | 18 | 19 | 569.6759 | 581.0362 | 596.1513 | 609.2706 | 0 | 0 | 0 | 0 | 261.1435 | 219.1385 | 214.768 | 226.4008 | 0 | 0 | 0 | 0 | 239.1441 | 96.1069 | 96.0202 | 97.6201 | 0 | 0 | 0 | 0 | 0 | 12.4181 | 12.9992 | 19.7578 | 0 | 0 | 0 | 0 | 69.3883 | 253.3727 | 272.364 | 265.4918 | 0.40616 | 0.40567 | 0.40134 | 0.38379 | 28.1826 | 102.787 | 109.3099 | 101.8943
1 | 18 | 20 | 562.6138 | 574.4453 | 589.9668 | 603.3516 | 0 | 0 | 0 | 0 | 247.3121 | 231.0706 | 236.8801 | 249.2322 | 0 | 0 | 0 | 0 | 247.6689 | 100.3946 | 101.2188 | 103.6971 | 0 | 0 | 0 | 0 | 0 | 1.9877 | 6.2166 | 16.915 | 0 | 0 | 0 | 0 | 67.6328 | 240.9924 | 245.6513 | 233.5073 | 0.40529 | 0.40498 | 0.3998 | 0.38283 | 27.4111 | 97.5978 | 98.2124 | 89.393
1 | 18 | 21 | 543.6282 | 555.1693 | 570.1915 | 583.0311 | 0 | 0 | 0 | 0 | 251.3404 | 218.5724 | 219.3695 | 246.5803 | 0 | 0 | 0 | 0 | 246.6482 | 114.8558 | 114.3493 | 115.5655 | 0 | 0 | 0 | 0 | 0 | 3.416 | 5.0976 | 21.4711 | 0 | 0 | 0 | 0 | 45.6397 | 218.3251 | 231.3751 | 199.4141 | 0.40397 | 0.40336 | 0.39852 | 0.38167 | 18.4369 | 88.0634 | 92.2081 | 76.1103
1 | 18 | 22 | 512.6235 | 524.0353 | 538.7521 | 551.3105 | 0 | 0 | 0 | 0 | 245.4322 | 219.5056 | 233.7813 | 236.5113 | 0 | 0 | 0 | 0 | 236.2479 | 109.4901 | 107.1065 | 106.5092 | 0 | 0 | 0 | 0 | 0 | 11.8809 | 15.8776 | 4.7718 | 0 | 0 | 0 | 0 | 30.9433 | 183.1588 | 181.9867 | 203.5182 | 0.40092 | 0.40074 | 0.39596 | 0.37797 | 12.4059 | 73.3994 | 72.0588 | 76.9235
1 | 18 | 23 | 472.4902 | 483.2161 | 496.9747 | 508.6797 | 0 | 0 | 0 | 0 | 228.9657 | 213.4211 | 229.6324 | 228.7588 | 0 | 0 | 0 | 0 | 220.1675 | 102.5394 | 97.5516 | 94.4202 | 0 | 0 | 0 | 0 | 0 | 13.164 | 4.8606 | 16.8426 | 0 | 0 | 0 | 0 | 23.3571 | 154.0917 | 164.9301 | 168.6582 | 0.39777 | 0.39563 | 0.3915 | 0.37266 | 9.2908 | 60.9629 | 64.5704 | 62.8529
1 | 18 | 24 | 427.6568 | 436.2949 | 447.5126 | 456.9468 | 0 | 0 | 0 | 0 | 191.8851 | 210.7774 | 213.4318 | 209.2204 | 0 | 0 | 0 | 0 | 217.8998 | 102.218 | 96.4286 | 92.525 | 0 | 0 | 0 | 0 | 0 | 10.8201 | 13.8113 | 7.8673 | 0 | 0 | 0 | 0 | 17.8719 | 112.4793 | 123.841 | 147.3342 | 0.39698 | 0.39267 | 0.38667 | 0.36903 | 7.0948 | 44.1677 | 47.8853 | 54.3714
1 | 19 | 1 | 398.9565 | 404.9498 | 413.0337 | 419.6022 | 0 | 0 | 0 | 0 | 187.1492 | 179.8674 | 188.8962 | 183.3169 | 0 | 0 | 0 | 0 | 211.3841 | 102.0063 | 93.9316 | 87.8538 | 0 | 0 | 0 | 0 | 0 | -1.0926 | 3.3948 | 9.0856 | 0 | 0 | 0 | 0 | 0.42314 | 124.1687 | 126.8111 | 139.3459 | 0.399 | 0.39187 | 0.38588 | 0.36679 | 0.16883 | 48.658 | 48.9338 | 51.1101
1 | 19 | 2 | 383.9392 | 388.0681 | 394.0499 | 398.7916 | 0 | 0 | 0 | 0 | 181.6777 | 159.1085 | 160.5517 | 162.2064 | 0 | 0 | 0 | 0 | 210.3915 | 100.6609 | 92.0134 | 85.3567 | 0 | 0 | 0 | 0 | 0 | 3.5209 | -1.1694 | -0.27517 | 0 | 0 | 0 | 0 | -8.1301 | 124.7778 | 142.6542 | 151.5037 | 0.39922 | 0.39186 | 0.38422 | 0.36646 | -3.2457 | 48.8959 | 54.8105 | 55.5205
1 | 19 | 3 | 375.9658 | 378.5275 | 382.7645 | 385.9903 | 0 | 0 | 0 | 0 | 182.5061 | 156.1048 | 160.5868 | 145.6716 | 0 | 0 | 0 | 0 | 208.3554 | 99.582 | 90.9352 | 84.2207 | 0 | 0 | 0 | 0 | 0 | -3.8082 | 14.7417 | -10.1916 | 0 | 0 | 0 | 0 | -14.8956 | 126.6489 | 116.5008 | 166.2896 | 0.39872 | 0.3916 | 0.38238 | 0.3658 | -5.9392 | 49.5951 | 44.548 | 60.8286
1 | 19 | 4 | 378.463 | 379.8184 | 382.7327 | 384.7828 | 0 | 0 | 0 | 0 | 174.2194 | 162.2963 | 152.6131 | 120.7912 | 0 | 0 | 0 | 0 | 210.5106 | 102.7039 | 93.2947 | 85.8448 | 0 | 0 | 0 | 0 | 0 | -0.73999 | -4.7582 | -5.2369 | 0 | 0 | 0 | 0 | -6.267 | 115.5582 | 141.5832 | 183.3836 | 0.39774 | 0.39105 | 0.38218 | 0.36579 | -2.4927 | 45.1885 | 54.1108 | 67.079
1 | 19 | 5 | 389.4651 | 389.6703 | 391.3595 | 392.3122 | 0 | 0 | 0 | 0 | 162.0589 | 179.5592 | 161.5724 | 137.2748 | 0 | 0 | 0 | 0 | 210.5545 | 104.6442 | 94.9715 | 87.2415 | 0 | 0 | 0 | 0 | 0 | -0.82317 | 2.0092 | -2.375 | 0 | 0 | 0 | 0 | 16.8517 | 106.2902 | 132.8064 | 170.1709 | 0.39572 | 0.38832 | 0.382 | 0.36494 | 6.6685 | 41.2741 | 50.732 | 62.1027
1 | 19 | 6 | 422.8311 | 422.0432 | 422.8219 | 422.9933 | 0 | 0 | 0 | 0 | 208.373 | 191.0339 | 186.8387 | 158.2264 | 0 | 0 | 0 | 0 | 209.2381 | 106.3655 | 96.8778 | 89.2977 | 0 | 0 | 0 | 0 | 0 | 20.288 | -0.60729 | -3.9319 | 0 | 0 | 0 | 0 | 5.22 | 104.3557 | 139.7127 | 179.4012 | 0.39561 | 0.38891 | 0.3827 | 0.36553 | 2.0651 | 40.5849 | 53.468 | 65.5774
1 | 19 | 7 | 478.8328 | 478.2376 | 479.6544 | 480.5736 | 0 | 0 | 0 | 0 | 228.9942 | 217.0288 | 200.0781 | 195.6762 | 0 | 0 | 0 | 0 | 203.9975 | 107.5956 | 97.9654 | 90.207 | 0 | 0 | 0 | 0 | 0 | 23.7203 | 16.9811 | 10.7738 | 0 | 0 | 0 | 0 | 45.8411 | 129.893 | 164.6299 | 183.9166 | 0.39512 | 0.39346 | 0.38571 | 0.37033 | 18.1126 | 51.1074 | 63.5 | 68.1098
1 | 19 | 8 | 510.8566 | 510.8035 | 513.3378 | 515.6824 | 0 | 0 | 0 | 0 | 208.3319 | 179.7945 | 160.1267 | 147.3251 | 0 | 0 | 0 | 0 | 211.9081 | 130.0554 | 126.321 | 123.8469 | 0 | 0 | 0 | 0 | 0 | -1.8855 | 3.3968 | -2.3333 | 0 | 0 | 0 | 0 | 90.6165 | 202.8391 | 223.4933 | 246.8437 | 0.39371 | 0.38507 | 0.38401 | 0.3747 | 35.6762 | 78.1064 | 85.8225 | 92.4933
1 | 19 | 9 | 512.6534 | 513.2368 | 516.8541 | 520.6033 | 0 | 0 | 0 | 0 | 175.228 | 137.3857 | 136.6581 | 143.2779 | 0 | 0 | 0 | 0 | 274.3945 | 265.3992 | 279.6189 | 292.9091 | 0 | 0 | 0 | 0 | 0 | -18.7096 | -6.8065 | -4.1348 | 0 | 0 | 0 | 0 | 63.0308 | 129.1615 | 107.3836 | 88.5511 | 0.37693 | 0.19574 | 0.19483 | 0.1952 | 23.7584 | 25.2818 | 20.9211 | 17.2853
1 | 19 | 10 | 514.238 | 514.7289 | 518.2123 | 521.795 | 0 | 0 | 0 | 0 | 181.4974 | 132.9007 | 134.882 | 126.6767 | 0 | 0 | 0 | 0 | 302.4842 | 325.6408 | 356.5361 | 384.7398 | 0 | 0 | 0 | 0 | 0 | -16.1474 | -19.0051 | -30.5306 | 0 | 0 | 0 | 0 | 30.2564 | 72.3349 | 45.7993 | 40.909 | 0.37868 | 0.19544 | 0.19523 | 0.10268 | 11.4574 | 14.137 | 8.9416 | 4.2007
1 | 19 | 11 | 517.7273 | 518.3218 | 521.6764 | 524.8316 | 0 | 0 | 0 | 0 | 163.5668 | 125.0147 | 125.5383 | 122.5337 | 0 | 0 | 0 | 0 | 304.9404 | 328.5549 | 368.8449 | 405.6089 | 0 | 0 | 0 | 0 | 0 | -22.9498 | -25.0034 | -28.5447 | 0 | 0 | 0 | 0 | 49.2202 | 87.7019 | 52.2965 | 25.2338 | 0.37978 | 0.19887 | 0.19965 | 0.10268 | 18.6926 | 17.4409 | 10.441 | 2.5911
1 | 19 | 12 | 508.6323 | 509.1691 | 512.232 | 514.9071 | 0 | 0 | 0 | 0 | 152.7792 | 125.4041 | 126.9231 | 115.2427 | 0 | 0 | 0 | 0 | 317.2204 | 344.3496 | 385.4473 | 422.7828 | 0 | 0 | 0 | 0 | 0 | -22.8221 | -26.3961 | -29.4335 | 0 | 0 | 0 | 0 | 38.6327 | 62.2375 | 26.2576 | 6.3151 | 0.37904 | 0.19928 | 0.19965 | 0.10268 | 14.6435 | 12.4027 | 5.2423 | 0.64846
1 | 19 | 13 | 501.2881 | 502.7862 | 506.8149 | 510.2737 | 0 | 0 | 0 | 0 | 158.5835 | 125.3797 | 125.7031 | 114.9578 | 0 | 0 | 0 | 0 | 309.4428 | 310.7345 | 349.9796 | 385.6873 | 0 | 0 | 0 | 0 | 0 | -22.4814 | -26.1124 | -28.8628 | 0 | 0 | 0 | 0 | 33.2617 | 89.1533 | 57.2446 | 38.4914 | 0.37914 | 0.19928 | 0.19965 | 0.10268 | 12.611 | 17.7664 | 11.4289 | 3.9524
1 | 19 | 14 | 499.8184 | 502.027 | 506.8609 | 511.0661 | 0 | 0 | 0 | 0 | 167.1784 | 128.5793 | 125.7599 | 114.804 | 0 | 0 | 0 | 0 | 309.1117 | 313.2144 | 345.1317 | 373.9814 | 0 | 0 | 0 | 0 | 0 | -23.7835 | -23.6981 | -22.6686 | 0 | 0 | 0 | 0 | 23.5283 | 84.0169 | 59.6673 | 44.9493 | 0.37923 | 0.19925 | 0.19951 | 0.10268 | 8.9227 | 16.7407 | 11.9044 | 4.6155
1 | 19 | 15 | 489.1011 | 491.8601 | 497.2341 | 501.8999 | 0 | 0 | 0 | 0 | 169.55 | 133.7781 | 131.8244 | 115.474 | 0 | 0 | 0 | 0 | 282.5366 | 298.7297 | 322.5148 | 343.9038 | 0 | 0 | 0 | 0 | 0 | -17.2201 | -17.2957 | -17.7003 | 0 | 0 | 0 | 0 | 37.0145 | 76.5723 | 60.1906 | 60.2224 | 0.37903 | 0.19565 | 0.19571 | 0.097328 | 14.0297 | 14.9811 | 11.78 | 5.8614
1 | 19 | 16 | 479.3924 | 483.695 | 490.7403 | 496.9039 | 0 | 0 | 0 | 0 | 173.3706 | 154.595 | 136.3644 | 148.0792 | 0 | 0 | 0 | 0 | 252.6971 | 267.7593 | 280.1582 | 291.2318 | 0 | 0 | 0 | 0 | 0 | -9.6572 | -0.79874 | -2.4273 | 0 | 0 | 0 | 0 | 53.3247 | 70.9978 | 75.0165 | 60.0202 | 0.37973 | 0.1927 | 0.19404 | 0.18663 | 20.2492 | 13.6814 | 14.5565 | 11.2014
1 | 19 | 17 | 483.217 | 488.799 | 497.2304 | 504.5662 | 0 | 0 | 0 | 0 | 215.0897 | 188.0674 | 157.4534 | 195.3515 | 0 | 0 | 0 | 0 | 186.4248 | 145.9879 | 140.3919 | 135.6102 | 0 | 0 | 0 | 0 | 0 | -0.61366 | -1.0113 | 6.9206 | 0 | 0 | 0 | 0 | 81.7025 | 155.3574 | 200.3965 | 166.6839 | 0.39657 | 0.40209 | 0.39866 | 0.38696 | 32.4006 | 62.4683 | 79.8906 | 64.5001
1 | 19 | 18 | 530.2365 | 538.764 | 550.62 | 560.9225 | 0 | 0 | 0 | 0 | 252.0981 | 224.1694 | 210.215 | 217.3874 | 0 | 0 | 0 | 0 | 169.5562 | 94.8958 | 84.9697 | 76.5555 | 0 | 0 | 0 | 0 | 0 | 13.6915 | 9.9222 | 22.9112 | 0 | 0 | 0 | 0 | 108.5823 | 206.0072 | 245.5131 | 244.0683 | 0.40419 | 0.40413 | 0.39849 | 0.38211 | 43.8874 | 83.2528 | 97.8344 | 93.2621
1 | 19 | 19 | 551.487 | 562.2574 | 576.6483 | 589.1434 | 0 | 0 | 0 | 0 | 261.1435 | 219.1385 | 214.768 | 226.4008 | 0 | 0 | 0 | 0 | 174.8852 | 97.4875 | 87.5258 | 79.0989 | 0 | 0 | 0 | 0 | 0 | 12.4181 | 12.9992 | 19.7578 | 0 | 0 | 0 | 0 | 115.4582 | 233.2133 | 261.3553 | 263.8859 | 0.40616 | 0.40567 | 0.40134 | 0.38379 | 46.8943 | 94.6088 | 104.8917 | 101.278
1 | 19 | 20 | 537.1882 | 548.1952 | 562.7042 | 575.2166 | 0 | 0 | 0 | 0 | 247.3121 | 231.0706 | 236.8801 | 249.2322 | 0 | 0 | 0 | 0 | 172.7033 | 98.1915 | 87.1225 | 77.6606 | 0 | 0 | 0 | 0 | 0 | 1.9877 | 6.2166 | 16.915 | 0 | 0 | 0 | 0 | 117.1729 | 216.9453 | 232.485 | 231.4088 | 0.40529 | 0.40498 | 0.3998 | 0.38283 | 47.4894 | 87.8592 | 92.9485 | 88.5896
1 | 19 | 21 | 526.0055 | 536.9751 | 551.2955 | 563.5305 | 0 | 0 | 0 | 0 | 251.3404 | 218.5724 | 219.3695 | 246.5803 | 0 | 0 | 0 | 0 | 172.3647 | 104.7672 | 91.1904 | 79.3948 | 0 | 0 | 0 | 0 | 0 | 3.416 | 5.0976 | 21.4711 | 0 | 0 | 0 | 0 | 102.3004 | 210.2195 | 235.638 | 216.0842 | 0.40397 | 0.40336 | 0.39852 | 0.38167 | 41.3258 | 84.794 | 93.907 | 82.4727
1 | 19 | 22 | 500.8396 | 511.8693 | 526.1169 | 538.2709 | 0 | 0 | 0 | 0 | 245.4322 | 219.5056 | 233.7813 | 236.5113 | 0 | 0 | 0 | 0 | 175.1448 | 109.7585 | 93.9875 | 80.1886 | 0 | 0 | 0 | 0 | 0 | 11.8809 | 15.8776 | 4.7718 | 0 | 0 | 0 | 0 | 80.2625 | 170.7243 | 182.4704 | 216.7992 | 0.40092 | 0.40074 | 0.39596 | 0.37797 | 32.1792 | 68.4164 | 72.2504 | 81.9433
1 | 19 | 23 | 467.2706 | 477.8273 | 491.378 | 502.9039 | 0 | 0 | 0 | 0 | 228.9657 | 213.4211 | 229.6324 | 228.7588 | 0 | 0 | 0 | 0 | 188.1078 | 119.3086 | 100.7659 | 84.4326 | 0 | 0 | 0 | 0 | 0 | 13.164 | 4.8606 | 16.8426 | 0 | 0 | 0 | 0 | 50.1972 | 131.9336 | 156.1191 | 172.87 | 0.39777 | 0.39563 | 0.3915 | 0.37266 | 19.967 | 52.1965 | 61.1209 | 64.4225
1 | 19 | 24 | 430.8417 | 439.583 | 450.9275 | 460.471 | 0 | 0 | 0 | 0 | 191.8851 | 210.7774 | 213.4318 | 209.2204 | 0 | 0 | 0 | 0 | 204.5239 | 128.7648 | 107.9454 | 89.5484 | 0 | 0 | 0 | 0 | 0 | 10.8201 | 13.8113 | 7.8673 | 0 | 0 | 0 | 0 | 34.4326 | 89.2206 | 115.7391 | 153.835 | 0.39698 | 0.39267 | 0.38667 | 0.36903 | 13.6691 | 35.0346 | 44.7525 | 56.7704
1 | 20 | 1 | 399.3811 | 405.3882 | 413.489 | 420.0721 | 0 | 0 | 0 | 0 | 187.1492 | 179.8674 | 188.8962 | 183.3169 | 0 | 0 | 0 | 0 | 219.65 | 138.0612 | 114.9901 | 94.4982 | 0 | 0 | 0 | 0 | 0 | -1.0926 | 3.3948 | 9.0856 | 0 | 0 | 0 | 0 | -7.4181 | 88.5522 | 106.2079 | 133.1714 | 0.399 | 0.39187 | 0.38588 | 0.36679 | -2.9598 | 34.701 | 40.9835 | 48.8454
1 | 20 | 2 | 382.276 | 386.351 | 392.2665 | 396.9511 | 0 | 0 | 0 | 0 | 181.6777 | 159.1085 | 160.5517 | 162.2064 | 0 | 0 | 0 | 0 | 221.1375 | 141.5741 | 116.8089 | 94.7129 | 0 | 0 | 0 | 0 | 0 | 3.5209 | -1.1694 | -0.27517 | 0 | 0 | 0 | 0 | -20.5393 | 82.1475 | 116.0754 | 140.3071 | 0.39922 | 0.39186 | 0.38422 | 0.36646 | -8.1998 | 32.1907 | 44.5984 | 51.4173
1 | 20 | 3 | 372.4625 | 374.9105 | 379.008 | 382.1137 | 0 | 0 | 0 | 0 | 182.5061 | 156.1048 | 160.5868 | 145.6716 | 0 | 0 | 0 | 0 | 226.5614 | 144.6527 | 118.3992 | 94.8922 | 0 | 0 | 0 | 0 | 0 | -3.8082 | 14.7417 | -10.1916 | 0 | 0 | 0 | 0 | -36.6049 | 77.9612 | 85.2804 | 151.7415 | 0.39872 | 0.3916 | 0.38238 | 0.3658 | -14.5952 | 30.5292 | 32.6099 | 55.5069
1 | 20 | 4 | 369.5808 | 370.6482 | 373.2088 | 374.9542 | 0 | 0 | 0 | 0 | 174.2194 | 162.2963 | 152.6131 | 120.7912 | 0 | 0 | 0 | 0 | 228.3827 | 144.4552 | 117.9222 | 94.1597 | 0 | 0 | 0 | 0 | 0 | -0.73999 | -4.7582 | -5.2369 | 0 | 0 | 0 | 0 | -33.0213 | 64.6367 | 107.4317 | 165.2401 | 0.39774 | 0.39105 | 0.38218 | 0.36579 | -13.134 | 25.2759 | 41.0587 | 60.4424
1 | 20 | 5 | 372.7447 | 372.4077 | 373.4311 | 373.8101 | 0 | 0 | 0 | 0 | 162.0589 | 179.5592 | 161.5724 | 137.2748 | 0 | 0 | 0 | 0 | 220.987 | 137.2268 | 111.5934 | 88.6736 | 0 | 0 | 0 | 0 | 0 | -0.82317 | 2.0092 | -2.375 | 0 | 0 | 0 | 0 | -10.3012 | 56.4449 | 98.256 | 150.2367 | 0.39572 | 0.38832 | 0.382 | 0.36494 | -4.0764 | 21.9184 | 37.5337 | 54.8279
1 | 20 | 6 | 383.7107 | 381.6542 | 380.8751 | 379.7043 | 0 | 0 | 0 | 0 | 208.373 | 191.0339 | 186.8387 | 158.2264 | 0 | 0 | 0 | 0 | 220.0475 | 136.105 | 110.5889 | 87.7766 | 0 | 0 | 0 | 0 | 0 | 20.288 | -0.60729 | -3.9319 | 0 | 0 | 0 | 0 | -44.7098 | 34.2272 | 84.0547 | 137.6331 | 0.39561 | 0.38891 | 0.3827 | 0.36553 | -17.6878 | 13.3113 | 32.1677 | 50.3097
1 | 20 | 7 | 403.5292 | 400.492 | 398.9102 | 397.2455 | 0 | 0 | 0 | 0 | 228.9942 | 217.0288 | 200.0781 | 195.6762 | 0 | 0 | 0 | 0 | 222.767 | 139.5336 | 113.7638 | 90.6671 | 0 | 0 | 0 | 0 | 0 | 23.7203 | 16.9811 | 10.7738 | 0 | 0 | 0 | 0 | -48.232 | 20.2093 | 68.0872 | 100.1284 | 0.39512 | 0.39346 | 0.38571 | 0.37033 | -19.0573 | 7.9515 | 26.2621 | 37.0805
1 | 20 | 8 | 416.957 | 413.8589 | 412.6542 | 411.7769 | 0 | 0 | 0 | 0 | 208.3319 | 179.7945 | 160.1267 | 147.3251 | 0 | 0 | 0 | 0 | 249.4869 | 179.0396 | 162.2149 | 147.2718 | 0 | 0 | 0 | 0 | 0 | -1.8855 | 3.3968 | -2.3333 | 0 | 0 | 0 | 0 | -40.8618 | 56.9103 | 86.9158 | 119.5134 | 0.39371 | 0.38507 | 0.38401 | 0.3747 | -16.0875 | 21.9142 | 33.3761 | 44.7821
1 | 20 | 9 | 438.889 | 437.0804 | 437.7604 | 438.9786 | 0 | 0 | 0 | 0 | 175.228 | 137.3857 | 136.6581 | 143.2779 | 0 | 0 | 0 | 0 | 318.1302 | 306.6225 | 312.4345 | 317.763 | 0 | 0 | 0 | 0 | 0 | -18.7096 | -6.8065 | -4.1348 | 0 | 0 | 0 | 0 | -54.4692 | 11.7818 | -4.5256 | -17.9275 | 0.37693 | 0.19574 | 0.19483 | 0.1952 | -20.5313 | 2.3062 | -0.88171 | -3.4995
1 | 20 | 10 | 451.4614 | 449.9165 | 450.9002 | 452.3288 | 0 | 0 | 0 | 0 | 181.4974 | 132.9007 | 134.882 | 126.6767 | 0 | 0 | 0 | 0 | 366.3106 | 387.5765 | 410.514 | 431.1277 | 0 | 0 | 0 | 0 | 0 | -16.1474 | -19.0051 | -30.5306 | 0 | 0 | 0 | 0 | -96.3467 | -54.4133 | -75.4908 | -74.9449 | 0.37868 | 0.19544 | 0.19523 | 0.10268 | -36.4842 | -10.6344 | -14.7384 | -7.6956
1 | 20 | 11 | 455.7115 | 454.2949 | 455.18 | 456.2074 | 0 | 0 | 0 | 0 | 163.5668 | 125.0147 | 125.5383 | 122.5337 | 0 | 0 | 0 | 0 | 418.5761 | 502.6103 | 534.7766 | 563.412 | 0 | 0 | 0 | 0 | 0 | -22.9498 | -25.0034 | -28.5447 | 0 | 0 | 0 | 0 | -126.4314 | -150.3804 | -180.1315 | -201.1936 | 0.37978 | 0.19887 | 0.19965 | 0.10268 | -48.0157 | -29.9056 | -35.9633 | -20.6592
1 | 20 | 12 | 451.1283 | 449.8003 | 450.5735 | 451.2755 | 0 | 0 | 0 | 0 | 152.7792 | 125.4041 | 126.9231 | 115.2427 | 0 | 0 | 0 | 0 | 476.2357 | 621.3747 | 656.1382 | 686.6926 | 0 | 0 | 0 | 0 | 0 | -22.8221 | -26.3961 | -29.4335 | 0 | 0 | 0 | 0 | -177.8865 | -274.1564 | -306.0918 | -321.2263 | 0.37904 | 0.19928 | 0.19965 | 0.10268 | -67.4268 | -54.6337 | -61.1112 | -32.9845
1 | 20 | 13 | 441.8379 | 441.408 | 443.0694 | 444.4884 | 0 | 0 | 0 | 0 | 158.5835 | 125.3797 | 125.7031 | 114.9578 | 0 | 0 | 0 | 0 | 475.9549 | 638.4968 | 674.189 | 705.6516 | 0 | 0 | 0 | 0 | 0 | -22.4814 | -26.1124 | -28.8628 | 0 | 0 | 0 | 0 | -192.7006 | -299.987 | -330.7102 | -347.2582 | 0.37914 | 0.19928 | 0.19965 | 0.10268 | -73.0612 | -59.7813 | -66.0263 | -35.6575
1 | 20 | 14 | 431.1674 | 431.1499 | 433.25 | 435.0998 | 0 | 0 | 0 | 0 | 167.1784 | 128.5793 | 125.7599 | 114.804 | 0 | 0 | 0 | 0 | 462.9433 | 631.4724 | 666.0628 | 696.6747 | 0 | 0 | 0 | 0 | 0 | -23.7835 | -23.6981 | -22.6686 | 0 | 0 | 0 | 0 | -198.9542 | -305.1183 | -334.8746 | -353.7104 | 0.37923 | 0.19925 | 0.19951 | 0.10268 | -75.4504 | -60.796 | -66.812 | -36.32
1 | 20 | 15 | 423.5996 | 424.2345 | 427.0003 | 429.4186 | 0 | 0 | 0 | 0 | 169.55 | 133.7781 | 131.8244 | 115.474 | 0 | 0 | 0 | 0 | 441.8282 | 598.5115 | 625.9747 | 650.2784 | 0 | 0 | 0 | 0 | 0 | -17.2201 | -17.2957 | -17.7003 | 0 | 0 | 0 | 0 | -187.7786 | -290.835 | -313.5031 | -318.6334 | 0.37903 | 0.19565 | 0.19571 | 0.097328 | -71.174 | -56.901 | -61.3563 | -31.0121
1 | 20 | 16 | 420.8976 | 423.3032 | 428.0193 | 432.1759 | 0 | 0 | 0 | 0 | 173.3706 | 154.595 | 136.3644 | 148.0792 | 0 | 0 | 0 | 0 | 405.9927 | 521.5625 | 535.2112 | 547.307 | 0 | 0 | 0 | 0 | 0 | -9.6572 | -0.79874 | -2.4273 | 0 | 0 | 0 | 0 | -158.4658 | -243.1971 | -242.7575 | -260.783 | 0.37973 | 0.1927 | 0.19404 | 0.18663 | -60.175 | -46.8644 | -47.1056 | -48.669
1 | 20 | 17 | 431.4457 | 435.3489 | 441.7188 | 447.2782 | 0 | 0 | 0 | 0 | 215.0897 | 188.0674 | 157.4534 | 195.3515 | 0 | 0 | 0 | 0 | 318.8634 | 348.2613 | 338.0606 | 329.328 | 0 | 0 | 0 | 0 | 0 | -0.61366 | -1.0113 | 6.9206 | 0 | 0 | 0 | 0 | -102.5074 | -100.3661 | -52.7838 | -84.3219 | 0.39657 | 0.40209 | 0.39866 | 0.38696 | -40.6512 | -40.3566 | -21.0429 | -32.6293
1 | 20 | 18 | 486.9935 | 494.1187 | 504.2528 | 513.0715 | 0 | 0 | 0 | 0 | 252.0981 | 224.1694 | 210.215 | 217.3874 | 0 | 0 | 0 | 0 | 263.7902 | 252.0075 | 233.7007 | 217.9663 | 0 | 0 | 0 | 0 | 0 | 13.6915 | 9.9222 | 22.9112 | 0 | 0 | 0 | 0 | -28.8948 | 4.2503 | 50.4148 | 54.8066 | 0.40419 | 0.40413 | 0.39849 | 0.38211 | -11.6788 | 1.7176 | 20.0898 | 20.9424
1 | 20 | 19 | 510.1195 | 519.5485 | 532.2921 | 543.3678 | 0 | 0 | 0 | 0 | 261.1435 | 219.1385 | 214.768 | 226.4008 | 0 | 0 | 0 | 0 | 251.0597 | 243.3548 | 224.7569 | 208.7466 | 0 | 0 | 0 | 0 | 0 | 12.4181 | 12.9992 | 19.7578 | 0 | 0 | 0 | 0 | -2.0837 | 44.637 | 79.768 | 88.4625 | 0.40616 | 0.40567 | 0.40134 | 0.38379 | -0.8463 | 18.1081 | 32.0139 | 33.9514
1 | 20 | 20 | 502.9866 | 512.8845 | 526.0316 | 537.3705 | 0 | 0 | 0 | 0 | 247.3121 | 231.0706 | 236.8801 | 249.2322 | 0 | 0 | 0 | 0 | 244.5038 | 228.1493 | 210.7177 | 195.8468 | 0 | 0 | 0 | 0 | 0 | 1.9877 | 6.2166 | 16.915 | 0 | 0 | 0 | 0 | 11.1708 | 51.6768 | 72.2172 | 75.3765 | 0.40529 | 0.40498 | 0.3998 | 0.38283 | 4.5274 | 20.9282 | 28.8728 | 28.8562
1 | 20 | 21 | 491.2023 | 501.0433 | 513.9778 | 525.0187 | 0 | 0 | 0 | 0 | 251.3404 | 218.5724 | 219.3695 | 246.5803 | 0 | 0 | 0 | 0 | 231.48 | 215.177 | 199.9433 | 187.1947 | 0 | 0 | 0 | 0 | 0 | 3.416 | 5.0976 | 21.4711 | 0 | 0 | 0 | 0 | 8.3819 | 63.8779 | 89.5675 | 69.7725 | 0.40397 | 0.40336 | 0.39852 | 0.38167 | 3.386 | 25.7657 | 35.6946 | 26.63
1 | 20 | 22 | 467.4873 | 477.4354 | 490.3549 | 501.3646 | 0 | 0 | 0 | 0 | 245.4322 | 219.5056 | 233.7813 | 236.5113 | 0 | 0 | 0 | 0 | 209.2417 | 190.2784 | 176.6539 | 165.4037 | 0 | 0 | 0 | 0 | 0 | 11.8809 | 15.8776 | 4.7718 | 0 | 0 | 0 | 0 | 12.8133 | 55.7705 | 64.0421 | 94.6778 | 0.40092 | 0.40074 | 0.39596 | 0.37797 | 5.1372 | 22.3496 | 25.3579 | 35.7852
1 | 20 | 23 | 441.7212 | 451.4493 | 463.9826 | 474.6319 | 0 | 0 | 0 | 0 | 228.9657 | 213.4211 | 229.6324 | 228.7588 | 0 | 0 | 0 | 0 | 188.8399 | 173.4088 | 159.4412 | 147.8715 | 0 | 0 | 0 | 0 | 0 | 13.164 | 4.8606 | 16.8426 | 0 | 0 | 0 | 0 | 23.9156 | 51.4555 | 70.0484 | 81.1591 | 0.39777 | 0.39563 | 0.3915 | 0.37266 | 9.513 | 20.3572 | 27.4241 | 30.2451
1 | 20 | 24 | 410.2641 | 418.3381 | 428.8633 | 437.7007 | 0 | 0 | 0 | 0 | 191.8851 | 210.7774 | 213.4318 | 209.2204 | 0 | 0 | 0 | 0 | 181.5874 | 166.7245 | 153.2732 | 142.2112 | 0 | 0 | 0 | 0 | 0 | 10.8201 | 13.8113 | 7.8673 | 0 | 0 | 0 | 0 | 36.7916 | 30.016 | 48.3469 | 78.4019 | 0.39698 | 0.39267 | 0.38667 | 0.36903 | 14.6056 | 11.7865 | 18.6942 | 28.933
1 | 21 | 1 | 386.7302 | 392.3271 | 399.9241 | 406.0731 | 0 | 0 | 0 | 0 | 187.1492 | 179.8674 | 188.8962 | 183.3169 | 0 | 0 | 0 | 0 | 178.5368 | 160.952 | 149.0548 | 139.4993 | 0 | 0 | 0 | 0 | 0 | -1.0926 | 3.3948 | 9.0856 | 0 | 0 | 0 | 0 | 21.0442 | 52.6003 | 58.5783 | 74.1714 | 0.399 | 0.39187 | 0.38588 | 0.36679 | 8.3966 | 20.6125 | 22.6042 | 27.205
1 | 21 | 2 | 369.6428 | 373.3081 | 378.7206 | 382.9718 | 0 | 0 | 0 | 0 | 181.6777 | 159.1085 | 160.5517 | 162.2064 | 0 | 0 | 0 | 0 | 165.5703 | 161.8445 | 148.8631 | 138.2705 | 0 | 0 | 0 | 0 | 0 | 3.5209 | -1.1694 | -0.27517 | 0 | 0 | 0 | 0 | 22.3948 | 48.8342 | 70.4753 | 82.77 | 0.39922 | 0.39186 | 0.38422 | 0.36646 | 8.9405 | 19.1364 | 27.078 | 30.3321
1 | 21 | 3 | 360.254 | 362.3061 | 365.9175 | 368.6042 | 0 | 0 | 0 | 0 | 182.5061 | 156.1048 | 160.5868 | 145.6716 | 0 | 0 | 0 | 0 | 158.8487 | 160.6829 | 148.5801 | 138.8171 | 0 | 0 | 0 | 0 | 0 | -3.8082 | 14.7417 | -10.1916 | 0 | 0 | 0 | 0 | 18.8992 | 49.3265 | 42.0089 | 94.3071 | 0.39872 | 0.3916 | 0.38238 | 0.3658 | 7.5355 | 19.316 | 16.0635 | 34.4975
1 | 21 | 4 | 356.6468 | 357.2948 | 359.3404 | 360.642 | 0 | 0 | 0 | 0 | 174.2194 | 162.2963 | 152.6131 | 120.7912 | 0 | 0 | 0 | 0 | 149.3623 | 159.7212 | 147.4009 | 137.4181 | 0 | 0 | 0 | 0 | 0 | -0.73999 | -4.7582 | -5.2369 | 0 | 0 | 0 | 0 | 33.0651 | 36.0173 | 64.0846 | 107.6694 | 0.39774 | 0.39105 | 0.38218 | 0.36579 | 13.1514 | 14.0844 | 24.4921 | 39.3839
1 | 21 | 5 | 360.5715 | 359.8398 | 360.3785 | 360.3397 | 0 | 0 | 0 | 0 | 162.0589 | 179.5592 | 161.5724 | 137.2748 | 0 | 0 | 0 | 0 | 148.5267 | 161.3976 | 149.2899 | 139.5154 | 0 | 0 | 0 | 0 | 0 | -0.82317 | 2.0092 | -2.375 | 0 | 0 | 0 | 0 | 49.9859 | 19.7062 | 47.5069 | 85.9246 | 0.39572 | 0.38832 | 0.382 | 0.36494 | 19.7804 | 7.6522 | 18.1476 | 31.3576
1 | 21 | 6 | 367.8043 | 365.2319 | 363.8194 | 362.1028 | 0 | 0 | 0 | 0 | 208.373 | 191.0339 | 186.8387 | 158.2264 | 0 | 0 | 0 | 0 | 166.3904 | 159.5616 | 150.7119 | 144.0799 | 0 | 0 | 0 | 0 | 0 | 20.288 | -0.60729 | -3.9319 | 0 | 0 | 0 | 0 | -6.9591 | -5.6517 | 26.8761 | 63.7283 | 0.39561 | 0.38891 | 0.3827 | 0.36553 | -2.7531 | -2.198 | 10.2855 | 23.2949
1 | 21 | 7 | 376.8473 | 372.9449 | 370.3006 | 367.7205 | 0 | 0 | 0 | 0 | 228.9942 | 217.0288 | 200.0781 | 195.6762 | 0 | 0 | 0 | 0 | 188.8807 | 155.4094 | 151.6991 | 149.9575 | 0 | 0 | 0 | 0 | 0 | 23.7203 | 16.9811 | 10.7738 | 0 | 0 | 0 | 0 | -41.0276 | -23.2136 | 1.5423 | 11.313 | 0.39512 | 0.39346 | 0.38571 | 0.37033 | -16.2107 | -9.1336 | 0.5949 | 4.1896
1 | 21 | 8 | 385.5686 | 381.4527 | 378.9981 | 377.0439 | 0 | 0 | 0 | 0 | 208.3319 | 179.7945 | 160.1267 | 147.3251 | 0 | 0 | 0 | 0 | 236.3563 | 218.6081 | 223.9212 | 230.3089 | 0 | 0 | 0 | 0 | 0 | -1.8855 | 3.3968 | -2.3333 | 0 | 0 | 0 | 0 | -59.1196 | -15.0644 | -8.4467 | 1.7432 | 0.39371 | 0.38507 | 0.38401 | 0.3747 | -23.2757 | -5.8008 | -3.2436 | 0.65317
1 | 21 | 9 | 404.3689 | 401.4409 | 400.7463 | 400.7801 | 0 | 0 | 0 | 0 | 175.228 | 137.3857 | 136.6581 | 143.2779 | 0 | 0 | 0 | 0 | 349.3456 | 369.1621 | 400.6553 | 430.5525 | 0 | 0 | 0 | 0 | 0 | -18.7096 | -6.8065 | -4.1348 | 0 | 0 | 0 | 0 | -120.2047 | -86.3973 | -129.7606 | -168.9155 | 0.37693 | 0.19574 | 0.19483 | 0.1952 | -45.3091 | -16.9112 | -25.2807 | -32.9726
1 | 21 | 10 | 416.2335 | 413.5463 | 413.1272 | 413.3471 | 0 | 0 | 0 | 0 | 181.4974 | 132.9007 | 134.882 | 126.6767 | 0 | 0 | 0 | 0 | 428.042 | 449.6919 | 505.1113 | 556.7038 | 0 | 0 | 0 | 0 | 0 | -16.1474 | -19.0051 | -30.5306 | 0 | 0 | 0 | 0 | -193.3059 | -152.8989 | -207.8611 | -239.5027 | 0.37868 | 0.19544 | 0.19523 | 0.10268 | -73.2004 | -29.8823 | -40.5817 | -24.5929
1 | 21 | 11 | 421.1383 | 418.6006 | 418.109 | 417.9501 | 0 | 0 | 0 | 0 | 163.5668 | 125.0147 | 125.5383 | 122.5337 | 0 | 0 | 0 | 0 | 485.3494 | 488.206 | 560.7861 | 628.1271 | 0 | 0 | 0 | 0 | 0 | -22.9498 | -25.0034 | -28.5447 | 0 | 0 | 0 | 0 | -227.7779 | -171.6704 | -243.212 | -304.1659 | 0.37978 | 0.19887 | 0.19965 | 0.10268 | -86.5047 | -34.1394 | -48.5573 | -31.2327
1 | 21 | 12 | 420.837 | 418.5267 | 418.0936 | 417.7563 | 0 | 0 | 0 | 0 | 152.7792 | 125.4041 | 126.9231 | 115.2427 | 0 | 0 | 0 | 0 | 511.0443 | 507.1204 | 586.633 | 660.2448 | 0 | 0 | 0 | 0 | 0 | -22.8221 | -26.3961 | -29.4335 | 0 | 0 | 0 | 0 | -242.9865 | -191.1757 | -269.0664 | -328.2976 | 0.37904 | 0.19928 | 0.19965 | 0.10268 | -92.1025 | -38.0974 | -53.7191 | -33.7106
1 | 21 | 13 | 418.4116 | 417.2221 | 417.9507 | 418.5659 | 0 | 0 | 0 | 0 | 158.5835 | 125.3797 | 125.7031 | 114.9578 | 0 | 0 | 0 | 0 | 512.3048 | 495.6386 | 575.7216 | 649.856 | 0 | 0 | 0 | 0 | 0 | -22.4814 | -26.1124 | -28.8628 | 0 | 0 | 0 | 0 | -252.4767 | -181.3148 | -257.3616 | -317.3852 | 0.37914 | 0.19928 | 0.19965 | 0.10268 | -95.725 | -36.1323 | -51.3822 | -32.5901
1 | 21 | 14 | 413.9693 | 413.3941 | 414.8094 | 416.069 | 0 | 0 | 0 | 0 | 167.1784 | 128.5793 | 125.7599 | 114.804 | 0 | 0 | 0 | 0 | 496.9404 | 470.505 | 549.8529 | 623.4207 | 0 | 0 | 0 | 0 | 0 | -23.7835 | -23.6981 | -22.6686 | 0 | 0 | 0 | 0 | -250.1495 | -161.9066 | -237.1054 | -299.4871 | 0.37923 | 0.19925 | 0.19951 | 0.10268 | -94.8654 | -32.2605 | -47.3057 | -30.7522
1 | 21 | 15 | 410.1171 | 410.3148 | 412.5437 | 414.4994 | 0 | 0 | 0 | 0 | 169.55 | 133.7781 | 131.8244 | 115.474 | 0 | 0 | 0 | 0 | 481.9979 | 445.1913 | 517.169 | 584.0675 | 0 | 0 | 0 | 0 | 0 | -17.2201 | -17.2957 | -17.7003 | 0 | 0 | 0 | 0 | -241.4307 | -151.4345 | -219.154 | -267.3417 | 0.37903 | 0.19565 | 0.19571 | 0.097328 | -91.5098 | -29.6277 | -42.8911 | -26.0199
1 | 21 | 16 | 411.1661 | 413.2562 | 417.5848 | 421.4075 | 0 | 0 | 0 | 0 | 173.3706 | 154.595 | 136.3644 | 148.0792 | 0 | 0 | 0 | 0 | 425.5031 | 368.9609 | 420.4212 | 468.6886 | 0 | 0 | 0 | 0 | 0 | -9.6572 | -0.79874 | -2.4273 | 0 | 0 | 0 | 0 | -187.7076 | -100.6425 | -138.402 | -192.9331 | 0.37973 | 0.1927 | 0.19404 | 0.18663 | -71.2791 | -19.3939 | -26.8561 | -36.0064
1 | 21 | 17 | 423.8198 | 427.4757 | 433.5419 | 438.8396 | 0 | 0 | 0 | 0 | 215.0897 | 188.0674 | 157.4534 | 195.3515 | 0 | 0 | 0 | 0 | 304.4303 | 187.4026 | 203.4083 | 219.8708 | 0 | 0 | 0 | 0 | 0 | -0.61366 | -1.0113 | 6.9206 | 0 | 0 | 0 | 0 | -95.7002 | 52.6194 | 73.6916 | 16.6967 | 0.39657 | 0.40209 | 0.39866 | 0.38696 | -37.9517 | 21.1579 | 29.3781 | 6.461
1 | 21 | 18 | 483.6848 | 490.7027 | 500.705 | 509.4103 | 0 | 0 | 0 | 0 | 252.0981 | 224.1694 | 210.215 | 217.3874 | 0 | 0 | 0 | 0 | 233.3276 | 99.914 | 102.0289 | 105.9579 | 0 | 0 | 0 | 0 | 0 | 13.6915 | 9.9222 | 22.9112 | 0 | 0 | 0 | 0 | -1.7408 | 152.9278 | 178.5388 | 163.1537 | 0.40419 | 0.40413 | 0.39849 | 0.38211 | -0.70362 | 61.8021 | 71.1459 | 62.3434
1 | 21 | 19 | 517.2146 | 526.8737 | 539.8998 | 551.219 | 0 | 0 | 0 | 0 | 261.1435 | 219.1385 | 214.768 | 226.4008 | 0 | 0 | 0 | 0 | 232.5749 | 105.2045 | 106.4865 | 109.6253 | 0 | 0 | 0 | 0 | 0 | 12.4181 | 12.9992 | 19.7578 | 0 | 0 | 0 | 0 | 23.4962 | 190.1125 | 205.6461 | 195.435 | 0.40616 | 0.40567 | 0.40134 | 0.38379 | 9.5432 | 77.1239 | 82.5335 | 75.0069
1 | 21 | 20 | 511.0372 | 521.1961 | 534.6638 | 546.2789 | 0 | 0 | 0 | 0 | 247.3121 | 231.0706 | 236.8801 | 249.2322 | 0 | 0 | 0 | 0 | 249.9895 | 122.3243 | 126.4293 | 132.2763 | 0 | 0 | 0 | 0 | 0 | 1.9877 | 6.2166 | 16.915 | 0 | 0 | 0 | 0 | 13.7357 | 165.8135 | 165.1378 | 147.8554 | 0.40529 | 0.40498 | 0.3998 | 0.38283 | 5.567 | 67.1517 | 66.0228 | 56.6031
1 | 21 | 21 | 503.3931 | 513.6295 | 527.0494 | 538.5086 | 0 | 0 | 0 | 0 | 251.3404 | 218.5724 | 219.3695 | 246.5803 | 0 | 0 | 0 | 0 | 248.421 | 129.5848 | 133.9783 | 140.0651 | 0 | 0 | 0 | 0 | 0 | 3.416 | 5.0976 | 21.4711 | 0 | 0 | 0 | 0 | 3.6318 | 162.0563 | 168.604 | 130.392 | 0.40397 | 0.40336 | 0.39852 | 0.38167 | 1.4671 | 65.3669 | 67.1925 | 49.7666
1 | 21 | 22 | 474.1047 | 484.2674 | 497.4504 | 508.6871 | 0 | 0 | 0 | 0 | 245.4322 | 219.5056 | 233.7813 | 236.5113 | 0 | 0 | 0 | 0 | 236.1949 | 114.9502 | 118.3492 | 123.4229 | 0 | 0 | 0 | 0 | 0 | 11.8809 | 15.8776 | 4.7718 | 0 | 0 | 0 | 0 | -7.5225 | 137.9307 | 129.4422 | 143.9811 | 0.40092 | 0.40074 | 0.39596 | 0.37797 | -3.0159 | 55.2747 | 51.2535 | 54.4204
1 | 21 | 23 | 436.2716 | 445.823 | 458.1393 | 468.6016 | 0 | 0 | 0 | 0 | 228.9657 | 213.4211 | 229.6324 | 228.7588 | 0 | 0 | 0 | 0 | 218.3017 | 107.5716 | 109.5091 | 113.1203 | 0 | 0 | 0 | 0 | 0 | 13.164 | 4.8606 | 16.8426 | 0 | 0 | 0 | 0 | -10.9958 | 111.6663 | 114.1371 | 109.88 | 0.39777 | 0.39563 | 0.3915 | 0.37266 | -4.3738 | 44.1782 | 44.6849 | 40.9484
1 | 21 | 24 | 400.3734 | 408.1267 | 418.258 | 426.7561 | 0 | 0 | 0 | 0 | 191.8851 | 210.7774 | 213.4318 | 209.2204 | 0 | 0 | 0 | 0 | 209.2797 | 110.2463 | 111.1885 | 113.8187 | 0 | 0 | 0 | 0 | 0 | 10.8201 | 13.8113 | 7.8673 | 0 | 0 | 0 | 0 | -0.79135 | 76.2828 | 79.8264 | 95.8497 | 0.39698 | 0.39267 | 0.38667 | 0.36903 | -0.31415 | 29.9543 | 30.8663 | 35.3719
1 | 22 | 1 | 379.8121 | 385.1846 | 392.5061 | 398.4177 | 0 | 0 | 0 | 0 | 187.1492 | 179.8674 | 188.8962 | 183.3169 | 0 | 0 | 0 | 0 | 211.5828 | 120.7418 | 121.3781 | 123.736 | 0 | 0 | 0 | 0 | 0 | -1.0926 | 3.3948 | 9.0856 | 0 | 0 | 0 | 0 | -18.92 | 85.668 | 78.8371 | 82.2793 | 0.399 | 0.39187 | 0.38588 | 0.36679 | -7.5491 | 33.5707 | 30.4216 | 30.1789
1 | 22 | 2 | 364.4232 | 367.9193 | 373.1239 | 377.196 | 0 | 0 | 0 | 0 | 181.6777 | 159.1085 | 160.5517 | 162.2064 | 0 | 0 | 0 | 0 | 215.9757 | 119.8264 | 121.796 | 125.4283 | 0 | 0 | 0 | 0 | 0 | 3.5209 | -1.1694 | -0.27517 | 0 | 0 | 0 | 0 | -33.2303 | 85.4634 | 91.9456 | 89.8365 | 0.39922 | 0.39186 | 0.38422 | 0.36646 | -13.2663 | 33.49 | 35.3273 | 32.9217
1 | 22 | 3 | 359.8647 | 361.9042 | 365.5001 | 368.1735 | 0 | 0 | 0 | 0 | 182.5061 | 156.1048 | 160.5868 | 145.6716 | 0 | 0 | 0 | 0 | 205.6869 | 114.3269 | 115.4449 | 118.2116 | 0 | 0 | 0 | 0 | 0 | -3.8082 | 14.7417 | -10.1916 | 0 | 0 | 0 | 0 | -28.3282 | 95.2807 | 74.7266 | 114.4818 | 0.39872 | 0.3916 | 0.38238 | 0.3658 | -11.2951 | 37.3114 | 28.5743 | 41.8774
1 | 22 | 4 | 361.4949 | 362.3 | 364.5387 | 366.0066 | 0 | 0 | 0 | 0 | 174.2194 | 162.2963 | 152.6131 | 120.7912 | 0 | 0 | 0 | 0 | 188.0091 | 103.7094 | 103.3674 | 104.6336 | 0 | 0 | 0 | 0 | 0 | -0.73999 | -4.7582 | -5.2369 | 0 | 0 | 0 | 0 | -0.73366 | 97.0343 | 113.3164 | 145.8187 | 0.39774 | 0.39105 | 0.38218 | 0.36579 | -0.29181 | 37.9449 | 43.3077 | 53.3383
1 | 22 | 5 | 376.2126 | 375.9881 | 377.1496 | 377.6475 | 0 | 0 | 0 | 0 | 162.0589 | 179.5592 | 161.5724 | 137.2748 | 0 | 0 | 0 | 0 | 180.9695 | 98.5229 | 97.329 | 97.7304 | 0 | 0 | 0 | 0 | 0 | -0.82317 | 2.0092 | -2.375 | 0 | 0 | 0 | 0 | 33.1842 | 98.7292 | 116.239 | 145.0173 | 0.39572 | 0.38832 | 0.382 | 0.36494 | 13.1316 | 38.3381 | 44.4032 | 52.9231
1 | 22 | 6 | 409.1187 | 407.886 | 408.1187 | 407.8196 | 0 | 0 | 0 | 0 | 208.373 | 191.0339 | 186.8387 | 158.2264 | 0 | 0 | 0 | 0 | 178.7583 | 96.4568 | 95.0074 | 95.1074 | 0 | 0 | 0 | 0 | 0 | 20.288 | -0.60729 | -3.9319 | 0 | 0 | 0 | 0 | 21.9874 | 100.1073 | 126.8799 | 158.4177 | 0.39561 | 0.38891 | 0.3827 | 0.36553 | 8.6985 | 38.9327 | 48.5569 | 57.9072
1 | 22 | 7 | 472.1978 | 471.3874 | 472.54 | 473.2315 | 0 | 0 | 0 | 0 | 228.9942 | 217.0288 | 200.0781 | 195.6762 | 0 | 0 | 0 | 0 | 174.0819 | 93.1544 | 90.3801 | 89.1233 | 0 | 0 | 0 | 0 | 0 | 23.7203 | 16.9811 | 10.7738 | 0 | 0 | 0 | 0 | 69.1217 | 137.4839 | 165.1007 | 177.6582 | 0.39512 | 0.39346 | 0.38571 | 0.37033 | 27.3111 | 54.0941 | 63.6816 | 65.7921
1 | 22 | 8 | 504.7346 | 504.483 | 506.7736 | 508.9081 | 0 | 0 | 0 | 0 | 208.3319 | 179.7945 | 160.1267 | 147.3251 | 0 | 0 | 0 | 0 | 215.947 | 157.2202 | 159.4893 | 162.5048 | 0 | 0 | 0 | 0 | 0 | -1.8855 | 3.3968 | -2.3333 | 0 | 0 | 0 | 0 | 80.4556 | 169.3538 | 183.7608 | 201.4115 | 0.39371 | 0.38507 | 0.38401 | 0.3747 | 31.6758 | 65.2124 | 70.5651 | 75.4697
1 | 22 | 9 | 508.3538 | 508.7979 | 512.2439 | 515.8456 | 0 | 0 | 0 | 0 | 175.228 | 137.3857 | 136.6581 | 143.2779 | 0 | 0 | 0 | 0 | 300.4126 | 321.5032 | 343.7403 | 364.2164 | 0 | 0 | 0 | 0 | 0 | -18.7096 | -6.8065 | -4.1348 | 0 | 0 | 0 | 0 | 32.7132 | 68.6186 | 38.6521 | 12.4861 | 0.37693 | 0.19574 | 0.19483 | 0.1952 | 12.3307 | 13.4313 | 7.5304 | 2.4373
1 | 22 | 10 | 509.5492 | 509.8881 | 513.1848 | 516.6065 | 0 | 0 | 0 | 0 | 181.4974 | 132.9007 | 134.882 | 126.6767 | 0 | 0 | 0 | 0 | 353.049 | 422.5588 | 463.047 | 499.6023 | 0 | 0 | 0 | 0 | 0 | -16.1474 | -19.0051 | -30.5306 | 0 | 0 | 0 | 0 | -24.9972 | -29.424 | -65.7392 | -79.1418 | 0.37868 | 0.19544 | 0.19523 | 0.10268 | -9.4659 | -5.7506 | -12.8346 | -8.1265
1 | 22 | 11 | 509.8891 | 510.2294 | 513.2719 | 516.1582 | 0 | 0 | 0 | 0 | 163.5668 | 125.0147 | 125.5383 | 122.5337 | 0 | 0 | 0 | 0 | 375.5869 | 458.8694 | 511.947 | 559.7637 | 0 | 0 | 0 | 0 | 0 | -22.9498 | -25.0034 | -28.5447 | 0 | 0 | 0 | 0 | -29.2646 | -50.705 | -99.21 | -137.5945 | 0.37978 | 0.19887 | 0.19965 | 0.10268 | -11.114 | -10.0835 | -19.8073 | -14.1286
1 | 22 | 12 | 503.8904 | 504.2734 | 507.1476 | 509.6599 | 0 | 0 | 0 | 0 | 152.7792 | 125.4041 | 126.9231 | 115.2427 | 0 | 0 | 0 | 0 | 385.9805 | 480.7588 | 539.4928 | 592.3051 | 0 | 0 | 0 | 0 | 0 | -22.8221 | -26.3961 | -29.4335 | 0 | 0 | 0 | 0 | -34.8693 | -79.0673 | -132.8723 | -168.4543 | 0.37904 | 0.19928 | 0.19965 | 0.10268 | -13.217 | -15.7565 | -26.5279 | -17.2974
1 | 22 | 13 | 499.4303 | 500.8681 | 504.8229 | 508.2179 | 0 | 0 | 0 | 0 | 158.5835 | 125.3797 | 125.7031 | 114.9578 | 0 | 0 | 0 | 0 | 381.2647 | 481.1135 | 540.8831 | 594.6118 | 0 | 0 | 0 | 0 | 0 | -22.4814 | -26.1124 | -28.8628 | 0 | 0 | 0 | 0 | -40.418 | -83.1437 | -135.651 | -172.4889 | 0.37914 | 0.19928 | 0.19965 | 0.10268 | -15.3242 | -16.5688 | -27.0827 | -17.7117
1 | 22 | 14 | 495.2711 | 497.3323 | 501.9851 | 506.0343 | 0 | 0 | 0 | 0 | 167.1784 | 128.5793 | 125.7599 | 114.804 | 0 | 0 | 0 | 0 | 373.4983 | 474.7646 | 531.3533 | 582.1335 | 0 | 0 | 0 | 0 | 0 | -23.7835 | -23.6981 | -22.6686 | 0 | 0 | 0 | 0 | -45.4056 | -82.228 | -131.4301 | -168.2345 | 0.37923 | 0.19925 | 0.19951 | 0.10268 | -17.2194 | -16.3842 | -26.2221 | -17.2748
1 | 22 | 15 | 487.2079 | 489.9055 | 495.2041 | 499.8049 | 0 | 0 | 0 | 0 | 169.55 | 133.7781 | 131.8244 | 115.474 | 0 | 0 | 0 | 0 | 349.2108 | 439.1638 | 487.7725 | 531.3883 | 0 | 0 | 0 | 0 | 0 | -17.2201 | -17.2957 | -17.7003 | 0 | 0 | 0 | 0 | -31.5529 | -65.8164 | -107.097 | -129.357 | 0.37903 | 0.19565 | 0.19571 | 0.097328 | -11.9595 | -12.8768 | -20.9602 | -12.5901
1 | 22 | 16 | 480.7194 | 485.065 | 492.1632 | 498.3723 | 0 | 0 | 0 | 0 | 173.3706 | 154.595 | 136.3644 | 148.0792 | 0 | 0 | 0 | 0 | 306.9496 | 367.3579 | 399.9321 | 429.1994 | 0 | 0 | 0 | 0 | 0 | -9.6572 | -0.79874 | -2.4273 | 0 | 0 | 0 | 0 | 0.39916 | -27.2307 | -43.3345 | -76.479 | 0.37973 | 0.1927 | 0.19404 | 0.18663 | 0.15157 | -5.2474 | -8.4088 | -14.273
1 | 22 | 17 | 484.7563 | 490.3883 | 498.881 | 506.2696 | 0 | 0 | 0 | 0 | 215.0897 | 188.0674 | 157.4534 | 195.3515 | 0 | 0 | 0 | 0 | 192.4098 | 173.7863 | 178.3208 | 182.8512 | 0 | 0 | 0 | 0 | 0 | -0.61366 | -1.0113 | 6.9206 | 0 | 0 | 0 | 0 | 77.2569 | 129.1483 | 164.1181 | 121.1462 | 0.39657 | 0.40209 | 0.39866 | 0.38696 | 30.6376 | 51.9298 | 65.4278 | 46.8789
1 | 22 | 18 | 534.7306 | 543.4039 | 555.4389 | 565.8955 | 0 | 0 | 0 | 0 | 252.0981 | 224.1694 | 210.215 | 217.3874 | 0 | 0 | 0 | 0 | 140.0447 | 75.1398 | 70.3669 | 66.8968 | 0 | 0 | 0 | 0 | 0 | 13.6915 | 9.9222 | 22.9112 | 0 | 0 | 0 | 0 | 142.5879 | 230.4032 | 264.9347 | 258.7002 | 0.40419 | 0.40413 | 0.39849 | 0.38211 | 57.6319 | 93.1118 | 105.5737 | 98.8531
1 | 22 | 19 | 565.518 | 576.7434 | 591.693 | 604.6695 | 0 | 0 | 0 | 0 | 261.1435 | 219.1385 | 214.768 | 226.4008 | 0 | 0 | 0 | 0 | 140.9872 | 73.4247 | 70.4445 | 68.6894 | 0 | 0 | 0 | 0 | 0 | 12.4181 | 12.9992 | 19.7578 | 0 | 0 | 0 | 0 | 163.3873 | 271.7621 | 293.4813 | 289.8215 | 0.40616 | 0.40567 | 0.40134 | 0.38379 | 66.361 | 110.2471 | 117.7851 | 111.2319
1 | 22 | 20 | 558.1374 | 569.8236 | 585.1669 | 598.3981 | 0 | 0 | 0 | 0 | 247.3121 | 231.0706 | 236.8801 | 249.2322 | 0 | 0 | 0 | 0 | 137.0083 | 78.3924 | 74.9091 | 72.6462 | 0 | 0 | 0 | 0 | 0 | 1.9877 | 6.2166 | 16.915 | 0 | 0 | 0 | 0 | 173.817 | 258.3729 | 267.1611 | 259.6047 | 0.40529 | 0.40498 | 0.3998 | 0.38283 | 70.4468 | 104.6366 | 106.8121 | 99.3838
1 | 22 | 21 | 542.0004 | 553.4887 | 568.4461 | 581.2299 | 0 | 0 | 0 | 0 | 251.3404 | 218.5724 | 219.3695 | 246.5803 | 0 | 0 | 0 | 0 | 138.9471 | 86.3046 | 81.8977 | 78.7383 | 0 | 0 | 0 | 0 | 0 | 3.416 | 5.0976 | 21.4711 | 0 | 0 | 0 | 0 | 151.7129 | 245.1957 | 262.0812 | 234.4401 | 0.40397 | 0.40336 | 0.39852 | 0.38167 | 61.2868 | 98.9019 | 104.4452 | 89.4786
1 | 22 | 22 | 509.9341 | 521.2587 | 535.8684 | 548.3345 | 0 | 0 | 0 | 0 | 245.4322 | 219.5056 | 233.7813 | 236.5113 | 0 | 0 | 0 | 0 | 140.9656 | 95.9676 | 90.471 | 86.2691 | 0 | 0 | 0 | 0 | 0 | 11.8809 | 15.8776 | 4.7718 | 0 | 0 | 0 | 0 | 123.5362 | 193.9046 | 195.7385 | 220.7823 | 0.40092 | 0.40074 | 0.39596 | 0.37797 | 49.5286 | 77.7057 | 77.504 | 83.4488
1 | 22 | 23 | 466.3506 | 476.8774 | 490.3914 | 501.8858 | 0 | 0 | 0 | 0 | 228.9657 | 213.4211 | 229.6324 | 228.7588 | 0 | 0 | 0 | 0 | 141.2715 | 100.2342 | 94.3001 | 89.6799 | 0 | 0 | 0 | 0 | 0 | 13.164 | 4.8606 | 16.8426 | 0 | 0 | 0 | 0 | 96.1134 | 150.0582 | 161.5984 | 166.6046 | 0.39777 | 0.39563 | 0.3915 | 0.37266 | 38.2312 | 59.3671 | 63.266 | 62.0876
1 | 22 | 24 | 425.2505 | 433.8105 | 444.9324 | 454.2841 | 0 | 0 | 0 | 0 | 191.8851 | 210.7774 | 213.4318 | 209.2204 | 0 | 0 | 0 | 0 | 139.8809 | 88.6112 | 82.5844 | 77.878 | 0 | 0 | 0 | 0 | 0 | 10.8201 | 13.8113 | 7.8673 | 0 | 0 | 0 | 0 | 93.4845 | 123.6018 | 135.105 | 159.3185 | 0.39698 | 0.39267 | 0.38667 | 0.36903 | 37.1116 | 48.5352 | 52.2407 | 58.794
1 | 23 | 1 | 397.7002 | 403.6528 | 411.6867 | 418.2121 | 0 | 0 | 0 | 0 | 187.1492 | 179.8674 | 188.8962 | 183.3169 | 0 | 0 | 0 | 0 | 135.7047 | 82.1464 | 76.1344 | 71.445 | 0 | 0 | 0 | 0 | 0 | -1.0926 | 3.3948 | 9.0856 | 0 | 0 | 0 | 0 | 74.8463 | 142.7317 | 143.2613 | 154.3646 | 0.399 | 0.39187 | 0.38588 | 0.36679 | 29.8636 | 55.9323 | 55.2817 | 56.6187
1 | 23 | 2 | 384.0453 | 388.1777 | 394.1637 | 398.909 | 0 | 0 | 0 | 0 | 181.6777 | 159.1085 | 160.5517 | 162.2064 | 0 | 0 | 0 | 0 | 124.838 | 78.6292 | 71.464 | 65.6617 | 0 | 0 | 0 | 0 | 0 | 3.5209 | -1.1694 | -0.27517 | 0 | 0 | 0 | 0 | 77.5296 | 146.9191 | 163.3175 | 171.3161 | 0.39922 | 0.39186 | 0.38422 | 0.36646 | 30.9516 | 57.5723 | 62.7497 | 62.781
1 | 23 | 3 | 377.7529 | 380.3725 | 384.6806 | 387.9678 | 0 | 0 | 0 | 0 | 182.5061 | 156.1048 | 160.5868 | 145.6716 | 0 | 0 | 0 | 0 | 120.1584 | 76.5233 | 69.2244 | 63.2907 | 0 | 0 | 0 | 0 | 0 | -3.8082 | 14.7417 | -10.1916 | 0 | 0 | 0 | 0 | 75.0884 | 151.5525 | 140.1277 | 189.1971 | 0.39872 | 0.3916 | 0.38238 | 0.3658 | 29.9394 | 59.3472 | 53.5826 | 69.2082
1 | 23 | 4 | 377.2067 | 378.5214 | 381.3857 | 383.3927 | 0 | 0 | 0 | 0 | 174.2194 | 162.2963 | 152.6131 | 120.7912 | 0 | 0 | 0 | 0 | 118.2196 | 75.5292 | 68.99 | 63.7868 | 0 | 0 | 0 | 0 | 0 | -0.73999 | -4.7582 | -5.2369 | 0 | 0 | 0 | 0 | 84.7678 | 141.4359 | 164.5409 | 204.0515 | 0.39774 | 0.39105 | 0.38218 | 0.36579 | 33.7157 | 55.3079 | 62.8849 | 74.639
1 | 23 | 5 | 389.235 | 389.4329 | 391.1129 | 392.0577 | 0 | 0 | 0 | 0 | 162.0589 | 179.5592 | 161.5724 | 137.2748 | 0 | 0 | 0 | 0 | 118.4402 | 77.0079 | 70.0568 | 64.4655 | 0 | 0 | 0 | 0 | 0 | -0.82317 | 2.0092 | -2.375 | 0 | 0 | 0 | 0 | 108.736 | 133.6889 | 157.4744 | 192.6924 | 0.39572 | 0.38832 | 0.382 | 0.36494 | 43.029 | 51.9135 | 60.1551 | 70.3218
1 | 23 | 6 | 422.7781 | 421.9884 | 422.765 | 422.9346 | 0 | 0 | 0 | 0 | 208.373 | 191.0339 | 186.8387 | 158.2264 | 0 | 0 | 0 | 0 | 118.1452 | 80.2346 | 72.6972 | 66.5486 | 0 | 0 | 0 | 0 | 0 | 20.288 | -0.60729 | -3.9319 | 0 | 0 | 0 | 0 | 96.2599 | 130.4318 | 163.8364 | 202.0915 | 0.39561 | 0.38891 | 0.3827 | 0.36553 | 38.0818 | 50.7262 | 62.7001 | 73.8715
1 | 23 | 7 | 484.7425 | 484.3389 | 485.991 | 487.1129 | 0 | 0 | 0 | 0 | 228.9942 | 217.0288 | 200.0781 | 195.6762 | 0 | 0 | 0 | 0 | 123.768 | 79.7142 | 71.6445 | 64.9639 | 0 | 0 | 0 | 0 | 0 | 23.7203 | 16.9811 | 10.7738 | 0 | 0 | 0 | 0 | 131.9803 | 163.8757 | 197.2873 | 215.6991 | 0.39512 | 0.39346 | 0.38571 | 0.37033 | 52.1476 | 64.4781 | 76.0964 | 79.8798
1 | 23 | 8 | 513.6698 | 513.708 | 516.3544 | 518.7955 | 0 | 0 | 0 | 0 | 208.3319 | 179.7945 | 160.1267 | 147.3251 | 0 | 0 | 0 | 0 | 168.8667 | 136.6023 | 135.8449 | 135.6185 | 0 | 0 | 0 | 0 | 0 | -1.8855 | 3.3968 | -2.3333 | 0 | 0 | 0 | 0 | 136.4712 | 199.1967 | 216.986 | 238.1852 | 0.39371 | 0.38507 | 0.38401 | 0.3747 | 53.7295 | 76.7038 | 83.3237 | 89.2489
1 | 23 | 9 | 512.5295 | 513.109 | 516.7213 | 520.4663 | 0 | 0 | 0 | 0 | 175.228 | 137.3857 | 136.6581 | 143.2779 | 0 | 0 | 0 | 0 | 260.3292 | 301.1424 | 321.2991 | 339.4706 | 0 | 0 | 0 | 0 | 0 | -18.7096 | -6.8065 | -4.1348 | 0 | 0 | 0 | 0 | 76.9723 | 93.2905 | 65.5706 | 41.8526 | 0.37693 | 0.19574 | 0.19483 | 0.1952 | 29.0134 | 18.2605 | 12.7748 | 8.1697
1 | 23 | 10 | 511.4955 | 511.8975 | 515.2717 | 518.7602 | 0 | 0 | 0 | 0 | 181.4974 | 132.9007 | 134.882 | 126.6767 | 0 | 0 | 0 | 0 | 309.5459 | 396.6708 | 434.4806 | 468.2847 | 0 | 0 | 0 | 0 | 0 | -16.1474 | -19.0051 | -30.5306 | 0 | 0 | 0 | 0 | 20.4522 | -1.5266 | -35.0859 | -45.6705 | 0.37868 | 0.19544 | 0.19523 | 0.10268 | 7.7448 | -0.29836 | -6.85 | -4.6896
1 | 23 | 11 | 510.1368 | 510.4851 | 513.5375 | 516.4323 | 0 | 0 | 0 | 0 | 163.5668 | 125.0147 | 125.5383 | 122.5337 | 0 | 0 | 0 | 0 | 330.4973 | 440.7374 | 491.2613 | 536.4881 | 0 | 0 | 0 | 0 | 0 | -22.9498 | -25.0034 | -28.5447 | 0 | 0 | 0 | 0 | 16.0727 | -32.3173 | -78.2588 | -114.0448 | 0.37978 | 0.19887 | 0.19965 | 0.10268 | 6.104 | -6.4268 | -15.6244 | -11.7105
1 | 23 | 12 | 505.8721 | 506.3194 | 509.2724 | 511.8528 | 0 | 0 | 0 | 0 | 152.7792 | 125.4041 | 126.9231 | 115.2427 | 0 | 0 | 0 | 0 | 335.4458 | 453.336 | 511.5202 | 563.7186 | 0 | 0 | 0 | 0 | 0 | -22.8221 | -26.3961 | -29.4335 | 0 | 0 | 0 | 0 | 17.6471 | -49.5986 | -102.7749 | -137.675 | 0.37904 | 0.19928 | 0.19965 | 0.10268 | 6.689 | -9.884 | -20.519 | -14.1369
1 | 23 | 13 | 496.0685 | 497.3973 | 501.2182 | 504.4979 | 0 | 0 | 0 | 0 | 158.5835 | 125.3797 | 125.7031 | 114.9578 | 0 | 0 | 0 | 0 | 326.2395 | 443.5528 | 503.6484 | 557.6504 | 0 | 0 | 0 | 0 | 0 | -22.4814 | -26.1124 | -28.8628 | 0 | 0 | 0 | 0 | 11.2455 | -49.0538 | -102.0209 | -139.2475 | 0.37914 | 0.19928 | 0.19965 | 0.10268 | 4.2637 | -9.7754 | -20.3685 | -14.2983
1 | 23 | 14 | 490.7239 | 492.6376 | 497.1093 | 501.0025 | 0 | 0 | 0 | 0 | 167.1784 | 128.5793 | 125.7599 | 114.804 | 0 | 0 | 0 | 0 | 324.3589 | 443.9939 | 501.0402 | 552.2499 | 0 | 0 | 0 | 0 | 0 | -23.7835 | -23.6981 | -22.6686 | 0 | 0 | 0 | 0 | -0.8134 | -56.152 | -105.9927 | -143.3828 | 0.37923 | 0.19925 | 0.19951 | 0.10268 | -0.30847 | -11.1885 | -21.147 | -14.723
1 | 23 | 15 | 484.2707 | 486.8731 | 492.0548 | 496.5548 | 0 | 0 | 0 | 0 | 169.55 | 133.7781 | 131.8244 | 115.474 | 0 | 0 | 0 | 0 | 305.5571 | 413.9866 | 464.142 | 509.1964 | 0 | 0 | 0 | 0 | 0 | -17.2201 | -17.2957 | -17.7003 | 0 | 0 | 0 | 0 | 9.1637 | -43.6715 | -86.6159 | -110.4153 | 0.37903 | 0.19565 | 0.19571 | 0.097328 | 3.4733 | -8.5442 | -16.9518 | -10.7465
1 | 23 | 16 | 482.0287 | 486.4168 | 493.5671 | 499.8212 | 0 | 0 | 0 | 0 | 173.3706 | 154.595 | 136.3644 | 148.0792 | 0 | 0 | 0 | 0 | 256.1717 | 331.5845 | 367.2568 | 399.4862 | 0 | 0 | 0 | 0 | 0 | -9.6572 | -0.79874 | -2.4273 | 0 | 0 | 0 | 0 | 52.4863 | 9.8945 | -9.2553 | -45.317 | 0.37973 | 0.1927 | 0.19404 | 0.18663 | 19.9309 | 1.9067 | -1.7959 | -8.4573
1 | 23 | 17 | 485.3402 | 490.9911 | 499.5071 | 506.9157 | 0 | 0 | 0 | 0 | 215.0897 | 188.0674 | 157.4534 | 195.3515 | 0 | 0 | 0 | 0 | 137.4386 | 134.4722 | 142.0968 | 149.6132 | 0 | 0 | 0 | 0 | 0 | -0.61366 | -1.0113 | 6.9206 | 0 | 0 | 0 | 0 | 132.8119 | 169.0651 | 200.9682 | 155.0304 | 0.39657 | 0.40209 | 0.39866 | 0.38696 | 52.669 | 67.9801 | 80.1185 | 59.9907
1 | 23 | 18 | 534.5537 | 543.2212 | 555.2491 | 565.6998 | 0 | 0 | 0 | 0 | 252.0981 | 224.1694 | 210.215 | 217.3874 | 0 | 0 | 0 | 0 | 89.4667 | 51.0193 | 49.6924 | 49.4632 | 0 | 0 | 0 | 0 | 0 | 13.6915 | 9.9222 | 22.9112 | 0 | 0 | 0 | 0 | 192.989 | 254.341 | 285.4194 | 275.938 | 0.40419 | 0.40413 | 0.39849 | 0.38211 | 78.0033 | 102.7858 | 113.7367 | 105.4399
1 | 23 | 19 | 565.8718 | 577.1088 | 592.0724 | 605.0611 | 0 | 0 | 0 | 0 | 261.1435 | 219.1385 | 214.768 | 226.4008 | 0 | 0 | 0 | 0 | 97.6932 | 58.9783 | 57.7663 | 57.6822 | 0 | 0 | 0 | 0 | 0 | 12.4181 | 12.9992 | 19.7578 | 0 | 0 | 0 | 0 | 207.0351 | 286.5738 | 306.5389 | 301.2202 | 0.40616 | 0.40567 | 0.40134 | 0.38379 | 84.0889 | 116.2558 | 123.0256 | 115.6067
1 | 23 | 20 | 557.3589 | 569.0199 | 584.3322 | 597.5366 | 0 | 0 | 0 | 0 | 247.3121 | 231.0706 | 236.8801 | 249.2322 | 0 | 0 | 0 | 0 | 104.6222 | 67.5463 | 65.8901 | 65.4089 | 0 | 0 | 0 | 0 | 0 | 1.9877 | 6.2166 | 16.915 | 0 | 0 | 0 | 0 | 205.4246 | 268.4153 | 275.3454 | 265.9805 | 0.40529 | 0.40498 | 0.3998 | 0.38283 | 83.2572 | 108.7036 | 110.0842 | 101.8246
1 | 23 | 21 | 542.6905 | 554.2011 | 569.186 | 581.9934 | 0 | 0 | 0 | 0 | 251.3404 | 218.5724 | 219.3695 | 246.5803 | 0 | 0 | 0 | 0 | 121.9696 | 71.7109 | 69.5626 | 68.6472 | 0 | 0 | 0 | 0 | 0 | 3.416 | 5.0976 | 21.4711 | 0 | 0 | 0 | 0 | 169.3805 | 260.5018 | 275.1563 | 245.2947 | 0.40397 | 0.40336 | 0.39852 | 0.38167 | 68.4239 | 105.0758 | 109.6559 | 93.6215
1 | 23 | 22 | 512.2343 | 523.6334 | 538.3348 | 550.8798 | 0 | 0 | 0 | 0 | 245.4322 | 219.5056 | 233.7813 | 236.5113 | 0 | 0 | 0 | 0 | 130.76 | 77.3559 | 74.5993 | 73.1275 | 0 | 0 | 0 | 0 | 0 | 11.8809 | 15.8776 | 4.7718 | 0 | 0 | 0 | 0 | 136.042 | 214.8911 | 214.0766 | 236.4691 | 0.40092 | 0.40074 | 0.39596 | 0.37797 | 54.5424 | 86.1159 | 84.765 | 89.378
1 | 23 | 23 | 469.4823 | 480.1107 | 493.7495 | 505.3513 | 0 | 0 | 0 | 0 | 228.9657 | 213.4211 | 229.6324 | 228.7588 | 0 | 0 | 0 | 0 | 129.7349 | 84.8921 | 80.7218 | 77.9055 | 0 | 0 | 0 | 0 | 0 | 13.164 | 4.8606 | 16.8426 | 0 | 0 | 0 | 0 | 110.7818 | 168.6335 | 178.5347 | 181.8445 | 0.39777 | 0.39563 | 0.3915 | 0.37266 | 44.0659 | 66.716 | 69.8966 | 67.767
1 | 23 | 24 | 429.7447 | 438.4504 | 449.7513 | 459.2571 | 0 | 0 | 0 | 0 | 191.8851 | 210.7774 | 213.4318 | 209.2204 | 0 | 0 | 0 | 0 | 127.0098 | 92.9115 | 87.1292 | 82.7641 | 0 | 0 | 0 | 0 | 0 | 10.8201 | 13.8113 | 7.8673 | 0 | 0 | 0 | 0 | 110.8497 | 123.9413 | 135.379 | 159.4054 | 0.39698 | 0.39267 | 0.38667 | 0.36903 | 44.0053 | 48.6685 | 52.3466 | 58.8261
1 | 24 | 1 | 402.9198 | 409.0417 | 417.2834 | 423.9879 | 0 | 0 | 0 | 0 | 187.1492 | 179.8674 | 188.8962 | 183.3169 | 0 | 0 | 0 | 0 | 144.964 | 102.6488 | 98.8989 | 96.4999 | 0 | 0 | 0 | 0 | 0 | -1.0926 | 3.3948 | 9.0856 | 0 | 0 | 0 | 0 | 70.8066 | 127.6181 | 126.0935 | 135.0854 | 0.399 | 0.39187 | 0.38588 | 0.36679 | 28.2518 | 50.0097 | 48.6569 | 49.5474
1 | 24 | 2 | 389.4242 | 393.731 | 399.9311 | 404.861 | 0 | 0 | 0 | 0 | 181.6777 | 159.1085 | 160.5517 | 162.2064 | 0 | 0 | 0 | 0 | 159.2648 | 109.3587 | 107.043 | 106.0435 | 0 | 0 | 0 | 0 | 0 | 3.5209 | -1.1694 | -0.27517 | 0 | 0 | 0 | 0 | 48.4816 | 121.7428 | 133.5059 | 136.8863 | 0.39922 | 0.39186 | 0.38422 | 0.36646 | 19.355 | 47.7066 | 51.2955 | 50.1637
1 | 24 | 3 | 382.1055 | 384.8662 | 389.3477 | 392.7842 | 0 | 0 | 0 | 0 | 182.5061 | 156.1048 | 160.5868 | 145.6716 | 0 | 0 | 0 | 0 | 157.1505 | 109.9195 | 106.1269 | 103.7154 | 0 | 0 | 0 | 0 | 0 | -3.8082 | 14.7417 | -10.1916 | 0 | 0 | 0 | 0 | 42.4489 | 122.6501 | 107.8923 | 153.5888 | 0.39872 | 0.3916 | 0.38238 | 0.3658 | 16.9253 | 48.0292 | 41.2563 | 56.1827
1 | 24 | 4 | 382.1432 | 383.618 | 386.6788 | 388.8552 | 0 | 0 | 0 | 0 | 174.2194 | 162.2963 | 152.6131 | 120.7912 | 0 | 0 | 0 | 0 | 151.3097 | 109.5521 | 103.7365 | 99.3736 | 0 | 0 | 0 | 0 | 0 | -0.73999 | -4.7582 | -5.2369 | 0 | 0 | 0 | 0 | 56.6142 | 112.5096 | 135.0874 | 173.9272 | 0.39774 | 0.39105 | 0.38218 | 0.36579 | 22.5179 | 43.9964 | 51.6282 | 63.62
1 | 24 | 5 | 394.8439 | 395.2236 | 397.127 | 398.2642 | 0 | 0 | 0 | 0 | 162.0589 | 179.5592 | 161.5724 | 137.2748 | 0 | 0 | 0 | 0 | 145.5963 | 107.599 | 100.5877 | 95.0605 | 0 | 0 | 0 | 0 | 0 | -0.82317 | 2.0092 | -2.375 | 0 | 0 | 0 | 0 | 87.1887 | 108.8886 | 132.9576 | 168.3039 | 0.39572 | 0.38832 | 0.382 | 0.36494 | 34.5023 | 42.2831 | 50.7897 | 61.4214
1 | 24 | 6 | 431.4833 | 430.9759 | 432.0991 | 432.5674 | 0 | 0 | 0 | 0 | 208.373 | 191.0339 | 186.8387 | 158.2264 | 0 | 0 | 0 | 0 | 141.1499 | 107.9135 | 99.9661 | 93.529 | 0 | 0 | 0 | 0 | 0 | 20.288 | -0.60729 | -3.9319 | 0 | 0 | 0 | 0 | 81.9604 | 111.7405 | 145.9016 | 184.744 | 0.39561 | 0.38891 | 0.3827 | 0.36553 | 32.4247 | 43.4569 | 55.8365 | 67.5304
1 | 24 | 7 | 489.1659 | 488.9058 | 490.734 | 492.0077 | 0 | 0 | 0 | 0 | 228.9942 | 217.0288 | 200.0781 | 195.6762 | 0 | 0 | 0 | 0 | 136.1998 | 109.2137 | 98.2931 | 88.9546 | 0 | 0 | 0 | 0 | 0 | 23.7203 | 16.9811 | 10.7738 | 0 | 0 | 0 | 0 | 123.9719 | 138.943 | 175.3817 | 196.6031 | 0.39512 | 0.39346 | 0.38571 | 0.37033 | 48.9834 | 54.6681 | 67.6471 | 72.808
1 | 24 | 8 | 520.4111 | 520.6678 | 523.5827 | 526.2551 | 0 | 0 | 0 | 0 | 208.3319 | 179.7945 | 160.1267 | 147.3251 | 0 | 0 | 0 | 0 | 183.2149 | 163.4968 | 158.8462 | 154.9461 | 0 | 0 | 0 | 0 | 0 | -1.8855 | 3.3968 | -2.3333 | 0 | 0 | 0 | 0 | 128.8643 | 179.2621 | 201.213 | 226.3172 | 0.39371 | 0.38507 | 0.38401 | 0.3747 | 50.7346 | 69.0277 | 77.2668 | 84.8019
1 | 24 | 9 | 520.3324 | 521.1649 | 525.0879 | 529.1006 | 0 | 0 | 0 | 0 | 175.228 | 137.3857 | 136.6581 | 143.2779 | 0 | 0 | 0 | 0 | 273.9322 | 324.4551 | 339.9406 | 353.701 | 0 | 0 | 0 | 0 | 0 | -18.7096 | -6.8065 | -4.1348 | 0 | 0 | 0 | 0 | 71.1721 | 78.0336 | 55.2957 | 36.2565 | 0.37693 | 0.19574 | 0.19483 | 0.1952 | 26.8271 | 15.2741 | 10.773 | 7.0773
1 | 24 | 10 | 519.6346 | 520.3004 | 523.9988 | 527.7665 | 0 | 0 | 0 | 0 | 181.4974 | 132.9007 | 134.882 | 126.6767 | 0 | 0 | 0 | 0 | 328.2442 | 425.6943 | 459.0154 | 488.6162 | 0 | 0 | 0 | 0 | 0 | -16.1474 | -19.0051 | -30.5306 | 0 | 0 | 0 | 0 | 9.8929 | -22.1472 | -50.8937 | -56.9958 | 0.37868 | 0.19544 | 0.19523 | 0.10268 | 3.7462 | -4.3284 | -9.9362 | -5.8525
1 | 24 | 11 | 518.3289 | 518.9429 | 522.3214 | 525.4973 | 0 | 0 | 0 | 0 | 163.5668 | 125.0147 | 125.5383 | 122.5337 | 0 | 0 | 0 | 0 | 352.9071 | 478.5915 | 524.0874 | 564.5738 | 0 | 0 | 0 | 0 | 0 | -22.9498 | -25.0034 | -28.5447 | 0 | 0 | 0 | 0 | 1.8551 | -61.7136 | -102.3009 | -133.0654 | 0.37978 | 0.19887 | 0.19965 | 0.10268 | 0.70451 | -12.2728 | -20.4244 | -13.6636
1 | 24 | 12 | 515.8336 | 516.6039 | 519.9536 | 522.8757 | 0 | 0 | 0 | 0 | 152.7792 | 125.4041 | 126.9231 | 115.2427 | 0 | 0 | 0 | 0 | 365.1133 | 506.2645 | 559.1231 | 606.2355 | 0 | 0 | 0 | 0 | 0 | -22.8221 | -26.3961 | -29.4335 | 0 | 0 | 0 | 0 | -2.0589 | -92.2426 | -139.6966 | -169.169 | 0.37904 | 0.19928 | 0.19965 | 0.10268 | -0.78043 | -18.382 | -27.8904 | -17.3708
1 | 24 | 13 | 509.3387 | 511.0978 | 515.4471 | 519.1822 | 0 | 0 | 0 | 0 | 158.5835 | 125.3797 | 125.7031 | 114.9578 | 0 | 0 | 0 | 0 | 356.7886 | 501.8711 | 556.9713 | 606.1767 | 0 | 0 | 0 | 0 | 0 | -22.4814 | -26.1124 | -28.8628 | 0 | 0 | 0 | 0 | -6.0334 | -93.6716 | -141.1149 | -173.0896 | 0.37914 | 0.19928 | 0.19965 | 0.10268 | -2.2875 | -18.6668 | -28.1736 | -17.7734
1 | 24 | 14 | 507.7274 | 510.1925 | 515.3413 | 519.8179 | 0 | 0 | 0 | 0 | 167.1784 | 128.5793 | 125.7599 | 114.804 | 0 | 0 | 0 | 0 | 347.0305 | 492.3255 | 544.1944 | 590.4802 | 0 | 0 | 0 | 0 | 0 | -23.7835 | -23.6981 | -22.6686 | 0 | 0 | 0 | 0 | -6.4815 | -86.9287 | -130.915 | -162.7977 | 0.37923 | 0.19925 | 0.19951 | 0.10268 | -2.458 | -17.3209 | -26.1193 | -16.7166
1 | 24 | 15 | 503.3621 | 506.5835 | 512.5254 | 517.6805 | 0 | 0 | 0 | 0 | 169.55 | 133.7781 | 131.8244 | 115.474 | 0 | 0 | 0 | 0 | 328.7855 | 461.4431 | 505.6858 | 545.1474 | 0 | 0 | 0 | 0 | 0 | -17.2201 | -17.2957 | -17.7003 | 0 | 0 | 0 | 0 | 5.0266 | -71.4176 | -107.689 | -125.2406 | 0.37903 | 0.19565 | 0.19571 | 0.097328 | 1.9053 | -13.9726 | -21.076 | -12.1895
1 | 24 | 16 | 496.449 | 501.3046 | 509.0292 | 515.778 | 0 | 0 | 0 | 0 | 173.3706 | 154.595 | 136.3644 | 148.0792 | 0 | 0 | 0 | 0 | 278.639 | 383.6533 | 411.7891 | 436.8879 | 0 | 0 | 0 | 0 | 0 | -9.6572 | -0.79874 | -2.4273 | 0 | 0 | 0 | 0 | 44.4393 | -27.2865 | -38.3255 | -66.7618 | 0.37973 | 0.1927 | 0.19404 | 0.18663 | 16.8751 | -5.2581 | -7.4368 | -12.4595
1 | 24 | 17 | 497.8849 | 503.9426 | 512.9581 | 520.7971 | 0 | 0 | 0 | 0 | 215.0897 | 188.0674 | 157.4534 | 195.3515 | 0 | 0 | 0 | 0 | 150.6514 | 176.7751 | 177.9871 | 179.4126 | 0 | 0 | 0 | 0 | 0 | -0.61366 | -1.0113 | 6.9206 | 0 | 0 | 0 | 0 | 132.1439 | 139.7138 | 178.529 | 139.1125 | 0.39657 | 0.40209 | 0.39866 | 0.38696 | 52.4041 | 56.1781 | 71.1728 | 53.8311
1 | 24 | 18 | 538.1101 | 546.8929 | 559.0625 | 569.6351 | 0 | 0 | 0 | 0 | 252.0981 | 224.1694 | 210.215 | 217.3874 | 0 | 0 | 0 | 0 | 88.4771 | 83.0047 | 74.6902 | 67.8108 | 0 | 0 | 0 | 0 | 0 | 13.6915 | 9.9222 | 22.9112 | 0 | 0 | 0 | 0 | 197.535 | 226.0273 | 264.2351 | 261.5257 | 0.40419 | 0.40413 | 0.39849 | 0.38211 | 79.8407 | 91.3434 | 105.2949 | 99.9328
1 | 24 | 19 | 568.5436 | 579.8671 | 594.9371 | 608.0176 | 0 | 0 | 0 | 0 | 261.1435 | 219.1385 | 214.768 | 226.4008 | 0 | 0 | 0 | 0 | 86.1365 | 80.024 | 71.2575 | 63.9367 | 0 | 0 | 0 | 0 | 0 | 12.4181 | 12.9992 | 19.7578 | 0 | 0 | 0 | 0 | 221.2635 | 268.2865 | 295.9125 | 297.9222 | 0.40616 | 0.40567 | 0.40134 | 0.38379 | 89.8679 | 108.8371 | 118.7608 | 114.3409
1 | 24 | 20 | 559.5882 | 571.3216 | 586.7226 | 600.0036 | 0 | 0 | 0 | 0 | 247.3121 | 231.0706 | 236.8801 | 249.2322 | 0 | 0 | 0 | 0 | 84.1056 | 74.1747 | 65.4656 | 58.1936 | 0 | 0 | 0 | 0 | 0 | 1.9877 | 6.2166 | 16.915 | 0 | 0 | 0 | 0 | 228.1706 | 264.0886 | 278.1604 | 275.6627 | 0.40529 | 0.40498 | 0.3998 | 0.38283 | 92.476 | 106.9514 | 111.2097 | 105.5312
1 | 24 | 21 | 546.4769 | 558.1104 | 573.2459 | 586.1833 | 0 | 0 | 0 | 0 | 251.3404 | 218.5724 | 219.3695 | 246.5803 | 0 | 0 | 0 | 0 | 81.754 | 68.1928 | 59.7551 | 52.7409 | 0 | 0 | 0 | 0 | 0 | 3.416 | 5.0976 | 21.4711 | 0 | 0 | 0 | 0 | 213.3825 | 267.9291 | 289.0237 | 265.3909 | 0.40397 | 0.40336 | 0.39852 | 0.38167 | 86.1992 | 108.0717 | 115.1824 | 101.2916
1 | 24 | 22 | 515.8614 | 527.3782 | 542.224 | 554.8935 | 0 | 0 | 0 | 0 | 245.4322 | 219.5056 | 233.7813 | 236.5113 | 0 | 0 | 0 | 0 | 80.2553 | 65.7728 | 57.5087 | 50.6638 | 0 | 0 | 0 | 0 | 0 | 11.8809 | 15.8776 | 4.7718 | 0 | 0 | 0 | 0 | 190.1738 | 230.2189 | 235.0564 | 262.9465 | 0.40092 | 0.40074 | 0.39596 | 0.37797 | 76.2452 | 92.2584 | 93.0721 | 99.3856
1 | 24 | 23 | 472.2602 | 482.9787 | 496.728 | 508.4252 | 0 | 0 | 0 | 0 | 228.9657 | 213.4211 | 229.6324 | 228.7588 | 0 | 0 | 0 | 0 | 80.7895 | 66.3068 | 57.9735 | 51.0671 | 0 | 0 | 0 | 0 | 0 | 13.164 | 4.8606 | 16.8426 | 0 | 0 | 0 | 0 | 162.5051 | 190.0868 | 204.2616 | 211.7567 | 0.39777 | 0.39563 | 0.3915 | 0.37266 | 64.64 | 75.2035 | 79.9687 | 78.9142
1 | 24 | 24 | 428.3646 | 437.0256 | 448.2715 | 457.73 | 0 | 0 | 0 | 0 | 191.8851 | 210.7774 | 213.4318 | 209.2204 | 0 | 0 | 0 | 0 | 81.0568 | 66.8793 | 58.5185 | 51.5825 | 0 | 0 | 0 | 0 | 0 | 10.8201 | 13.8113 | 7.8673 | 0 | 0 | 0 | 0 | 155.4227 | 148.5486 | 162.5099 | 189.0598 | 0.39698 | 0.39267 | 0.38667 | 0.36903 | 61.6999 | 58.3312 | 62.8373 | 69.7696
1 | 25 | 1 | 398.1426 | 404.1095 | 412.161 | 418.7015 | 0 | 0 | 0 | 0 | 187.1492 | 179.8674 | 188.8962 | 183.3169 | 0 | 0 | 0 | 0 | 80.802 | 65.4971 | 57.1691 | 50.2624 | 0 | 0 | 0 | 0 | 0 | -1.0926 | 3.3948 | 9.0856 | 0 | 0 | 0 | 0 | 130.1914 | 159.8376 | 162.7009 | 176.0366 | 0.399 | 0.39187 | 0.38588 | 0.36679 | 51.9463 | 62.6356 | 62.783 | 64.5677
1 | 25 | 2 | 383.196 | 387.3009 | 393.2531 | 397.9693 | 0 | 0 | 0 | 0 | 181.6777 | 159.1085 | 160.5517 | 162.2064 | 0 | 0 | 0 | 0 | 78.8697 | 64.8589 | 56.7718 | 50.0862 | 0 | 0 | 0 | 0 | 0 | 3.5209 | -1.1694 | -0.27517 | 0 | 0 | 0 | 0 | 122.6486 | 159.8126 | 177.099 | 185.9518 | 0.39922 | 0.39186 | 0.38422 | 0.36646 | 48.9642 | 62.6248 | 68.0449 | 68.1444
1 | 25 | 3 | 375.2758 | 377.8151 | 382.0246 | 385.2268 | 0 | 0 | 0 | 0 | 182.5061 | 156.1048 | 160.5868 | 145.6716 | 0 | 0 | 0 | 0 | 76.1539 | 65.4007 | 57.6528 | 51.2781 | 0 | 0 | 0 | 0 | 0 | -3.8082 | 14.7417 | -10.1916 | 0 | 0 | 0 | 0 | 116.6159 | 160.1177 | 149.0432 | 198.4687 | 0.39872 | 0.3916 | 0.38238 | 0.3658 | 46.4973 | 62.7013 | 56.9918 | 72.5997
1 | 25 | 4 | 374.6942 | 375.9274 | 378.6917 | 380.6125 | 0 | 0 | 0 | 0 | 174.2194 | 162.2963 | 152.6131 | 120.7912 | 0 | 0 | 0 | 0 | 76.2595 | 64.1835 | 56.4317 | 50.0463 | 0 | 0 | 0 | 0 | 0 | -0.73999 | -4.7582 | -5.2369 | 0 | 0 | 0 | 0 | 124.2153 | 150.1877 | 174.4051 | 215.0118 | 0.39774 | 0.39105 | 0.38218 | 0.36579 | 49.4057 | 58.7303 | 66.6548 | 78.6481
1 | 25 | 5 | 386.4748 | 386.5832 | 388.1533 | 389.0033 | 0 | 0 | 0 | 0 | 162.0589 | 179.5592 | 161.5724 | 137.2748 | 0 | 0 | 0 | 0 | 75.7603 | 58.7119 | 51.0294 | 44.7023 | 0 | 0 | 0 | 0 | 0 | -0.82317 | 2.0092 | -2.375 | 0 | 0 | 0 | 0 | 148.6557 | 149.1353 | 173.5422 | 209.4013 | 0.39572 | 0.38832 | 0.382 | 0.36494 | 58.826 | 57.9115 | 66.293 | 76.4196
1 | 25 | 6 | 420.6548 | 419.7963 | 420.4883 | 420.5851 | 0 | 0 | 0 | 0 | 208.373 | 191.0339 | 186.8387 | 158.2264 | 0 | 0 | 0 | 0 | 75.9513 | 54.4955 | 46.8018 | 40.4547 | 0 | 0 | 0 | 0 | 0 | 20.288 | -0.60729 | -3.9319 | 0 | 0 | 0 | 0 | 136.3306 | 153.9789 | 187.4552 | 225.8359 | 0.39561 | 0.38891 | 0.3827 | 0.36553 | 53.9343 | 59.8838 | 71.739 | 82.5509
1 | 25 | 7 | 480.6553 | 480.1192 | 481.6085 | 482.5902 | 0 | 0 | 0 | 0 | 228.9942 | 217.0288 | 200.0781 | 195.6762 | 0 | 0 | 0 | 0 | 84.7329 | 57.3584 | 48.6879 | 41.3487 | 0 | 0 | 0 | 0 | 0 | 23.7203 | 16.9811 | 10.7738 | 0 | 0 | 0 | 0 | 166.9282 | 182.0117 | 215.8615 | 234.7915 | 0.39512 | 0.39346 | 0.38571 | 0.37033 | 65.9561 | 71.6138 | 83.2607 | 86.9503
1 | 25 | 8 | 511.8474 | 511.8265 | 514.4003 | 516.7789 | 0 | 0 | 0 | 0 | 208.3319 | 179.7945 | 160.1267 | 147.3251 | 0 | 0 | 0 | 0 | 134.3388 | 124.4517 | 122.9566 | 121.8959 | 0 | 0 | 0 | 0 | 0 | -1.8855 | 3.3968 | -2.3333 | 0 | 0 | 0 | 0 | 169.1767 | 209.4658 | 227.9201 | 249.8912 | 0.39371 | 0.38507 | 0.38401 | 0.3747 | 66.6058 | 80.6581 | 87.5225 | 93.6352
1 | 25 | 9 | 518.3684 | 519.1372 | 522.982 | 526.9273 | 0 | 0 | 0 | 0 | 175.228 | 137.3857 | 136.6581 | 143.2779 | 0 | 0 | 0 | 0 | 227.7081 | 286.1885 | 305.1059 | 321.9914 | 0 | 0 | 0 | 0 | 0 | -18.7096 | -6.8065 | -4.1348 | 0 | 0 | 0 | 0 | 115.4322 | 114.2726 | 88.0246 | 65.7928 | 0.37693 | 0.19574 | 0.19483 | 0.1952 | 43.5102 | 22.3675 | 17.1494 | 12.8429
1 | 25 | 10 | 520.1477 | 520.8302 | 524.5489 | 528.3343 | 0 | 0 | 0 | 0 | 181.4974 | 132.9007 | 134.882 | 126.6767 | 0 | 0 | 0 | 0 | 278.8974 | 377.8495 | 414.1566 | 446.5135 | 0 | 0 | 0 | 0 | 0 | -16.1474 | -19.0051 | -30.5306 | 0 | 0 | 0 | 0 | 59.7528 | 26.2274 | -5.4846 | -14.3253 | 0.37868 | 0.19544 | 0.19523 | 0.10268 | 22.627 | 5.1258 | -1.0708 | -1.471
1 | 25 | 11 | 521.903 | 522.6329 | 526.1538 | 529.4523 | 0 | 0 | 0 | 0 | 163.5668 | 125.0147 | 125.5383 | 122.5337 | 0 | 0 | 0 | 0 | 308.8302 | 434.6695 | 483.8524 | 527.7249 | 0 | 0 | 0 | 0 | 0 | -22.9498 | -25.0034 | -28.5447 | 0 | 0 | 0 | 0 | 49.506 | -14.1016 | -58.2336 | -92.2616 | 0.37978 | 0.19887 | 0.19965 | 0.10268 | 18.8012 | -2.8043 | -11.6263 | -9.4737
1 | 25 | 12 | 515.3736 | 516.1289 | 519.4603 | 522.3667 | 0 | 0 | 0 | 0 | 152.7792 | 125.4041 | 126.9231 | 115.2427 | 0 | 0 | 0 | 0 | 316.094 | 451.7976 | 508.0347 | 558.2836 | 0 | 0 | 0 | 0 | 0 | -22.8221 | -26.3961 | -29.4335 | 0 | 0 | 0 | 0 | 46.5003 | -38.2506 | -89.1014 | -121.7261 | 0.37904 | 0.19928 | 0.19965 | 0.10268 | 17.6256 | -7.6226 | -17.7891 | -12.4992
1 | 25 | 13 | 507.7109 | 509.4172 | 513.7017 | 517.3809 | 0 | 0 | 0 | 0 | 158.5835 | 125.3797 | 125.7031 | 114.9578 | 0 | 0 | 0 | 0 | 317.3762 | 457.735 | 515.7417 | 567.5725 | 0 | 0 | 0 | 0 | 0 | -22.4814 | -26.1124 | -28.8628 | 0 | 0 | 0 | 0 | 31.7511 | -51.2161 | -101.6307 | -136.2867 | 0.37914 | 0.19928 | 0.19965 | 0.10268 | 12.0382 | -10.2063 | -20.2906 | -13.9943
1 | 25 | 14 | 506.6481 | 509.0782 | 514.184 | 518.6236 | 0 | 0 | 0 | 0 | 167.1784 | 128.5793 | 125.7599 | 114.804 | 0 | 0 | 0 | 0 | 307.3336 | 447.6831 | 503.1874 | 552.7805 | 0 | 0 | 0 | 0 | 0 | -23.7835 | -23.6981 | -22.6686 | 0 | 0 | 0 | 0 | 32.1361 | -43.4006 | -91.0652 | -126.2923 | 0.37923 | 0.19925 | 0.19951 | 0.10268 | 12.1871 | -8.6477 | -18.1687 | -12.9681
1 | 25 | 15 | 504.7952 | 508.0632 | 514.0622 | 519.2664 | 0 | 0 | 0 | 0 | 169.55 | 133.7781 | 131.8244 | 115.474 | 0 | 0 | 0 | 0 | 285.0252 | 414.4991 | 462.2325 | 504.864 | 0 | 0 | 0 | 0 | 0 | -17.2201 | -17.2957 | -17.7003 | 0 | 0 | 0 | 0 | 50.2201 | -22.9939 | -62.699 | -83.3713 | 0.37903 | 0.19565 | 0.19571 | 0.097328 | 19.035 | -4.4987 | -12.271 | -8.1144
1 | 25 | 16 | 497.139 | 502.0171 | 509.7691 | 516.5416 | 0 | 0 | 0 | 0 | 173.3706 | 154.595 | 136.3644 | 148.0792 | 0 | 0 | 0 | 0 | 234.0781 | 337.8403 | 370.6225 | 399.9515 | 0 | 0 | 0 | 0 | 0 | -9.6572 | -0.79874 | -2.4273 | 0 | 0 | 0 | 0 | 89.6903 | 19.239 | 3.5809 | -29.0619 | 0.37973 | 0.1927 | 0.19404 | 0.18663 | 34.0585 | 3.7074 | 0.69486 | -5.4237
1 | 25 | 17 | 497.8849 | 503.9426 | 512.9581 | 520.7971 | 0 | 0 | 0 | 0 | 215.0897 | 188.0674 | 157.4534 | 195.3515 | 0 | 0 | 0 | 0 | 103.7872 | 127.445 | 133.9187 | 140.1729 | 0 | 0 | 0 | 0 | 0 | -0.61366 | -1.0113 | 6.9206 | 0 | 0 | 0 | 0 | 179.008 | 189.0439 | 222.5973 | 178.3521 | 0.39657 | 0.40209 | 0.39866 | 0.38696 | 70.9889 | 76.0134 | 88.7412 | 69.0153
1 | 25 | 18 | 537.3847 | 546.144 | 558.2846 | 568.8324 | 0 | 0 | 0 | 0 | 252.0981 | 224.1694 | 210.215 | 217.3874 | 0 | 0 | 0 | 0 | 38.192 | 22.4112 | 19.3458 | 17.3556 | 0 | 0 | 0 | 0 | 0 | 13.6915 | 9.9222 | 22.9112 | 0 | 0 | 0 | 0 | 247.0946 | 285.8718 | 318.8016 | 311.1781 | 0.40419 | 0.40413 | 0.39849 | 0.38211 | 99.872 | 115.5282 | 127.0391 | 118.9057
1 | 25 | 19 | 566.2257 | 577.4741 | 592.4518 | 605.4527 | 0 | 0 | 0 | 0 | 261.1435 | 219.1385 | 214.768 | 226.4008 | 0 | 0 | 0 | 0 | 36.2436 | 20.8288 | 17.9322 | 16.1044 | 0 | 0 | 0 | 0 | 0 | 12.4181 | 12.9992 | 19.7578 | 0 | 0 | 0 | 0 | 268.8386 | 325.0887 | 346.7524 | 343.1896 | 0.40616 | 0.40567 | 0.40134 | 0.38379 | 109.1909 | 131.8803 | 139.1648 | 131.7143
1 | 25 | 20 | 554.6517 | 566.225 | 581.4295 | 594.541 | 0 | 0 | 0 | 0 | 247.3121 | 231.0706 | 236.8801 | 249.2322 | 0 | 0 | 0 | 0 | 35.9419 | 21.7396 | 18.8786 | 17.085 | 0 | 0 | 0 | 0 | 0 | 1.9877 | 6.2166 | 16.915 | 0 | 0 | 0 | 0 | 271.3978 | 311.4271 | 319.4542 | 311.3089 | 0.40529 | 0.40498 | 0.3998 | 0.38283 | 109.9957 | 126.1227 | 127.7191 | 119.1776
1 | 25 | 21 | 539.2756 | 550.6756 | 565.5244 | 578.2147 | 0 | 0 | 0 | 0 | 251.3404 | 218.5724 | 219.3695 | 246.5803 | 0 | 0 | 0 | 0 | 36.3958 | 24.1239 | 21.2078 | 19.3625 | 0 | 0 | 0 | 0 | 0 | 3.416 | 5.0976 | 21.4711 | 0 | 0 | 0 | 0 | 251.5394 | 304.5632 | 319.8495 | 290.8007 | 0.40397 | 0.40336 | 0.39852 | 0.38167 | 101.6133 | 122.8484 | 127.4671 | 110.9897
1 | 25 | 22 | 508.4301 | 519.7059 | 534.2558 | 546.6703 | 0 | 0 | 0 | 0 | 245.4322 | 219.5056 | 233.7813 | 236.5113 | 0 | 0 | 0 | 0 | 37.9382 | 28.0061 | 24.9044 | 22.8837 | 0 | 0 | 0 | 0 | 0 | 11.8809 | 15.8776 | 4.7718 | 0 | 0 | 0 | 0 | 225.0597 | 260.3134 | 259.6925 | 282.5035 | 0.40092 | 0.40074 | 0.39596 | 0.37797 | 90.2318 | 104.3185 | 102.8269 | 106.7775
1 | 25 | 23 | 468.173 | 478.7589 | 492.3455 | 503.9024 | 0 | 0 | 0 | 0 | 228.9657 | 213.4211 | 229.6324 | 228.7588 | 0 | 0 | 0 | 0 | 40.5772 | 31.4363 | 28.0132 | 25.6917 | 0 | 0 | 0 | 0 | 0 | 13.164 | 4.8606 | 16.8426 | 0 | 0 | 0 | 0 | 198.6301 | 220.7375 | 229.8393 | 232.6094 | 0.39777 | 0.39563 | 0.3915 | 0.37266 | 79.0095 | 87.3298 | 89.9825 | 86.6852
1 | 25 | 24 | 426.896 | 435.5094 | 446.6968 | 456.1049 | 0 | 0 | 0 | 0 | 191.8851 | 210.7774 | 213.4318 | 209.2204 | 0 | 0 | 0 | 0 | 44.1327 | 34.9074 | 31.0488 | 28.3217 | 0 | 0 | 0 | 0 | 0 | 10.8201 | 13.8113 | 7.8673 | 0 | 0 | 0 | 0 | 190.8783 | 179.0044 | 188.4049 | 210.6955 | 0.39698 | 0.39267 | 0.38667 | 0.36903 | 75.7751 | 70.2904 | 72.85 | 77.7539
1 | 26 | 1 | 394.7985 | 400.657 | 408.5753 | 415.0011 | 0 | 0 | 0 | 0 | 187.1492 | 179.8674 | 188.8962 | 183.3169 | 0 | 0 | 0 | 0 | 47.8249 | 39.3839 | 35.0755 | 31.9276 | 0 | 0 | 0 | 0 | 0 | -1.0926 | 3.3948 | 9.0856 | 0 | 0 | 0 | 0 | 159.8243 | 182.4984 | 181.2088 | 190.671 | 0.399 | 0.39187 | 0.38588 | 0.36679 | 63.7698 | 71.5156 | 69.9248 | 69.9354
1 | 26 | 2 | 380.0466 | 384.0493 | 389.8761 | 394.4842 | 0 | 0 | 0 | 0 | 181.6777 | 159.1085 | 160.5517 | 162.2064 | 0 | 0 | 0 | 0 | 51.0302 | 41.7547 | 37.0631 | 33.5511 | 0 | 0 | 0 | 0 | 0 | 3.5209 | -1.1694 | -0.27517 | 0 | 0 | 0 | 0 | 147.3387 | 179.6652 | 193.4307 | 199.0019 | 0.39922 | 0.39186 | 0.38422 | 0.36646 | 58.821 | 70.4043 | 74.3198 | 72.9268
1 | 26 | 3 | 372.6041 | 375.0567 | 379.1598 | 382.2703 | 0 | 0 | 0 | 0 | 182.5061 | 156.1048 | 160.5868 | 145.6716 | 0 | 0 | 0 | 0 | 53.7157 | 41.3758 | 36.3666 | 32.5499 | 0 | 0 | 0 | 0 | 0 | -3.8082 | 14.7417 | -10.1916 | 0 | 0 | 0 | 0 | 136.3823 | 181.3842 | 167.4648 | 214.2404 | 0.39872 | 0.3916 | 0.38238 | 0.3658 | 54.3786 | 71.0292 | 64.0359 | 78.369
1 | 26 | 4 | 371.1732 | 372.2922 | 374.9163 | 376.7163 | 0 | 0 | 0 | 0 | 174.2194 | 162.2963 | 152.6131 | 120.7912 | 0 | 0 | 0 | 0 | 56.0374 | 42.7198 | 37.4278 | 33.3465 | 0 | 0 | 0 | 0 | 0 | -0.73999 | -4.7582 | -5.2369 | 0 | 0 | 0 | 0 | 140.9165 | 168.0162 | 189.6336 | 227.8154 | 0.39774 | 0.39105 | 0.38218 | 0.36579 | 56.0485 | 65.702 | 72.4749 | 83.3315
1 | 26 | 5 | 382.2284 | 382.199 | 383.6 | 384.3044 | 0 | 0 | 0 | 0 | 162.0589 | 179.5592 | 161.5724 | 137.2748 | 0 | 0 | 0 | 0 | 58.5935 | 43.1852 | 37.5863 | 33.2145 | 0 | 0 | 0 | 0 | 0 | -0.82317 | 2.0092 | -2.375 | 0 | 0 | 0 | 0 | 161.576 | 160.2778 | 182.4321 | 216.1901 | 0.39572 | 0.38832 | 0.382 | 0.36494 | 63.9388 | 62.2383 | 69.6889 | 78.8971
1 | 26 | 6 | 415.1522 | 414.1152 | 414.5881 | 414.4961 | 0 | 0 | 0 | 0 | 208.373 | 191.0339 | 186.8387 | 158.2264 | 0 | 0 | 0 | 0 | 63.483 | 47.1059 | 40.9164 | 35.9881 | 0 | 0 | 0 | 0 | 0 | 20.288 | -0.60729 | -3.9319 | 0 | 0 | 0 | 0 | 143.2962 | 155.6874 | 187.4403 | 224.2135 | 0.39561 | 0.38891 | 0.3827 | 0.36553 | 56.69 | 60.5483 | 71.7333 | 81.9578
1 | 26 | 7 | 471.49 | 470.6567 | 471.7811 | 472.4483 | 0 | 0 | 0 | 0 | 228.9942 | 217.0288 | 200.0781 | 195.6762 | 0 | 0 | 0 | 0 | 75.0454 | 52.2967 | 44.7849 | 38.5456 | 0 | 0 | 0 | 0 | 0 | 23.7203 | 16.9811 | 10.7738 | 0 | 0 | 0 | 0 | 167.4505 | 177.6109 | 209.937 | 227.4527 | 0.39512 | 0.39346 | 0.38571 | 0.37033 | 66.1625 | 69.8823 | 80.9755 | 84.2325
1 | 26 | 8 | 503.903 | 503.6244 | 505.8819 | 507.9879 | 0 | 0 | 0 | 0 | 208.3319 | 179.7945 | 160.1267 | 147.3251 | 0 | 0 | 0 | 0 | 118.1446 | 98.8894 | 99.1631 | 99.859 | 0 | 0 | 0 | 0 | 0 | -1.8855 | 3.3968 | -2.3333 | 0 | 0 | 0 | 0 | 177.4264 | 226.8261 | 243.1953 | 263.1371 | 0.39371 | 0.38507 | 0.38401 | 0.3747 | 69.8538 | 87.3429 | 93.3882 | 98.5985
1 | 26 | 9 | 510.7071 | 511.2274 | 514.7672 | 518.4496 | 0 | 0 | 0 | 0 | 175.228 | 137.3857 | 136.6581 | 143.2779 | 0 | 0 | 0 | 0 | 206.8511 | 250.0717 | 269.2725 | 286.6055 | 0 | 0 | 0 | 0 | 0 | -18.7096 | -6.8065 | -4.1348 | 0 | 0 | 0 | 0 | 128.6279 | 142.4796 | 115.6431 | 92.701 | 0.37693 | 0.19574 | 0.19483 | 0.1952 | 48.4841 | 27.8886 | 22.5302 | 18.0954
1 | 26 | 10 | 514.6096 | 515.1125 | 518.6107 | 522.2061 | 0 | 0 | 0 | 0 | 181.4974 | 132.9007 | 134.882 | 126.6767 | 0 | 0 | 0 | 0 | 265.8227 | 356.8516 | 393.7532 | 426.794 | 0 | 0 | 0 | 0 | 0 | -16.1474 | -19.0051 | -30.5306 | 0 | 0 | 0 | 0 | 67.2894 | 41.5076 | 8.9806 | -0.73396 | 0.37868 | 0.19544 | 0.19523 | 0.10268 | 25.4809 | 8.1122 | 1.7533 | -0.075365
1 | 26 | 11 | 515.4979 | 516.0201 | 519.286 | 522.3647 | 0 | 0 | 0 | 0 | 163.5668 | 125.0147 | 125.5383 | 122.5337 | 0 | 0 | 0 | 0 | 295.1835 | 411.5772 | 461.5467 | 506.3215 | 0 | 0 | 0 | 0 | 0 | -22.9498 | -25.0034 | -28.5447 | 0 | 0 | 0 | 0 | 56.7477 | 2.3779 | -42.7957 | -77.9457 | 0.37978 | 0.19887 | 0.19965 | 0.10268 | 21.5514 | 0.47288 | -8.5442 | -8.0037
1 | 26 | 12 | 513.4273 | 514.1195 | 517.3734 | 520.213 | 0 | 0 | 0 | 0 | 152.7792 | 125.4041 | 126.9231 | 115.2427 | 0 | 0 | 0 | 0 | 317.4891 | 461.166 | 517.4338 | 567.7744 | 0 | 0 | 0 | 0 | 0 | -22.8221 | -26.3961 | -29.4335 | 0 | 0 | 0 | 0 | 43.159 | -49.6284 | -100.5874 | -133.3706 | 0.37904 | 0.19928 | 0.19965 | 0.10268 | 16.3591 | -9.8899 | -20.0823 | -13.6949
1 | 26 | 13 | 507.0385 | 508.723 | 512.9808 | 516.6369 | 0 | 0 | 0 | 0 | 158.5835 | 125.3797 | 125.7031 | 114.9578 | 0 | 0 | 0 | 0 | 318.8525 | 479.0605 | 536.0122 | 586.9632 | 0 | 0 | 0 | 0 | 0 | -22.4814 | -26.1124 | -28.8628 | 0 | 0 | 0 | 0 | 29.6025 | -73.2358 | -122.6221 | -156.4214 | 0.37914 | 0.19928 | 0.19965 | 0.10268 | 11.2236 | -14.5944 | -24.4815 | -16.0618
1 | 26 | 14 | 504.7018 | 507.0688 | 512.0971 | 516.4699 | 0 | 0 | 0 | 0 | 167.1784 | 128.5793 | 125.7599 | 114.804 | 0 | 0 | 0 | 0 | 317.411 | 494.3899 | 546.8317 | 593.694 | 0 | 0 | 0 | 0 | 0 | -23.7835 | -23.6981 | -22.6686 | 0 | 0 | 0 | 0 | 20.1124 | -92.1168 | -136.7965 | -169.3595 | 0.37923 | 0.19925 | 0.19951 | 0.10268 | 7.6273 | -18.3546 | -27.2927 | -17.3903
1 | 26 | 15 | 495.4 | 498.3632 | 503.9881 | 508.87 | 0 | 0 | 0 | 0 | 169.55 | 133.7781 | 131.8244 | 115.474 | 0 | 0 | 0 | 0 | 302.2293 | 469.476 | 513.9159 | 553.755 | 0 | 0 | 0 | 0 | 0 | -17.2201 | -17.2957 | -17.7003 | 0 | 0 | 0 | 0 | 23.6207 | -87.6708 | -124.4565 | -142.6587 | 0.37903 | 0.19565 | 0.19571 | 0.097328 | 8.953 | -17.1525 | -24.3576 | -13.8847
1 | 26 | 16 | 489.6723 | 494.3083 | 501.763 | 508.2793 | 0 | 0 | 0 | 0 | 173.3706 | 154.595 | 136.3644 | 148.0792 | 0 | 0 | 0 | 0 | 271.298 | 401.1344 | 431.8779 | 459.725 | 0 | 0 | 0 | 0 | 0 | -9.6572 | -0.79874 | -2.4273 | 0 | 0 | 0 | 0 | 45.0037 | -51.7639 | -65.6806 | -97.0977 | 0.37973 | 0.1927 | 0.19404 | 0.18663 | 17.0895 | -9.975 | -12.7449 | -18.121
1 | 26 | 17 | 493.6562 | 499.5768 | 508.4238 | 516.1178 | 0 | 0 | 0 | 0 | 215.0897 | 188.0674 | 157.4534 | 195.3515 | 0 | 0 | 0 | 0 | 161.2965 | 221.1747 | 231.7695 | 242.1883 | 0 | 0 | 0 | 0 | 0 | -0.61366 | -1.0113 | 6.9206 | 0 | 0 | 0 | 0 | 117.27 | 90.9483 | 120.2123 | 71.6573 | 0.39657 | 0.40209 | 0.39866 | 0.38696 | 46.5056 | 36.5698 | 47.9241 | 27.7286
1 | 26 | 18 | 533.4036 | 542.0338 | 554.016 | 564.4271 | 0 | 0 | 0 | 0 | 252.0981 | 224.1694 | 210.215 | 217.3874 | 0 | 0 | 0 | 0 | 109.1777 | 148.8574 | 148.1038 | 148.5178 | 0 | 0 | 0 | 0 | 0 | 13.6915 | 9.9222 | 22.9112 | 0 | 0 | 0 | 0 | 172.1279 | 155.3155 | 185.7749 | 175.6108 | 0.40419 | 0.40413 | 0.39849 | 0.38211 | 69.5716 | 62.767 | 74.0294 | 67.1034
1 | 26 | 19 | 553.7518 | 564.5956 | 579.0767 | 591.6495 | 0 | 0 | 0 | 0 | 261.1435 | 219.1385 | 214.768 | 226.4008 | 0 | 0 | 0 | 0 | 106.2054 | 150.8998 | 148.3281 | 146.9932 | 0 | 0 | 0 | 0 | 0 | 12.4181 | 12.9992 | 19.7578 | 0 | 0 | 0 | 0 | 186.4029 | 182.1392 | 202.9814 | 198.4977 | 0.40616 | 0.40567 | 0.40134 | 0.38379 | 75.709 | 73.8893 | 81.4641 | 76.1824
1 | 26 | 20 | 538.8691 | 549.9305 | 564.5066 | 577.0766 | 0 | 0 | 0 | 0 | 247.3121 | 231.0706 | 236.8801 | 249.2322 | 0 | 0 | 0 | 0 | 107.1215 | 145.7423 | 142.2118 | 139.9453 | 0 | 0 | 0 | 0 | 0 | 1.9877 | 6.2166 | 16.915 | 0 | 0 | 0 | 0 | 184.4355 | 171.13 | 179.1981 | 170.9842 | 0.40529 | 0.40498 | 0.3998 | 0.38283 | 74.7504 | 69.3047 | 71.6442 | 65.4574
1 | 26 | 21 | 522.6614 | 533.5226 | 547.7098 | 559.8301 | 0 | 0 | 0 | 0 | 251.3404 | 218.5724 | 219.3695 | 246.5803 | 0 | 0 | 0 | 0 | 106.8578 | 138.1626 | 135.085 | 133.2395 | 0 | 0 | 0 | 0 | 0 | 3.416 | 5.0976 | 21.4711 | 0 | 0 | 0 | 0 | 164.4632 | 173.3715 | 188.1577 | 158.5391 | 0.40397 | 0.40336 | 0.39852 | 0.38167 | 66.4375 | 69.931 | 74.985 | 60.5095
1 | 26 | 22 | 500.2734 | 511.2847 | 525.5098 | 537.6444 | 0 | 0 | 0 | 0 | 245.4322 | 219.5056 | 233.7813 | 236.5113 | 0 | 0 | 0 | 0 | 96.5851 | 131.7383 | 127.2452 | 124.0206 | 0 | 0 | 0 | 0 | 0 | 11.8809 | 15.8776 | 4.7718 | 0 | 0 | 0 | 0 | 158.2561 | 148.1599 | 148.6056 | 172.3407 | 0.40092 | 0.40074 | 0.39596 | 0.37797 | 63.4486 | 59.3739 | 58.8414 | 65.1394
1 | 26 | 23 | 466.4037 | 476.9322 | 490.4484 | 501.9445 | 0 | 0 | 0 | 0 | 228.9657 | 213.4211 | 229.6324 | 228.7588 | 0 | 0 | 0 | 0 | 95.8133 | 130.9037 | 126.5034 | 123.3659 | 0 | 0 | 0 | 0 | 0 | 13.164 | 4.8606 | 16.8426 | 0 | 0 | 0 | 0 | 141.6247 | 119.4435 | 129.4519 | 132.9773 | 0.39777 | 0.39563 | 0.3915 | 0.37266 | 56.3344 | 47.2551 | 50.6806 | 49.5559
1 | 26 | 24 | 427.0022 | 435.619 | 446.8106 | 456.2224 | 0 | 0 | 0 | 0 | 191.8851 | 210.7774 | 213.4318 | 209.2204 | 0 | 0 | 0 | 0 | 97.8266 | 128.3881 | 124.2134 | 121.3004 | 0 | 0 | 0 | 0 | 0 | 10.8201 | 13.8113 | 7.8673 | 0 | 0 | 0 | 0 | 137.2905 | 85.6333 | 95.3542 | 117.8343 | 0.39698 | 0.39267 | 0.38667 | 0.36903 | 54.5018 | 33.626 | 36.8703 | 43.4849
1 | 27 | 1 | 393.7899 | 399.6157 | 407.4939 | 413.8851 | 0 | 0 | 0 | 0 | 187.1492 | 179.8674 | 188.8962 | 183.3169 | 0 | 0 | 0 | 0 | 94.1977 | 117.0398 | 113.2474 | 110.7037 | 0 | 0 | 0 | 0 | 0 | -1.0926 | 3.3948 | 9.0856 | 0 | 0 | 0 | 0 | 112.443 | 103.8011 | 101.9555 | 110.779 | 0.399 | 0.39187 | 0.38588 | 0.36679 | 44.8647 | 40.6766 | 39.3426 | 40.6321
1 | 27 | 2 | 377.3218 | 381.2362 | 386.9544 | 391.469 | 0 | 0 | 0 | 0 | 181.6777 | 159.1085 | 160.5517 | 162.2064 | 0 | 0 | 0 | 0 | 89.2506 | 102.8341 | 98.6133 | 95.6708 | 0 | 0 | 0 | 0 | 0 | 3.5209 | -1.1694 | -0.27517 | 0 | 0 | 0 | 0 | 106.3935 | 115.7726 | 128.9589 | 133.867 | 0.39922 | 0.39186 | 0.38422 | 0.36646 | 42.4747 | 45.3671 | 49.5485 | 49.0573
1 | 27 | 3 | 365.2259 | 367.4392 | 371.2486 | 374.1059 | 0 | 0 | 0 | 0 | 182.5061 | 156.1048 | 160.5868 | 145.6716 | 0 | 0 | 0 | 0 | 85.2251 | 80.5338 | 75.4957 | 71.7879 | 0 | 0 | 0 | 0 | 0 | -3.8082 | 14.7417 | -10.1916 | 0 | 0 | 0 | 0 | 97.4947 | 134.6088 | 120.4243 | 166.8381 | 0.39872 | 0.3916 | 0.38238 | 0.3658 | 38.8733 | 52.7121 | 46.0483 | 61.0293
1 | 27 | 4 | 360.0971 | 360.8569 | 363.0399 | 364.4599 | 0 | 0 | 0 | 0 | 174.2194 | 162.2963 | 152.6131 | 120.7912 | 0 | 0 | 0 | 0 | 82.1038 | 71.4389 | 65.7408 | 61.3984 | 0 | 0 | 0 | 0 | 0 | -0.73999 | -4.7582 | -5.2369 | 0 | 0 | 0 | 0 | 103.7739 | 127.8618 | 149.4443 | 187.5071 | 0.39774 | 0.39105 | 0.38218 | 0.36579 | 41.2753 | 49.9998 | 57.1152 | 68.5873
1 | 27 | 5 | 362.1993 | 361.5204 | 362.1239 | 362.141 | 0 | 0 | 0 | 0 | 162.0589 | 179.5592 | 161.5724 | 137.2748 | 0 | 0 | 0 | 0 | 80.4951 | 86.1135 | 80.5175 | 76.2543 | 0 | 0 | 0 | 0 | 0 | -0.82317 | 2.0092 | -2.375 | 0 | 0 | 0 | 0 | 119.6454 | 96.6709 | 118.0247 | 150.9869 | 0.39572 | 0.38832 | 0.382 | 0.36494 | 47.346 | 37.5388 | 45.0854 | 55.1016
1 | 27 | 6 | 372.0861 | 369.6526 | 368.4106 | 366.8409 | 0 | 0 | 0 | 0 | 208.373 | 191.0339 | 186.8387 | 158.2264 | 0 | 0 | 0 | 0 | 79.5358 | 80.005 | 74.3945 | 70.1028 | 0 | 0 | 0 | 0 | 0 | 20.288 | -0.60729 | -3.9319 | 0 | 0 | 0 | 0 | 84.1773 | 78.3256 | 107.7846 | 142.4436 | 0.39561 | 0.38891 | 0.3827 | 0.36553 | 33.3017 | 30.4616 | 41.2491 | 52.0681
1 | 27 | 7 | 392.8069 | 389.422 | 387.4132 | 385.3807 | 0 | 0 | 0 | 0 | 228.9942 | 217.0288 | 200.0781 | 195.6762 | 0 | 0 | 0 | 0 | 89.315 | 67.3925 | 61.0488 | 56.0082 | 0 | 0 | 0 | 0 | 0 | 23.7203 | 16.9811 | 10.7738 | 0 | 0 | 0 | 0 | 74.4977 | 81.2805 | 109.3052 | 122.9225 | 0.39512 | 0.39346 | 0.38571 | 0.37033 | 29.4353 | 31.9804 | 42.1605 | 45.5219
1 | 27 | 8 | 406.9424 | 403.5196 | 401.9161 | 400.6952 | 0 | 0 | 0 | 0 | 208.3319 | 179.7945 | 160.1267 | 147.3251 | 0 | 0 | 0 | 0 | 127.3932 | 102.0156 | 97.4818 | 93.8321 | 0 | 0 | 0 | 0 | 0 | -1.8855 | 3.3968 | -2.3333 | 0 | 0 | 0 | 0 | 71.2173 | 123.595 | 140.9107 | 161.8713 | 0.39371 | 0.38507 | 0.38401 | 0.3747 | 28.0387 | 47.5922 | 54.1104 | 60.6538
1 | 27 | 9 | 432.6963 | 430.6869 | 431.1202 | 432.126 | 0 | 0 | 0 | 0 | 175.228 | 137.3857 | 136.6581 | 143.2779 | 0 | 0 | 0 | 0 | 189.661 | 228.3725 | 234.6086 | 240.1367 | 0 | 0 | 0 | 0 | 0 | -18.7096 | -6.8065 | -4.1348 | 0 | 0 | 0 | 0 | 67.8072 | 83.6383 | 66.6601 | 52.8462 | 0.37693 | 0.19574 | 0.19483 | 0.1952 | 25.5588 | 16.3712 | 12.9871 | 10.3157
1 | 27 | 10 | 450.0636 | 448.4734 | 449.4014 | 450.7821 | 0 | 0 | 0 | 0 | 181.4974 | 132.9007 | 134.882 | 126.6767 | 0 | 0 | 0 | 0 | 236.0309 | 311.2253 | 330.3094 | 347.1791 | 0 | 0 | 0 | 0 | 0 | -16.1474 | -19.0051 | -30.5306 | 0 | 0 | 0 | 0 | 32.5352 | 20.4948 | 3.215 | 7.4569 | 0.37868 | 0.19544 | 0.19523 | 0.10268 | 12.3203 | 4.0055 | 0.62768 | 0.7657
1 | 27 | 11 | 452.3497 | 450.8241 | 451.5754 | 452.4874 | 0 | 0 | 0 | 0 | 163.5668 | 125.0147 | 125.5383 | 122.5337 | 0 | 0 | 0 | 0 | 245.3695 | 329.1469 | 354.7889 | 377.5951 | 0 | 0 | 0 | 0 | 0 | -22.9498 | -25.0034 | -28.5447 | 0 | 0 | 0 | 0 | 43.4134 | 19.6122 | -3.7484 | -19.0967 | 0.37978 | 0.19887 | 0.19965 | 0.10268 | 16.4874 | 3.9002 | -0.74837 | -1.9609
1 | 27 | 12 | 452.703 | 451.4261 | 452.262 | 453.018 | 0 | 0 | 0 | 0 | 152.7792 | 125.4041 | 126.9231 | 115.2427 | 0 | 0 | 0 | 0 | 244.3163 | 320.5518 | 351.4477 | 379.1243 | 0 | 0 | 0 | 0 | 0 | -22.8221 | -26.3961 | -29.4335 | 0 | 0 | 0 | 0 | 55.6075 | 28.2924 | 0.28718 | -11.9155 | 0.37904 | 0.19928 | 0.19965 | 0.10268 | 21.0777 | 5.6381 | 0.057336 | -1.2235
1 | 27 | 13 | 450.897 | 450.7609 | 452.783 | 454.5129 | 0 | 0 | 0 | 0 | 158.5835 | 125.3797 | 125.7031 | 114.9578 | 0 | 0 | 0 | 0 | 263.0151 | 353.3908 | 384.6064 | 412.4115 | 0 | 0 | 0 | 0 | 0 | -22.4814 | -26.1124 | -28.8628 | 0 | 0 | 0 | 0 | 29.2983 | -5.5282 | -31.414 | -43.9937 | 0.37914 | 0.19928 | 0.19965 | 0.10268 | 11.1083 | -1.1016 | -6.2718 | -4.5174
1 | 27 | 14 | 441.1643 | 441.4709 | 443.9691 | 446.1619 | 0 | 0 | 0 | 0 | 167.1784 | 128.5793 | 125.7599 | 114.804 | 0 | 0 | 0 | 0 | 268.8661 | 353.3993 | 377.6745 | 399.0705 | 0 | 0 | 0 | 0 | 0 | -23.7835 | -23.6981 | -22.6686 | 0 | 0 | 0 | 0 | 5.1198 | -16.7242 | -35.7673 | -45.044 | 0.37923 | 0.19925 | 0.19951 | 0.10268 | 1.9416 | -3.3324 | -7.1361 | -4.6253
1 | 27 | 15 | 435.2596 | 436.2727 | 439.5028 | 442.3211 | 0 | 0 | 0 | 0 | 169.55 | 133.7781 | 131.8244 | 115.474 | 0 | 0 | 0 | 0 | 264.5808 | 341.0004 | 362.6896 | 381.8421 | 0 | 0 | 0 | 0 | 0 | -17.2201 | -17.2957 | -17.7003 | 0 | 0 | 0 | 0 | 1.1289 | -21.2857 | -37.7155 | -37.2946 | 0.37903 | 0.19565 | 0.19571 | 0.097328 | 0.42788 | -4.1645 | -7.3814 | -3.6298
1 | 27 | 16 | 433.9731 | 436.8028 | 442.0395 | 446.6447 | 0 | 0 | 0 | 0 | 173.3706 | 154.595 | 136.3644 | 148.0792 | 0 | 0 | 0 | 0 | 238.6965 | 284.8117 | 298.8152 | 311.3247 | 0 | 0 | 0 | 0 | 0 | -9.6572 | -0.79874 | -2.4273 | 0 | 0 | 0 | 0 | 21.9059 | 7.0533 | 7.6587 | -10.3319 | 0.37973 | 0.1927 | 0.19404 | 0.18663 | 8.3184 | 1.3592 | 1.4861 | -1.9282
1 | 27 | 17 | 445.2467 | 449.5974 | 456.5168 | 462.5497 | 0 | 0 | 0 | 0 | 215.0897 | 188.0674 | 157.4534 | 195.3515 | 0 | 0 | 0 | 0 | 165.1928 | 137.2094 | 139.6143 | 142.4698 | 0 | 0 | 0 | 0 | 0 | -0.61366 | -1.0113 | 6.9206 | 0 | 0 | 0 | 0 | 64.9642 | 124.9343 | 160.4605 | 117.8078 | 0.39657 | 0.40209 | 0.39866 | 0.38696 | 25.7628 | 50.2353 | 63.9696 | 45.587
1 | 27 | 18 | 490.656 | 497.9 | 508.18 | 517.1244 | 0 | 0 | 0 | 0 | 252.0981 | 224.1694 | 210.215 | 217.3874 | 0 | 0 | 0 | 0 | 131.5769 | 68.8969 | 64.322 | 61.212 | 0 | 0 | 0 | 0 | 0 | 13.6915 | 9.9222 | 22.9112 | 0 | 0 | 0 | 0 | 106.9811 | 191.1422 | 223.7207 | 215.6138 | 0.40419 | 0.40413 | 0.39849 | 0.38211 | 43.2402 | 77.2455 | 89.1504 | 82.3892
1 | 27 | 19 | 512.5081 | 522.0146 | 534.8533 | 546.011 | 0 | 0 | 0 | 0 | 261.1435 | 219.1385 | 214.768 | 226.4008 | 0 | 0 | 0 | 0 | 113.802 | 63.137 | 56.778 | 51.9458 | 0 | 0 | 0 | 0 | 0 | 12.4181 | 12.9992 | 19.7578 | 0 | 0 | 0 | 0 | 137.5626 | 227.3208 | 250.3081 | 247.9065 | 0.40616 | 0.40567 | 0.40134 | 0.38379 | 55.8721 | 92.2184 | 100.4581 | 95.1452
1 | 27 | 20 | 502.7035 | 512.5922 | 525.7281 | 537.0572 | 0 | 0 | 0 | 0 | 247.3121 | 231.0706 | 236.8801 | 249.2322 | 0 | 0 | 0 | 0 | 98.3542 | 58.088 | 50.5254 | 44.5154 | 0 | 0 | 0 | 0 | 0 | 1.9877 | 6.2166 | 16.915 | 0 | 0 | 0 | 0 | 157.0372 | 221.4459 | 232.106 | 226.3946 | 0.40529 | 0.40498 | 0.3998 | 0.38283 | 63.6461 | 89.6818 | 92.7969 | 86.6701
1 | 27 | 21 | 491.0961 | 500.9337 | 513.864 | 524.9012 | 0 | 0 | 0 | 0 | 251.3404 | 218.5724 | 219.3695 | 246.5803 | 0 | 0 | 0 | 0 | 97.7773 | 57.0179 | 49.7068 | 43.9367 | 0 | 0 | 0 | 0 | 0 | 3.416 | 5.0976 | 21.4711 | 0 | 0 | 0 | 0 | 141.9784 | 221.9273 | 239.6901 | 212.913 | 0.40397 | 0.40336 | 0.39852 | 0.38167 | 57.3544 | 89.5164 | 95.5218 | 81.2624
1 | 27 | 22 | 471.7691 | 481.8561 | 494.9461 | 506.1027 | 0 | 0 | 0 | 0 | 245.4322 | 219.5056 | 233.7813 | 236.5113 | 0 | 0 | 0 | 0 | 103.1086 | 60.0141 | 52.9408 | 47.4246 | 0 | 0 | 0 | 0 | 0 | 11.8809 | 15.8776 | 4.7718 | 0 | 0 | 0 | 0 | 123.2283 | 190.4555 | 192.3464 | 217.395 | 0.40092 | 0.40074 | 0.39596 | 0.37797 | 49.4051 | 76.3235 | 76.1608 | 82.1685
1 | 27 | 23 | 443.4198 | 453.203 | 465.8039 | 476.5115 | 0 | 0 | 0 | 0 | 228.9657 | 213.4211 | 229.6324 | 228.7588 | 0 | 0 | 0 | 0 | 101.1166 | 64.3412 | 56.1382 | 49.5707 | 0 | 0 | 0 | 0 | 0 | 13.164 | 4.8606 | 16.8426 | 0 | 0 | 0 | 0 | 113.3374 | 162.2767 | 175.1727 | 181.3394 | 0.39777 | 0.39563 | 0.3915 | 0.37266 | 45.0825 | 64.2011 | 68.5804 | 67.5788
1 | 27 | 24 | 408.017 | 416.0182 | 426.4538 | 435.2142 | 0 | 0 | 0 | 0 | 191.8851 | 210.7774 | 213.4318 | 209.2204 | 0 | 0 | 0 | 0 | 102.0918 | 68.5301 | 58.6891 | 50.6214 | 0 | 0 | 0 | 0 | 0 | 10.8201 | 13.8113 | 7.8673 | 0 | 0 | 0 | 0 | 114.0402 | 125.8904 | 140.5217 | 167.5051 | 0.39698 | 0.39267 | 0.38667 | 0.36903 | 45.2718 | 49.4339 | 54.3351 | 61.8152
1 | 28 | 1 | 383.74 | 389.2399 | 396.7179 | 402.7643 | 0 | 0 | 0 | 0 | 187.1492 | 179.8674 | 188.8962 | 183.3169 | 0 | 0 | 0 | 0 | 102.9536 | 73.2093 | 61.9938 | 52.6616 | 0 | 0 | 0 | 0 | 0 | -1.0926 | 3.3948 | 9.0856 | 0 | 0 | 0 | 0 | 93.6372 | 137.2558 | 142.4331 | 157.7002 | 0.399 | 0.39187 | 0.38588 | 0.36679 | 37.3612 | 53.7864 | 54.9621 | 57.8422
1 | 28 | 2 | 366.7764 | 370.3488 | 375.6472 | 379.8 | 0 | 0 | 0 | 0 | 181.6777 | 159.1085 | 160.5517 | 162.2064 | 0 | 0 | 0 | 0 | 105.4547 | 72.7339 | 61.0565 | 51.3192 | 0 | 0 | 0 | 0 | 0 | 3.5209 | -1.1694 | -0.27517 | 0 | 0 | 0 | 0 | 79.644 | 134.9855 | 155.2084 | 166.5496 | 0.39922 | 0.39186 | 0.38422 | 0.36646 | 31.7957 | 52.896 | 59.6341 | 61.0342
1 | 28 | 3 | 355.8306 | 357.7393 | 361.1745 | 363.7095 | 0 | 0 | 0 | 0 | 182.5061 | 156.1048 | 160.5868 | 145.6716 | 0 | 0 | 0 | 0 | 107.3766 | 69.4725 | 58.1967 | 48.8454 | 0 | 0 | 0 | 0 | 0 | -3.8082 | 14.7417 | -10.1916 | 0 | 0 | 0 | 0 | 65.948 | 135.9701 | 127.6493 | 179.3841 | 0.39872 | 0.3916 | 0.38238 | 0.3658 | 26.2949 | 53.2452 | 48.8111 | 65.6186
1 | 28 | 4 | 350.8964 | 351.3579 | 353.1745 | 354.2788 | 0 | 0 | 0 | 0 | 174.2194 | 162.2963 | 152.6131 | 120.7912 | 0 | 0 | 0 | 0 | 114.1332 | 71.5553 | 60.7868 | 51.95 | 0 | 0 | 0 | 0 | 0 | -0.73999 | -4.7582 | -5.2369 | 0 | 0 | 0 | 0 | 62.5438 | 118.2463 | 144.5329 | 186.7744 | 0.39774 | 0.39105 | 0.38218 | 0.36579 | 24.8763 | 46.2397 | 55.2381 | 68.3193
1 | 28 | 5 | 350.6985 | 349.6467 | 349.7922 | 349.4147 | 0 | 0 | 0 | 0 | 162.0589 | 179.5592 | 161.5724 | 137.2748 | 0 | 0 | 0 | 0 | 117.8771 | 75.4663 | 65.1921 | 56.8505 | 0 | 0 | 0 | 0 | 0 | -0.82317 | 2.0092 | -2.375 | 0 | 0 | 0 | 0 | 70.7625 | 95.4443 | 121.0184 | 157.6644 | 0.39572 | 0.38832 | 0.382 | 0.36494 | 28.0021 | 37.0625 | 46.2289 | 57.5386
1 | 28 | 6 | 357.8605 | 354.9657 | 353.1572 | 351.0994 | 0 | 0 | 0 | 0 | 208.373 | 191.0339 | 186.8387 | 158.2264 | 0 | 0 | 0 | 0 | 115.9184 | 78.6856 | 68.7385 | 60.6875 | 0 | 0 | 0 | 0 | 0 | 20.288 | -0.60729 | -3.9319 | 0 | 0 | 0 | 0 | 33.5691 | 64.9582 | 98.1873 | 136.1174 | 0.39561 | 0.38891 | 0.3827 | 0.36553 | 13.2804 | 25.2628 | 37.5762 | 49.7557
1 | 28 | 7 | 371.4154 | 367.3368 | 364.4763 | 361.7097 | 0 | 0 | 0 | 0 | 228.9942 | 217.0288 | 200.0781 | 195.6762 | 0 | 0 | 0 | 0 | 122.5614 | 89.9836 | 78.714 | 69.3491 | 0 | 0 | 0 | 0 | 0 | 23.7203 | 16.9811 | 10.7738 | 0 | 0 | 0 | 0 | 19.8598 | 36.6042 | 68.703 | 85.9107 | 0.39512 | 0.39346 | 0.38571 | 0.37033 | 7.8469 | 14.4022 | 26.4997 | 31.8153
1 | 28 | 8 | 380.7383 | 376.4657 | 373.8188 | 371.6988 | 0 | 0 | 0 | 0 | 208.3319 | 179.7945 | 160.1267 | 147.3251 | 0 | 0 | 0 | 0 | 167.0422 | 156.8938 | 148.6676 | 141.7664 | 0 | 0 | 0 | 0 | 0 | -1.8855 | 3.3968 | -2.3333 | 0 | 0 | 0 | 0 | 5.3642 | 41.663 | 61.6277 | 84.9407 | 0.39371 | 0.38507 | 0.38401 | 0.3747 | 2.1119 | 16.043 | 23.6653 | 31.8276
1 | 28 | 9 | 402.5465 | 399.5594 | 398.7922 | 398.7635 | 0 | 0 | 0 | 0 | 175.228 | 137.3857 | 136.6581 | 143.2779 | 0 | 0 | 0 | 0 | 253.3429 | 309.3622 | 313.4063 | 316.9567 | 0 | 0 | 0 | 0 | 0 | -18.7096 | -6.8065 | -4.1348 | 0 | 0 | 0 | 0 | -26.0245 | -28.479 | -44.4657 | -57.3364 | 0.37693 | 0.19574 | 0.19483 | 0.1952 | -9.8095 | -5.5744 | -8.6631 | -11.1922
1 | 28 | 10 | 419.1707 | 416.5787 | 416.2765 | 416.5972 | 0 | 0 | 0 | 0 | 181.4974 | 132.9007 | 134.882 | 126.6767 | 0 | 0 | 0 | 0 | 295.7297 | 391.6233 | 411.758 | 429.5782 | 0 | 0 | 0 | 0 | 0 | -16.1474 | -19.0051 | -30.5306 | 0 | 0 | 0 | 0 | -58.0565 | -91.7979 | -111.3584 | -109.127 | 0.37868 | 0.19544 | 0.19523 | 0.10268 | -21.9846 | -17.9408 | -21.741 | -11.2055
1 | 28 | 11 | 422.89 | 420.409 | 419.9872 | 419.8884 | 0 | 0 | 0 | 0 | 163.5668 | 125.0147 | 125.5383 | 122.5337 | 0 | 0 | 0 | 0 | 312.386 | 431.0944 | 455.3478 | 476.7631 | 0 | 0 | 0 | 0 | 0 | -22.9498 | -25.0034 | -28.5447 | 0 | 0 | 0 | 0 | -53.0628 | -112.7504 | -135.8955 | -150.8636 | 0.37978 | 0.19887 | 0.19965 | 0.10268 | -20.152 | -22.4222 | -27.1315 | -15.4911
1 | 28 | 12 | 424.3934 | 422.1984 | 421.907 | 421.6917 | 0 | 0 | 0 | 0 | 152.7792 | 125.4041 | 126.9231 | 115.2427 | 0 | 0 | 0 | 0 | 321.8457 | 457.7363 | 485.2077 | 509.4844 | 0 | 0 | 0 | 0 | 0 | -22.8221 | -26.3961 | -29.4335 | 0 | 0 | 0 | 0 | -50.2316 | -138.1198 | -163.8277 | -173.6019 | 0.37904 | 0.19928 | 0.19965 | 0.10268 | -19.0399 | -27.5244 | -32.7082 | -17.826
1 | 28 | 13 | 423.4366 | 422.41 | 423.3387 | 424.1263 | 0 | 0 | 0 | 0 | 158.5835 | 125.3797 | 125.7031 | 114.9578 | 0 | 0 | 0 | 0 | 308.5562 | 438.5123 | 462.0401 | 482.765 | 0 | 0 | 0 | 0 | 0 | -22.4814 | -26.1124 | -28.8628 | 0 | 0 | 0 | 0 | -43.7032 | -119.0006 | -138.2921 | -144.7338 | 0.37914 | 0.19928 | 0.19965 | 0.10268 | -16.5698 | -23.7144 | -27.61 | -14.8617
1 | 28 | 14 | 420.2682 | 419.8972 | 421.5634 | 423.0391 | 0 | 0 | 0 | 0 | 167.1784 | 128.5793 | 125.7599 | 114.804 | 0 | 0 | 0 | 0 | 300.8606 | 431.3048 | 453.8498 | 473.7743 | 0 | 0 | 0 | 0 | 0 | -23.7835 | -23.6981 | -22.6686 | 0 | 0 | 0 | 0 | -47.7707 | -116.2033 | -134.3483 | -142.8706 | 0.37923 | 0.19925 | 0.19951 | 0.10268 | -18.1163 | -23.1539 | -26.8043 | -14.6704
1 | 28 | 15 | 420.0609 | 420.5811 | 423.2059 | 425.5028 | 0 | 0 | 0 | 0 | 169.55 | 133.7781 | 131.8244 | 115.474 | 0 | 0 | 0 | 0 | 281.521 | 401.8727 | 417.4083 | 431.0633 | 0 | 0 | 0 | 0 | 0 | -17.2201 | -17.2957 | -17.7003 | 0 | 0 | 0 | 0 | -31.01 | -97.8497 | -108.7311 | -103.3342 | 0.37903 | 0.19565 | 0.19571 | 0.097328 | -11.7538 | -19.144 | -21.28 | -10.0574
1 | 28 | 16 | 418.739 | 421.0746 | 425.7048 | 429.7873 | 0 | 0 | 0 | 0 | 173.3706 | 154.595 | 136.3644 | 148.0792 | 0 | 0 | 0 | 0 | 248.9009 | 339.7774 | 351.1798 | 361.5077 | 0 | 0 | 0 | 0 | 0 | -9.6572 | -0.79874 | -2.4273 | 0 | 0 | 0 | 0 | -3.5326 | -63.6405 | -61.0407 | -77.3724 | 0.37973 | 0.1927 | 0.19404 | 0.18663 | -1.3414 | -12.2636 | -11.8446 | -14.4397
1 | 28 | 17 | 431.5165 | 435.422 | 441.7947 | 447.3565 | 0 | 0 | 0 | 0 | 215.0897 | 188.0674 | 157.4534 | 195.3515 | 0 | 0 | 0 | 0 | 170.3454 | 173.9873 | 177.7753 | 182.2631 | 0 | 0 | 0 | 0 | 0 | -0.61366 | -1.0113 | 6.9206 | 0 | 0 | 0 | 0 | 46.0814 | 73.9809 | 107.5773 | 62.8212 | 0.39657 | 0.40209 | 0.39866 | 0.38696 | 18.2744 | 29.7473 | 42.8871 | 24.3094
1 | 28 | 18 | 483.4548 | 490.4652 | 500.4584 | 509.1557 | 0 | 0 | 0 | 0 | 252.0981 | 224.1694 | 210.215 | 217.3874 | 0 | 0 | 0 | 0 | 138.6417 | 118.1203 | 117.8015 | 118.8733 | 0 | 0 | 0 | 0 | 0 | 13.6915 | 9.9222 | 22.9112 | 0 | 0 | 0 | 0 | 92.715 | 134.484 | 162.5197 | 149.9838 | 0.40419 | 0.40413 | 0.39849 | 0.38211 | 37.4741 | 54.3484 | 64.7624 | 57.311
1 | 28 | 19 | 515.4099 | 525.0104 | 537.9646 | 549.2219 | 0 | 0 | 0 | 0 | 261.1435 | 219.1385 | 214.768 | 226.4008 | 0 | 0 | 0 | 0 | 126.7155 | 113.4428 | 112.4112 | 112.7686 | 0 | 0 | 0 | 0 | 0 | 12.4181 | 12.9992 | 19.7578 | 0 | 0 | 0 | 0 | 127.5508 | 180.0109 | 197.7862 | 190.2947 | 0.40616 | 0.40567 | 0.40134 | 0.38379 | 51.8058 | 73.0259 | 79.3791 | 73.0341
1 | 28 | 20 | 510.8072 | 520.9586 | 534.4172 | 546.0244 | 0 | 0 | 0 | 0 | 247.3121 | 231.0706 | 236.8801 | 249.2322 | 0 | 0 | 0 | 0 | 116.3249 | 113.6222 | 111.6332 | 111.0423 | 0 | 0 | 0 | 0 | 0 | 1.9877 | 6.2166 | 16.915 | 0 | 0 | 0 | 0 | 147.1702 | 174.2782 | 179.6873 | 168.8349 | 0.40529 | 0.40498 | 0.3998 | 0.38283 | 59.6471 | 70.5797 | 71.8397 | 64.6346
1 | 28 | 21 | 498.4389 | 508.5146 | 521.7373 | 533.0265 | 0 | 0 | 0 | 0 | 251.3404 | 218.5724 | 219.3695 | 246.5803 | 0 | 0 | 0 | 0 | 110.7389 | 116.9286 | 114.2615 | 113.0138 | 0 | 0 | 0 | 0 | 0 | 3.416 | 5.0976 | 21.4711 | 0 | 0 | 0 | 0 | 136.3597 | 169.5976 | 183.0087 | 151.9612 | 0.40397 | 0.40336 | 0.39852 | 0.38167 | 55.0846 | 68.4087 | 72.933 | 57.9989
1 | 28 | 22 | 469.3274 | 479.3352 | 492.328 | 503.4008 | 0 | 0 | 0 | 0 | 245.4322 | 219.5056 | 233.7813 | 236.5113 | 0 | 0 | 0 | 0 | 109.1288 | 119.4029 | 115.9223 | 113.917 | 0 | 0 | 0 | 0 | 0 | 11.8809 | 15.8776 | 4.7718 | 0 | 0 | 0 | 0 | 114.7664 | 128.5458 | 126.7468 | 148.2007 | 0.40092 | 0.40074 | 0.39596 | 0.37797 | 46.0126 | 51.5137 | 50.1862 | 56.0152
1 | 28 | 23 | 432.7329 | 442.1695 | 454.3449 | 464.6858 | 0 | 0 | 0 | 0 | 228.9657 | 213.4211 | 229.6324 | 228.7588 | 0 | 0 | 0 | 0 | 113.6196 | 125.5608 | 120.5493 | 117.1499 | 0 | 0 | 0 | 0 | 0 | 13.164 | 4.8606 | 16.8426 | 0 | 0 | 0 | 0 | 90.1476 | 90.0236 | 99.3026 | 101.9346 | 0.39777 | 0.39563 | 0.3915 | 0.37266 | 35.8582 | 35.6158 | 38.8771 | 37.9874
1 | 28 | 24 | 394.163 | 401.7149 | 411.5989 | 419.8838 | 0 | 0 | 0 | 0 | 191.8851 | 210.7774 | 213.4318 | 209.2204 | 0 | 0 | 0 | 0 | 128.6447 | 140.6932 | 133.9197 | 128.9747 | 0 | 0 | 0 | 0 | 0 | 10.8201 | 13.8113 | 7.8673 | 0 | 0 | 0 | 0 | 73.6332 | 39.4241 | 50.4361 | 73.8215 | 0.39698 | 0.39267 | 0.38667 | 0.36903 | 29.231 | 15.4808 | 19.502 | 27.2427
1 | 29 | 1 | 364.5071 | 369.3833 | 376.0955 | 381.4819 | 0 | 0 | 0 | 0 | 187.1492 | 179.8674 | 188.8962 | 183.3169 | 0 | 0 | 0 | 0 | 138.2449 | 156.4799 | 148.2473 | 142.0079 | 0 | 0 | 0 | 0 | 0 | -1.0926 | 3.3948 | 9.0856 | 0 | 0 | 0 | 0 | 39.113 | 34.1287 | 35.5572 | 47.0716 | 0.399 | 0.39187 | 0.38588 | 0.36679 | 15.6061 | 13.374 | 13.7208 | 17.2652
1 | 29 | 2 | 351.1531 | 354.2188 | 358.895 | 362.5118 | 0 | 0 | 0 | 0 | 181.6777 | 159.1085 | 160.5517 | 162.2064 | 0 | 0 | 0 | 0 | 135.5542 | 163.4696 | 155.181 | 148.8786 | 0 | 0 | 0 | 0 | 0 | 3.5209 | -1.1694 | -0.27517 | 0 | 0 | 0 | 0 | 33.9211 | 28.1198 | 44.3317 | 51.702 | 0.39922 | 0.39186 | 0.38422 | 0.36646 | 13.5421 | 11.0191 | 17.0331 | 18.9468
1 | 29 | 3 | 344.9137 | 346.4684 | 349.4689 | 351.6293 | 0 | 0 | 0 | 0 | 182.5061 | 156.1048 | 160.5868 | 145.6716 | 0 | 0 | 0 | 0 | 139.0087 | 168.4071 | 159.9768 | 153.5721 | 0 | 0 | 0 | 0 | 0 | -3.8082 | 14.7417 | -10.1916 | 0 | 0 | 0 | 0 | 23.3989 | 25.7646 | 14.1635 | 62.5772 | 0.39872 | 0.3916 | 0.38238 | 0.3658 | 9.3297 | 10.0893 | 5.4159 | 22.8907
1 | 29 | 4 | 345.5884 | 345.8777 | 347.483 | 348.4051 | 0 | 0 | 0 | 0 | 174.2194 | 162.2963 | 152.6131 | 120.7912 | 0 | 0 | 0 | 0 | 137.4685 | 168.4976 | 159.7318 | 153.021 | 0 | 0 | 0 | 0 | 0 | -0.73999 | -4.7582 | -5.2369 | 0 | 0 | 0 | 0 | 33.9005 | 15.8239 | 39.8963 | 79.8298 | 0.39774 | 0.39105 | 0.38218 | 0.36579 | 13.4837 | 6.1879 | 15.2477 | 29.2005
1 | 29 | 5 | 358.8022 | 358.0131 | 358.4813 | 358.3819 | 0 | 0 | 0 | 0 | 162.0589 | 179.5592 | 161.5724 | 137.2748 | 0 | 0 | 0 | 0 | 131.9273 | 165.0907 | 156.259 | 149.475 | 0 | 0 | 0 | 0 | 0 | -0.82317 | 2.0092 | -2.375 | 0 | 0 | 0 | 0 | 64.816 | 14.1864 | 38.6406 | 74.007 | 0.39572 | 0.38832 | 0.382 | 0.36494 | 25.6489 | 5.5088 | 14.7607 | 27.0084
1 | 29 | 6 | 395.4769 | 393.8019 | 393.4914 | 392.7243 | 0 | 0 | 0 | 0 | 208.373 | 191.0339 | 186.8387 | 158.2264 | 0 | 0 | 0 | 0 | 130.6634 | 160.5464 | 152.2814 | 146.0317 | 0 | 0 | 0 | 0 | 0 | 20.288 | -0.60729 | -3.9319 | 0 | 0 | 0 | 0 | 56.4405 | 21.9336 | 54.9786 | 92.3981 | 0.39561 | 0.38891 | 0.3827 | 0.36553 | 22.3287 | 8.5302 | 21.0403 | 33.7747
1 | 29 | 7 | 458.1845 | 456.9197 | 457.5143 | 457.7249 | 0 | 0 | 0 | 0 | 228.9942 | 217.0288 | 200.0781 | 195.6762 | 0 | 0 | 0 | 0 | 135.4692 | 164.8411 | 155.419 | 148.027 | 0 | 0 | 0 | 0 | 0 | 23.7203 | 16.9811 | 10.7738 | 0 | 0 | 0 | 0 | 93.7211 | 51.3295 | 85.0361 | 103.248 | 0.39512 | 0.39346 | 0.38571 | 0.37033 | 37.0308 | 20.196 | 32.7996 | 38.2358
1 | 29 | 8 | 487.4126 | 486.5993 | 488.2001 | 489.7403 | 0 | 0 | 0 | 0 | 208.3319 | 179.7945 | 160.1267 | 147.3251 | 0 | 0 | 0 | 0 | 178.0795 | 227.0363 | 221.4875 | 217.3101 | 0 | 0 | 0 | 0 | 0 | -1.8855 | 3.3968 | -2.3333 | 0 | 0 | 0 | 0 | 101.0012 | 81.6541 | 103.1891 | 127.4384 | 0.39371 | 0.38507 | 0.38401 | 0.3747 | 39.7647 | 31.4422 | 39.6251 | 47.7517
1 | 29 | 9 | 490.0941 | 489.946 | 492.6649 | 495.6401 | 0 | 0 | 0 | 0 | 175.228 | 137.3857 | 136.6581 | 143.2779 | 0 | 0 | 0 | 0 | 254.8975 | 360.1862 | 368.8152 | 376.8982 | 0 | 0 | 0 | 0 | 0 | -18.7096 | -6.8065 | -4.1348 | 0 | 0 | 0 | 0 | 59.9686 | 11.0837 | -6.0018 | -20.4012 | 0.37693 | 0.19574 | 0.19483 | 0.1952 | 22.6041 | 2.1695 | -1.1693 | -3.9823
1 | 29 | 10 | 497.7477 | 497.7038 | 500.5306 | 503.5474 | 0 | 0 | 0 | 0 | 181.4974 | 132.9007 | 134.882 | 126.6767 | 0 | 0 | 0 | 0 | 308.175 | 445.7458 | 472.3897 | 496.445 | 0 | 0 | 0 | 0 | 0 | -16.1474 | -19.0051 | -30.5306 | 0 | 0 | 0 | 0 | 8.0752 | -64.7953 | -87.7362 | -89.0437 | 0.37868 | 0.19544 | 0.19523 | 0.10268 | 3.0579 | -12.6635 | -17.1291 | -9.1433
1 | 29 | 11 | 500.2815 | 500.3102 | 502.9701 | 505.5268 | 0 | 0 | 0 | 0 | 163.5668 | 125.0147 | 125.5383 | 122.5337 | 0 | 0 | 0 | 0 | 340.2309 | 501.3985 | 539.8291 | 574.3714 | 0 | 0 | 0 | 0 | 0 | -22.9498 | -25.0034 | -28.5447 | 0 | 0 | 0 | 0 | -3.5161 | -103.1533 | -137.3938 | -162.8336 | 0.37978 | 0.19887 | 0.19965 | 0.10268 | -1.3353 | -20.5137 | -27.4307 | -16.7202
1 | 29 | 12 | 496.353 | 496.4916 | 499.0655 | 501.3193 | 0 | 0 | 0 | 0 | 152.7792 | 125.4041 | 126.9231 | 115.2427 | 0 | 0 | 0 | 0 | 359.1847 | 533.973 | 577.6004 | 616.7716 | 0 | 0 | 0 | 0 | 0 | -22.8221 | -26.3961 | -29.4335 | 0 | 0 | 0 | 0 | -15.6109 | -140.0634 | -179.0619 | -201.2615 | 0.37904 | 0.19928 | 0.19965 | 0.10268 | -5.9172 | -27.9117 | -35.7497 | -20.6661
1 | 29 | 13 | 494.6708 | 495.9542 | 499.7194 | 502.9512 | 0 | 0 | 0 | 0 | 158.5835 | 125.3797 | 125.7031 | 114.9578 | 0 | 0 | 0 | 0 | 353.4362 | 521.0823 | 561.5002 | 597.8072 | 0 | 0 | 0 | 0 | 0 | -22.4814 | -26.1124 | -28.8628 | 0 | 0 | 0 | 0 | -17.349 | -128.0264 | -161.3714 | -180.951 | 0.37914 | 0.19928 | 0.19965 | 0.10268 | -6.5778 | -25.513 | -32.2178 | -18.5806
1 | 29 | 14 | 490.0869 | 491.98 | 496.4263 | 500.2977 | 0 | 0 | 0 | 0 | 167.1784 | 128.5793 | 125.7599 | 114.804 | 0 | 0 | 0 | 0 | 344.0958 | 509.9966 | 546.7537 | 579.7235 | 0 | 0 | 0 | 0 | 0 | -23.7835 | -23.6981 | -22.6686 | 0 | 0 | 0 | 0 | -21.1873 | -122.8124 | -152.3892 | -171.5613 | 0.37923 | 0.19925 | 0.19951 | 0.10268 | -8.035 | -24.4708 | -30.4037 | -17.6164
1 | 29 | 15 | 487.0486 | 489.7411 | 495.0334 | 499.6287 | 0 | 0 | 0 | 0 | 169.55 | 133.7781 | 131.8244 | 115.474 | 0 | 0 | 0 | 0 | 324.2882 | 466.353 | 497.3639 | 525.2675 | 0 | 0 | 0 | 0 | 0 | -17.2201 | -17.2957 | -17.7003 | 0 | 0 | 0 | 0 | -6.7895 | -93.1699 | -116.8592 | -123.4124 | 0.37903 | 0.19565 | 0.19571 | 0.097328 | -2.5735 | -18.2284 | -22.8707 | -12.0115
1 | 29 | 16 | 483.5504 | 487.9878 | 495.1987 | 501.505 | 0 | 0 | 0 | 0 | 173.3706 | 154.595 | 136.3644 | 148.0792 | 0 | 0 | 0 | 0 | 264.8999 | 361.888 | 382.4208 | 401.2025 | 0 | 0 | 0 | 0 | 0 | -9.6572 | -0.79874 | -2.4273 | 0 | 0 | 0 | 0 | 45.2799 | -18.838 | -22.7877 | -45.3494 | 0.37973 | 0.1927 | 0.19404 | 0.18663 | 17.1943 | -3.6301 | -4.4218 | -8.4634
1 | 29 | 17 | 489.622 | 495.4118 | 504.0983 | 511.6538 | 0 | 0 | 0 | 0 | 215.0897 | 188.0674 | 157.4534 | 195.3515 | 0 | 0 | 0 | 0 | 168.5777 | 169.04 | 172.7211 | 177.0853 | 0 | 0 | 0 | 0 | 0 | -0.61366 | -1.0113 | 6.9206 | 0 | 0 | 0 | 0 | 105.9546 | 138.9181 | 174.9351 | 132.2964 | 0.39657 | 0.40209 | 0.39866 | 0.38696 | 42.0183 | 55.8581 | 69.7401 | 51.1935
1 | 29 | 18 | 531.245 | 539.8052 | 551.7014 | 562.0385 | 0 | 0 | 0 | 0 | 252.0981 | 224.1694 | 210.215 | 217.3874 | 0 | 0 | 0 | 0 | 142.1957 | 90.2918 | 86.0009 | 83.4913 | 0 | 0 | 0 | 0 | 0 | 13.6915 | 9.9222 | 22.9112 | 0 | 0 | 0 | 0 | 136.9513 | 211.6525 | 245.5632 | 238.2486 | 0.40419 | 0.40413 | 0.39849 | 0.38211 | 55.3537 | 85.5342 | 97.8544 | 91.0383
1 | 29 | 19 | 558.8829 | 569.8932 | 584.5785 | 597.3274 | 0 | 0 | 0 | 0 | 261.1435 | 219.1385 | 214.768 | 226.4008 | 0 | 0 | 0 | 0 | 139.6563 | 75.1415 | 70.1572 | 66.9827 | 0 | 0 | 0 | 0 | 0 | 12.4181 | 12.9992 | 19.7578 | 0 | 0 | 0 | 0 | 158.083 | 263.1949 | 286.6542 | 284.1861 | 0.40616 | 0.40567 | 0.40134 | 0.38379 | 64.2067 | 106.7716 | 115.0451 | 109.0691
1 | 29 | 20 | 549.8391 | 561.2563 | 576.2691 | 589.2155 | 0 | 0 | 0 | 0 | 247.3121 | 231.0706 | 236.8801 | 249.2322 | 0 | 0 | 0 | 0 | 129.0674 | 66.8707 | 60.2039 | 55.3922 | 0 | 0 | 0 | 0 | 0 | 1.9877 | 6.2166 | 16.915 | 0 | 0 | 0 | 0 | 173.4596 | 261.3273 | 272.9686 | 267.6762 | 0.40529 | 0.40498 | 0.3998 | 0.38283 | 70.302 | 105.8331 | 109.134 | 102.4738
1 | 29 | 21 | 531.6143 | 542.7658 | 557.3096 | 569.737 | 0 | 0 | 0 | 0 | 251.3404 | 218.5724 | 219.3695 | 246.5803 | 0 | 0 | 0 | 0 | 116.5945 | 63.495 | 54.9601 | 48.3294 | 0 | 0 | 0 | 0 | 0 | 3.416 | 5.0976 | 21.4711 | 0 | 0 | 0 | 0 | 163.6795 | 257.2824 | 277.8824 | 253.3562 | 0.40397 | 0.40336 | 0.39852 | 0.38167 | 66.1209 | 103.7772 | 110.7423 | 96.6983
1 | 29 | 22 | 496.1685 | 507.0467 | 521.1083 | 533.1021 | 0 | 0 | 0 | 0 | 245.4322 | 219.5056 | 233.7813 | 236.5113 | 0 | 0 | 0 | 0 | 109.7082 | 60.7749 | 51.7247 | 44.5562 | 0 | 0 | 0 | 0 | 0 | 11.8809 | 15.8776 | 4.7718 | 0 | 0 | 0 | 0 | 141.0281 | 214.8853 | 219.7247 | 247.2627 | 0.40092 | 0.40074 | 0.39596 | 0.37797 | 56.5415 | 86.1136 | 87.0014 | 93.4576
1 | 29 | 23 | 450.0194 | 460.0167 | 472.8804 | 483.8144 | 0 | 0 | 0 | 0 | 228.9657 | 213.4211 | 229.6324 | 228.7588 | 0 | 0 | 0 | 0 | 104.6473 | 65.3213 | 56.0487 | 48.6289 | 0 | 0 | 0 | 0 | 0 | 13.164 | 4.8606 | 16.8426 | 0 | 0 | 0 | 0 | 116.4065 | 168.1103 | 182.3387 | 189.5842 | 0.39777 | 0.39563 | 0.3915 | 0.37266 | 46.3033 | 66.509 | 71.3859 | 70.6513
1 | 29 | 24 | 406.7254 | 414.6846 | 425.0689 | 433.7849 | 0 | 0 | 0 | 0 | 191.8851 | 210.7774 | 213.4318 | 209.2204 | 0 | 0 | 0 | 0 | 111.113 | 65.7502 | 56.2479 | 48.6364 | 0 | 0 | 0 | 0 | 0 | 10.8201 | 13.8113 | 7.8673 | 0 | 0 | 0 | 0 | 103.7273 | 127.3368 | 141.5779 | 168.0608 | 0.39698 | 0.39267 | 0.38667 | 0.36903 | 41.1778 | 50.0019 | 54.7436 | 62.0203
1 | 30 | 1 | 377.4942 | 382.7915 | 390.0208 | 395.8529 | 0 | 0 | 0 | 0 | 187.1492 | 179.8674 | 188.8962 | 183.3169 | 0 | 0 | 0 | 0 | 114.8468 | 65.056 | 55.4067 | 47.6537 | 0 | 0 | 0 | 0 | 0 | -1.0926 | 3.3948 | 9.0856 | 0 | 0 | 0 | 0 | 75.4981 | 138.9608 | 142.3231 | 155.7967 | 0.399 | 0.39187 | 0.38588 | 0.36679 | 30.1237 | 54.4546 | 54.9196 | 57.144
1 | 30 | 2 | 364.264 | 367.7549 | 372.9532 | 377.0198 | 0 | 0 | 0 | 0 | 181.6777 | 159.1085 | 160.5517 | 162.2064 | 0 | 0 | 0 | 0 | 113.1522 | 62.8221 | 53.9115 | 46.8335 | 0 | 0 | 0 | 0 | 0 | 3.5209 | -1.1694 | -0.27517 | 0 | 0 | 0 | 0 | 69.434 | 142.3033 | 159.6594 | 168.255 | 0.39922 | 0.39186 | 0.38422 | 0.36646 | 27.7197 | 55.7636 | 61.3442 | 61.6592
1 | 30 | 3 | 355.6183 | 357.5201 | 360.9468 | 363.4745 | 0 | 0 | 0 | 0 | 182.5061 | 156.1048 | 160.5868 | 145.6716 | 0 | 0 | 0 | 0 | 108.7206 | 60.3873 | 52.5448 | 46.4226 | 0 | 0 | 0 | 0 | 0 | -3.8082 | 14.7417 | -10.1916 | 0 | 0 | 0 | 0 | 64.3916 | 144.8361 | 133.0735 | 181.572 | 0.39872 | 0.3916 | 0.38238 | 0.3658 | 25.6744 | 56.7171 | 50.8852 | 66.4189
1 | 30 | 4 | 354.3467 | 354.92 | 356.874 | 358.0967 | 0 | 0 | 0 | 0 | 174.2194 | 162.2963 | 152.6131 | 120.7912 | 0 | 0 | 0 | 0 | 99.3182 | 55.9272 | 48.7645 | 43.2036 | 0 | 0 | 0 | 0 | 0 | -0.73999 | -4.7582 | -5.2369 | 0 | 0 | 0 | 0 | 80.8091 | 137.4365 | 160.2547 | 199.3387 | 0.39774 | 0.39105 | 0.38218 | 0.36579 | 32.1412 | 53.744 | 61.2467 | 72.9151
1 | 30 | 5 | 364.6764 | 364.0779 | 364.78 | 364.8821 | 0 | 0 | 0 | 0 | 162.0589 | 179.5592 | 161.5724 | 137.2748 | 0 | 0 | 0 | 0 | 87.5274 | 53.7459 | 46.6366 | 41.0459 | 0 | 0 | 0 | 0 | 0 | -0.82317 | 2.0092 | -2.375 | 0 | 0 | 0 | 0 | 115.0901 | 131.596 | 154.5617 | 188.9364 | 0.39572 | 0.38832 | 0.382 | 0.36494 | 45.5434 | 51.1007 | 59.0425 | 68.951
1 | 30 | 6 | 397.1932 | 395.5739 | 395.3316 | 394.6234 | 0 | 0 | 0 | 0 | 208.373 | 191.0339 | 186.8387 | 158.2264 | 0 | 0 | 0 | 0 | 72.4725 | 48.0325 | 40.8426 | 35.0836 | 0 | 0 | 0 | 0 | 0 | 20.288 | -0.60729 | -3.9319 | 0 | 0 | 0 | 0 | 116.3478 | 136.2194 | 168.2576 | 205.2453 | 0.39561 | 0.38891 | 0.3827 | 0.36553 | 46.0288 | 52.977 | 64.3921 | 75.0243
1 | 30 | 7 | 454.6812 | 453.3028 | 453.7579 | 453.8483 | 0 | 0 | 0 | 0 | 228.9942 | 217.0288 | 200.0781 | 195.6762 | 0 | 0 | 0 | 0 | 68.138 | 44.2745 | 37.4709 | 32.0245 | 0 | 0 | 0 | 0 | 0 | 23.7203 | 16.9811 | 10.7738 | 0 | 0 | 0 | 0 | 157.549 | 168.2792 | 199.2278 | 215.3738 | 0.39512 | 0.39346 | 0.38571 | 0.37033 | 62.2502 | 66.2107 | 76.8448 | 79.7593
1 | 30 | 8 | 484.794 | 483.8957 | 485.3923 | 486.8426 | 0 | 0 | 0 | 0 | 208.3319 | 179.7945 | 160.1267 | 147.3251 | 0 | 0 | 0 | 0 | 87.865 | 88.6107 | 84.2169 | 80.7799 | 0 | 0 | 0 | 0 | 0 | -1.8855 | 3.3968 | -2.3333 | 0 | 0 | 0 | 0 | 188.5971 | 217.3761 | 237.6518 | 261.0709 | 0.39371 | 0.38507 | 0.38401 | 0.3747 | 74.2517 | 83.7041 | 91.2595 | 97.8243
1 | 30 | 9 | 495.8622 | 495.9012 | 498.8498 | 502.0229 | 0 | 0 | 0 | 0 | 175.228 | 137.3857 | 136.6581 | 143.2779 | 0 | 0 | 0 | 0 | 149.1816 | 212.9926 | 216.508 | 219.7509 | 0 | 0 | 0 | 0 | 0 | -18.7096 | -6.8065 | -4.1348 | 0 | 0 | 0 | 0 | 171.4525 | 164.2325 | 152.4903 | 143.1289 | 0.37693 | 0.19574 | 0.19483 | 0.1952 | 64.6261 | 32.1465 | 29.709 | 27.939
1 | 30 | 10 | 502.7018 | 502.8186 | 505.8427 | 509.0295 | 0 | 0 | 0 | 0 | 181.4974 | 132.9007 | 134.882 | 126.6767 | 0 | 0 | 0 | 0 | 193.7377 | 298.7239 | 313.4654 | 326.5824 | 0 | 0 | 0 | 0 | 0 | -16.1474 | -19.0051 | -30.5306 | 0 | 0 | 0 | 0 | 127.4667 | 87.3414 | 76.5003 | 86.301 | 0.37868 | 0.19544 | 0.19523 | 0.10268 | 48.2687 | 17.0699 | 14.9355 | 8.8616
1 | 30 | 11 | 508.279 | 508.5671 | 511.5454 | 514.3765 | 0 | 0 | 0 | 0 | 163.5668 | 125.0147 | 125.5383 | 122.5337 | 0 | 0 | 0 | 0 | 218.3204 | 341.3591 | 363.1204 | 382.4521 | 0 | 0 | 0 | 0 | 0 | -22.9498 | -25.0034 | -28.5447 | 0 | 0 | 0 | 0 | 126.3918 | 65.143 | 47.8901 | 37.9355 | 0.37978 | 0.19887 | 0.19965 | 0.10268 | 48.0006 | 12.9547 | 9.5613 | 3.8953
1 | 30 | 12 | 505.9252 | 506.3742 | 509.3293 | 511.9115 | 0 | 0 | 0 | 0 | 152.7792 | 125.4041 | 126.9231 | 115.2427 | 0 | 0 | 0 | 0 | 232.2412 | 366.3408 | 394.3706 | 419.3427 | 0 | 0 | 0 | 0 | 0 | -22.8221 | -26.3961 | -29.4335 | 0 | 0 | 0 | 0 | 120.9048 | 37.4514 | 14.4317 | 6.7596 | 0.37904 | 0.19928 | 0.19965 | 0.10268 | 45.8282 | 7.4633 | 2.8813 | 0.6941
1 | 30 | 13 | 502.5621 | 504.1014 | 508.1809 | 511.6834 | 0 | 0 | 0 | 0 | 158.5835 | 125.3797 | 125.7031 | 114.9578 | 0 | 0 | 0 | 0 | 238.1052 | 370.6696 | 400.0061 | 426.135 | 0 | 0 | 0 | 0 | 0 | -22.4814 | -26.1124 | -28.8628 | 0 | 0 | 0 | 0 | 105.8733 | 30.5336 | 8.5841 | -0.54668 | 0.37914 | 0.19928 | 0.19965 | 0.10268 | 40.1412 | 6.0847 | 1.7138 | -0.056134
1 | 30 | 14 | 500.7384 | 502.9769 | 507.8474 | 512.0842 | 0 | 0 | 0 | 0 | 167.1784 | 128.5793 | 125.7599 | 114.804 | 0 | 0 | 0 | 0 | 232.9217 | 364.449 | 388.3111 | 409.4729 | 0 | 0 | 0 | 0 | 0 | -23.7835 | -23.6981 | -22.6686 | 0 | 0 | 0 | 0 | 100.6383 | 33.7322 | 17.4745 | 10.4759 | 0.37923 | 0.19925 | 0.19951 | 0.10268 | 38.1656 | 6.7213 | 3.4864 | 1.0757
1 | 30 | 15 | 494.6745 | 497.6143 | 503.2103 | 508.0672 | 0 | 0 | 0 | 0 | 169.55 | 133.7781 | 131.8244 | 115.474 | 0 | 0 | 0 | 0 | 224.1166 | 342.8369 | 359.817 | 374.7486 | 0 | 0 | 0 | 0 | 0 | -17.2201 | -17.2957 | -17.7003 | 0 | 0 | 0 | 0 | 101.008 | 38.2194 | 28.8645 | 35.545 | 0.37903 | 0.19565 | 0.19571 | 0.097328 | 38.2852 | 7.4775 | 5.6491 | 3.4595
1 | 30 | 16 | 491.6186 | 496.3177 | 503.8499 | 510.433 | 0 | 0 | 0 | 0 | 173.3706 | 154.595 | 136.3644 | 148.0792 | 0 | 0 | 0 | 0 | 199.1614 | 295.0598 | 303.4985 | 310.8367 | 0 | 0 | 0 | 0 | 0 | -9.6572 | -0.79874 | -2.4273 | 0 | 0 | 0 | 0 | 119.0865 | 56.3201 | 64.7858 | 53.9443 | 0.37973 | 0.1927 | 0.19404 | 0.18663 | 45.2213 | 10.853 | 12.5713 | 10.0674
1 | 30 | 17 | 498.6281 | 504.7099 | 513.7549 | 521.6195 | 0 | 0 | 0 | 0 | 215.0897 | 188.0674 | 157.4534 | 195.3515 | 0 | 0 | 0 | 0 | 129.1469 | 146.4768 | 145.3471 | 144.7727 | 0 | 0 | 0 | 0 | 0 | -0.61366 | -1.0113 | 6.9206 | 0 | 0 | 0 | 0 | 154.3914 | 170.7793 | 211.9658 | 174.5747 | 0.39657 | 0.40209 | 0.39866 | 0.38696 | 61.2268 | 68.6693 | 84.5028 | 67.5536
1 | 30 | 18 | 537.8093 | 546.5824 | 558.74 | 569.3023 | 0 | 0 | 0 | 0 | 252.0981 | 224.1694 | 210.215 | 217.3874 | 0 | 0 | 0 | 0 | 117.1168 | 71.9258 | 65.8071 | 61.2597 | 0 | 0 | 0 | 0 | 0 | 13.6915 | 9.9222 | 22.9112 | 0 | 0 | 0 | 0 | 168.5945 | 236.7956 | 272.7956 | 267.744 | 0.40419 | 0.40413 | 0.39849 | 0.38211 | 68.1434 | 95.6952 | 108.7062 | 102.3089
1 | 30 | 19 | 561.9262 | 573.0351 | 587.8417 | 600.695 | 0 | 0 | 0 | 0 | 261.1435 | 219.1385 | 214.768 | 226.4008 | 0 | 0 | 0 | 0 | 119.3178 | 67.0656 | 63.0786 | 60.5576 | 0 | 0 | 0 | 0 | 0 | 12.4181 | 12.9992 | 19.7578 | 0 | 0 | 0 | 0 | 181.4648 | 274.4129 | 296.9959 | 293.9787 | 0.40616 | 0.40567 | 0.40134 | 0.38379 | 73.7033 | 111.3224 | 119.1956 | 112.8274
1 | 30 | 20 | 553.8201 | 565.3664 | 580.5378 | 593.6208 | 0 | 0 | 0 | 0 | 247.3121 | 231.0706 | 236.8801 | 249.2322 | 0 | 0 | 0 | 0 | 128.3633 | 63.5857 | 63.549 | 64.7707 | 0 | 0 | 0 | 0 | 0 | 1.9877 | 6.2166 | 16.915 | 0 | 0 | 0 | 0 | 178.1447 | 268.7224 | 273.8921 | 262.7029 | 0.40529 | 0.40498 | 0.3998 | 0.38283 | 72.2008 | 108.828 | 109.5032 | 100.5699
1 | 30 | 21 | 536.6747 | 547.9903 | 562.7355 | 575.3366 | 0 | 0 | 0 | 0 | 251.3404 | 218.5724 | 219.3695 | 246.5803 | 0 | 0 | 0 | 0 | 123.2617 | 58.7074 | 59.1089 | 60.7193 | 0 | 0 | 0 | 0 | 0 | 3.416 | 5.0976 | 21.4711 | 0 | 0 | 0 | 0 | 162.0726 | 267.2944 | 279.1595 | 246.5658 | 0.40397 | 0.40336 | 0.39852 | 0.38167 | 65.4718 | 107.8157 | 111.2513 | 94.1066
1 | 30 | 22 | 504.8207 | 515.9794 | 530.3855 | 542.6762 | 0 | 0 | 0 | 0 | 245.4322 | 219.5056 | 233.7813 | 236.5113 | 0 | 0 | 0 | 0 | 112.4914 | 58.6265 | 58.0635 | 58.7191 | 0 | 0 | 0 | 0 | 0 | 11.8809 | 15.8776 | 4.7718 | 0 | 0 | 0 | 0 | 146.897 | 225.9665 | 222.6631 | 242.674 | 0.40092 | 0.40074 | 0.39596 | 0.37797 | 58.8945 | 90.5543 | 88.1649 | 91.7232
1 | 30 | 23 | 459.167 | 469.4609 | 482.6889 | 493.9367 | 0 | 0 | 0 | 0 | 228.9657 | 213.4211 | 229.6324 | 228.7588 | 0 | 0 | 0 | 0 | 114.3507 | 68.1131 | 68.4471 | 69.9403 | 0 | 0 | 0 | 0 | 0 | 13.164 | 4.8606 | 16.8426 | 0 | 0 | 0 | 0 | 115.8507 | 174.7627 | 179.7488 | 178.3951 | 0.39777 | 0.39563 | 0.3915 | 0.37266 | 46.0822 | 69.1409 | 70.3719 | 66.4815
1 | 30 | 24 | 416.5453 | 424.823 | 435.5983 | 444.6512 | 0 | 0 | 0 | 0 | 191.8851 | 210.7774 | 213.4318 | 209.2204 | 0 | 0 | 0 | 0 | 111.4657 | 81.9741 | 82.3724 | 83.9057 | 0 | 0 | 0 | 0 | 0 | 10.8201 | 13.8113 | 7.8673 | 0 | 0 | 0 | 0 | 113.1945 | 121.2513 | 125.9828 | 143.6579 | 0.39698 | 0.39267 | 0.38667 | 0.36903 | 44.9361 | 47.6122 | 48.7134 | 53.0147
1 | 31 | 1 | 386.3587 | 391.9435 | 399.5257 | 405.662 | 0 | 0 | 0 | 0 | 187.1492 | 179.8674 | 188.8962 | 183.3169 | 0 | 0 | 0 | 0 | 101.1944 | 97.2266 | 96.2295 | 96.4092 | 0 | 0 | 0 | 0 | 0 | -1.0926 | 3.3948 | 9.0856 | 0 | 0 | 0 | 0 | 98.015 | 115.9421 | 111.0052 | 116.8503 | 0.399 | 0.39187 | 0.38588 | 0.36679 | 39.108 | 45.4342 | 42.8347 | 42.859
1 | 31 | 2 | 370.899 | 374.6051 | 380.0676 | 384.3619 | 0 | 0 | 0 | 0 | 181.6777 | 159.1085 | 160.5517 | 162.2064 | 0 | 0 | 0 | 0 | 95.8358 | 106.8941 | 105.0178 | 104.3538 | 0 | 0 | 0 | 0 | 0 | 3.5209 | -1.1694 | -0.27517 | 0 | 0 | 0 | 0 | 93.3855 | 105.0815 | 115.6676 | 118.0769 | 0.39922 | 0.39186 | 0.38422 | 0.36646 | 37.2817 | 41.1777 | 44.4417 | 43.2708
1 | 31 | 3 | 362.8196 | 364.9549 | 368.6684 | 371.4432 | 0 | 0 | 0 | 0 | 182.5061 | 156.1048 | 160.5868 | 145.6716 | 0 | 0 | 0 | 0 | 97.432 | 111.278 | 109.9314 | 109.7757 | 0 | 0 | 0 | 0 | 0 | -3.8082 | 14.7417 | -10.1916 | 0 | 0 | 0 | 0 | 82.8815 | 101.3802 | 83.4085 | 126.1875 | 0.39872 | 0.3916 | 0.38238 | 0.3658 | 33.0467 | 39.7 | 31.8941 | 46.1593
1 | 31 | 4 | 361.5833 | 362.3914 | 364.6335 | 366.1045 | 0 | 0 | 0 | 0 | 174.2194 | 162.2963 | 152.6131 | 120.7912 | 0 | 0 | 0 | 0 | 108.2428 | 118.6696 | 119.4349 | 121.3121 | 0 | 0 | 0 | 0 | 0 | -0.73999 | -4.7582 | -5.2369 | 0 | 0 | 0 | 0 | 79.1211 | 82.1655 | 97.3438 | 129.238 | 0.39774 | 0.39105 | 0.38218 | 0.36579 | 31.4698 | 32.1305 | 37.2032 | 47.2733
1 | 31 | 5 | 372.3908 | 372.0424 | 373.0517 | 373.4185 | 0 | 0 | 0 | 0 | 162.0589 | 179.5592 | 161.5724 | 137.2748 | 0 | 0 | 0 | 0 | 123.4282 | 122.039 | 125.5259 | 130.0362 | 0 | 0 | 0 | 0 | 0 | -0.82317 | 2.0092 | -2.375 | 0 | 0 | 0 | 0 | 86.9037 | 71.2674 | 83.9441 | 108.4825 | 0.39572 | 0.38832 | 0.382 | 0.36494 | 34.3895 | 27.6742 | 32.0666 | 39.59
1 | 31 | 6 | 407.3139 | 406.0228 | 406.1836 | 405.8226 | 0 | 0 | 0 | 0 | 208.373 | 191.0339 | 186.8387 | 158.2264 | 0 | 0 | 0 | 0 | 128.3436 | 122.6358 | 127.5822 | 133.4932 | 0 | 0 | 0 | 0 | 0 | 20.288 | -0.60729 | -3.9319 | 0 | 0 | 0 | 0 | 70.5974 | 72.0651 | 92.3699 | 118.0349 | 0.39561 | 0.38891 | 0.3827 | 0.36553 | 27.9293 | 28.0268 | 35.3499 | 43.1459
1 | 31 | 7 | 463.4395 | 462.3451 | 463.1489 | 463.5399 | 0 | 0 | 0 | 0 | 228.9942 | 217.0288 | 200.0781 | 195.6762 | 0 | 0 | 0 | 0 | 140.7249 | 126.1583 | 132.5527 | 139.8471 | 0 | 0 | 0 | 0 | 0 | 23.7203 | 16.9811 | 10.7738 | 0 | 0 | 0 | 0 | 93.7203 | 95.4377 | 113.537 | 117.2428 | 0.39512 | 0.39346 | 0.38571 | 0.37033 | 37.0305 | 37.5507 | 43.7928 | 43.4185
1 | 31 | 8 | 494.1185 | 493.5226 | 495.3905 | 497.1608 | 0 | 0 | 0 | 0 | 208.3319 | 179.7945 | 160.1267 | 147.3251 | 0 | 0 | 0 | 0 | 171.4331 | 188.8637 | 198.2179 | 207.9384 | 0 | 0 | 0 | 0 | 0 | -1.8855 | 3.3968 | -2.3333 | 0 | 0 | 0 | 0 | 114.3534 | 126.75 | 133.649 | 144.2305 | 0.39371 | 0.38507 | 0.38401 | 0.3747 | 45.0216 | 48.8071 | 51.3219 | 54.0437
1 | 31 | 9 | 497.4015 | 497.4904 | 500.5003 | 503.7262 | 0 | 0 | 0 | 0 | 175.228 | 137.3857 | 136.6581 | 143.2779 | 0 | 0 | 0 | 0 | 230.0481 | 335.1728 | 354.5591 | 372.6691 | 0 | 0 | 0 | 0 | 0 | -18.7096 | -6.8065 | -4.1348 | 0 | 0 | 0 | 0 | 92.1254 | 43.6414 | 16.0897 | -8.086 | 0.37693 | 0.19574 | 0.19483 | 0.1952 | 34.7251 | 8.5423 | 3.1347 | -1.5784
1 | 31 | 10 | 504.2766 | 504.4444 | 507.5312 | 510.772 | 0 | 0 | 0 | 0 | 181.4974 | 132.9007 | 134.882 | 126.6767 | 0 | 0 | 0 | 0 | 269.9362 | 430.1339 | 464.9535 | 496.8373 | 0 | 0 | 0 | 0 | 0 | -16.1474 | -19.0051 | -30.5306 | 0 | 0 | 0 | 0 | 52.843 | -42.4428 | -73.2993 | -82.2113 | 0.37868 | 0.19544 | 0.19523 | 0.10268 | 20.0104 | -8.295 | -14.3106 | -8.4417
1 | 31 | 11 | 504.9349 | 505.1145 | 507.9597 | 510.6761 | 0 | 0 | 0 | 0 | 163.5668 | 125.0147 | 125.5383 | 122.5337 | 0 | 0 | 0 | 0 | 282.3842 | 472.6741 | 513.8124 | 551.2117 | 0 | 0 | 0 | 0 | 0 | -22.9498 | -25.0034 | -28.5447 | 0 | 0 | 0 | 0 | 58.984 | -69.6246 | -106.3875 | -134.5246 | 0.37978 | 0.19887 | 0.19965 | 0.10268 | 22.4007 | -13.846 | -21.2403 | -13.8134
1 | 31 | 12 | 503.7312 | 504.109 | 506.9768 | 509.4837 | 0 | 0 | 0 | 0 | 152.7792 | 125.4041 | 126.9231 | 115.2427 | 0 | 0 | 0 | 0 | 291.1342 | 486.5765 | 526.1446 | 561.8234 | 0 | 0 | 0 | 0 | 0 | -22.8221 | -26.3961 | -29.4335 | 0 | 0 | 0 | 0 | 59.8178 | -85.0494 | -119.6948 | -138.1489 | 0.37904 | 0.19928 | 0.19965 | 0.10268 | 22.6735 | -16.9486 | -23.8971 | -14.1855
1 | 31 | 13 | 497.8025 | 499.1875 | 503.0774 | 506.4167 | 0 | 0 | 0 | 0 | 158.5835 | 125.3797 | 125.7031 | 114.9578 | 0 | 0 | 0 | 0 | 285.6446 | 492.9924 | 534.5283 | 571.888 | 0 | 0 | 0 | 0 | 0 | -22.4814 | -26.1124 | -28.8628 | 0 | 0 | 0 | 0 | 53.5744 | -96.7032 | -131.0415 | -151.5664 | 0.37914 | 0.19928 | 0.19965 | 0.10268 | 20.3124 | -19.271 | -26.1624 | -15.5633
1 | 31 | 14 | 494.0503 | 496.0719 | 500.676 | 504.6834 | 0 | 0 | 0 | 0 | 167.1784 | 128.5793 | 125.7599 | 114.804 | 0 | 0 | 0 | 0 | 290.543 | 499.8527 | 544.7453 | 585.1355 | 0 | 0 | 0 | 0 | 0 | -23.7835 | -23.6981 | -22.6686 | 0 | 0 | 0 | 0 | 36.3289 | -108.5765 | -146.1311 | -172.5875 | 0.37923 | 0.19925 | 0.19951 | 0.10268 | 13.7772 | -21.6343 | -29.1551 | -17.7218
1 | 31 | 15 | 488.3226 | 491.0563 | 496.3994 | 501.0384 | 0 | 0 | 0 | 0 | 169.55 | 133.7781 | 131.8244 | 115.474 | 0 | 0 | 0 | 0 | 275.1453 | 465.9479 | 507.3472 | 544.7858 | 0 | 0 | 0 | 0 | 0 | -17.2201 | -17.2957 | -17.7003 | 0 | 0 | 0 | 0 | 43.6273 | -91.4496 | -125.4766 | -141.5211 | 0.37903 | 0.19565 | 0.19571 | 0.097328 | 16.5361 | -17.8918 | -24.5573 | -13.774
1 | 31 | 16 | 485.1782 | 489.6684 | 496.9441 | 503.3062 | 0 | 0 | 0 | 0 | 173.3706 | 154.595 | 136.3644 | 148.0792 | 0 | 0 | 0 | 0 | 250.3315 | 391.8425 | 429.3361 | 463.5901 | 0 | 0 | 0 | 0 | 0 | -9.6572 | -0.79874 | -2.4273 | 0 | 0 | 0 | 0 | 61.4761 | -47.1119 | -67.9576 | -105.9358 | 0.37973 | 0.1927 | 0.19404 | 0.18663 | 23.3446 | -9.0785 | -13.1868 | -19.7704
1 | 31 | 17 | 487.0034 | 492.7083 | 501.2904 | 508.7561 | 0 | 0 | 0 | 0 | 215.0897 | 188.0674 | 157.4534 | 195.3515 | 0 | 0 | 0 | 0 | 167.3999 | 219.813 | 237.5144 | 254.5192 | 0 | 0 | 0 | 0 | 0 | -0.61366 | -1.0113 | 6.9206 | 0 | 0 | 0 | 0 | 104.5138 | 85.4415 | 107.3339 | 51.9647 | 0.39657 | 0.40209 | 0.39866 | 0.38696 | 41.4469 | 34.3555 | 42.79 | 20.1083
1 | 31 | 18 | 533.1736 | 541.7963 | 553.7693 | 564.1726 | 0 | 0 | 0 | 0 | 252.0981 | 224.1694 | 210.215 | 217.3874 | 0 | 0 | 0 | 0 | 108.0938 | 112.5512 | 120.9272 | 129.9723 | 0 | 0 | 0 | 0 | 0 | 13.6915 | 9.9222 | 22.9112 | 0 | 0 | 0 | 0 | 172.9818 | 191.3842 | 212.7048 | 193.9017 | 0.40419 | 0.40413 | 0.39849 | 0.38211 | 69.9167 | 77.3433 | 84.7607 | 74.0927
1 | 31 | 19 | 564.5979 | 575.7935 | 590.7064 | 603.6514 | 0 | 0 | 0 | 0 | 261.1435 | 219.1385 | 214.768 | 226.4008 | 0 | 0 | 0 | 0 | 117.6806 | 100.9023 | 108.3538 | 116.6064 | 0 | 0 | 0 | 0 | 0 | 12.4181 | 12.9992 | 19.7578 | 0 | 0 | 0 | 0 | 185.7738 | 243.3345 | 254.5854 | 240.8863 | 0.40616 | 0.40567 | 0.40134 | 0.38379 | 75.4535 | 98.7147 | 102.1747 | 92.4509
1 | 31 | 20 | 553.0593 | 564.5809 | 579.722 | 592.7789 | 0 | 0 | 0 | 0 | 247.3121 | 231.0706 | 236.8801 | 249.2322 | 0 | 0 | 0 | 0 | 128.9941 | 96.2359 | 102.7899 | 110.2465 | 0 | 0 | 0 | 0 | 0 | 1.9877 | 6.2166 | 16.915 | 0 | 0 | 0 | 0 | 176.7532 | 235.2868 | 233.8354 | 216.3852 | 0.40529 | 0.40498 | 0.3998 | 0.38283 | 71.6368 | 95.2871 | 93.4884 | 82.8382
1 | 31 | 21 | 539.0987 | 550.4929 | 565.3347 | 578.0189 | 0 | 0 | 0 | 0 | 251.3404 | 218.5724 | 219.3695 | 246.5803 | 0 | 0 | 0 | 0 | 135.4076 | 99.6456 | 106.4359 | 114.1199 | 0 | 0 | 0 | 0 | 0 | 3.416 | 5.0976 | 21.4711 | 0 | 0 | 0 | 0 | 152.3507 | 228.8589 | 234.4316 | 195.8475 | 0.40397 | 0.40336 | 0.39852 | 0.38167 | 61.5445 | 92.3123 | 93.4262 | 74.749
1 | 31 | 22 | 509.2087 | 520.5097 | 535.0906 | 547.5318 | 0 | 0 | 0 | 0 | 245.4322 | 219.5056 | 233.7813 | 236.5113 | 0 | 0 | 0 | 0 | 138.7159 | 105.6732 | 112.1586 | 119.5504 | 0 | 0 | 0 | 0 | 0 | 11.8809 | 15.8776 | 4.7718 | 0 | 0 | 0 | 0 | 125.0605 | 183.45 | 173.2731 | 186.6983 | 0.40092 | 0.40074 | 0.39596 | 0.37797 | 50.1397 | 73.5161 | 68.6086 | 70.5661
1 | 31 | 23 | 464.5635 | 475.0324 | 488.4753 | 499.9083 | 0 | 0 | 0 | 0 | 228.9657 | 213.4211 | 229.6324 | 228.7588 | 0 | 0 | 0 | 0 | 137.1882 | 104.357 | 108.7744 | 114.1883 | 0 | 0 | 0 | 0 | 0 | 13.164 | 4.8606 | 16.8426 | 0 | 0 | 0 | 0 | 98.4097 | 144.0903 | 145.2079 | 140.1187 | 0.39777 | 0.39563 | 0.3915 | 0.37266 | 39.1446 | 57.0061 | 56.8491 | 52.2173
1 | 31 | 24 | 420.0309 | 428.4217 | 439.3357 | 448.5083 | 0 | 0 | 0 | 0 | 191.8851 | 210.7774 | 213.4318 | 209.2204 | 0 | 0 | 0 | 0 | 135.8381 | 104.8513 | 107.5853 | 111.378 | 0 | 0 | 0 | 0 | 0 | 10.8201 | 13.8113 | 7.8673 | 0 | 0 | 0 | 0 | 92.3078 | 101.9728 | 104.5073 | 120.0426 | 0.39698 | 0.39267 | 0.38667 | 0.36903 | 36.6444 | 40.0421 | 40.4096 | 44.2999
2 | 1 | 1 | 389.4439 | 395.615 | 403.8601 | 410.5862 | 0 | 0 | 0 | 0 | 165.9742 | 236.2172 | 243.0752 | 172.6739 | 0 | 0 | 0 | 0 | 134.9709 | 106.7023 | 108.7565 | 111.8867 | 0 | 0 | 0 | 0 | 0 | 6.1492 | 7.8144 | -1.4295 | 0 | 0 | 0 | 0 | 88.4988 | 46.5462 | 44.2141 | 127.4552 | 0.40941 | 0.38749 | 0.36569 | 0.36737 | 36.232 | 18.0361 | 16.1684 | 46.8229
2 | 1 | 2 | 372.6908 | 376.8914 | 382.9025 | 387.6772 | 0 | 0 | 0 | 0 | 138.951 | 187.676 | 192.6152 | 166.1979 | 0 | 0 | 0 | 0 | 132.5969 | 103.3207 | 105.4679 | 108.6641 | 0 | 0 | 0 | 0 | 0 | 0 | 0 | -2.3819 | 0 | 0 | 0 | 0 | 101.1429 | 85.8947 | 84.8195 | 115.1972 | 0.40877 | 0.38552 | 0.36832 | 0.36522 | 41.3443 | 33.1145 | 31.2407 | 42.0718
2 | 1 | 3 | 363.5951 | 366.0587 | 370.1355 | 373.2299 | 0 | 0 | 0 | 0 | 127.7191 | 184.1317 | 166.2271 | 147.8666 | 0 | 0 | 0 | 0 | 130.1091 | 103.4975 | 105.6845 | 108.9041 | 0 | 0 | 0 | 0 | 0 | 1.5908 | -3.2847 | -3.5926 | 0 | 0 | 0 | 0 | 105.7669 | 76.8386 | 101.5086 | 120.0519 | 0.40833 | 0.3849 | 0.36884 | 0.36626 | 43.1881 | 29.5751 | 37.4406 | 43.9707
2 | 1 | 4 | 362.0016 | 363.1179 | 365.7009 | 367.4731 | 0 | 0 | 0 | 0 | 131.7406 | 204.0171 | 161.3987 | 121.1706 | 0 | 0 | 0 | 0 | 131.4654 | 102.4523 | 104.6824 | 107.9397 | 0 | 0 | 0 | 0 | 0 | 26.9364 | 1.7449 | -6.436 | 0 | 0 | 0 | 0 | 98.7956 | 29.712 | 97.875 | 144.7989 | 0.40772 | 0.37892 | 0.36678 | 0.36631 | 40.2806 | 11.2585 | 35.899 | 53.0407
2 | 1 | 5 | 372.9315 | 372.7533 | 373.9529 | 374.4888 | 0 | 0 | 0 | 0 | 145.4779 | 248.6986 | 232.5955 | 135.813 | 0 | 0 | 0 | 0 | 124.7144 | 112.9016 | 113.7662 | 115.7081 | 0 | 0 | 0 | 0 | 0 | 1.6457 | 0 | -5.6957 | 0 | 0 | 0 | 0 | 102.7392 | 9.5073 | 27.5912 | 128.6634 | 0.409 | 0.38297 | 0.36528 | 0.36514 | 42.0205 | 3.6411 | 10.0784 | 46.9808
2 | 1 | 6 | 405.9727 | 404.8271 | 405.1481 | 404.937 | 0 | 0 | 0 | 0 | 220.2806 | 202.0231 | 198.1348 | 210.9612 | 0 | 0 | 0 | 0 | 116.6201 | 127.1769 | 126.4025 | 126.7729 | 0 | 0 | 0 | 0 | 0 | 23.6087 | 15.7842 | 0 | 0 | 0 | 0 | 0 | 69.0721 | 52.0184 | 64.8266 | 67.2029 | 0.4104 | 0.38709 | 0.36491 | 0.36382 | 28.3472 | 20.136 | 23.6561 | 24.4499
2 | 1 | 7 | 462.579 | 461.83 | 463.0272 | 463.7873 | 0 | 0 | 0 | 0 | 252.3648 | 222.0496 | 201.3581 | 209.6332 | 0 | 0 | 0 | 0 | 118.2062 | 134.2145 | 132.4992 | 131.9476 | 0 | 0 | 0 | 0 | 0 | 15.3634 | 15.273 | 9.6714 | 0 | 0 | 0 | 0 | 92.008 | 90.2025 | 113.8968 | 112.5352 | 0.40901 | 0.39641 | 0.37719 | 0.36382 | 37.632 | 35.7571 | 42.9603 | 40.9428
2 | 1 | 8 | 491.0068 | 490.7293 | 492.9685 | 495.1109 | 0 | 0 | 0 | 0 | 249.1634 | 198.1115 | 158.227 | 185.2833 | 0 | 0 | 0 | 0 | 148.8278 | 193.8176 | 196.6776 | 199.9873 | 0 | 0 | 0 | 0 | 0 | -6.5017 | -1.5487 | 0 | 0 | 0 | 0 | 0 | 93.0156 | 105.302 | 139.6125 | 109.8403 | 0.4026 | 0.40314 | 0.38075 | 0.37732 | 37.4484 | 42.4519 | 53.1575 | 41.4445
2 | 1 | 9 | 500.4432 | 501.0765 | 504.7509 | 508.6255 | 0 | 0 | 0 | 0 | 193.3026 | 150.1051 | 131.3169 | 142.2546 | 0 | 0 | 0 | 0 | 195.2055 | 328.1278 | 342.5941 | 355.7242 | 0 | 0 | 0 | 0 | 0 | -5.4834 | -4.3169 | 24.8646 | 0 | 0 | 0 | 0 | 111.9351 | 28.3269 | 35.1567 | -14.218 | 0.40979 | 0.40905 | 0.39309 | 0.38587 | 45.8697 | 11.5871 | 13.8196 | -5.4862
2 | 1 | 10 | 506.4409 | 507.1107 | 510.8066 | 514.6419 | 0 | 0 | 0 | 0 | 154.6942 | 113.8454 | 144.6882 | 142.2546 | 0 | 0 | 0 | 0 | 235.1238 | 414.3784 | 442.2605 | 467.2176 | 0 | 0 | 0 | 0 | 0 | -12.927 | -3.7355 | -33.9883 | 0 | 0 | 0 | 0 | 116.6229 | -8.1862 | -72.4065 | -60.8419 | 0.4056 | 0 | 0 | 0 | 47.3028 | 0 | 0 | 0
2 | 1 | 11 | 509.4874 | 510.1841 | 513.6458 | 516.938 | 0 | 0 | 0 | 0 | 144.6819 | 121.9662 | 130.795 | 132.3963 | 0 | 0 | 0 | 0 | 269.3004 | 478.1669 | 513.8158 | 545.5627 | 0 | 0 | 0 | 0 | 0 | -31.4508 | -27.3845 | -28.6005 | 0 | 0 | 0 | 0 | 95.5051 | -58.4981 | -103.5804 | -132.4205 | 0.40256 | 0 | 0 | 0 | 38.4465 | 0 | 0 | 0
2 | 1 | 12 | 507.5108 | 508.4712 | 512.0142 | 515.1374 | 0 | 0 | 0 | 0 | 146.657 | 104.347 | 119.5024 | 100.5924 | 0 | 0 | 0 | 0 | 284.5842 | 510.7113 | 550.2859 | 585.4858 | 0 | 0 | 0 | 0 | 0 | -24.4607 | -27.6523 | -30.9271 | 0 | 0 | 0 | 0 | 76.2695 | -82.1264 | -130.1217 | -140.0138 | 0.3965 | 0 | 0 | 0 | 30.241 | 0 | 0 | 0
2 | 1 | 13 | 501.9893 | 503.9148 | 508.4266 | 512.3241 | 0 | 0 | 0 | 0 | 146.7581 | 104.347 | 120.7455 | 100.5924 | 0 | 0 | 0 | 0 | 287.3859 | 521.6765 | 561.5454 | 596.9847 | 0 | 0 | 0 | 0 | 0 | -24.5025 | -27.6779 | -28.8527 | 0 | 0 | 0 | 0 | 67.8452 | -97.6062 | -146.1864 | -156.4003 | 0.39531 | 0 | 0 | 0 | 26.8199 | 0 | 0 | 0
2 | 1 | 14 | 499.7428 | 502.3517 | 507.6364 | 512.254 | 0 | 0 | 0 | 0 | 160.2009 | 104.347 | 102.3133 | 100.8965 | 0 | 0 | 0 | 0 | 284.0578 | 520.1795 | 559.9249 | 595.3204 | 0 | 0 | 0 | 0 | 0 | -24.5274 | -27.7506 | -28.2 | 0 | 0 | 0 | 0 | 55.4841 | -97.6475 | -126.8512 | -155.7629 | 0.39361 | 0 | 0 | 0 | 21.8392 | 0 | 0 | 0
2 | 1 | 15 | 491.9037 | 495.0665 | 500.9042 | 505.9869 | 0 | 0 | 0 | 0 | 172.556 | 104.347 | 131.0935 | 104.2206 | 0 | 0 | 0 | 0 | 281.0874 | 497.7224 | 531.8639 | 562.2549 | 0 | 0 | 0 | 0 | 0 | -24.6275 | -23.8409 | -22.355 | 0 | 0 | 0 | 0 | 38.2602 | -82.3755 | -138.2123 | -138.1336 | 0.39648 | 0 | 0 | 0 | 15.1695 | 0 | 0 | 0
2 | 1 | 16 | 491.4898 | 496.7903 | 504.9935 | 512.1819 | 0 | 0 | 0 | 0 | 208.8601 | 152.2497 | 131.0977 | 153.7508 | 0 | 0 | 0 | 0 | 260.932 | 428.8608 | 457.0787 | 482.5775 | 0 | 0 | 0 | 0 | 0 | -1.4975 | -1.7062 | 3.8763 | 0 | 0 | 0 | 0 | 21.6978 | -82.8226 | -81.4767 | -128.0227 | 0.40398 | 0 | 0.39996 | 0 | 8.7655 | 0 | -32.5877 | 0
2 | 1 | 17 | 502.1811 | 509.6506 | 520.2537 | 529.5133 | 0 | 0 | 0 | 0 | 264.72 | 152.8517 | 138.1164 | 190.8617 | 0 | 0 | 0 | 0 | 190.5932 | 271.8145 | 281.0595 | 290.1202 | 0 | 0 | 0 | 0 | 0 | -3.1596 | -1.41 | 2.7693 | 0 | 0 | 0 | 0 | 46.8679 | 88.144 | 102.4879 | 45.7622 | 0.4024 | 0.40819 | 0.40418 | 0.39462 | 18.8597 | 35.9794 | 41.4233 | 18.0586
2 | 1 | 18 | 535.762 | 545.4663 | 558.652 | 570.14 | 0 | 0 | 0 | 0 | 276.0943 | 208.4704 | 198.0414 | 218.3192 | 0 | 0 | 0 | 0 | 137.2059 | 156.7492 | 160.7605 | 165.7777 | 0 | 0 | 0 | 0 | 0 | 1.343 | 1.0613 | 13.1905 | 0 | 0 | 0 | 0 | 122.4618 | 178.9036 | 198.7888 | 172.8526 | 0.40342 | 0.39939 | 0.39298 | 0.37664 | 49.403 | 71.4522 | 78.1204 | 65.103
2 | 1 | 19 | 563.2671 | 575.3031 | 591.1419 | 604.9148 | 0 | 0 | 0 | 0 | 292.0387 | 233.8652 | 220.4716 | 225.4502 | 0 | 0 | 0 | 0 | 131.1028 | 150.6059 | 155.1596 | 160.6903 | 0 | 0 | 0 | 0 | 0 | -0.66874 | 30.6617 | 25.9585 | 0 | 0 | 0 | 0 | 140.1257 | 191.5008 | 184.849 | 192.8158 | 0.41293 | 0.40451 | 0.39736 | 0.38359 | 57.8618 | 77.4638 | 73.4514 | 73.9623
2 | 1 | 20 | 556.786 | 568.7109 | 584.3054 | 597.7525 | 0 | 0 | 0 | 0 | 317.7837 | 245.6093 | 229.3071 | 237.3079 | 0 | 0 | 0 | 0 | 123.9516 | 148.9163 | 152.8771 | 157.8245 | 0 | 0 | 0 | 0 | 0 | 9.6026 | 3.511 | 34.741 | 0 | 0 | 0 | 0 | 115.0507 | 164.5826 | 198.6102 | 167.879 | 0.4122 | 0.4033 | 0.397 | 0.38296 | 47.4241 | 66.3754 | 78.8473 | 64.2917
2 | 1 | 21 | 540.8814 | 552.7392 | 568.0867 | 581.2024 | 0 | 0 | 0 | 0 | 300.9768 | 247.793 | 236.5601 | 274.6582 | 0 | 0 | 0 | 0 | 130.3442 | 143.5895 | 149.8434 | 156.9944 | 0 | 0 | 0 | 0 | 0 | 0 | 7.1763 | 9.4 | 0 | 0 | 0 | 0 | 109.5604 | 161.3567 | 174.5069 | 140.1497 | 0.40612 | 0.40218 | 0.39602 | 0.38156 | 44.4946 | 64.8938 | 69.1078 | 53.476
2 | 1 | 22 | 508.6734 | 519.9871 | 534.5625 | 546.9785 | 0 | 0 | 0 | 0 | 276.4119 | 259.7226 | 240.1353 | 275.5673 | 0 | 0 | 0 | 0 | 101.4108 | 134.2001 | 136.7584 | 140.3232 | 0 | 0 | 0 | 0 | 0 | 0 | 1.708 | 9.4 | 0 | 0 | 0 | 0 | 130.8507 | 126.0645 | 155.9608 | 121.6879 | 0.41109 | 0.39872 | 0.39241 | 0.37595 | 53.7919 | 50.2642 | 61.2008 | 45.7484
2 | 1 | 23 | 465.1937 | 476.0535 | 489.9186 | 501.7117 | 0 | 0 | 0 | 0 | 267.9753 | 216.149 | 233.9487 | 266.0115 | 0 | 0 | 0 | 0 | 74.5138 | 116.5712 | 115.1078 | 114.7808 | 0 | 0 | 0 | 0 | 0 | 30.7458 | 7.8144 | 3.6383 | 0 | 0 | 0 | 0 | 122.7046 | 112.5875 | 133.0477 | 117.2811 | 0.41371 | 0.39663 | 0.38604 | 0.36606 | 50.7642 | 44.6551 | 51.3613 | 42.9316
2 | 1 | 24 | 421.3737 | 430.0547 | 441.2818 | 450.7158 | 0 | 0 | 0 | 0 | 245.8003 | 215.3225 | 270.383 | 244.5472 | 0 | 0 | 0 | 0 | 57.5585 | 105.9134 | 101.9927 | 99.2844 | 0 | 0 | 0 | 0 | 0 | 1.9362 | 14.0514 | 1.7182 | 0 | 0 | 0 | 0 | 118.0149 | 106.8826 | 54.8547 | 105.166 | 0.40639 | 0.39199 | 0.37547 | 0.36382 | 47.9599 | 41.8966 | 20.5962 | 38.2617
2 | 2 | 1 | 389.1431 | 395.3044 | 403.5376 | 410.2534 | 0 | 0 | 0 | 0 | 165.9742 | 236.2172 | 243.0752 | 172.6739 | 0 | 0 | 0 | 0 | 50.8307 | 91.8086 | 87.1626 | 83.7444 | 0 | 0 | 0 | 0 | 0 | 6.1492 | 7.8144 | -1.4295 | 0 | 0 | 0 | 0 | 172.3382 | 61.1294 | 65.4854 | 155.2645 | 0.40941 | 0.38749 | 0.36569 | 0.36737 | 70.5563 | 23.6869 | 23.947 | 57.0392
2 | 2 | 2 | 372.9739 | 377.1837 | 383.2061 | 387.9905 | 0 | 0 | 0 | 0 | 138.951 | 187.676 | 192.6152 | 166.1979 | 0 | 0 | 0 | 0 | 51.7955 | 81.2326 | 76.3736 | 72.7626 | 0 | 0 | 0 | 0 | 0 | 0 | 0 | -2.3819 | 0 | 0 | 0 | 0 | 182.2274 | 108.275 | 114.2173 | 151.4119 | 0.40877 | 0.38552 | 0.36832 | 0.36522 | 74.4892 | 41.7427 | 42.0685 | 55.298
2 | 2 | 3 | 363.4359 | 365.8943 | 369.9648 | 373.0537 | 0 | 0 | 0 | 0 | 127.7191 | 184.1317 | 166.2271 | 147.8666 | 0 | 0 | 0 | 0 | 51.6675 | 68.2281 | 63.3843 | 59.7878 | 0 | 0 | 0 | 0 | 0 | 1.5908 | -3.2847 | -3.5926 | 0 | 0 | 0 | 0 | 184.0492 | 111.9437 | 143.6381 | 168.9919 | 0.40833 | 0.3849 | 0.36884 | 0.36626 | 75.1534 | 43.0869 | 52.9797 | 61.8956
2 | 2 | 4 | 362.2847 | 363.4101 | 366.0044 | 367.7864 | 0 | 0 | 0 | 0 | 131.7406 | 204.0171 | 161.3987 | 121.1706 | 0 | 0 | 0 | 0 | 50.8657 | 57.7072 | 52.9606 | 49.4555 | 0 | 0 | 0 | 0 | 0 | 26.9364 | 1.7449 | -6.436 | 0 | 0 | 0 | 0 | 179.6785 | 74.7495 | 149.9003 | 203.5963 | 0.40772 | 0.37892 | 0.36678 | 0.36631 | 73.2578 | 28.3241 | 54.9811 | 74.5786
2 | 2 | 5 | 373.7808 | 373.6301 | 374.8635 | 375.4286 | 0 | 0 | 0 | 0 | 145.4779 | 248.6986 | 232.5955 | 135.813 | 0 | 0 | 0 | 0 | 50.616 | 54.1901 | 49.4691 | 45.9916 | 0 | 0 | 0 | 0 | 0 | 1.6457 | 0 | -5.6957 | 0 | 0 | 0 | 0 | 177.6868 | 69.0956 | 92.7989 | 199.3196 | 0.409 | 0.38297 | 0.36528 | 0.36514 | 72.6742 | 26.4618 | 33.8974 | 72.7805
2 | 2 | 6 | 407.3882 | 406.2885 | 406.6659 | 406.5033 | 0 | 0 | 0 | 0 | 220.2806 | 202.0231 | 198.1348 | 210.9612 | 0 | 0 | 0 | 0 | 48.6523 | 45.1733 | 40.6942 | 37.441 | 0 | 0 | 0 | 0 | 0 | 23.6087 | 15.7842 | 0 | 0 | 0 | 0 | 0 | 138.4553 | 135.4835 | 152.0527 | 158.1012 | 0.4104 | 0.38709 | 0.36491 | 0.36382 | 56.8221 | 52.4449 | 55.4861 | 57.5207
2 | 2 | 7 | 459.7481 | 458.9072 | 459.9917 | 460.6547 | 0 | 0 | 0 | 0 | 252.3648 | 222.0496 | 201.3581 | 209.6332 | 0 | 0 | 0 | 0 | 59.0921 | 66.7514 | 61.155 | 56.768 | 0 | 0 | 0 | 0 | 0 | 15.3634 | 15.273 | 9.6714 | 0 | 0 | 0 | 0 | 148.2912 | 154.7428 | 182.2055 | 184.5822 | 0.40901 | 0.39641 | 0.37719 | 0.36382 | 60.6523 | 61.3416 | 68.7254 | 67.1551
2 | 2 | 8 | 490.9714 | 490.6928 | 492.9305 | 495.0718 | 0 | 0 | 0 | 0 | 249.1634 | 198.1115 | 158.227 | 185.2833 | 0 | 0 | 0 | 0 | 99.8281 | 110.01 | 112.9133 | 116.1414 | 0 | 0 | 0 | 0 | 0 | -6.5017 | -1.5487 | 0 | 0 | 0 | 0 | 0 | 141.98 | 189.073 | 223.3389 | 193.6471 | 0.4026 | 0.40314 | 0.38075 | 0.37732 | 57.1616 | 76.2236 | 85.0364 | 73.0662
2 | 2 | 9 | 499.3816 | 499.9804 | 503.6125 | 507.4507 | 0 | 0 | 0 | 0 | 193.3026 | 150.1051 | 131.3169 | 142.2546 | 0 | 0 | 0 | 0 | 181.0389 | 261.2956 | 282.4173 | 301.6865 | 0 | 0 | 0 | 0 | 0 | -5.4834 | -4.3169 | 24.8646 | 0 | 0 | 0 | 0 | 125.0401 | 94.0631 | 94.1952 | 38.6451 | 0.40979 | 0.40905 | 0.39309 | 0.38587 | 51.2399 | 38.4763 | 37.0267 | 14.9118
2 | 2 | 10 | 501.9822 | 502.5073 | 506.0257 | 509.708 | 0 | 0 | 0 | 0 | 154.6942 | 113.8454 | 144.6882 | 142.2546 | 0 | 0 | 0 | 0 | 244.2088 | 391.5852 | 427.0066 | 458.7629 | 0 | 0 | 0 | 0 | 0 | -12.927 | -3.7355 | -33.9883 | 0 | 0 | 0 | 0 | 103.0792 | 10.0037 | -61.9336 | -57.3211 | 0.4056 | 0 | 0 | 0 | 41.8094 | 0 | 0 | 0
2 | 2 | 11 | 502.1092 | 502.5667 | 505.7346 | 508.7736 | 0 | 0 | 0 | 0 | 144.6819 | 121.9662 | 130.795 | 132.3963 | 0 | 0 | 0 | 0 | 265.2877 | 434.9968 | 483.0539 | 526.2006 | 0 | 0 | 0 | 0 | 0 | -31.4508 | -27.3845 | -28.6005 | 0 | 0 | 0 | 0 | 92.1397 | -22.9455 | -80.7298 | -121.2228 | 0.40256 | 0 | 0 | 0 | 37.0916 | 0 | 0 | 0
2 | 2 | 12 | 498.8056 | 499.4837 | 502.6801 | 505.5046 | 0 | 0 | 0 | 0 | 146.657 | 104.347 | 119.5024 | 100.5924 | 0 | 0 | 0 | 0 | 280.9947 | 471.6384 | 527.2647 | 577.1901 | 0 | 0 | 0 | 0 | 0 | -24.4607 | -27.6523 | -30.9271 | 0 | 0 | 0 | 0 | 71.1538 | -52.041 | -116.4347 | -141.3508 | 0.3965 | 0 | 0 | 0 | 28.2126 | 0 | 0 | 0
2 | 2 | 13 | 489.7276 | 491.2555 | 495.2791 | 498.7559 | 0 | 0 | 0 | 0 | 146.7581 | 104.347 | 120.7455 | 100.5924 | 0 | 0 | 0 | 0 | 293.4069 | 499.2236 | 559.0094 | 612.6208 | 0 | 0 | 0 | 0 | 0 | -24.5025 | -27.6779 | -28.8527 | 0 | 0 | 0 | 0 | 49.5626 | -87.8126 | -156.7979 | -185.6047 | 0.39531 | 0 | 0 | 0 | 19.5926 | 0 | 0 | 0
2 | 2 | 14 | 485.4641 | 487.6099 | 492.3261 | 496.4538 | 0 | 0 | 0 | 0 | 160.2009 | 104.347 | 102.3133 | 100.8965 | 0 | 0 | 0 | 0 | 273.2377 | 466.2444 | 524.4526 | 576.8065 | 0 | 0 | 0 | 0 | 0 | -24.5274 | -27.7506 | -28.2 | 0 | 0 | 0 | 0 | 52.0255 | -58.4541 | -106.6891 | -153.0492 | 0.39361 | 0 | 0 | 0 | 20.4779 | 0 | 0 | 0
2 | 2 | 15 | 475.3248 | 477.9501 | 483.1275 | 487.6414 | 0 | 0 | 0 | 0 | 172.556 | 104.347 | 131.0935 | 104.2206 | 0 | 0 | 0 | 0 | 259.6823 | 458.1918 | 504.8687 | 546.7078 | 0 | 0 | 0 | 0 | 0 | -24.6275 | -23.8409 | -22.355 | 0 | 0 | 0 | 0 | 43.0865 | -59.9613 | -128.9938 | -140.932 | 0.39648 | 0 | 0 | 0 | 17.0831 | 0 | 0 | 0
2 | 2 | 16 | 469.019 | 473.5909 | 480.8992 | 487.3167 | 0 | 0 | 0 | 0 | 208.8601 | 152.2497 | 131.0977 | 153.7508 | 0 | 0 | 0 | 0 | 209.517 | 373.5796 | 405.1233 | 433.5118 | 0 | 0 | 0 | 0 | 0 | -1.4975 | -1.7062 | 3.8763 | 0 | 0 | 0 | 0 | 50.642 | -50.7409 | -53.6156 | -103.8223 | 0.40398 | 0 | 0.39996 | 0 | 20.4585 | 0 | -21.4442 | 0
2 | 2 | 17 | 471.4297 | 477.902 | 487.2806 | 495.4851 | 0 | 0 | 0 | 0 | 264.72 | 152.8517 | 138.1164 | 190.8617 | 0 | 0 | 0 | 0 | 107.3306 | 204.9189 | 210.7225 | 216.3227 | 0 | 0 | 0 | 0 | 0 | -3.1596 | -1.41 | 2.7693 | 0 | 0 | 0 | 0 | 99.3791 | 123.291 | 139.8518 | 85.5314 | 0.4024 | 0.40819 | 0.40418 | 0.39462 | 39.9902 | 50.326 | 56.525 | 33.7522
2 | 2 | 18 | 509.7171 | 518.5768 | 530.7254 | 541.3198 | 0 | 0 | 0 | 0 | 276.0943 | 208.4704 | 198.0414 | 218.3192 | 0 | 0 | 0 | 0 | 45.0958 | 110.9896 | 107.3646 | 104.8206 | 0 | 0 | 0 | 0 | 0 | 1.343 | 1.0613 | 13.1905 | 0 | 0 | 0 | 0 | 188.5271 | 197.7738 | 224.2581 | 204.9895 | 0.40342 | 0.39939 | 0.39298 | 0.37664 | 76.0548 | 78.9888 | 88.1293 | 77.207
2 | 2 | 19 | 538.9916 | 550.2404 | 565.1125 | 578.0525 | 0 | 0 | 0 | 0 | 292.0387 | 233.8652 | 220.4716 | 225.4502 | 0 | 0 | 0 | 0 | 44.6677 | 114.4831 | 110.5944 | 107.8119 | 0 | 0 | 0 | 0 | 0 | -0.66874 | 30.6617 | 25.9585 | 0 | 0 | 0 | 0 | 202.2852 | 202.5608 | 203.3848 | 218.8318 | 0.41293 | 0.40451 | 0.39736 | 0.38359 | 83.5291 | 81.9377 | 80.8167 | 83.9418
2 | 2 | 20 | 526.2469 | 537.1816 | 551.56 | 563.9592 | 0 | 0 | 0 | 0 | 317.7837 | 245.6093 | 229.3071 | 237.3079 | 0 | 0 | 0 | 0 | 46.6259 | 122.8091 | 118.6868 | 115.6819 | 0 | 0 | 0 | 0 | 0 | 9.6026 | 3.511 | 34.741 | 0 | 0 | 0 | 0 | 161.8373 | 159.1605 | 200.0551 | 176.2284 | 0.4122 | 0.4033 | 0.397 | 0.38296 | 66.7096 | 64.1887 | 79.4209 | 67.4892
2 | 2 | 21 | 510.997 | 521.8857 | 536.0432 | 548.1335 | 0 | 0 | 0 | 0 | 300.9768 | 247.793 | 236.5601 | 274.6582 | 0 | 0 | 0 | 0 | 50.8146 | 128.0423 | 123.4189 | 119.9381 | 0 | 0 | 0 | 0 | 0 | 0 | 7.1763 | 9.4 | 0 | 0 | 0 | 0 | 159.2056 | 146.0504 | 168.8879 | 144.1372 | 0.40612 | 0.40218 | 0.39602 | 0.38156 | 64.6565 | 58.738 | 66.8825 | 54.9974
2 | 2 | 22 | 490.9799 | 501.7198 | 515.5906 | 527.3995 | 0 | 0 | 0 | 0 | 276.4119 | 259.7226 | 240.1353 | 275.5673 | 0 | 0 | 0 | 0 | 56.8188 | 133.8773 | 128.5367 | 124.3737 | 0 | 0 | 0 | 0 | 0 | 0 | 1.708 | 9.4 | 0 | 0 | 0 | 0 | 157.7492 | 108.1199 | 145.2106 | 118.0584 | 0.41109 | 0.39872 | 0.39241 | 0.37595 | 64.8497 | 43.1094 | 56.9823 | 44.3839
2 | 2 | 23 | 459.8679 | 470.555 | 484.2081 | 495.8185 | 0 | 0 | 0 | 0 | 267.9753 | 216.149 | 233.9487 | 266.0115 | 0 | 0 | 0 | 0 | 66.3572 | 135.4207 | 128.9442 | 123.7003 | 0 | 0 | 0 | 0 | 0 | 30.7458 | 7.8144 | 3.6383 | 0 | 0 | 0 | 0 | 125.5355 | 88.2395 | 113.5008 | 102.4683 | 0.41371 | 0.39663 | 0.38604 | 0.36606 | 51.9354 | 34.9981 | 43.8155 | 37.5093
2 | 2 | 24 | 424.0985 | 432.8678 | 444.2034 | 453.7309 | 0 | 0 | 0 | 0 | 245.8003 | 215.3225 | 270.383 | 244.5472 | 0 | 0 | 0 | 0 | 78.4319 | 141.2142 | 133.3706 | 126.8241 | 0 | 0 | 0 | 0 | 0 | 1.9362 | 14.0514 | 1.7182 | 0 | 0 | 0 | 0 | 99.8662 | 74.395 | 26.3984 | 80.6414 | 0.40639 | 0.39199 | 0.37547 | 0.36382 | 40.5845 | 29.1619 | 9.9118 | 29.3391
2 | 3 | 1 | 392.0625 | 398.3185 | 406.668 | 413.4839 | 0 | 0 | 0 | 0 | 165.9742 | 236.2172 | 243.0752 | 172.6739 | 0 | 0 | 0 | 0 | 89.0188 | 149.9554 | 141.3536 | 134.0842 | 0 | 0 | 0 | 0 | 0 | 6.1492 | 7.8144 | -1.4295 | 0 | 0 | 0 | 0 | 137.0696 | 5.9967 | 14.4247 | 108.1553 | 0.40941 | 0.38749 | 0.36569 | 0.36737 | 56.1171 | 2.3237 | 5.2749 | 39.7328
2 | 3 | 2 | 372.7969 | 377.001 | 383.0164 | 387.7947 | 0 | 0 | 0 | 0 | 138.951 | 187.676 | 192.6152 | 166.1979 | 0 | 0 | 0 | 0 | 95.0334 | 158.4577 | 149.3599 | 141.6174 | 0 | 0 | 0 | 0 | 0 | 0 | 0 | -2.3819 | 0 | 0 | 0 | 0 | 138.8126 | 30.8673 | 41.0412 | 82.3613 | 0.40877 | 0.38552 | 0.36832 | 0.36522 | 56.7425 | 11.9001 | 15.1163 | 30.0797
2 | 3 | 3 | 362.9051 | 365.3462 | 369.3956 | 372.4664 | 0 | 0 | 0 | 0 | 127.7191 | 184.1317 | 166.2271 | 147.8666 | 0 | 0 | 0 | 0 | 99.875 | 160.0481 | 150.4096 | 142.1541 | 0 | 0 | 0 | 0 | 0 | 1.5908 | -3.2847 | -3.5926 | 0 | 0 | 0 | 0 | 135.3109 | 19.5756 | 56.0436 | 86.0383 | 0.40833 | 0.3849 | 0.36884 | 0.36626 | 55.2519 | 7.5346 | 20.6712 | 31.5127
2 | 3 | 4 | 358.3568 | 359.3548 | 361.7927 | 363.4399 | 0 | 0 | 0 | 0 | 131.7406 | 204.0171 | 161.3987 | 121.1706 | 0 | 0 | 0 | 0 | 104.1631 | 159.8096 | 150.0161 | 141.6193 | 0 | 0 | 0 | 0 | 0 | 26.9364 | 1.7449 | -6.436 | 0 | 0 | 0 | 0 | 122.453 | -31.4084 | 48.6331 | 107.086 | 0.40772 | 0.37892 | 0.36678 | 0.36631 | 49.9261 | -11.9013 | 17.8379 | 39.2263
2 | 3 | 5 | 361.5191 | 360.9708 | 361.716 | 361.8603 | 0 | 0 | 0 | 0 | 145.4779 | 248.6986 | 232.5955 | 135.813 | 0 | 0 | 0 | 0 | 107.464 | 165.7652 | 155.8915 | 147.4263 | 0 | 0 | 0 | 0 | 0 | 1.6457 | 0 | -5.6957 | 0 | 0 | 0 | 0 | 108.5772 | -55.1387 | -26.7709 | 84.3167 | 0.409 | 0.38297 | 0.36528 | 0.36514 | 44.4083 | -21.1167 | -9.7788 | 30.7878
2 | 3 | 6 | 373.6467 | 371.4528 | 370.4865 | 369.1662 | 0 | 0 | 0 | 0 | 220.2806 | 202.0231 | 198.1348 | 210.9612 | 0 | 0 | 0 | 0 | 110.1016 | 169.2835 | 159.1867 | 150.5138 | 0 | 0 | 0 | 0 | 0 | 23.6087 | 15.7842 | 0 | 0 | 0 | 0 | 0 | 43.2645 | -23.4625 | -2.6191 | 7.6913 | 0.4104 | 0.38709 | 0.36491 | 0.36382 | 17.7558 | -9.0822 | -0.95576 | 2.7983
2 | 3 | 7 | 390.4248 | 387.3359 | 385.6599 | 383.9444 | 0 | 0 | 0 | 0 | 252.3648 | 222.0496 | 201.3581 | 209.6332 | 0 | 0 | 0 | 0 | 122.7442 | 177.3177 | 166.1383 | 156.3847 | 0 | 0 | 0 | 0 | 0 | 15.3634 | 15.273 | 9.6714 | 0 | 0 | 0 | 0 | 15.3158 | -27.3948 | 2.8904 | 8.2551 | 0.40901 | 0.39641 | 0.37719 | 0.36382 | 6.2643 | -10.8596 | 1.0902 | 3.0034
2 | 3 | 8 | 397.6734 | 394.3693 | 392.8919 | 391.8319 | 0 | 0 | 0 | 0 | 249.1634 | 198.1115 | 158.227 | 185.2833 | 0 | 0 | 0 | 0 | 183.349 | 256.009 | 252.1486 | 248.7842 | 0 | 0 | 0 | 0 | 0 | -6.5017 | -1.5487 | 0 | 0 | 0 | 0 | 0 | -34.839 | -53.2495 | -15.935 | -42.2356 | 0.4026 | 0.40314 | 0.38075 | 0.37732 | -14.0263 | -21.4672 | -6.0673 | -15.9362
2 | 3 | 9 | 424.9803 | 423.1664 | 423.8359 | 425.1212 | 0 | 0 | 0 | 0 | 193.3026 | 150.1051 | 131.3169 | 142.2546 | 0 | 0 | 0 | 0 | 274.2139 | 401.1975 | 417.7586 | 432.3284 | 0 | 0 | 0 | 0 | 0 | -5.4834 | -4.3169 | 24.8646 | 0 | 0 | 0 | 0 | -42.5362 | -122.6528 | -120.9228 | -174.3263 | 0.40979 | 0.40905 | 0.39309 | 0.38587 | -17.4308 | -50.1708 | -47.533 | -67.2665
2 | 3 | 10 | 430.7657 | 428.9814 | 429.664 | 430.9028 | 0 | 0 | 0 | 0 | 154.6942 | 113.8454 | 144.6882 | 142.2546 | 0 | 0 | 0 | 0 | 311.1319 | 462.2499 | 496.8929 | 527.577 | 0 | 0 | 0 | 0 | 0 | -12.927 | -3.7355 | -33.9883 | 0 | 0 | 0 | 0 | -35.0604 | -134.1869 | -208.1816 | -204.9405 | 0.4056 | 0 | 0 | 0 | -14.2207 | 0 | 0 | 0
2 | 3 | 11 | 433.7945 | 432.0366 | 432.4842 | 433.1792 | 0 | 0 | 0 | 0 | 144.6819 | 121.9662 | 130.795 | 132.3963 | 0 | 0 | 0 | 0 | 329.7494 | 498.8916 | 546.0091 | 587.9171 | 0 | 0 | 0 | 0 | 0 | -31.4508 | -27.3845 | -28.6005 | 0 | 0 | 0 | 0 | -40.6369 | -157.3704 | -216.9354 | -258.5336 | 0.40256 | 0 | 0 | 0 | -16.3587 | 0 | 0 | 0
2 | 3 | 12 | 429.8361 | 428.2777 | 428.7278 | 429.1858 | 0 | 0 | 0 | 0 | 146.657 | 104.347 | 119.5024 | 100.5924 | 0 | 0 | 0 | 0 | 328.8434 | 493.7645 | 547.7507 | 595.9725 | 0 | 0 | 0 | 0 | 0 | -24.4607 | -27.6523 | -30.9271 | 0 | 0 | 0 | 0 | -45.6643 | -145.3731 | -210.873 | -236.452 | 0.3965 | 0 | 0 | 0 | -18.106 | 0 | 0 | 0
2 | 3 | 13 | 423.253 | 422.6253 | 424.0018 | 425.1978 | 0 | 0 | 0 | 0 | 146.7581 | 104.347 | 120.7455 | 100.5924 | 0 | 0 | 0 | 0 | 309.1021 | 467.2213 | 524.753 | 576.4039 | 0 | 0 | 0 | 0 | 0 | -24.5025 | -27.6779 | -28.8527 | 0 | 0 | 0 | 0 | -32.6072 | -124.4406 | -193.8189 | -222.9459 | 0.39531 | 0 | 0 | 0 | -12.89 | 0 | 0 | 0
2 | 3 | 14 | 415.8754 | 415.7646 | 417.7098 | 419.4498 | 0 | 0 | 0 | 0 | 160.2009 | 104.347 | 102.3133 | 100.8965 | 0 | 0 | 0 | 0 | 293.8737 | 459.1586 | 514.7291 | 564.6559 | 0 | 0 | 0 | 0 | 0 | -24.5274 | -27.7506 | -28.2 | 0 | 0 | 0 | 0 | -38.1992 | -123.2136 | -171.582 | -217.9026 | 0.39361 | 0 | 0 | 0 | -15.0357 | 0 | 0 | 0
2 | 3 | 15 | 409.788 | 410.288 | 412.8558 | 415.121 | 0 | 0 | 0 | 0 | 172.556 | 104.347 | 131.0935 | 104.2206 | 0 | 0 | 0 | 0 | 255.5063 | 397.672 | 445.7218 | 489.0693 | 0 | 0 | 0 | 0 | 0 | -24.6275 | -23.8409 | -22.355 | 0 | 0 | 0 | 0 | -18.2744 | -67.1036 | -140.1186 | -155.8139 | 0.39648 | 0 | 0 | 0 | -7.2455 | 0 | 0 | 0
2 | 3 | 16 | 406.8616 | 409.4178 | 414.251 | 418.5358 | 0 | 0 | 0 | 0 | 208.8601 | 152.2497 | 131.0977 | 153.7508 | 0 | 0 | 0 | 0 | 202.2207 | 321.106 | 356.1029 | 387.9397 | 0 | 0 | 0 | 0 | 0 | -1.4975 | -1.7062 | 3.8763 | 0 | 0 | 0 | 0 | -4.2191 | -62.4403 | -71.2433 | -127.031 | 0.40398 | 0 | 0.39996 | 0 | -1.7045 | 0 | -28.4947 | 0
2 | 3 | 17 | 413.0764 | 417.6564 | 424.7114 | 430.9137 | 0 | 0 | 0 | 0 | 264.72 | 152.8517 | 138.1164 | 190.8617 | 0 | 0 | 0 | 0 | 134.7072 | 231.2616 | 236.1771 | 240.8632 | 0 | 0 | 0 | 0 | 0 | -3.1596 | -1.41 | 2.7693 | 0 | 0 | 0 | 0 | 13.6493 | 36.7027 | 51.8279 | -3.5805 | 0.4024 | 0.40819 | 0.40418 | 0.39462 | 5.4925 | 14.9816 | 20.9477 | -1.4129
2 | 3 | 18 | 451.6292 | 458.6052 | 468.4408 | 477.0421 | 0 | 0 | 0 | 0 | 276.0943 | 208.4704 | 198.0414 | 218.3192 | 0 | 0 | 0 | 0 | 77.712 | 133.9832 | 127.24 | 121.7332 | 0 | 0 | 0 | 0 | 0 | 1.343 | 1.0613 | 13.1905 | 0 | 0 | 0 | 0 | 97.8229 | 114.8086 | 142.0981 | 123.7991 | 0.40342 | 0.39939 | 0.39298 | 0.37664 | 39.4633 | 45.8534 | 55.8419 | 46.6275
2 | 3 | 19 | 496.5271 | 506.3988 | 519.58 | 531.063 | 0 | 0 | 0 | 0 | 292.0387 | 233.8652 | 220.4716 | 225.4502 | 0 | 0 | 0 | 0 | 83.4635 | 127.5948 | 119.8237 | 113.3615 | 0 | 0 | 0 | 0 | 0 | -0.66874 | 30.6617 | 25.9585 | 0 | 0 | 0 | 0 | 121.0249 | 145.6076 | 148.623 | 166.2928 | 0.41293 | 0.40451 | 0.39736 | 0.38359 | 49.9745 | 58.8996 | 59.0566 | 63.7883
2 | 3 | 20 | 488.7012 | 498.4184 | 511.3017 | 522.4127 | 0 | 0 | 0 | 0 | 317.7837 | 245.6093 | 229.3071 | 237.3079 | 0 | 0 | 0 | 0 | 89.2534 | 114.5496 | 106.1195 | 99.0409 | 0 | 0 | 0 | 0 | 0 | 9.6026 | 3.511 | 34.741 | 0 | 0 | 0 | 0 | 81.6641 | 128.6567 | 172.3641 | 151.3229 | 0.4122 | 0.4033 | 0.397 | 0.38296 | 33.6621 | 51.8867 | 68.4277 | 57.9513
2 | 3 | 21 | 476.1761 | 485.9356 | 498.7066 | 509.6022 | 0 | 0 | 0 | 0 | 300.9768 | 247.793 | 236.5601 | 274.6582 | 0 | 0 | 0 | 0 | 90.4069 | 114.1999 | 105.3603 | 97.9116 | 0 | 0 | 0 | 0 | 0 | 0 | 7.1763 | 9.4 | 0 | 0 | 0 | 0 | 84.7924 | 123.9427 | 149.6099 | 127.6323 | 0.40612 | 0.40218 | 0.39602 | 0.38156 | 34.4359 | 49.8468 | 59.2481 | 48.6998
2 | 3 | 22 | 459.8923 | 469.6241 | 482.257 | 492.9993 | 0 | 0 | 0 | 0 | 276.4119 | 259.7226 | 240.1353 | 275.5673 | 0 | 0 | 0 | 0 | 89.5224 | 119.2681 | 110.2955 | 102.7505 | 0 | 0 | 0 | 0 | 0 | 0 | 1.708 | 9.4 | 0 | 0 | 0 | 0 | 93.958 | 90.6335 | 130.1183 | 105.2815 | 0.41109 | 0.39872 | 0.39241 | 0.37595 | 38.6255 | 36.1372 | 51.0599 | 39.5804
2 | 3 | 23 | 431.8767 | 441.6562 | 454.1946 | 464.8446 | 0 | 0 | 0 | 0 | 267.9753 | 216.149 | 233.9487 | 266.0115 | 0 | 0 | 0 | 0 | 90.4731 | 126.3383 | 116.8734 | 108.8885 | 0 | 0 | 0 | 0 | 0 | 30.7458 | 7.8144 | 3.6383 | 0 | 0 | 0 | 0 | 73.4284 | 68.423 | 95.5581 | 86.3063 | 0.41371 | 0.39663 | 0.38604 | 0.36606 | 30.3781 | 27.1384 | 36.8889 | 31.5931
2 | 3 | 24 | 400.9907 | 409.0107 | 419.4262 | 428.1608 | 0 | 0 | 0 | 0 | 245.8003 | 215.3225 | 270.383 | 244.5472 | 0 | 0 | 0 | 0 | 96.1114 | 136.3348 | 126.1389 | 117.4869 | 0 | 0 | 0 | 0 | 0 | 1.9362 | 14.0514 | 1.7182 | 0 | 0 | 0 | 0 | 59.0789 | 55.4173 | 8.8529 | 64.4085 | 0.40639 | 0.39199 | 0.37547 | 0.36382 | 24.009 | 21.7229 | 3.324 | 23.4332
2 | 4 | 1 | 375.6606 | 381.3847 | 389.0811 | 395.3342 | 0 | 0 | 0 | 0 | 165.9742 | 236.2172 | 243.0752 | 172.6739 | 0 | 0 | 0 | 0 | 100.5326 | 142.5982 | 131.8287 | 122.6673 | 0 | 0 | 0 | 0 | 0 | 6.1492 | 7.8144 | -1.4295 | 0 | 0 | 0 | 0 | 109.1538 | -3.5799 | 6.3627 | 101.4226 | 0.40941 | 0.38749 | 0.36569 | 0.36737 | 44.6882 | -1.3872 | 2.3268 | 37.2594
2 | 4 | 2 | 359.4737 | 363.2457 | 368.7306 | 373.0517 | 0 | 0 | 0 | 0 | 138.951 | 187.676 | 192.6152 | 166.1979 | 0 | 0 | 0 | 0 | 102.7724 | 144.7584 | 133.7005 | 124.2813 | 0 | 0 | 0 | 0 | 0 | 0 | 0 | -2.3819 | 0 | 0 | 0 | 0 | 117.7503 | 30.8113 | 42.4149 | 84.9545 | 0.40877 | 0.38552 | 0.36832 | 0.36522 | 48.1329 | 11.8785 | 15.6223 | 31.0267
2 | 4 | 3 | 346.2024 | 348.1019 | 351.4862 | 353.9838 | 0 | 0 | 0 | 0 | 127.7191 | 184.1317 | 166.2271 | 147.8666 | 0 | 0 | 0 | 0 | 99.8287 | 143.6353 | 132.9194 | 123.8331 | 0 | 0 | 0 | 0 | 0 | 1.5908 | -3.2847 | -3.5926 | 0 | 0 | 0 | 0 | 118.6546 | 18.7441 | 55.6244 | 85.8767 | 0.40833 | 0.3849 | 0.36884 | 0.36626 | 48.4506 | 7.2146 | 20.5166 | 31.4536
2 | 4 | 4 | 341.9725 | 342.4393 | 344.2247 | 345.3098 | 0 | 0 | 0 | 0 | 131.7406 | 204.0171 | 161.3987 | 121.1706 | 0 | 0 | 0 | 0 | 93.1856 | 138.7477 | 128.8367 | 120.5069 | 0 | 0 | 0 | 0 | 0 | 26.9364 | 1.7449 | -6.436 | 0 | 0 | 0 | 0 | 117.0463 | -27.2619 | 52.2445 | 110.0683 | 0.40772 | 0.37892 | 0.36678 | 0.36631 | 47.7217 | -10.3301 | 19.1625 | 40.3187
2 | 4 | 5 | 342.6578 | 341.4979 | 341.492 | 340.9892 | 0 | 0 | 0 | 0 | 145.4779 | 248.6986 | 232.5955 | 135.813 | 0 | 0 | 0 | 0 | 86.6247 | 131.6388 | 122.5065 | 114.9212 | 0 | 0 | 0 | 0 | 0 | 1.6457 | 0 | -5.6957 | 0 | 0 | 0 | 0 | 110.5552 | -40.4853 | -13.61 | 95.9507 | 0.409 | 0.38297 | 0.36528 | 0.36514 | 45.2173 | -15.5048 | -4.9714 | 35.0359
2 | 4 | 6 | 350.8397 | 347.9062 | 346.0318 | 343.9289 | 0 | 0 | 0 | 0 | 220.2806 | 202.0231 | 198.1348 | 210.9612 | 0 | 0 | 0 | 0 | 80.4289 | 123.3421 | 114.9309 | 108.0464 | 0 | 0 | 0 | 0 | 0 | 23.6087 | 15.7842 | 0 | 0 | 0 | 0 | 0 | 50.1302 | -1.0677 | 17.1819 | 24.9214 | 0.4104 | 0.38709 | 0.36491 | 0.36382 | 20.5734 | -0.4133 | 6.2699 | 9.0669
2 | 4 | 7 | 361.779 | 357.7612 | 354.9445 | 352.246 | 0 | 0 | 0 | 0 | 252.3648 | 222.0496 | 201.3581 | 209.6332 | 0 | 0 | 0 | 0 | 89.2009 | 122.6745 | 113.3514 | 105.5468 | 0 | 0 | 0 | 0 | 0 | 15.3634 | 15.273 | 9.6714 | 0 | 0 | 0 | 0 | 20.2133 | -2.3263 | 24.9619 | 27.3947 | 0.40901 | 0.39641 | 0.37719 | 0.36382 | 8.2674 | -0.92217 | 9.4153 | 9.9668
2 | 4 | 8 | 369.2399 | 365.0137 | 362.4041 | 360.3685 | 0 | 0 | 0 | 0 | 249.1634 | 198.1115 | 158.227 | 185.2833 | 0 | 0 | 0 | 0 | 138.5844 | 182.5198 | 181.3514 | 180.7377 | 0 | 0 | 0 | 0 | 0 | -6.5017 | -1.5487 | 0 | 0 | 0 | 0 | 0 | -18.508 | -9.1159 | 24.3744 | -5.6524 | 0.4026 | 0.40314 | 0.38075 | 0.37732 | -7.4514 | -3.675 | 9.2806 | -2.1327
2 | 4 | 9 | 390.1948 | 387.2529 | 386.5372 | 386.629 | 0 | 0 | 0 | 0 | 193.3026 | 150.1051 | 131.3169 | 142.2546 | 0 | 0 | 0 | 0 | 228.4136 | 337.4736 | 356.0651 | 372.7601 | 0 | 0 | 0 | 0 | 0 | -5.4834 | -4.3169 | 24.8646 | 0 | 0 | 0 | 0 | -31.5214 | -94.8424 | -96.528 | -153.2503 | 0.40979 | 0.40905 | 0.39309 | 0.38587 | -12.9171 | -38.7951 | -37.9437 | -59.134
2 | 4 | 10 | 401.9429 | 399.224 | 398.7588 | 399.0086 | 0 | 0 | 0 | 0 | 154.6942 | 113.8454 | 144.6882 | 142.2546 | 0 | 0 | 0 | 0 | 277.2663 | 419.8804 | 456.1974 | 488.671 | 0 | 0 | 0 | 0 | 0 | -12.927 | -3.7355 | -33.9883 | 0 | 0 | 0 | 0 | -30.0177 | -121.5748 | -198.3913 | -197.9286 | 0.4056 | 0 | 0 | 0 | -12.1753 | 0 | 0 | 0
2 | 4 | 11 | 408.3512 | 405.7682 | 405.2027 | 405.0247 | 0 | 0 | 0 | 0 | 144.6819 | 121.9662 | 130.795 | 132.3963 | 0 | 0 | 0 | 0 | 308.6545 | 475.4832 | 523.6495 | 566.6529 | 0 | 0 | 0 | 0 | 0 | -31.4508 | -27.3845 | -28.6005 | 0 | 0 | 0 | 0 | -44.9852 | -160.2303 | -221.8573 | -265.424 | 0.40256 | 0 | 0 | 0 | -18.1092 | 0 | 0 | 0
2 | 4 | 12 | 411.9126 | 409.773 | 409.5093 | 409.3523 | 0 | 0 | 0 | 0 | 146.657 | 104.347 | 119.5024 | 100.5924 | 0 | 0 | 0 | 0 | 318.7505 | 486.7183 | 540.8315 | 589.1979 | 0 | 0 | 0 | 0 | 0 | -24.4607 | -27.6523 | -30.9271 | 0 | 0 | 0 | 0 | -53.4949 | -156.8317 | -223.1722 | -249.5109 | 0.3965 | 0 | 0 | 0 | -21.2108 | 0 | 0 | 0
2 | 4 | 13 | 414.9901 | 414.0944 | 415.142 | 416.0544 | 0 | 0 | 0 | 0 | 146.7581 | 104.347 | 120.7455 | 100.5924 | 0 | 0 | 0 | 0 | 324.2344 | 491.5906 | 547.5922 | 597.6489 | 0 | 0 | 0 | 0 | 0 | -24.5025 | -27.6779 | -28.8527 | 0 | 0 | 0 | 0 | -56.0024 | -157.3407 | -225.5179 | -253.3343 | 0.39531 | 0 | 0 | 0 | -22.1383 | 0 | 0 | 0
2 | 4 | 14 | 411.3812 | 411.1247 | 412.891 | 414.4767 | 0 | 0 | 0 | 0 | 160.2009 | 104.347 | 102.3133 | 100.8965 | 0 | 0 | 0 | 0 | 322.9365 | 483.1372 | 536.0542 | 583.3353 | 0 | 0 | 0 | 0 | 0 | -24.5274 | -27.7506 | -28.2 | 0 | 0 | 0 | 0 | -71.7561 | -151.8321 | -197.726 | -241.5551 | 0.39361 | 0 | 0 | 0 | -28.2441 | 0 | 0 | 0
2 | 4 | 15 | 409.0802 | 409.5573 | 412.0969 | 414.3378 | 0 | 0 | 0 | 0 | 172.556 | 104.347 | 131.0935 | 104.2206 | 0 | 0 | 0 | 0 | 301.1551 | 443.2231 | 489.4965 | 530.9371 | 0 | 0 | 0 | 0 | 0 | -24.6275 | -23.8409 | -22.355 | 0 | 0 | 0 | 0 | -64.6309 | -113.3854 | -184.6522 | -198.4649 | 0.39648 | 0 | 0 | 0 | -25.625 | 0 | 0 | 0
2 | 4 | 16 | 406.5609 | 409.1073 | 413.9285 | 418.203 | 0 | 0 | 0 | 0 | 208.8601 | 152.2497 | 131.0977 | 153.7508 | 0 | 0 | 0 | 0 | 250.9486 | 362.4012 | 395.4951 | 425.3508 | 0 | 0 | 0 | 0 | 0 | -1.4975 | -1.7062 | 3.8763 | 0 | 0 | 0 | 0 | -53.2478 | -104.0461 | -110.9581 | -164.775 | 0.40398 | 0 | 0.39996 | 0 | -21.5112 | 0 | -44.3791 | 0
2 | 4 | 17 | 407.7861 | 412.1945 | 419.0389 | 425.0596 | 0 | 0 | 0 | 0 | 264.72 | 152.8517 | 138.1164 | 190.8617 | 0 | 0 | 0 | 0 | 169.1593 | 251.5365 | 258.1801 | 264.4317 | 0 | 0 | 0 | 0 | 0 | -3.1596 | -1.41 | 2.7693 | 0 | 0 | 0 | 0 | -26.0932 | 10.9659 | 24.1523 | -33.0031 | 0.4024 | 0.40819 | 0.40418 | 0.39462 | -10.4999 | 4.4762 | 9.7618 | -13.0236
2 | 4 | 18 | 441.5793 | 448.2294 | 457.6648 | 465.9212 | 0 | 0 | 0 | 0 | 276.0943 | 208.4704 | 198.0414 | 218.3192 | 0 | 0 | 0 | 0 | 85.9032 | 124.6038 | 119.0135 | 114.7557 | 0 | 0 | 0 | 0 | 0 | 1.343 | 1.0613 | 13.1905 | 0 | 0 | 0 | 0 | 79.5818 | 113.8122 | 139.5486 | 119.6557 | 0.40342 | 0.39939 | 0.39298 | 0.37664 | 32.1045 | 45.4554 | 54.84 | 45.067
2 | 4 | 19 | 474.9764 | 484.1493 | 496.4723 | 507.2158 | 0 | 0 | 0 | 0 | 292.0387 | 233.8652 | 220.4716 | 225.4502 | 0 | 0 | 0 | 0 | 94.4945 | 129.1424 | 125.3873 | 122.9182 | 0 | 0 | 0 | 0 | 0 | -0.66874 | 30.6617 | 25.9585 | 0 | 0 | 0 | 0 | 88.4432 | 121.8104 | 119.9517 | 132.8888 | 0.41293 | 0.40451 | 0.39736 | 0.38359 | 36.5206 | 49.2734 | 47.6638 | 50.9749
2 | 4 | 20 | 476.1211 | 485.4303 | 497.8127 | 508.492 | 0 | 0 | 0 | 0 | 317.7837 | 245.6093 | 229.3071 | 237.3079 | 0 | 0 | 0 | 0 | 96.958 | 137.3821 | 132.7894 | 129.5147 | 0 | 0 | 0 | 0 | 0 | 9.6026 | 3.511 | 34.741 | 0 | 0 | 0 | 0 | 61.3795 | 92.8362 | 132.2053 | 106.9284 | 0.4122 | 0.4033 | 0.397 | 0.38296 | 25.3007 | 37.4404 | 52.4849 | 40.9498
2 | 4 | 21 | 469.2226 | 478.7566 | 491.2507 | 501.9076 | 0 | 0 | 0 | 0 | 300.9768 | 247.793 | 236.5601 | 274.6582 | 0 | 0 | 0 | 0 | 99.1888 | 140.6118 | 134.8912 | 130.5415 | 0 | 0 | 0 | 0 | 0 | 0 | 7.1763 | 9.4 | 0 | 0 | 0 | 0 | 69.057 | 90.3517 | 112.6231 | 87.3079 | 0.40612 | 0.40218 | 0.39602 | 0.38156 | 28.0454 | 36.3373 | 44.6007 | 33.3135
2 | 4 | 22 | 447.1884 | 456.5082 | 468.6352 | 478.9416 | 0 | 0 | 0 | 0 | 276.4119 | 259.7226 | 240.1353 | 275.5673 | 0 | 0 | 0 | 0 | 97.54 | 136.6243 | 130.2435 | 125.2612 | 0 | 0 | 0 | 0 | 0 | 0 | 1.708 | 9.4 | 0 | 0 | 0 | 0 | 73.2365 | 60.1613 | 96.5485 | 68.713 | 0.41109 | 0.39872 | 0.39241 | 0.37595 | 30.107 | 23.9874 | 37.8867 | 25.8326
2 | 4 | 23 | 411.193 | 420.3017 | 432.0165 | 441.9568 | 0 | 0 | 0 | 0 | 267.9753 | 216.149 | 233.9487 | 266.0115 | 0 | 0 | 0 | 0 | 102.3883 | 129.9455 | 123.7089 | 118.8755 | 0 | 0 | 0 | 0 | 0 | 30.7458 | 7.8144 | 3.6383 | 0 | 0 | 0 | 0 | 40.8294 | 43.4614 | 66.5444 | 53.4315 | 0.41371 | 0.39663 | 0.38604 | 0.36606 | 16.8916 | 17.2379 | 25.6886 | 19.559
2 | 4 | 24 | 375.919 | 383.126 | 392.5431 | 400.4174 | 0 | 0 | 0 | 0 | 245.8003 | 215.3225 | 270.383 | 244.5472 | 0 | 0 | 0 | 0 | 106.9099 | 108.9164 | 102.0443 | 96.6148 | 0 | 0 | 0 | 0 | 0 | 1.9362 | 14.0514 | 1.7182 | 0 | 0 | 0 | 0 | 23.2087 | 56.9509 | 6.0644 | 57.5372 | 0.40639 | 0.39199 | 0.37547 | 0.36382 | 9.4318 | 22.324 | 2.277 | 20.9333
2 | 5 | 1 | 353.7737 | 358.7881 | 365.6129 | 371.115 | 0 | 0 | 0 | 0 | 165.9742 | 236.2172 | 243.0752 | 172.6739 | 0 | 0 | 0 | 0 | 108.4237 | 83.4392 | 75.5291 | 69.1262 | 0 | 0 | 0 | 0 | 0 | 6.1492 | 7.8144 | -1.4295 | 0 | 0 | 0 | 0 | 79.3758 | 32.9825 | 39.1941 | 130.7445 | 0.40941 | 0.38749 | 0.36569 | 0.36737 | 32.497 | 12.7803 | 14.3327 | 48.0313
2 | 5 | 2 | 342.5941 | 345.8187 | 350.6314 | 354.3734 | 0 | 0 | 0 | 0 | 138.951 | 187.676 | 192.6152 | 166.1979 | 0 | 0 | 0 | 0 | 115.2738 | 75.5319 | 67.6619 | 61.3261 | 0 | 0 | 0 | 0 | 0 | 0 | 0 | -2.3819 | 0 | 0 | 0 | 0 | 88.3693 | 82.6108 | 90.3543 | 129.2314 | 0.40877 | 0.38552 | 0.36832 | 0.36522 | 36.1228 | 31.8485 | 33.2793 | 47.1974
2 | 5 | 3 | 335.604 | 337.1598 | 340.122 | 342.256 | 0 | 0 | 0 | 0 | 127.7191 | 184.1317 | 166.2271 | 147.8666 | 0 | 0 | 0 | 0 | 113.755 | 72.3697 | 64.1061 | 57.3992 | 0 | 0 | 0 | 0 | 0 | 1.5908 | -3.2847 | -3.5926 | 0 | 0 | 0 | 0 | 94.1299 | 79.0676 | 113.0735 | 140.5828 | 0.40833 | 0.3849 | 0.36884 | 0.36626 | 38.4363 | 30.433 | 41.7062 | 51.4904
2 | 5 | 4 | 335.9567 | 336.2284 | 337.7743 | 338.6529 | 0 | 0 | 0 | 0 | 131.7406 | 204.0171 | 161.3987 | 121.1706 | 0 | 0 | 0 | 0 | 114.5349 | 73.1773 | 65.7899 | 59.9301 | 0 | 0 | 0 | 0 | 0 | 26.9364 | 1.7449 | -6.436 | 0 | 0 | 0 | 0 | 89.6812 | 32.0976 | 108.8409 | 163.9882 | 0.40772 | 0.37892 | 0.36678 | 0.36631 | 36.5645 | 12.1624 | 39.9211 | 60.0699
2 | 5 | 5 | 349.4875 | 348.5491 | 348.8152 | 348.5466 | 0 | 0 | 0 | 0 | 145.4779 | 248.6986 | 232.5955 | 135.813 | 0 | 0 | 0 | 0 | 117.3115 | 73.2752 | 67.2078 | 62.6272 | 0 | 0 | 0 | 0 | 0 | 1.6457 | 0 | -5.6957 | 0 | 0 | 0 | 0 | 86.6982 | 24.9295 | 49.0119 | 155.8021 | 0.409 | 0.38297 | 0.36528 | 0.36514 | 35.4597 | 9.5474 | 17.9029 | 56.8903
2 | 5 | 6 | 381.9626 | 380.0384 | 379.4033 | 378.3683 | 0 | 0 | 0 | 0 | 220.2806 | 202.0231 | 198.1348 | 210.9612 | 0 | 0 | 0 | 0 | 110.6821 | 71.7342 | 65.343 | 60.4453 | 0 | 0 | 0 | 0 | 0 | 23.6087 | 15.7842 | 0 | 0 | 0 | 0 | 0 | 51 | 82.6724 | 100.1414 | 106.9618 | 0.4104 | 0.38709 | 0.36491 | 0.36382 | 20.9304 | 32.002 | 36.5429 | 38.9151
2 | 5 | 7 | 434.3578 | 432.6937 | 432.7671 | 432.5589 | 0 | 0 | 0 | 0 | 252.3648 | 222.0496 | 201.3581 | 209.6332 | 0 | 0 | 0 | 0 | 113.8556 | 77.3706 | 68.4107 | 60.9818 | 0 | 0 | 0 | 0 | 0 | 15.3634 | 15.273 | 9.6714 | 0 | 0 | 0 | 0 | 68.1374 | 117.9101 | 147.7252 | 152.2726 | 0.40901 | 0.39641 | 0.37719 | 0.36382 | 27.8687 | 46.7407 | 55.7199 | 55.4002
2 | 5 | 8 | 464.2188 | 463.0726 | 464.2451 | 465.4684 | 0 | 0 | 0 | 0 | 249.1634 | 198.1115 | 158.227 | 185.2833 | 0 | 0 | 0 | 0 | 149.4236 | 116.3423 | 113.9552 | 112.3682 | 0 | 0 | 0 | 0 | 0 | -6.5017 | -1.5487 | 0 | 0 | 0 | 0 | 0 | 65.6318 | 155.1206 | 193.6115 | 167.8169 | 0.4026 | 0.40314 | 0.38075 | 0.37732 | 26.4236 | 62.5359 | 73.7177 | 63.32
2 | 5 | 9 | 472.9828 | 472.7256 | 475.3065 | 478.2389 | 0 | 0 | 0 | 0 | 193.3026 | 150.1051 | 131.3169 | 142.2546 | 0 | 0 | 0 | 0 | 211.4957 | 202.6969 | 219.013 | 234.1429 | 0 | 0 | 0 | 0 | 0 | -5.4834 | -4.3169 | 24.8646 | 0 | 0 | 0 | 0 | 68.1846 | 125.407 | 129.2935 | 76.9768 | 0.40979 | 0.40905 | 0.39309 | 0.38587 | 27.9412 | 51.2974 | 50.8234 | 29.7027
2 | 5 | 10 | 484.784 | 484.7515 | 487.585 | 490.6773 | 0 | 0 | 0 | 0 | 154.6942 | 113.8454 | 144.6882 | 142.2546 | 0 | 0 | 0 | 0 | 244.9079 | 268.5157 | 302.5208 | 333.4485 | 0 | 0 | 0 | 0 | 0 | -12.927 | -3.7355 | -33.9883 | 0 | 0 | 0 | 0 | 85.1819 | 115.3173 | 44.1116 | 48.9625 | 0.4056 | 0 | 0 | 0 | 34.5502 | 0 | 0 | 0
2 | 5 | 11 | 494.4302 | 494.6387 | 497.5008 | 500.2763 | 0 | 0 | 0 | 0 | 144.6819 | 121.9662 | 130.795 | 132.3963 | 0 | 0 | 0 | 0 | 255.0795 | 301.6338 | 346.9398 | 388.0014 | 0 | 0 | 0 | 0 | 0 | -31.4508 | -27.3845 | -28.6005 | 0 | 0 | 0 | 0 | 94.6688 | 102.4894 | 47.1505 | 8.4791 | 0.40256 | 0 | 0 | 0 | 38.1098 | 0 | 0 | 0
2 | 5 | 12 | 501.6188 | 502.3882 | 505.6966 | 508.6176 | 0 | 0 | 0 | 0 | 146.657 | 104.347 | 119.5024 | 100.5924 | 0 | 0 | 0 | 0 | 260.8854 | 313.2608 | 363.6412 | 409.2912 | 0 | 0 | 0 | 0 | 0 | -24.4607 | -27.6523 | -30.9271 | 0 | 0 | 0 | 0 | 94.0764 | 109.2411 | 50.2054 | 29.6611 | 0.3965 | 0 | 0 | 0 | 37.3014 | 0 | 0 | 0
2 | 5 | 13 | 499.4237 | 501.266 | 505.6757 | 509.4852 | 0 | 0 | 0 | 0 | 146.7581 | 104.347 | 120.7455 | 100.5924 | 0 | 0 | 0 | 0 | 270.5828 | 329.1628 | 382.0579 | 429.9448 | 0 | 0 | 0 | 0 | 0 | -24.5025 | -27.6779 | -28.8527 | 0 | 0 | 0 | 0 | 82.0828 | 92.2587 | 30.5501 | 7.8006 | 0.39531 | 0 | 0 | 0 | 32.4482 | 0 | 0 | 0
2 | 5 | 14 | 500.6628 | 503.3016 | 508.623 | 513.2721 | 0 | 0 | 0 | 0 | 160.2009 | 104.347 | 102.3133 | 100.8965 | 0 | 0 | 0 | 0 | 253.8373 | 299.648 | 347.8513 | 391.5718 | 0 | 0 | 0 | 0 | 0 | -24.5274 | -27.7506 | -28.2 | 0 | 0 | 0 | 0 | 86.6246 | 123.8339 | 86.209 | 49.0037 | 0.39361 | 0 | 0 | 0 | 34.0965 | 0 | 0 | 0
2 | 5 | 15 | 495.3893 | 498.6652 | 504.6416 | 509.844 | 0 | 0 | 0 | 0 | 172.556 | 104.347 | 131.0935 | 104.2206 | 0 | 0 | 0 | 0 | 218.138 | 245.0772 | 281.22 | 314.1112 | 0 | 0 | 0 | 0 | 0 | -24.6275 | -23.8409 | -22.355 | 0 | 0 | 0 | 0 | 104.6953 | 173.8685 | 116.169 | 113.8671 | 0.39648 | 0 | 0 | 0 | 41.5099 | 0 | 0 | 0
2 | 5 | 16 | 487.1726 | 492.3331 | 500.3643 | 507.4047 | 0 | 0 | 0 | 0 | 208.8601 | 152.2497 | 131.0977 | 153.7508 | 0 | 0 | 0 | 0 | 184.04 | 200.2394 | 223.4813 | 244.7503 | 0 | 0 | 0 | 0 | 0 | -1.4975 | -1.7062 | 3.8763 | 0 | 0 | 0 | 0 | 94.2726 | 141.3416 | 147.4915 | 105.0273 | 0.40398 | 0 | 0.39996 | 0 | 38.0845 | 0 | 58.9911 | 0
2 | 5 | 17 | 484.2752 | 491.1641 | 501.0542 | 509.6994 | 0 | 0 | 0 | 0 | 264.72 | 152.8517 | 138.1164 | 190.8617 | 0 | 0 | 0 | 0 | 119.5158 | 116.066 | 119.8386 | 123.6861 | 0 | 0 | 0 | 0 | 0 | -3.1596 | -1.41 | 2.7693 | 0 | 0 | 0 | 0 | 100.0394 | 225.406 | 244.5093 | 192.3823 | 0.4024 | 0.40819 | 0.40418 | 0.39462 | 40.256 | 92.0082 | 98.8253 | 75.9176
2 | 5 | 18 | 520.1563 | 529.3545 | 541.9188 | 552.8714 | 0 | 0 | 0 | 0 | 276.0943 | 208.4704 | 198.0414 | 218.3192 | 0 | 0 | 0 | 0 | 60.4258 | 40.1658 | 34.5816 | 30.2564 | 0 | 0 | 0 | 0 | 0 | 1.343 | 1.0613 | 13.1905 | 0 | 0 | 0 | 0 | 183.6362 | 279.3753 | 308.2346 | 291.1052 | 0.40342 | 0.39939 | 0.39298 | 0.37664 | 74.0818 | 111.5795 | 121.1305 | 109.6415
2 | 5 | 19 | 551.2532 | 562.8996 | 578.26 | 591.6207 | 0 | 0 | 0 | 0 | 292.0387 | 233.8652 | 220.4716 | 225.4502 | 0 | 0 | 0 | 0 | 56.4078 | 44.2393 | 38.8609 | 34.7309 | 0 | 0 | 0 | 0 | 0 | -0.66874 | 30.6617 | 25.9585 | 0 | 0 | 0 | 0 | 202.8067 | 285.4639 | 288.2658 | 305.481 | 0.41293 | 0.40451 | 0.39736 | 0.38359 | 83.7445 | 115.4727 | 114.5449 | 117.1796
2 | 5 | 20 | 538.4731 | 549.8043 | 564.6696 | 577.4883 | 0 | 0 | 0 | 0 | 317.7837 | 245.6093 | 229.3071 | 237.3079 | 0 | 0 | 0 | 0 | 60.2489 | 57.8551 | 51.9672 | 47.3929 | 0 | 0 | 0 | 0 | 0 | 9.6026 | 3.511 | 34.741 | 0 | 0 | 0 | 0 | 160.4406 | 236.7372 | 279.8843 | 258.0465 | 0.4122 | 0.4033 | 0.397 | 0.38296 | 66.1339 | 95.475 | 111.1127 | 98.8226
2 | 5 | 21 | 517.5436 | 528.6446 | 543.0628 | 555.3778 | 0 | 0 | 0 | 0 | 300.9768 | 247.793 | 236.5601 | 274.6582 | 0 | 0 | 0 | 0 | 64.8939 | 72.1458 | 65.659 | 60.5501 | 0 | 0 | 0 | 0 | 0 | 0 | 7.1763 | 9.4 | 0 | 0 | 0 | 0 | 151.6729 | 208.7058 | 233.6674 | 210.7694 | 0.40612 | 0.40218 | 0.39602 | 0.38156 | 61.5973 | 83.9364 | 92.5363 | 80.4218
2 | 5 | 22 | 484.1856 | 494.7051 | 508.3054 | 519.8812 | 0 | 0 | 0 | 0 | 276.4119 | 259.7226 | 240.1353 | 275.5673 | 0 | 0 | 0 | 0 | 67.1182 | 86.346 | 79.5783 | 74.2143 | 0 | 0 | 0 | 0 | 0 | 0 | 1.708 | 9.4 | 0 | 0 | 0 | 0 | 140.6555 | 148.6366 | 186.8839 | 160.6996 | 0.41109 | 0.39872 | 0.39241 | 0.37595 | 57.8226 | 59.2642 | 73.3353 | 60.4148
2 | 5 | 23 | 443.0767 | 453.2194 | 466.2038 | 477.238 | 0 | 0 | 0 | 0 | 267.9753 | 216.149 | 233.9487 | 266.0115 | 0 | 0 | 0 | 0 | 70.4895 | 98.3893 | 91.2017 | 85.452 | 0 | 0 | 0 | 0 | 0 | 30.7458 | 7.8144 | 3.6383 | 0 | 0 | 0 | 0 | 104.612 | 107.9352 | 133.239 | 122.1362 | 0.41371 | 0.39663 | 0.38604 | 0.36606 | 43.2791 | 42.8099 | 51.4351 | 44.7089
2 | 5 | 24 | 399.1152 | 407.0744 | 417.4152 | 426.0854 | 0 | 0 | 0 | 0 | 245.8003 | 215.3225 | 270.383 | 244.5472 | 0 | 0 | 0 | 0 | 76.0237 | 113.3259 | 105.4437 | 99.06 | 0 | 0 | 0 | 0 | 0 | 1.9362 | 14.0514 | 1.7182 | 0 | 0 | 0 | 0 | 77.2911 | 76.4898 | 27.5371 | 80.76 | 0.40639 | 0.39199 | 0.37547 | 0.36382 | 31.4103 | 29.983 | 10.3393 | 29.3823
2 | 6 | 1 | 371.078 | 376.6535 | 384.1673 | 390.2632 | 0 | 0 | 0 | 0 | 165.9742 | 236.2172 | 243.0752 | 172.6739 | 0 | 0 | 0 | 0 | 89.5143 | 135.4013 | 125.8514 | 117.9264 | 0 | 0 | 0 | 0 | 0 | 6.1492 | 7.8144 | -1.4295 | 0 | 0 | 0 | 0 | 115.5895 | -1.1142 | 7.4263 | 101.0924 | 0.40941 | 0.38749 | 0.36569 | 0.36737 | 47.3231 | -0.43174 | 2.7157 | 37.1381
2 | 6 | 2 | 356.0765 | 359.7384 | 365.088 | 369.2926 | 0 | 0 | 0 | 0 | 138.951 | 187.676 | 192.6152 | 166.1979 | 0 | 0 | 0 | 0 | 98.003 | 155.4277 | 144.8235 | 135.9322 | 0 | 0 | 0 | 0 | 0 | 0 | 0 | -2.3819 | 0 | 0 | 0 | 0 | 119.1226 | 16.6346 | 27.6493 | 69.5445 | 0.40877 | 0.38552 | 0.36832 | 0.36522 | 48.6938 | 6.4131 | 10.1838 | 25.3988
2 | 6 | 3 | 347.7948 | 349.746 | 353.1936 | 355.7459 | 0 | 0 | 0 | 0 | 127.7191 | 184.1317 | 166.2271 | 147.8666 | 0 | 0 | 0 | 0 | 94.3098 | 161.0858 | 151.1583 | 142.8774 | 0 | 0 | 0 | 0 | 0 | 1.5908 | -3.2847 | -3.5926 | 0 | 0 | 0 | 0 | 125.7659 | 2.9376 | 39.0929 | 68.5945 | 0.40833 | 0.3849 | 0.36884 | 0.36626 | 51.3543 | 1.1307 | 14.4191 | 25.1237
2 | 6 | 4 | 346.4844 | 347.0974 | 349.0626 | 350.3024 | 0 | 0 | 0 | 0 | 131.7406 | 204.0171 | 161.3987 | 121.1706 | 0 | 0 | 0 | 0 | 95.6229 | 161.7359 | 153.2998 | 146.4448 | 0 | 0 | 0 | 0 | 0 | 26.9364 | 1.7449 | -6.436 | 0 | 0 | 0 | 0 | 119.1209 | -45.592 | 32.6192 | 89.123 | 0.40772 | 0.37892 | 0.36678 | 0.36631 | 48.5675 | -17.2757 | 11.9642 | 32.6463
2 | 6 | 5 | 356.4234 | 355.7099 | 356.2521 | 356.2216 | 0 | 0 | 0 | 0 | 145.4779 | 248.6986 | 232.5955 | 135.813 | 0 | 0 | 0 | 0 | 90.8377 | 160.1605 | 152.0411 | 145.4781 | 0 | 0 | 0 | 0 | 0 | 1.6457 | 0 | -5.6957 | 0 | 0 | 0 | 0 | 120.1078 | -54.795 | -28.3845 | 80.6262 | 0.409 | 0.38297 | 0.36528 | 0.36514 | 49.1243 | -20.9851 | -10.3682 | 29.4402
2 | 6 | 6 | 390.8448 | 389.2086 | 388.9272 | 388.197 | 0 | 0 | 0 | 0 | 220.2806 | 202.0231 | 198.1348 | 210.9612 | 0 | 0 | 0 | 0 | 91.0727 | 160.1177 | 152.3225 | 146.0532 | 0 | 0 | 0 | 0 | 0 | 23.6087 | 15.7842 | 0 | 0 | 0 | 0 | 0 | 79.4915 | 3.4591 | 22.6857 | 31.1826 | 0.4104 | 0.38709 | 0.36491 | 0.36382 | 32.6234 | 1.339 | 8.2783 | 11.3449
2 | 6 | 7 | 444.3016 | 442.9599 | 443.4292 | 443.5623 | 0 | 0 | 0 | 0 | 252.3648 | 222.0496 | 201.3581 | 209.6332 | 0 | 0 | 0 | 0 | 103.2716 | 164.9344 | 157.4709 | 151.4788 | 0 | 0 | 0 | 0 | 0 | 15.3634 | 15.273 | 9.6714 | 0 | 0 | 0 | 0 | 88.6652 | 40.6125 | 69.3272 | 72.7789 | 0.40901 | 0.39641 | 0.37719 | 0.36382 | 36.2648 | 16.0992 | 26.1493 | 26.4786
2 | 6 | 8 | 470.9954 | 470.069 | 471.5113 | 472.9671 | 0 | 0 | 0 | 0 | 249.1634 | 198.1115 | 158.227 | 185.2833 | 0 | 0 | 0 | 0 | 146.7425 | 217.9003 | 214.5603 | 212.1 | 0 | 0 | 0 | 0 | 0 | -6.5017 | -1.5487 | 0 | 0 | 0 | 0 | 0 | 75.0895 | 60.5589 | 100.2726 | 75.5839 | 0.4026 | 0.40314 | 0.38075 | 0.37732 | 30.2313 | 24.414 | 38.1788 | 28.519
2 | 6 | 9 | 476.3269 | 476.1781 | 478.8922 | 481.9393 | 0 | 0 | 0 | 0 | 193.3026 | 150.1051 | 131.3169 | 142.2546 | 0 | 0 | 0 | 0 | 217.2257 | 344.7909 | 359.0743 | 372.0975 | 0 | 0 | 0 | 0 | 0 | -5.4834 | -4.3169 | 24.8646 | 0 | 0 | 0 | 0 | 65.7986 | -13.2345 | -7.1821 | -57.2774 | 0.40979 | 0.40905 | 0.39309 | 0.38587 | 26.9635 | -5.4135 | -2.8232 | -22.1013
2 | 6 | 10 | 487.1373 | 487.1811 | 490.1083 | 493.2813 | 0 | 0 | 0 | 0 | 154.6942 | 113.8454 | 144.6882 | 142.2546 | 0 | 0 | 0 | 0 | 263.5041 | 435.2685 | 464.04 | 489.8155 | 0 | 0 | 0 | 0 | 0 | -12.927 | -3.7355 | -33.9883 | 0 | 0 | 0 | 0 | 68.939 | -49.0059 | -114.8844 | -104.8005 | 0.4056 | 0 | 0 | 0 | 27.962 | 0 | 0 | 0
2 | 6 | 11 | 496.8012 | 497.0865 | 500.043 | 502.8999 | 0 | 0 | 0 | 0 | 144.6819 | 121.9662 | 130.795 | 132.3963 | 0 | 0 | 0 | 0 | 299.4589 | 488.6736 | 530.4223 | 567.8467 | 0 | 0 | 0 | 0 | 0 | -31.4508 | -27.3845 | -28.6005 | 0 | 0 | 0 | 0 | 52.6604 | -82.1025 | -133.7897 | -168.7426 | 0.40256 | 0 | 0 | 0 | 21.1989 | 0 | 0 | 0
2 | 6 | 12 | 493.8867 | 494.4054 | 497.4059 | 500.0616 | 0 | 0 | 0 | 0 | 146.657 | 104.347 | 119.5024 | 100.5924 | 0 | 0 | 0 | 0 | 336.1302 | 528.1619 | 572.8838 | 612.8654 | 0 | 0 | 0 | 0 | 0 | -24.4607 | -27.6523 | -30.9271 | 0 | 0 | 0 | 0 | 11.0995 | -113.6429 | -167.328 | -182.4691 | 0.3965 | 0 | 0 | 0 | 4.401 | 0 | 0 | 0
2 | 6 | 13 | 496.8758 | 498.6355 | 502.9438 | 506.6658 | 0 | 0 | 0 | 0 | 146.7581 | 104.347 | 120.7455 | 100.5924 | 0 | 0 | 0 | 0 | 344.0216 | 523.4294 | 570.2168 | 612.1644 | 0 | 0 | 0 | 0 | 0 | -24.5025 | -27.6779 | -28.8527 | 0 | 0 | 0 | 0 | 6.0961 | -104.6384 | -160.3407 | -177.2383 | 0.39531 | 0 | 0 | 0 | 2.4099 | 0 | 0 | 0
2 | 6 | 14 | 497.9911 | 500.5432 | 505.7582 | 510.3157 | 0 | 0 | 0 | 0 | 160.2009 | 104.347 | 102.3133 | 100.8965 | 0 | 0 | 0 | 0 | 345.3336 | 526.053 | 567.4696 | 604.4853 | 0 | 0 | 0 | 0 | 0 | -24.5274 | -27.7506 | -28.2 | 0 | 0 | 0 | 0 | -7.5434 | -105.3294 | -136.2741 | -166.8661 | 0.39361 | 0 | 0 | 0 | -2.9692 | 0 | 0 | 0
2 | 6 | 15 | 489.8159 | 492.911 | 498.6655 | 503.6766 | 0 | 0 | 0 | 0 | 172.556 | 104.347 | 131.0935 | 104.2206 | 0 | 0 | 0 | 0 | 299.6642 | 452.0789 | 484.0759 | 512.833 | 0 | 0 | 0 | 0 | 0 | -24.6275 | -23.8409 | -22.355 | 0 | 0 | 0 | 0 | 17.5956 | -38.8875 | -92.663 | -91.0221 | 0.39648 | 0 | 0 | 0 | 6.9764 | 0 | 0 | 0
2 | 6 | 16 | 483.1031 | 488.1316 | 496.0008 | 502.9015 | 0 | 0 | 0 | 0 | 208.8601 | 152.2497 | 131.0977 | 153.7508 | 0 | 0 | 0 | 0 | 255.7685 | 394.1875 | 417.0638 | 437.8012 | 0 | 0 | 0 | 0 | 0 | -1.4975 | -1.7062 | 3.8763 | 0 | 0 | 0 | 0 | 18.4746 | -56.8081 | -50.4544 | -92.5268 | 0.40398 | 0 | 0.39996 | 0 | 7.4634 | 0 | -20.1799 | 0
2 | 6 | 17 | 480.418 | 487.1818 | 496.9184 | 505.4312 | 0 | 0 | 0 | 0 | 264.72 | 152.8517 | 138.1164 | 190.8617 | 0 | 0 | 0 | 0 | 173.3704 | 288.8982 | 294.3358 | 299.603 | 0 | 0 | 0 | 0 | 0 | -3.1596 | -1.41 | 2.7693 | 0 | 0 | 0 | 0 | 42.3277 | 48.5915 | 65.8762 | 12.1971 | 0.4024 | 0.40819 | 0.40418 | 0.39462 | 17.0327 | 19.8345 | 26.6257 | 4.8132
2 | 6 | 18 | 513.0258 | 521.9928 | 534.2732 | 544.981 | 0 | 0 | 0 | 0 | 276.0943 | 208.4704 | 198.0414 | 218.3192 | 0 | 0 | 0 | 0 | 108.0049 | 171.1236 | 163.889 | 158.1647 | 0 | 0 | 0 | 0 | 0 | 1.343 | 1.0613 | 13.1905 | 0 | 0 | 0 | 0 | 128.9266 | 141.0558 | 171.2815 | 155.3066 | 0.40342 | 0.39939 | 0.39298 | 0.37664 | 52.011 | 56.3362 | 67.3105 | 58.4945
2 | 6 | 19 | 545.4674 | 556.9262 | 572.0562 | 585.2184 | 0 | 0 | 0 | 0 | 292.0387 | 233.8652 | 220.4716 | 225.4502 | 0 | 0 | 0 | 0 | 107.7897 | 161.6476 | 155.8234 | 151.4748 | 0 | 0 | 0 | 0 | 0 | -0.66874 | 30.6617 | 25.9585 | 0 | 0 | 0 | 0 | 145.639 | 162.0821 | 165.0995 | 182.3348 | 0.41293 | 0.40451 | 0.39736 | 0.38359 | 60.1384 | 65.5637 | 65.6037 | 69.9419
2 | 6 | 20 | 532.5458 | 543.6847 | 558.314 | 570.9293 | 0 | 0 | 0 | 0 | 317.7837 | 245.6093 | 229.3071 | 237.3079 | 0 | 0 | 0 | 0 | 109.0187 | 160.577 | 155.4704 | 151.8013 | 0 | 0 | 0 | 0 | 0 | 9.6026 | 3.511 | 34.741 | 0 | 0 | 0 | 0 | 105.7434 | 127.8957 | 170.0255 | 147.0791 | 0.4122 | 0.4033 | 0.397 | 0.38296 | 43.5876 | 51.5797 | 67.4993 | 56.326
2 | 6 | 21 | 513.9872 | 524.9729 | 539.2495 | 551.4424 | 0 | 0 | 0 | 0 | 300.9768 | 247.793 | 236.5601 | 274.6582 | 0 | 0 | 0 | 0 | 115.3428 | 162.2202 | 157.4937 | 154.2152 | 0 | 0 | 0 | 0 | 0 | 0 | 7.1763 | 9.4 | 0 | 0 | 0 | 0 | 97.6677 | 114.9597 | 138.0194 | 113.1689 | 0.40612 | 0.40218 | 0.39602 | 0.38156 | 39.6647 | 46.234 | 54.6581 | 43.1811
2 | 6 | 22 | 482.8586 | 493.3351 | 506.8825 | 518.4128 | 0 | 0 | 0 | 0 | 276.4119 | 259.7226 | 240.1353 | 275.5673 | 0 | 0 | 0 | 0 | 108.5563 | 157.9555 | 153.9277 | 151.2716 | 0 | 0 | 0 | 0 | 0 | 0 | 1.708 | 9.4 | 0 | 0 | 0 | 0 | 97.8903 | 75.657 | 111.1115 | 82.1738 | 0.41109 | 0.39872 | 0.39241 | 0.37595 | 40.2421 | 30.1659 | 43.6014 | 30.8931
2 | 6 | 23 | 443.8022 | 453.9683 | 466.9816 | 478.0408 | 0 | 0 | 0 | 0 | 267.9753 | 216.149 | 233.9487 | 266.0115 | 0 | 0 | 0 | 0 | 101.3649 | 153.6931 | 150.1459 | 147.893 | 0 | 0 | 0 | 0 | 0 | 30.7458 | 7.8144 | 3.6383 | 0 | 0 | 0 | 0 | 74.462 | 53.3804 | 75.0726 | 60.498 | 0.41371 | 0.39663 | 0.38604 | 0.36606 | 30.8057 | 21.172 | 28.9808 | 22.1457
2 | 6 | 24 | 404.901 | 413.0478 | 423.619 | 432.4877 | 0 | 0 | 0 | 0 | 245.8003 | 215.3225 | 270.383 | 244.5472 | 0 | 0 | 0 | 0 | 108.8597 | 159.0083 | 154.0964 | 150.5945 | 0 | 0 | 0 | 0 | 0 | 1.9362 | 14.0514 | 1.7182 | 0 | 0 | 0 | 0 | 50.241 | 36.7809 | -14.9118 | 35.6279 | 0.40639 | 0.39199 | 0.37547 | 0.36382 | 20.4174 | 14.4176 | -5.5989 | 12.9622
2 | 7 | 1 | 374.1921 | 379.8685 | 387.5064 | 393.7091 | 0 | 0 | 0 | 0 | 165.9742 | 236.2172 | 243.0752 | 172.6739 | 0 | 0 | 0 | 0 | 114.557 | 164.8687 | 158.0934 | 152.8236 | 0 | 0 | 0 | 0 | 0 | 6.1492 | 7.8144 | -1.4295 | 0 | 0 | 0 | 0 | 93.6609 | -27.3665 | -21.4767 | 69.6411 | 0.40941 | 0.38749 | 0.36569 | 0.36737 | 38.3453 | -10.6042 | -7.8537 | 25.5839
2 | 7 | 2 | 356.802 | 360.4873 | 365.8658 | 370.0953 | 0 | 0 | 0 | 0 | 138.951 | 187.676 | 192.6152 | 166.1979 | 0 | 0 | 0 | 0 | 113.4439 | 166.6003 | 158.3256 | 151.6376 | 0 | 0 | 0 | 0 | 0 | 0 | 0 | -2.3819 | 0 | 0 | 0 | 0 | 104.4071 | 6.2111 | 14.925 | 54.6418 | 0.40877 | 0.38552 | 0.36832 | 0.36522 | 42.6786 | 2.3945 | 5.4972 | 19.9561
2 | 7 | 3 | 349.1395 | 351.1343 | 354.6355 | 357.2339 | 0 | 0 | 0 | 0 | 127.7191 | 184.1317 | 166.2271 | 147.8666 | 0 | 0 | 0 | 0 | 120.1892 | 168.0794 | 159.4999 | 152.5648 | 0 | 0 | 0 | 0 | 0 | 1.5908 | -3.2847 | -3.5926 | 0 | 0 | 0 | 0 | 101.2312 | -2.6676 | 32.1932 | 60.3951 | 0.40833 | 0.3849 | 0.36884 | 0.36626 | 41.336 | -1.0268 | 11.8742 | 22.1206
2 | 7 | 4 | 349.2092 | 349.9106 | 351.9842 | 353.3176 | 0 | 0 | 0 | 0 | 131.7406 | 204.0171 | 161.3987 | 121.1706 | 0 | 0 | 0 | 0 | 130.2993 | 168.7008 | 161.0512 | 155.0426 | 0 | 0 | 0 | 0 | 0 | 26.9364 | 1.7449 | -6.436 | 0 | 0 | 0 | 0 | 87.1694 | -49.7437 | 27.7895 | 83.5404 | 0.40772 | 0.37892 | 0.36678 | 0.36631 | 35.5403 | -18.8489 | 10.1928 | 30.6014
2 | 7 | 5 | 357.1134 | 356.4223 | 356.992 | 356.9852 | 0 | 0 | 0 | 0 | 145.4779 | 248.6986 | 232.5955 | 135.813 | 0 | 0 | 0 | 0 | 133.2194 | 170.0772 | 162.7582 | 157.0791 | 0 | 0 | 0 | 0 | 0 | 1.6457 | 0 | -5.6957 | 0 | 0 | 0 | 0 | 78.4161 | -63.9993 | -38.3617 | 69.7887 | 0.409 | 0.38297 | 0.36528 | 0.36514 | 32.0723 | -24.5101 | -14.0127 | 25.483
2 | 7 | 6 | 391.4994 | 389.8845 | 389.6291 | 388.9214 | 0 | 0 | 0 | 0 | 220.2806 | 202.0231 | 198.1348 | 210.9612 | 0 | 0 | 0 | 0 | 128.7783 | 172.7768 | 163.8752 | 156.664 | 0 | 0 | 0 | 0 | 0 | 23.6087 | 15.7842 | 0 | 0 | 0 | 0 | 0 | 42.4405 | -8.5241 | 11.8349 | 21.2962 | 0.4104 | 0.38709 | 0.36491 | 0.36382 | 17.4176 | -3.2996 | 4.3187 | 7.748
2 | 7 | 7 | 442.373 | 440.9687 | 441.3613 | 441.4282 | 0 | 0 | 0 | 0 | 252.3648 | 222.0496 | 201.3581 | 209.6332 | 0 | 0 | 0 | 0 | 141.7362 | 183.4282 | 171.8616 | 162.0933 | 0 | 0 | 0 | 0 | 0 | 15.3634 | 15.273 | 9.6714 | 0 | 0 | 0 | 0 | 48.272 | 20.1275 | 52.8685 | 60.0303 | 0.40901 | 0.39641 | 0.37719 | 0.36382 | 19.7436 | 7.9788 | 19.9413 | 21.8404
2 | 7 | 8 | 466.519 | 465.4474 | 466.7114 | 468.0136 | 0 | 0 | 0 | 0 | 249.1634 | 198.1115 | 158.227 | 185.2833 | 0 | 0 | 0 | 0 | 177.48 | 210.0796 | 200.5716 | 192.5232 | 0 | 0 | 0 | 0 | 0 | -6.5017 | -1.5487 | 0 | 0 | 0 | 0 | 0 | 39.8755 | 63.758 | 109.4615 | 90.2072 | 0.4026 | 0.40314 | 0.38075 | 0.37732 | 16.054 | 25.7036 | 41.6775 | 34.0366
2 | 7 | 9 | 478.2555 | 478.1693 | 480.9601 | 484.0734 | 0 | 0 | 0 | 0 | 193.3026 | 150.1051 | 131.3169 | 142.2546 | 0 | 0 | 0 | 0 | 207.9788 | 248.568 | 249.1696 | 250.1319 | 0 | 0 | 0 | 0 | 0 | -5.4834 | -4.3169 | 24.8646 | 0 | 0 | 0 | 0 | 76.9741 | 84.9795 | 104.7906 | 66.8224 | 0.40979 | 0.40905 | 0.39309 | 0.38587 | 31.543 | 34.7607 | 41.1916 | 25.7844
2 | 7 | 10 | 487.155 | 487.1993 | 490.1273 | 493.3009 | 0 | 0 | 0 | 0 | 154.6942 | 113.8454 | 144.6882 | 142.2546 | 0 | 0 | 0 | 0 | 223.5258 | 274.9497 | 287.3292 | 298.9031 | 0 | 0 | 0 | 0 | 0 | -12.927 | -3.7355 | -33.9883 | 0 | 0 | 0 | 0 | 108.935 | 111.3312 | 61.8454 | 86.1314 | 0.4056 | 0 | 0 | 0 | 44.1845 | 0 | 0 | 0
2 | 7 | 11 | 493.5102 | 493.6888 | 496.5143 | 499.2582 | 0 | 0 | 0 | 0 | 144.6819 | 121.9662 | 130.795 | 132.3963 | 0 | 0 | 0 | 0 | 239.6652 | 283.6522 | 306.2556 | 327.2316 | 0 | 0 | 0 | 0 | 0 | -31.4508 | -27.3845 | -28.6005 | 0 | 0 | 0 | 0 | 109.1631 | 119.5211 | 86.8481 | 68.2308 | 0.40256 | 0 | 0 | 0 | 43.9446 | 0 | 0 | 0
2 | 7 | 12 | 497.0539 | 497.6752 | 500.8019 | 503.5662 | 0 | 0 | 0 | 0 | 146.657 | 104.347 | 119.5024 | 100.5924 | 0 | 0 | 0 | 0 | 271.3301 | 302.1985 | 327.8438 | 351.6554 | 0 | 0 | 0 | 0 | 0 | -24.4607 | -27.6523 | -30.9271 | 0 | 0 | 0 | 0 | 79.0668 | 115.5905 | 81.108 | 82.2455 | 0.3965 | 0 | 0 | 0 | 31.3501 | 0 | 0 | 0
2 | 7 | 13 | 491.8862 | 493.4841 | 497.5937 | 501.1445 | 0 | 0 | 0 | 0 | 146.7581 | 104.347 | 120.7455 | 100.5924 | 0 | 0 | 0 | 0 | 293.3364 | 305.2589 | 330.8971 | 354.8357 | 0 | 0 | 0 | 0 | 0 | -24.5025 | -27.6779 | -28.8527 | 0 | 0 | 0 | 0 | 51.7918 | 108.3808 | 73.629 | 74.5691 | 0.39531 | 0 | 0 | 0 | 20.4738 | 0 | 0 | 0
2 | 7 | 14 | 488.1889 | 490.4231 | 495.2478 | 499.4689 | 0 | 0 | 0 | 0 | 160.2009 | 104.347 | 102.3133 | 100.8965 | 0 | 0 | 0 | 0 | 290.7083 | 289.1208 | 309.3109 | 328.4452 | 0 | 0 | 0 | 0 | 0 | -24.5274 | -27.7506 | -28.2 | 0 | 0 | 0 | 0 | 37.2797 | 121.4827 | 111.3742 | 98.3272 | 0.39361 | 0 | 0 | 0 | 14.6737 | 0 | 0 | 0
2 | 7 | 15 | 486.1887 | 489.1662 | 494.7763 | 499.6629 | 0 | 0 | 0 | 0 | 172.556 | 104.347 | 131.0935 | 104.2206 | 0 | 0 | 0 | 0 | 269.5995 | 272.7282 | 288.9187 | 304.5105 | 0 | 0 | 0 | 0 | 0 | -24.6275 | -23.8409 | -22.355 | 0 | 0 | 0 | 0 | 44.0331 | 136.7184 | 98.6049 | 113.2867 | 0.39648 | 0 | 0 | 0 | 17.4584 | 0 | 0 | 0
2 | 7 | 16 | 482.6961 | 487.7115 | 495.5644 | 502.4512 | 0 | 0 | 0 | 0 | 208.8601 | 152.2497 | 131.0977 | 153.7508 | 0 | 0 | 0 | 0 | 257.2682 | 259.7843 | 270.81 | 281.8529 | 0 | 0 | 0 | 0 | 0 | -1.4975 | -1.7062 | 3.8763 | 0 | 0 | 0 | 0 | 16.5678 | 77.175 | 95.363 | 62.9712 | 0.40398 | 0 | 0.39996 | 0 | 6.6931 | 0 | 38.1416 | 0
2 | 7 | 17 | 485.7792 | 492.7168 | 502.6668 | 511.3636 | 0 | 0 | 0 | 0 | 264.72 | 152.8517 | 138.1164 | 190.8617 | 0 | 0 | 0 | 0 | 254.8377 | 240.0659 | 245.9919 | 252.7747 | 0 | 0 | 0 | 0 | 0 | -3.1596 | -1.41 | 2.7693 | 0 | 0 | 0 | 0 | -33.7785 | 102.9589 | 119.9686 | 64.9579 | 0.4024 | 0.40819 | 0.40418 | 0.39462 | -13.5925 | 42.0267 | 48.4887 | 25.6336
2 | 7 | 18 | 512.6542 | 521.6092 | 533.8748 | 544.5699 | 0 | 0 | 0 | 0 | 276.0943 | 208.4704 | 198.0414 | 218.3192 | 0 | 0 | 0 | 0 | 244.3852 | 195.7751 | 191.2383 | 188.7695 | 0 | 0 | 0 | 0 | 0 | 1.343 | 1.0613 | 13.1905 | 0 | 0 | 0 | 0 | -7.8252 | 116.0207 | 143.5337 | 124.2906 | 0.40342 | 0.39939 | 0.39298 | 0.37664 | -3.1568 | 46.3374 | 56.4061 | 46.8127
2 | 7 | 19 | 545.3436 | 556.7983 | 571.9234 | 585.0813 | 0 | 0 | 0 | 0 | 292.0387 | 233.8652 | 220.4716 | 225.4502 | 0 | 0 | 0 | 0 | 275.2229 | 198.3554 | 196.2617 | 196.2169 | 0 | 0 | 0 | 0 | 0 | -0.66874 | 30.6617 | 25.9585 | 0 | 0 | 0 | 0 | -21.918 | 125.2465 | 124.5284 | 137.4557 | 0.41293 | 0.40451 | 0.39736 | 0.38359 | -9.0506 | 50.6633 | 49.4824 | 52.7267
2 | 7 | 20 | 540.3664 | 551.7589 | 566.6996 | 579.5832 | 0 | 0 | 0 | 0 | 317.7837 | 245.6093 | 229.3071 | 237.3079 | 0 | 0 | 0 | 0 | 273.4908 | 194.8414 | 192.1215 | 191.4256 | 0 | 0 | 0 | 0 | 0 | 9.6026 | 3.511 | 34.741 | 0 | 0 | 0 | 0 | -50.9081 | 101.7055 | 141.7599 | 116.1087 | 0.4122 | 0.4033 | 0.397 | 0.38296 | -20.9844 | 41.0174 | 56.278 | 44.4655
2 | 7 | 21 | 524.1256 | 535.44 | 550.1204 | 562.6611 | 0 | 0 | 0 | 0 | 300.9768 | 247.793 | 236.5601 | 274.6582 | 0 | 0 | 0 | 0 | 274.5956 | 186.8221 | 182.6806 | 180.5912 | 0 | 0 | 0 | 0 | 0 | 0 | 7.1763 | 9.4 | 0 | 0 | 0 | 0 | -51.4468 | 100.825 | 123.7034 | 98.0117 | 0.40612 | 0.40218 | 0.39602 | 0.38156 | -20.8935 | 40.5494 | 48.9887 | 37.3976
2 | 7 | 22 | 495.3679 | 506.2501 | 520.2956 | 532.2551 | 0 | 0 | 0 | 0 | 276.4119 | 259.7226 | 240.1353 | 275.5673 | 0 | 0 | 0 | 0 | 263.6916 | 177.6665 | 170.1908 | 164.9181 | 0 | 0 | 0 | 0 | 0 | 0 | 1.708 | 9.4 | 0 | 0 | 0 | 0 | -44.7356 | 68.861 | 108.2615 | 82.3697 | 0.41109 | 0.39872 | 0.39241 | 0.37595 | -18.3905 | 27.4562 | 42.483 | 30.9667
2 | 7 | 23 | 452.5959 | 463.0472 | 476.4106 | 487.7715 | 0 | 0 | 0 | 0 | 267.9753 | 216.149 | 233.9487 | 266.0115 | 0 | 0 | 0 | 0 | 228.8384 | 169.3494 | 155.1454 | 143.3838 | 0 | 0 | 0 | 0 | 0 | 30.7458 | 7.8144 | 3.6383 | 0 | 0 | 0 | 0 | -44.2178 | 46.803 | 79.5021 | 74.7379 | 0.41371 | 0.39663 | 0.38604 | 0.36606 | -18.2934 | 18.5633 | 30.6907 | 27.3584
2 | 7 | 24 | 411.2176 | 419.5692 | 430.3919 | 439.4774 | 0 | 0 | 0 | 0 | 245.8003 | 215.3225 | 270.383 | 244.5472 | 0 | 0 | 0 | 0 | 212.2365 | 153.8829 | 138.0922 | 124.7529 | 0 | 0 | 0 | 0 | 0 | 1.9362 | 14.0514 | 1.7182 | 0 | 0 | 0 | 0 | -46.8193 | 48.4277 | 7.8654 | 68.4591 | 0.40639 | 0.39199 | 0.37547 | 0.36382 | -19.0268 | 18.983 | 2.9532 | 24.9069
2 | 8 | 1 | 378.7216 | 384.545 | 392.3632 | 398.7213 | 0 | 0 | 0 | 0 | 165.9742 | 236.2172 | 243.0752 | 172.6739 | 0 | 0 | 0 | 0 | 200.162 | 131.3943 | 119.1097 | 109.0261 | 0 | 0 | 0 | 0 | 0 | 6.1492 | 7.8144 | -1.4295 | 0 | 0 | 0 | 0 | 12.5854 | 10.7843 | 22.3639 | 118.4508 | 0.40941 | 0.38749 | 0.36569 | 0.36737 | 5.1526 | 4.1788 | 8.1781 | 43.515
2 | 8 | 2 | 361.0661 | 364.8898 | 370.438 | 374.8138 | 0 | 0 | 0 | 0 | 138.951 | 187.676 | 192.6152 | 166.1979 | 0 | 0 | 0 | 0 | 206.3153 | 128.8938 | 121.3652 | 115.7334 | 0 | 0 | 0 | 0 | 0 | 0 | 0 | -2.3819 | 0 | 0 | 0 | 0 | 15.7999 | 48.3199 | 56.4576 | 95.2645 | 0.40877 | 0.38552 | 0.36832 | 0.36522 | 6.4585 | 18.6285 | 20.7945 | 34.7921
2 | 8 | 3 | 352.8375 | 354.9522 | 358.6006 | 361.3259 | 0 | 0 | 0 | 0 | 127.7191 | 184.1317 | 166.2271 | 147.8666 | 0 | 0 | 0 | 0 | 187.9981 | 139.1658 | 131.5387 | 125.6873 | 0 | 0 | 0 | 0 | 0 | 1.5908 | -3.2847 | -3.5926 | 0 | 0 | 0 | 0 | 37.1202 | 30.0638 | 64.1195 | 91.3646 | 0.40833 | 0.3849 | 0.36884 | 0.36626 | 15.1574 | 11.5715 | 23.6499 | 33.4636
2 | 8 | 4 | 351.2793 | 352.0479 | 354.2039 | 355.6083 | 0 | 0 | 0 | 0 | 131.7406 | 204.0171 | 161.3987 | 121.1706 | 0 | 0 | 0 | 0 | 165.902 | 137.5009 | 128.6542 | 121.5629 | 0 | 0 | 0 | 0 | 0 | 26.9364 | 1.7449 | -6.436 | 0 | 0 | 0 | 0 | 53.6368 | -16.4066 | 62.4062 | 119.3107 | 0.40772 | 0.37892 | 0.36678 | 0.36631 | 21.8686 | -6.2168 | 22.8896 | 43.7043
2 | 8 | 5 | 360.8645 | 360.295 | 361.0141 | 361.1359 | 0 | 0 | 0 | 0 | 145.4779 | 248.6986 | 232.5955 | 135.813 | 0 | 0 | 0 | 0 | 142.301 | 135.8933 | 123.5497 | 113.047 | 0 | 0 | 0 | 0 | 0 | 1.6457 | 0 | -5.6957 | 0 | 0 | 0 | 0 | 73.0856 | -25.9427 | 4.8689 | 117.9717 | 0.409 | 0.38297 | 0.36528 | 0.36514 | 29.8921 | -9.9354 | 1.7785 | 43.0767
2 | 8 | 6 | 395.6397 | 394.159 | 394.0685 | 393.5029 | 0 | 0 | 0 | 0 | 220.2806 | 202.0231 | 198.1348 | 210.9612 | 0 | 0 | 0 | 0 | 143.6144 | 133.736 | 121.9614 | 111.9515 | 0 | 0 | 0 | 0 | 0 | 23.6087 | 15.7842 | 0 | 0 | 0 | 0 | 0 | 31.7447 | 34.7912 | 58.1882 | 70.5902 | 0.4104 | 0.38709 | 0.36491 | 0.36382 | 13.028 | 13.4675 | 21.2336 | 25.6823
2 | 8 | 7 | 444.9917 | 443.6723 | 444.1692 | 444.3259 | 0 | 0 | 0 | 0 | 252.3648 | 222.0496 | 201.3581 | 209.6332 | 0 | 0 | 0 | 0 | 142.1662 | 134.5825 | 122.2901 | 111.6764 | 0 | 0 | 0 | 0 | 0 | 15.3634 | 15.273 | 9.6714 | 0 | 0 | 0 | 0 | 50.4607 | 71.6768 | 105.2478 | 113.3449 | 0.40901 | 0.39641 | 0.37719 | 0.36382 | 20.6388 | 28.4134 | 39.698 | 41.2374
2 | 8 | 8 | 474.658 | 473.8503 | 475.4385 | 477.02 | 0 | 0 | 0 | 0 | 249.1634 | 198.1115 | 158.227 | 185.2833 | 0 | 0 | 0 | 0 | 152.7525 | 156.5534 | 149.323 | 143.1089 | 0 | 0 | 0 | 0 | 0 | -6.5017 | -1.5487 | 0 | 0 | 0 | 0 | 0 | 72.7421 | 125.6872 | 169.4372 | 148.6277 | 0.4026 | 0.40314 | 0.38075 | 0.37732 | 29.2862 | 50.67 | 64.5133 | 56.0797
2 | 8 | 9 | 481.9181 | 481.9506 | 484.8873 | 488.1263 | 0 | 0 | 0 | 0 | 193.3026 | 150.1051 | 131.3169 | 142.2546 | 0 | 0 | 0 | 0 | 170.588 | 181.6808 | 185.8529 | 189.8713 | 0 | 0 | 0 | 0 | 0 | -5.4834 | -4.3169 | 24.8646 | 0 | 0 | 0 | 0 | 118.0275 | 155.6481 | 172.0344 | 131.1358 | 0.40979 | 0.40905 | 0.39309 | 0.38587 | 48.3662 | 63.6675 | 67.6242 | 50.6007
2 | 8 | 10 | 493.1177 | 493.3554 | 496.5208 | 499.899 | 0 | 0 | 0 | 0 | 154.6942 | 113.8454 | 144.6882 | 142.2546 | 0 | 0 | 0 | 0 | 183.9292 | 195.3257 | 209.3739 | 222.3694 | 0 | 0 | 0 | 0 | 0 | -12.927 | -3.7355 | -33.9883 | 0 | 0 | 0 | 0 | 154.4943 | 197.1112 | 146.1943 | 169.2633 | 0.4056 | 0 | 0 | 0 | 62.6636 | 0 | 0 | 0
2 | 8 | 11 | 499.7914 | 500.1736 | 503.2493 | 506.2087 | 0 | 0 | 0 | 0 | 144.6819 | 121.9662 | 130.795 | 132.3963 | 0 | 0 | 0 | 0 | 204.5169 | 211.6429 | 234.0364 | 254.699 | 0 | 0 | 0 | 0 | 0 | -31.4508 | -27.3845 | -28.6005 | 0 | 0 | 0 | 0 | 150.5925 | 198.0153 | 165.8023 | 147.714 | 0.40256 | 0 | 0 | 0 | 60.6224 | 0 | 0 | 0
2 | 8 | 12 | 499.7433 | 500.4519 | 503.6856 | 506.5422 | 0 | 0 | 0 | 0 | 146.657 | 104.347 | 119.5024 | 100.5924 | 0 | 0 | 0 | 0 | 219.3909 | 226.111 | 249.5177 | 271.1069 | 0 | 0 | 0 | 0 | 0 | -24.4607 | -27.6523 | -30.9271 | 0 | 0 | 0 | 0 | 133.6954 | 194.4545 | 162.3179 | 165.77 | 0.3965 | 0 | 0 | 0 | 53.0105 | 0 | 0 | 0
2 | 8 | 13 | 498.2559 | 500.0604 | 504.4236 | 508.193 | 0 | 0 | 0 | 0 | 146.7581 | 104.347 | 120.7455 | 100.5924 | 0 | 0 | 0 | 0 | 208.9907 | 220.506 | 235.8066 | 249.9736 | 0 | 0 | 0 | 0 | 0 | -24.5025 | -27.6779 | -28.8527 | 0 | 0 | 0 | 0 | 142.5071 | 199.7099 | 175.5493 | 186.4796 | 0.39531 | 0 | 0 | 0 | 56.3346 | 0 | 0 | 0
2 | 8 | 14 | 496.3102 | 498.8078 | 503.9559 | 508.4557 | 0 | 0 | 0 | 0 | 160.2009 | 104.347 | 102.3133 | 100.8965 | 0 | 0 | 0 | 0 | 202.9649 | 239.4369 | 249.3681 | 258.5684 | 0 | 0 | 0 | 0 | 0 | -24.5274 | -27.7506 | -28.2 | 0 | 0 | 0 | 0 | 133.1444 | 179.5512 | 180.0251 | 177.1908 | 0.39361 | 0 | 0 | 0 | 52.4073 | 0 | 0 | 0
2 | 8 | 15 | 491.7975 | 494.9569 | 500.7903 | 505.8695 | 0 | 0 | 0 | 0 | 172.556 | 104.347 | 131.0935 | 104.2206 | 0 | 0 | 0 | 0 | 171.2691 | 225.6699 | 233.0241 | 240.0256 | 0 | 0 | 0 | 0 | 0 | -24.6275 | -23.8409 | -22.355 | 0 | 0 | 0 | 0 | 147.9724 | 189.5674 | 160.5136 | 183.9782 | 0.39648 | 0 | 0 | 0 | 58.6685 | 0 | 0 | 0
2 | 8 | 16 | 491.189 | 496.4798 | 504.6709 | 511.8491 | 0 | 0 | 0 | 0 | 208.8601 | 152.2497 | 131.0977 | 153.7508 | 0 | 0 | 0 | 0 | 162.8953 | 209.8028 | 216.5287 | 223.097 | 0 | 0 | 0 | 0 | 0 | -1.4975 | -1.7062 | 3.8763 | 0 | 0 | 0 | 0 | 119.4337 | 135.9248 | 158.7508 | 131.125 | 0.40398 | 0 | 0.39996 | 0 | 48.2491 | 0 | 63.4944 | 0
2 | 8 | 17 | 495.9883 | 503.257 | 513.6136 | 522.6606 | 0 | 0 | 0 | 0 | 264.72 | 152.8517 | 138.1164 | 190.8617 | 0 | 0 | 0 | 0 | 141.2159 | 193.3357 | 195.2832 | 197.8216 | 0 | 0 | 0 | 0 | 0 | -3.1596 | -1.41 | 2.7693 | 0 | 0 | 0 | 0 | 90.0525 | 160.2293 | 181.6241 | 131.208 | 0.4024 | 0.40819 | 0.40418 | 0.39462 | 36.2372 | 65.4038 | 73.4085 | 51.7771
2 | 8 | 18 | 526.809 | 536.223 | 549.0523 | 560.2331 | 0 | 0 | 0 | 0 | 276.0943 | 208.4704 | 198.0414 | 218.3192 | 0 | 0 | 0 | 0 | 131.3516 | 166.7758 | 158.9794 | 152.919 | 0 | 0 | 0 | 0 | 0 | 1.343 | 1.0613 | 13.1905 | 0 | 0 | 0 | 0 | 119.3632 | 159.6338 | 190.9701 | 175.8043 | 0.40342 | 0.39939 | 0.39298 | 0.37664 | 48.153 | 63.7561 | 75.0478 | 66.2147
2 | 8 | 19 | 550.8639 | 562.4977 | 577.8426 | 591.19 | 0 | 0 | 0 | 0 | 292.0387 | 233.8652 | 220.4716 | 225.4502 | 0 | 0 | 0 | 0 | 150.4046 | 180.5394 | 170.5162 | 162.4521 | 0 | 0 | 0 | 0 | 0 | -0.66874 | 30.6617 | 25.9585 | 0 | 0 | 0 | 0 | 108.4207 | 148.7619 | 156.1931 | 177.3291 | 0.41293 | 0.40451 | 0.39736 | 0.38359 | 44.7699 | 60.1755 | 62.0647 | 68.0217
2 | 8 | 20 | 538.4201 | 549.7495 | 564.6126 | 577.4295 | 0 | 0 | 0 | 0 | 317.7837 | 245.6093 | 229.3071 | 237.3079 | 0 | 0 | 0 | 0 | 168.999 | 194.0742 | 180.6712 | 169.4815 | 0 | 0 | 0 | 0 | 0 | 9.6026 | 3.511 | 34.741 | 0 | 0 | 0 | 0 | 51.6374 | 100.4633 | 151.1234 | 135.8991 | 0.4122 | 0.4033 | 0.397 | 0.38296 | 21.285 | 40.5164 | 59.9953 | 52.0445
2 | 8 | 21 | 524.8334 | 536.1707 | 550.8792 | 563.4443 | 0 | 0 | 0 | 0 | 300.9768 | 247.793 | 236.5601 | 274.6582 | 0 | 0 | 0 | 0 | 180.1624 | 206.9063 | 189.4873 | 174.5158 | 0 | 0 | 0 | 0 | 0 | 0 | 7.1763 | 9.4 | 0 | 0 | 0 | 0 | 43.6941 | 81.4714 | 117.6556 | 104.8702 | 0.40612 | 0.40218 | 0.39602 | 0.38156 | 17.745 | 32.7658 | 46.5936 | 40.0146
2 | 8 | 22 | 495.1556 | 506.0309 | 520.0679 | 532.0201 | 0 | 0 | 0 | 0 | 276.4119 | 259.7226 | 240.1353 | 275.5673 | 0 | 0 | 0 | 0 | 199.1941 | 220.9328 | 200.5587 | 182.8708 | 0 | 0 | 0 | 0 | 0 | 0 | 1.708 | 9.4 | 0 | 0 | 0 | 0 | 19.5495 | 25.3755 | 77.666 | 64.182 | 0.41109 | 0.39872 | 0.39241 | 0.37595 | 8.0367 | 10.1177 | 30.477 | 24.1291
2 | 8 | 23 | 453.2682 | 463.7413 | 477.1316 | 488.5155 | 0 | 0 | 0 | 0 | 267.9753 | 216.149 | 233.9487 | 266.0115 | 0 | 0 | 0 | 0 | 224.3803 | 232.3437 | 211.7442 | 193.8715 | 0 | 0 | 0 | 0 | 0 | 30.7458 | 7.8144 | 3.6383 | 0 | 0 | 0 | 0 | -39.0873 | -15.4972 | 23.6242 | 24.9942 | 0.41371 | 0.39663 | 0.38604 | 0.36606 | -16.1708 | -6.1466 | 9.1198 | 9.1493
2 | 8 | 24 | 408.882 | 417.158 | 427.8876 | 436.893 | 0 | 0 | 0 | 0 | 245.8003 | 215.3225 | 270.383 | 244.5472 | 0 | 0 | 0 | 0 | 224.0531 | 232.6686 | 211.7256 | 193.5145 | 0 | 0 | 0 | 0 | 0 | 1.9362 | 14.0514 | 1.7182 | 0 | 0 | 0 | 0 | -60.9714 | -32.7693 | -68.2723 | -2.8869 | 0.40639 | 0.39199 | 0.37547 | 0.36382 | -24.7781 | -12.8451 | -25.6341 | -1.0503
2 | 9 | 1 | 378.8101 | 384.6363 | 392.4581 | 398.8192 | 0 | 0 | 0 | 0 | 165.9742 | 236.2172 | 243.0752 | 172.6739 | 0 | 0 | 0 | 0 | 227.6451 | 229.1074 | 208.5484 | 190.7094 | 0 | 0 | 0 | 0 | 0 | 6.1492 | 7.8144 | -1.4295 | 0 | 0 | 0 | 0 | -14.8092 | -86.8375 | -66.9799 | 36.8655 | 0.40941 | 0.38749 | 0.36569 | 0.36737 | -6.063 | -33.6485 | -24.4936 | 13.5432
2 | 9 | 2 | 360.4822 | 364.2869 | 369.8119 | 374.1677 | 0 | 0 | 0 | 0 | 138.951 | 187.676 | 192.6152 | 166.1979 | 0 | 0 | 0 | 0 | 230.6477 | 223.6609 | 201.8552 | 182.7898 | 0 | 0 | 0 | 0 | 0 | 0 | 0 | -2.3819 | 0 | 0 | 0 | 0 | -9.1164 | -47.05 | -24.6584 | 27.562 | 0.40877 | 0.38552 | 0.36832 | 0.36522 | -3.7265 | -18.1389 | -9.0822 | 10.0661
2 | 9 | 3 | 352.6251 | 354.7329 | 358.373 | 361.091 | 0 | 0 | 0 | 0 | 127.7191 | 184.1317 | 166.2271 | 147.8666 | 0 | 0 | 0 | 0 | 231.6702 | 217.0875 | 195.082 | 175.8215 | 0 | 0 | 0 | 0 | 0 | 1.5908 | -3.2847 | -3.5926 | 0 | 0 | 0 | 0 | -6.7642 | -48.0772 | 0.34859 | 40.9955 | 0.40833 | 0.3849 | 0.36884 | 0.36626 | -2.762 | -18.5048 | 0.12857 | 15.0152
2 | 9 | 4 | 348.183 | 348.8511 | 350.8839 | 352.182 | 0 | 0 | 0 | 0 | 131.7406 | 204.0171 | 161.3987 | 121.1706 | 0 | 0 | 0 | 0 | 230.962 | 215.6611 | 193.319 | 173.7303 | 0 | 0 | 0 | 0 | 0 | 26.9364 | 1.7449 | -6.436 | 0 | 0 | 0 | 0 | -14.5196 | -97.7635 | -5.5786 | 63.7171 | 0.40772 | 0.37892 | 0.36678 | 0.36631 | -5.9199 | -37.0446 | -2.0462 | 23.34
2 | 9 | 5 | 358.122 | 357.4635 | 358.0734 | 358.1012 | 0 | 0 | 0 | 0 | 145.4779 | 248.6986 | 232.5955 | 135.813 | 0 | 0 | 0 | 0 | 226.1019 | 212.1473 | 188.8422 | 168.3092 | 0 | 0 | 0 | 0 | 0 | 1.6457 | 0 | -5.6957 | 0 | 0 | 0 | 0 | -13.4578 | -105.0281 | -63.3643 | 59.6747 | 0.409 | 0.38297 | 0.36528 | 0.36514 | -5.5043 | -40.2231 | -23.1455 | 21.7899
2 | 9 | 6 | 387.2353 | 385.4821 | 385.0569 | 384.2029 | 0 | 0 | 0 | 0 | 220.2806 | 202.0231 | 198.1348 | 210.9612 | 0 | 0 | 0 | 0 | 210.7672 | 192.3944 | 170.2579 | 150.7654 | 0 | 0 | 0 | 0 | 0 | 23.6087 | 15.7842 | 0 | 0 | 0 | 0 | 0 | -43.8125 | -32.5441 | 0.88 | 22.4763 | 0.4104 | 0.38709 | 0.36491 | 0.36382 | -17.9807 | -12.5976 | 0.32112 | 8.1774
2 | 9 | 7 | 437.9319 | 436.3836 | 436.5994 | 436.5139 | 0 | 0 | 0 | 0 | 252.3648 | 222.0496 | 201.3581 | 209.6332 | 0 | 0 | 0 | 0 | 192.4003 | 173.1608 | 153.5784 | 136.3935 | 0 | 0 | 0 | 0 | 0 | 15.3634 | 15.273 | 9.6714 | 0 | 0 | 0 | 0 | -6.8332 | 25.8098 | 66.3898 | 80.8158 | 0.40901 | 0.39641 | 0.37719 | 0.36382 | -2.7948 | 10.2313 | 25.0413 | 29.4026
2 | 9 | 8 | 464.1303 | 462.9813 | 464.1502 | 465.3705 | 0 | 0 | 0 | 0 | 249.1634 | 198.1115 | 158.227 | 185.2833 | 0 | 0 | 0 | 0 | 207.151 | 189.0123 | 174.0548 | 160.9393 | 0 | 0 | 0 | 0 | 0 | -6.5017 | -1.5487 | 0 | 0 | 0 | 0 | 0 | 7.8159 | 82.3592 | 133.4171 | 119.1479 | 0.4026 | 0.40314 | 0.38075 | 0.37732 | 3.1467 | 33.2026 | 50.7986 | 44.9564
2 | 9 | 9 | 478.8217 | 478.7538 | 481.5672 | 484.7 | 0 | 0 | 0 | 0 | 193.3026 | 150.1051 | 131.3169 | 142.2546 | 0 | 0 | 0 | 0 | 204.4442 | 198.6564 | 194.5016 | 191.0912 | 0 | 0 | 0 | 0 | 0 | -5.4834 | -4.3169 | 24.8646 | 0 | 0 | 0 | 0 | 81.075 | 135.4757 | 160.0656 | 126.4896 | 0.40979 | 0.40905 | 0.39309 | 0.38587 | 33.2235 | 55.416 | 62.9194 | 48.8079
2 | 9 | 10 | 489.6675 | 489.7933 | 492.8213 | 496.0811 | 0 | 0 | 0 | 0 | 154.6942 | 113.8454 | 144.6882 | 142.2546 | 0 | 0 | 0 | 0 | 208.668 | 212.2196 | 212.3865 | 212.6754 | 0 | 0 | 0 | 0 | 0 | -12.927 | -3.7355 | -33.9883 | 0 | 0 | 0 | 0 | 126.3052 | 176.6552 | 139.4822 | 175.1394 | 0.4056 | 0 | 0 | 0 | 51.23 | 0 | 0 | 0
2 | 9 | 11 | 498.7828 | 499.1324 | 502.1679 | 505.0927 | 0 | 0 | 0 | 0 | 144.6819 | 121.9662 | 130.795 | 132.3963 | 0 | 0 | 0 | 0 | 230.3298 | 244.6082 | 251.1289 | 257.0768 | 0 | 0 | 0 | 0 | 0 | -31.4508 | -27.3845 | -28.6005 | 0 | 0 | 0 | 0 | 123.7712 | 164.0088 | 147.6285 | 144.2201 | 0.40256 | 0 | 0 | 0 | 49.8252 | 0 | 0 | 0
2 | 9 | 12 | 498.6994 | 499.3741 | 502.5663 | 505.3871 | 0 | 0 | 0 | 0 | 146.657 | 104.347 | 119.5024 | 100.5924 | 0 | 0 | 0 | 0 | 239.7993 | 262.8965 | 275.4884 | 286.9495 | 0 | 0 | 0 | 0 | 0 | -24.4607 | -27.6523 | -30.9271 | 0 | 0 | 0 | 0 | 112.2431 | 156.5913 | 135.2278 | 148.7722 | 0.3965 | 0 | 0 | 0 | 44.5046 | 0 | 0 | 0
2 | 9 | 13 | 494.151 | 495.8224 | 500.0221 | 503.6506 | 0 | 0 | 0 | 0 | 146.7581 | 104.347 | 120.7455 | 100.5924 | 0 | 0 | 0 | 0 | 224.1424 | 228.0886 | 243.1135 | 257.0034 | 0 | 0 | 0 | 0 | 0 | -24.5025 | -27.6779 | -28.8527 | 0 | 0 | 0 | 0 | 123.2505 | 187.8893 | 163.8409 | 174.9076 | 0.39531 | 0 | 0 | 0 | 48.7222 | 0 | 0 | 0
2 | 9 | 14 | 491.7276 | 494.0766 | 499.0422 | 503.3847 | 0 | 0 | 0 | 0 | 160.2009 | 104.347 | 102.3133 | 100.8965 | 0 | 0 | 0 | 0 | 205.6357 | 211.397 | 221.568 | 231.0657 | 0 | 0 | 0 | 0 | 0 | -24.5274 | -27.7506 | -28.2 | 0 | 0 | 0 | 0 | 125.891 | 202.86 | 202.9115 | 199.6225 | 0.39361 | 0 | 0 | 0 | 49.5523 | 0 | 0 | 0
2 | 9 | 15 | 485.6402 | 488.5999 | 494.1881 | 499.056 | 0 | 0 | 0 | 0 | 172.556 | 104.347 | 131.0935 | 104.2206 | 0 | 0 | 0 | 0 | 179.9264 | 195.9434 | 204.303 | 212.2642 | 0 | 0 | 0 | 0 | 0 | -24.6275 | -23.8409 | -22.355 | 0 | 0 | 0 | 0 | 133.1578 | 212.937 | 182.6326 | 204.9262 | 0.39648 | 0 | 0 | 0 | 52.7948 | 0 | 0 | 0
2 | 9 | 16 | 482.9615 | 487.9855 | 495.849 | 502.7449 | 0 | 0 | 0 | 0 | 208.8601 | 152.2497 | 131.0977 | 153.7508 | 0 | 0 | 0 | 0 | 152.6778 | 156.6253 | 163.0009 | 169.5131 | 0 | 0 | 0 | 0 | 0 | -1.4975 | -1.7062 | 3.8763 | 0 | 0 | 0 | 0 | 121.4237 | 180.608 | 203.4567 | 175.6047 | 0.40398 | 0 | 0.39996 | 0 | 49.0531 | 0 | 81.3751 | 0
2 | 9 | 17 | 483.9567 | 490.8353 | 500.7127 | 509.347 | 0 | 0 | 0 | 0 | 264.72 | 152.8517 | 138.1164 | 190.8617 | 0 | 0 | 0 | 0 | 130.2018 | 135.2707 | 139.3324 | 144.0669 | 0 | 0 | 0 | 0 | 0 | -3.1596 | -1.41 | 2.7693 | 0 | 0 | 0 | 0 | 89.035 | 205.8725 | 224.6739 | 171.6491 | 0.4024 | 0.40819 | 0.40418 | 0.39462 | 35.8278 | 84.0349 | 90.8083 | 67.7359
2 | 9 | 18 | 511.5218 | 520.44 | 532.6606 | 543.3168 | 0 | 0 | 0 | 0 | 276.0943 | 208.4704 | 198.0414 | 218.3192 | 0 | 0 | 0 | 0 | 120.386 | 114.5598 | 110.0231 | 107.1003 | 0 | 0 | 0 | 0 | 0 | 1.343 | 1.0613 | 13.1905 | 0 | 0 | 0 | 0 | 115.0415 | 196.0669 | 223.5347 | 204.7068 | 0.40342 | 0.39939 | 0.39298 | 0.37664 | 46.4096 | 78.3071 | 87.8451 | 77.1005
2 | 9 | 19 | 530.251 | 541.2163 | 555.7404 | 568.3805 | 0 | 0 | 0 | 0 | 292.0387 | 233.8652 | 220.4716 | 225.4502 | 0 | 0 | 0 | 0 | 125.0346 | 120.7962 | 115.0356 | 110.9906 | 0 | 0 | 0 | 0 | 0 | -0.66874 | 30.6617 | 25.9585 | 0 | 0 | 0 | 0 | 113.1776 | 187.2237 | 189.5715 | 205.9811 | 0.41293 | 0.40451 | 0.39736 | 0.38359 | 46.7342 | 75.7337 | 75.3279 | 79.0124
2 | 9 | 20 | 515.3654 | 525.9472 | 539.8923 | 551.9181 | 0 | 0 | 0 | 0 | 317.7837 | 245.6093 | 229.3071 | 237.3079 | 0 | 0 | 0 | 0 | 121.7838 | 116.5912 | 110.6728 | 106.3957 | 0 | 0 | 0 | 0 | 0 | 9.6026 | 3.511 | 34.741 | 0 | 0 | 0 | 0 | 75.7979 | 154.144 | 196.4014 | 173.4735 | 0.4122 | 0.4033 | 0.397 | 0.38296 | 31.244 | 62.1656 | 77.9704 | 66.4342
2 | 9 | 21 | 499.3016 | 509.811 | 523.5028 | 535.1919 | 0 | 0 | 0 | 0 | 300.9768 | 247.793 | 236.5601 | 274.6582 | 0 | 0 | 0 | 0 | 113.3079 | 112.2884 | 104.9125 | 99.1804 | 0 | 0 | 0 | 0 | 0 | 0 | 7.1763 | 9.4 | 0 | 0 | 0 | 0 | 85.0169 | 149.7295 | 174.854 | 151.9532 | 0.40612 | 0.40218 | 0.39602 | 0.38156 | 34.527 | 60.2176 | 69.2452 | 57.9797
2 | 9 | 22 | 478.0282 | 488.3481 | 501.7032 | 513.0677 | 0 | 0 | 0 | 0 | 276.4119 | 259.7226 | 240.1353 | 275.5673 | 0 | 0 | 0 | 0 | 108.2872 | 118.5961 | 108.0702 | 99.3081 | 0 | 0 | 0 | 0 | 0 | 0 | 1.708 | 9.4 | 0 | 0 | 0 | 0 | 93.3291 | 110.0295 | 151.7897 | 128.7922 | 0.41109 | 0.39872 | 0.39241 | 0.37595 | 38.367 | 43.8708 | 59.564 | 48.4192
2 | 9 | 23 | 445.1469 | 455.3566 | 468.4235 | 479.5288 | 0 | 0 | 0 | 0 | 267.9753 | 216.149 | 233.9487 | 266.0115 | 0 | 0 | 0 | 0 | 116.3816 | 125.8773 | 113.1047 | 102.182 | 0 | 0 | 0 | 0 | 0 | 30.7458 | 7.8144 | 3.6383 | 0 | 0 | 0 | 0 | 60.79 | 82.5845 | 113.5556 | 107.6969 | 0.41371 | 0.39663 | 0.38604 | 0.36606 | 25.1495 | 32.7552 | 43.8366 | 39.4232
2 | 9 | 24 | 406.1749 | 414.3631 | 424.985 | 433.8974 | 0 | 0 | 0 | 0 | 245.8003 | 215.3225 | 270.383 | 244.5472 | 0 | 0 | 0 | 0 | 115.487 | 123.6955 | 110.9481 | 100.0576 | 0 | 0 | 0 | 0 | 0 | 1.9362 | 14.0514 | 1.7182 | 0 | 0 | 0 | 0 | 44.8876 | 73.4089 | 29.6025 | 87.5744 | 0.40639 | 0.39199 | 0.37547 | 0.36382 | 18.2418 | 28.7754 | 11.1148 | 31.8615
2 | 10 | 1 | 374.4929 | 380.1791 | 387.8289 | 394.042 | 0 | 0 | 0 | 0 | 165.9742 | 236.2172 | 243.0752 | 172.6739 | 0 | 0 | 0 | 0 | 114.1767 | 124.5714 | 112.0255 | 101.2909 | 0 | 0 | 0 | 0 | 0 | 6.1492 | 7.8144 | -1.4295 | 0 | 0 | 0 | 0 | 94.342 | 13.2413 | 24.9138 | 121.5067 | 0.40941 | 0.38749 | 0.36569 | 0.36737 | 38.6242 | 5.1308 | 9.1106 | 44.6376
2 | 10 | 2 | 355.705 | 359.3548 | 364.6895 | 368.8814 | 0 | 0 | 0 | 0 | 138.951 | 187.676 | 192.6152 | 166.1979 | 0 | 0 | 0 | 0 | 118.8432 | 130.0008 | 116.9015 | 105.6375 | 0 | 0 | 0 | 0 | 0 | 0 | 0 | -2.3819 | 0 | 0 | 0 | 0 | 97.9108 | 41.678 | 55.1728 | 99.4279 | 0.40877 | 0.38552 | 0.36832 | 0.36522 | 40.0231 | 16.0679 | 20.3213 | 36.3127
2 | 10 | 3 | 346.4678 | 348.3759 | 351.7707 | 354.2775 | 0 | 0 | 0 | 0 | 127.7191 | 184.1317 | 166.2271 | 147.8666 | 0 | 0 | 0 | 0 | 126.0859 | 134.675 | 120.6586 | 108.5637 | 0 | 0 | 0 | 0 | 0 | 1.5908 | -3.2847 | -3.5926 | 0 | 0 | 0 | 0 | 92.6628 | 27.9784 | 68.1698 | 101.4398 | 0.40833 | 0.3849 | 0.36884 | 0.36626 | 37.8373 | 10.7688 | 25.1438 | 37.1538
2 | 10 | 4 | 340.1324 | 340.5395 | 342.2517 | 343.2736 | 0 | 0 | 0 | 0 | 131.7406 | 204.0171 | 161.3987 | 121.1706 | 0 | 0 | 0 | 0 | 133.1374 | 138.5759 | 123.6315 | 110.722 | 0 | 0 | 0 | 0 | 0 | 26.9364 | 1.7449 | -6.436 | 0 | 0 | 0 | 0 | 75.2545 | -28.9899 | 55.4766 | 117.8169 | 0.40772 | 0.37892 | 0.36678 | 0.36631 | 30.6824 | -10.9849 | 20.348 | 43.1571
2 | 10 | 5 | 341.5785 | 340.3836 | 340.3347 | 339.7949 | 0 | 0 | 0 | 0 | 145.4779 | 248.6986 | 232.5955 | 135.813 | 0 | 0 | 0 | 0 | 136.0675 | 142.0609 | 126.6918 | 113.4377 | 0 | 0 | 0 | 0 | 0 | 1.6457 | 0 | -5.6957 | 0 | 0 | 0 | 0 | 60.0331 | -52.0217 | -18.9526 | 96.2399 | 0.409 | 0.38297 | 0.36528 | 0.36514 | 24.5536 | -19.923 | -6.923 | 35.1415
2 | 10 | 6 | 351.8836 | 348.984 | 347.1511 | 345.0841 | 0 | 0 | 0 | 0 | 220.2806 | 202.0231 | 198.1348 | 210.9612 | 0 | 0 | 0 | 0 | 137.9905 | 144.5656 | 128.8914 | 115.4118 | 0 | 0 | 0 | 0 | 0 | 23.6087 | 15.7842 | 0 | 0 | 0 | 0 | 0 | -6.3874 | -21.2134 | 4.3408 | 18.7111 | 0.4104 | 0.38709 | 0.36491 | 0.36382 | -2.6214 | -8.2116 | 1.584 | 6.8075
2 | 10 | 7 | 366.3439 | 362.4741 | 359.8392 | 357.2974 | 0 | 0 | 0 | 0 | 252.3648 | 222.0496 | 201.3581 | 209.6332 | 0 | 0 | 0 | 0 | 144.168 | 149.5761 | 133.2306 | 119.1506 | 0 | 0 | 0 | 0 | 0 | 15.3634 | 15.273 | 9.6714 | 0 | 0 | 0 | 0 | -30.1889 | -24.515 | 9.9775 | 18.8423 | 0.40901 | 0.39641 | 0.37719 | 0.36382 | -12.3475 | -9.718 | 3.7634 | 6.8553
2 | 10 | 8 | 381.1477 | 377.3076 | 375.1722 | 373.5452 | 0 | 0 | 0 | 0 | 249.1634 | 198.1115 | 158.227 | 185.2833 | 0 | 0 | 0 | 0 | 168.1489 | 159.6888 | 142.4731 | 127.5479 | 0 | 0 | 0 | 0 | 0 | -6.5017 | -1.5487 | 0 | 0 | 0 | 0 | 0 | -36.1646 | 26.009 | 76.0207 | 60.714 | 0.4026 | 0.40314 | 0.38075 | 0.37732 | -14.56 | 10.4854 | 28.9449 | 22.9084
2 | 10 | 9 | 405.2697 | 402.8166 | 402.7012 | 403.3103 | 0 | 0 | 0 | 0 | 193.3026 | 150.1051 | 131.3169 | 142.2546 | 0 | 0 | 0 | 0 | 189.5295 | 170.3043 | 161.12 | 153.5142 | 0 | 0 | 0 | 0 | 0 | -5.4834 | -4.3169 | 24.8646 | 0 | 0 | 0 | 0 | 22.4376 | 87.8907 | 114.5812 | 82.6768 | 0.40979 | 0.40905 | 0.39309 | 0.38587 | 9.1946 | 35.9515 | 45.0402 | 31.9021
2 | 10 | 10 | 424.7676 | 422.7888 | 423.2325 | 424.2655 | 0 | 0 | 0 | 0 | 154.6942 | 113.8454 | 144.6882 | 142.2546 | 0 | 0 | 0 | 0 | 211.2503 | 188.5189 | 185.4861 | 183.4607 | 0 | 0 | 0 | 0 | 0 | -12.927 | -3.7355 | -33.9883 | 0 | 0 | 0 | 0 | 58.823 | 133.3515 | 96.7937 | 132.5385 | 0.4056 | 0 | 0 | 0 | 23.8589 | 0 | 0 | 0
2 | 10 | 11 | 435.4046 | 433.6989 | 434.2107 | 434.9609 | 0 | 0 | 0 | 0 | 144.6819 | 121.9662 | 130.795 | 132.3963 | 0 | 0 | 0 | 0 | 252.7888 | 225.2409 | 228.4381 | 232.0737 | 0 | 0 | 0 | 0 | 0 | -31.4508 | -27.3845 | -28.6005 | 0 | 0 | 0 | 0 | 37.9339 | 117.9426 | 102.3621 | 99.0915 | 0.40256 | 0 | 0 | 0 | 15.2706 | 0 | 0 | 0
2 | 10 | 12 | 437.2497 | 435.9317 | 436.677 | 437.3894 | 0 | 0 | 0 | 0 | 146.657 | 104.347 | 119.5024 | 100.5924 | 0 | 0 | 0 | 0 | 282.2006 | 253.611 | 258.5489 | 263.8135 | 0 | 0 | 0 | 0 | 0 | -24.4607 | -27.6523 | -30.9271 | 0 | 0 | 0 | 0 | 8.3921 | 102.4344 | 86.278 | 103.9106 | 0.3965 | 0 | 0 | 0 | 3.3275 | 0 | 0 | 0
2 | 10 | 13 | 433.993 | 433.7135 | 435.5178 | 437.0822 | 0 | 0 | 0 | 0 | 146.7581 | 104.347 | 120.7455 | 100.5924 | 0 | 0 | 0 | 0 | 316.6602 | 296.4836 | 311.2236 | 325.5142 | 0 | 0 | 0 | 0 | 0 | -24.5025 | -27.6779 | -28.8527 | 0 | 0 | 0 | 0 | -29.4253 | 57.3854 | 31.2265 | 39.8283 | 0.39531 | 0 | 0 | 0 | -11.6321 | 0 | 0 | 0
2 | 10 | 14 | 428.4909 | 428.7892 | 431.2368 | 433.4095 | 0 | 0 | 0 | 0 | 160.2009 | 104.347 | 102.3133 | 100.8965 | 0 | 0 | 0 | 0 | 309.0056 | 300.9913 | 314.0538 | 326.9331 | 0 | 0 | 0 | 0 | 0 | -24.5274 | -27.7506 | -28.2 | 0 | 0 | 0 | 0 | -40.7157 | 47.9783 | 42.6203 | 33.7799 | 0.39361 | 0 | 0 | 0 | -16.0262 | 0 | 0 | 0
2 | 10 | 15 | 422.7927 | 423.7144 | 426.8001 | 429.5115 | 0 | 0 | 0 | 0 | 172.556 | 104.347 | 131.0935 | 104.2206 | 0 | 0 | 0 | 0 | 288.5106 | 290.325 | 300.9877 | 311.7327 | 0 | 0 | 0 | 0 | 0 | -24.6275 | -23.8409 | -22.355 | 0 | 0 | 0 | 0 | -38.2739 | 53.6699 | 18.5598 | 35.9132 | 0.39648 | 0 | 0 | 0 | -15.1749 | 0 | 0 | 0
2 | 10 | 16 | 421.9365 | 424.9816 | 430.4151 | 435.2171 | 0 | 0 | 0 | 0 | 208.8601 | 152.2497 | 131.0977 | 153.7508 | 0 | 0 | 0 | 0 | 277.9925 | 260.8177 | 272.7525 | 284.8838 | 0 | 0 | 0 | 0 | 0 | -1.4975 | -1.7062 | 3.8763 | 0 | 0 | 0 | 0 | -64.916 | 13.4117 | 28.2711 | -7.2938 | 0.40398 | 0 | 0.39996 | 0 | -26.2249 | 0 | 11.3074 | 0
2 | 10 | 17 | 431.1592 | 436.3256 | 444.1007 | 450.9234 | 0 | 0 | 0 | 0 | 264.72 | 152.8517 | 138.1164 | 190.8617 | 0 | 0 | 0 | 0 | 284.0504 | 249.5315 | 250.5422 | 252.856 | 0 | 0 | 0 | 0 | 0 | -3.1596 | -1.41 | 2.7693 | 0 | 0 | 0 | 0 | -117.6111 | 37.1021 | 56.8521 | 4.4364 | 0.4024 | 0.40819 | 0.40418 | 0.39462 | -47.3268 | 15.1446 | 22.9784 | 1.7507
2 | 10 | 18 | 465.9256 | 473.3652 | 483.7701 | 492.8619 | 0 | 0 | 0 | 0 | 276.0943 | 208.4704 | 198.0414 | 218.3192 | 0 | 0 | 0 | 0 | 264.567 | 190.5985 | 182.8642 | 177.4604 | 0 | 0 | 0 | 0 | 0 | 1.343 | 1.0613 | 13.1905 | 0 | 0 | 0 | 0 | -74.7356 | 72.9534 | 101.8032 | 83.8917 | 0.40342 | 0.39939 | 0.39298 | 0.37664 | -30.1495 | 29.1368 | 40.0068 | 31.5969
2 | 10 | 19 | 490.2459 | 499.9139 | 512.845 | 524.1125 | 0 | 0 | 0 | 0 | 292.0387 | 233.8652 | 220.4716 | 225.4502 | 0 | 0 | 0 | 0 | 262.8818 | 177.2398 | 170.1481 | 165.2902 | 0 | 0 | 0 | 0 | 0 | -0.66874 | 30.6617 | 25.9585 | 0 | 0 | 0 | 0 | -64.6746 | 89.4777 | 91.5636 | 107.4135 | 0.41293 | 0.40451 | 0.39736 | 0.38359 | -26.7059 | 36.1945 | 36.3836 | 41.2028
2 | 10 | 20 | 480.863 | 490.3259 | 502.8972 | 513.7392 | 0 | 0 | 0 | 0 | 317.7837 | 245.6093 | 229.3071 | 237.3079 | 0 | 0 | 0 | 0 | 241.6425 | 170.6477 | 160.8846 | 153.3928 | 0 | 0 | 0 | 0 | 0 | 9.6026 | 3.511 | 34.741 | 0 | 0 | 0 | 0 | -78.5632 | 64.4663 | 109.1945 | 88.2975 | 0.4122 | 0.4033 | 0.397 | 0.38296 | -32.3839 | 25.9989 | 43.3497 | 33.8148
2 | 10 | 21 | 466.5862 | 476.0348 | 488.4239 | 498.9904 | 0 | 0 | 0 | 0 | 300.9768 | 247.793 | 236.5601 | 274.6582 | 0 | 0 | 0 | 0 | 238.4427 | 174.0294 | 161.3431 | 151.0611 | 0 | 0 | 0 | 0 | 0 | 0 | 7.1763 | 9.4 | 0 | 0 | 0 | 0 | -72.8333 | 54.2123 | 83.3444 | 63.871 | 0.40612 | 0.40218 | 0.39602 | 0.38156 | -29.579 | 21.8029 | 33.0058 | 24.3708
2 | 10 | 22 | 449.3293 | 458.7185 | 470.9308 | 481.3106 | 0 | 0 | 0 | 0 | 276.4119 | 259.7226 | 240.1353 | 275.5673 | 0 | 0 | 0 | 0 | 257.6851 | 184.6662 | 170.9791 | 159.8303 | 0 | 0 | 0 | 0 | 0 | 0 | 1.708 | 9.4 | 0 | 0 | 0 | 0 | -84.7677 | 14.3298 | 58.1085 | 36.513 | 0.41109 | 0.39872 | 0.39241 | 0.37595 | -34.8475 | 5.7136 | 22.8024 | 13.727
2 | 10 | 23 | 422.6938 | 432.1754 | 444.3482 | 454.6831 | 0 | 0 | 0 | 0 | 267.9753 | 216.149 | 233.9487 | 266.0115 | 0 | 0 | 0 | 0 | 277.5997 | 190.2762 | 179.8168 | 171.7574 | 0 | 0 | 0 | 0 | 0 | 30.7458 | 7.8144 | 3.6383 | 0 | 0 | 0 | 0 | -122.8811 | -4.9956 | 22.7683 | 13.2758 | 0.41371 | 0.39663 | 0.38604 | 0.36606 | -50.8372 | -1.9814 | 8.7894 | 4.8597
2 | 10 | 24 | 389.2068 | 396.8447 | 406.7909 | 415.1212 | 0 | 0 | 0 | 0 | 245.8003 | 215.3225 | 270.383 | 244.5472 | 0 | 0 | 0 | 0 | 289.7984 | 200.2104 | 190.3201 | 182.8322 | 0 | 0 | 0 | 0 | 0 | 1.9362 | 14.0514 | 1.7182 | 0 | 0 | 0 | 0 | -146.3919 | -20.6243 | -67.9636 | -13.9764 | 0.40639 | 0.39199 | 0.37547 | 0.36382 | -59.492 | -8.0845 | -25.5182 | -5.0849
2 | 11 | 1 | 364.3368 | 369.6937 | 376.9391 | 382.8037 | 0 | 0 | 0 | 0 | 165.9742 | 236.2172 | 243.0752 | 172.6739 | 0 | 0 | 0 | 0 | 265.5547 | 199.9962 | 188.2721 | 178.9384 | 0 | 0 | 0 | 0 | 0 | 6.1492 | 7.8144 | -1.4295 | 0 | 0 | 0 | 0 | -67.1921 | -72.6689 | -62.2226 | 32.6208 | 0.40941 | 0.38749 | 0.36569 | 0.36737 | -27.5089 | -28.1584 | -22.7539 | 11.9838
2 | 11 | 2 | 346.2743 | 349.6183 | 354.5775 | 358.4458 | 0 | 0 | 0 | 0 | 138.951 | 187.676 | 192.6152 | 166.1979 | 0 | 0 | 0 | 0 | 253.617 | 203.4574 | 190.0078 | 179.0017 | 0 | 0 | 0 | 0 | 0 | 0 | 0 | -2.3819 | 0 | 0 | 0 | 0 | -46.2937 | -41.5151 | -28.0455 | 15.6282 | 0.40877 | 0.38552 | 0.36832 | 0.36522 | -18.9235 | -16.0051 | -10.3297 | 5.7077
2 | 11 | 3 | 334.6485 | 336.1734 | 339.0975 | 341.1988 | 0 | 0 | 0 | 0 | 127.7191 | 184.1317 | 166.2271 | 147.8666 | 0 | 0 | 0 | 0 | 244.5615 | 205.6949 | 190.0428 | 176.9079 | 0 | 0 | 0 | 0 | 0 | 1.5908 | -3.2847 | -3.5926 | 0 | 0 | 0 | 0 | -37.6321 | -55.2441 | -13.8877 | 20.0169 | 0.40833 | 0.3849 | 0.36884 | 0.36626 | -15.3664 | -21.2634 | -5.1223 | 7.3315
2 | 11 | 4 | 328.1716 | 328.1908 | 329.4267 | 330.0382 | 0 | 0 | 0 | 0 | 131.7406 | 204.0171 | 161.3987 | 121.1706 | 0 | 0 | 0 | 0 | 256.6943 | 200.0944 | 187.3437 | 176.9362 | 0 | 0 | 0 | 0 | 0 | 26.9364 | 1.7449 | -6.436 | 0 | 0 | 0 | 0 | -60.2633 | -102.8572 | -21.0605 | 38.3674 | 0.40772 | 0.37892 | 0.36678 | 0.36631 | -24.5703 | -38.9747 | -7.7247 | 14.0542
2 | 11 | 5 | 327.0167 | 325.3496 | 324.7209 | 323.6814 | 0 | 0 | 0 | 0 | 145.4779 | 248.6986 | 232.5955 | 135.813 | 0 | 0 | 0 | 0 | 250.4745 | 190.0706 | 175.1331 | 162.6138 | 0 | 0 | 0 | 0 | 0 | 1.6457 | 0 | -5.6957 | 0 | 0 | 0 | 0 | -68.9357 | -115.0653 | -83.0077 | 30.9503 | 0.409 | 0.38297 | 0.36528 | 0.36514 | -28.1948 | -44.067 | -30.3208 | 11.3013
2 | 11 | 6 | 334.1724 | 330.6984 | 328.1603 | 325.4856 | 0 | 0 | 0 | 0 | 220.2806 | 202.0231 | 198.1348 | 210.9612 | 0 | 0 | 0 | 0 | 247.3394 | 191.1037 | 176.1409 | 163.5514 | 0 | 0 | 0 | 0 | 0 | 23.6087 | 15.7842 | 0 | 0 | 0 | 0 | 0 | -133.4476 | -86.0371 | -61.8996 | -49.027 | 0.4104 | 0.38709 | 0.36491 | 0.36382 | -54.767 | -33.3044 | -22.588 | -17.8371
2 | 11 | 7 | 345.4124 | 340.8639 | 337.3955 | 334.1355 | 0 | 0 | 0 | 0 | 252.3648 | 222.0496 | 201.3581 | 209.6332 | 0 | 0 | 0 | 0 | 245.4511 | 203.1978 | 188.8839 | 176.8922 | 0 | 0 | 0 | 0 | 0 | 15.3634 | 15.273 | 9.6714 | 0 | 0 | 0 | 0 | -152.4035 | -99.7469 | -68.1196 | -62.0612 | 0.40901 | 0.39641 | 0.37719 | 0.36382 | -62.3342 | -39.5407 | -25.6938 | -22.5793
2 | 11 | 8 | 354.572 | 349.8701 | 346.6764 | 344.1376 | 0 | 0 | 0 | 0 | 249.1634 | 198.1115 | 158.227 | 185.2833 | 0 | 0 | 0 | 0 | 258.0663 | 231.2751 | 222.5284 | 215.5965 | 0 | 0 | 0 | 0 | 0 | -6.5017 | -1.5487 | 0 | 0 | 0 | 0 | 0 | -152.6578 | -73.0147 | -32.5303 | -56.7422 | 0.4026 | 0.40314 | 0.38075 | 0.37732 | -61.4606 | -29.4355 | -12.3859 | -21.4098
2 | 11 | 9 | 378.7647 | 375.4522 | 374.2814 | 373.981 | 0 | 0 | 0 | 0 | 193.3026 | 150.1051 | 131.3169 | 142.2546 | 0 | 0 | 0 | 0 | 298.5399 | 276.4568 | 288.3775 | 300.1746 | 0 | 0 | 0 | 0 | 0 | -5.4834 | -4.3169 | 24.8646 | 0 | 0 | 0 | 0 | -113.0777 | -45.6263 | -41.0962 | -93.3128 | 0.40979 | 0.40905 | 0.39309 | 0.38587 | -46.3379 | -18.6633 | -16.1543 | -36.0062
2 | 11 | 10 | 397.5726 | 394.712 | 394.0727 | 394.1726 | 0 | 0 | 0 | 0 | 154.6942 | 113.8454 | 144.6882 | 142.2546 | 0 | 0 | 0 | 0 | 357.6288 | 325.2126 | 350.5832 | 374.5484 | 0 | 0 | 0 | 0 | 0 | -12.927 | -3.7355 | -33.9883 | 0 | 0 | 0 | 0 | -114.7504 | -31.4191 | -97.4631 | -88.6421 | 0.4056 | 0 | 0 | 0 | -46.5433 | 0 | 0 | 0
2 | 11 | 11 | 408.5458 | 405.9692 | 405.4114 | 405.2401 | 0 | 0 | 0 | 0 | 144.6819 | 121.9662 | 130.795 | 132.3963 | 0 | 0 | 0 | 0 | 431.0487 | 381.9171 | 420.0107 | 455.7393 | 0 | 0 | 0 | 0 | 0 | -31.4508 | -27.3845 | -28.6005 | 0 | 0 | 0 | 0 | -167.1848 | -66.4633 | -118.0099 | -154.2951 | 0.40256 | 0 | 0 | 0 | -67.3017 | 0 | 0 | 0
2 | 11 | 12 | 412.2134 | 410.0835 | 409.8318 | 409.6852 | 0 | 0 | 0 | 0 | 146.657 | 104.347 | 119.5024 | 100.5924 | 0 | 0 | 0 | 0 | 443.8093 | 377.5318 | 419.5228 | 458.8996 | 0 | 0 | 0 | 0 | 0 | -24.4607 | -27.6523 | -30.9271 | 0 | 0 | 0 | 0 | -178.253 | -47.3346 | -101.541 | -118.8798 | 0.3965 | 0 | 0 | 0 | -70.6776 | 0 | 0 | 0
2 | 11 | 13 | 411.5753 | 410.5689 | 411.4804 | 412.2757 | 0 | 0 | 0 | 0 | 146.7581 | 104.347 | 120.7455 | 100.5924 | 0 | 0 | 0 | 0 | 487.8759 | 386.9327 | 435.7967 | 481.5798 | 0 | 0 | 0 | 0 | 0 | -24.5025 | -27.6779 | -28.8527 | 0 | 0 | 0 | 0 | -223.0587 | -56.2084 | -117.384 | -141.0438 | 0.39531 | 0 | 0 | 0 | -88.1775 | 0 | 0 | 0
2 | 11 | 14 | 408.1433 | 407.7818 | 409.4191 | 410.8937 | 0 | 0 | 0 | 0 | 160.2009 | 104.347 | 102.3133 | 100.8965 | 0 | 0 | 0 | 0 | 486.0302 | 383.3321 | 428.9665 | 471.7446 | 0 | 0 | 0 | 0 | 0 | -24.5274 | -27.7506 | -28.2 | 0 | 0 | 0 | 0 | -238.0878 | -55.3699 | -94.11 | -133.5474 | 0.39361 | 0 | 0 | 0 | -93.7143 | 0 | 0 | 0
2 | 11 | 15 | 404.7453 | 405.0818 | 407.4488 | 409.541 | 0 | 0 | 0 | 0 | 172.556 | 104.347 | 131.0935 | 104.2206 | 0 | 0 | 0 | 0 | 462.8896 | 360.7833 | 403.6547 | 443.8742 | 0 | 0 | 0 | 0 | 0 | -24.6275 | -23.8409 | -22.355 | 0 | 0 | 0 | 0 | -230.7003 | -35.4211 | -103.4585 | -116.1988 | 0.39648 | 0 | 0 | 0 | -91.4687 | 0 | 0 | 0
2 | 11 | 16 | 403.0045 | 405.4355 | 410.1152 | 414.2676 | 0 | 0 | 0 | 0 | 208.8601 | 152.2497 | 131.0977 | 153.7508 | 0 | 0 | 0 | 0 | 430.2594 | 314.9838 | 353.5856 | 390.0171 | 0 | 0 | 0 | 0 | 0 | -1.4975 | -1.7062 | 3.8763 | 0 | 0 | 0 | 0 | -236.115 | -60.3004 | -72.8619 | -133.3766 | 0.40398 | 0 | 0.39996 | 0 | -95.3864 | 0 | -29.142 | 0
2 | 11 | 17 | 408.4761 | 412.9069 | 419.7788 | 425.8231 | 0 | 0 | 0 | 0 | 264.72 | 152.8517 | 138.1164 | 190.8617 | 0 | 0 | 0 | 0 | 371.9633 | 234.1609 | 256.3803 | 278.1991 | 0 | 0 | 0 | 0 | 0 | -3.1596 | -1.41 | 2.7693 | 0 | 0 | 0 | 0 | -228.2072 | 29.054 | 26.6921 | -46.0069 | 0.4024 | 0.40819 | 0.40418 | 0.39462 | -91.8308 | 11.8595 | 10.7884 | -18.1552
2 | 11 | 18 | 446.2681 | 453.0702 | 462.6923 | 471.1097 | 0 | 0 | 0 | 0 | 276.0943 | 208.4704 | 198.0414 | 218.3192 | 0 | 0 | 0 | 0 | 327.7483 | 152.4507 | 154.2951 | 157.7361 | 0 | 0 | 0 | 0 | 0 | 1.343 | 1.0613 | 13.1905 | 0 | 0 | 0 | 0 | -157.5745 | 90.8062 | 109.2945 | 81.8638 | 0.40342 | 0.39939 | 0.39298 | 0.37664 | -63.5681 | 36.267 | 42.9508 | 30.8331
2 | 11 | 19 | 499.3404 | 509.3033 | 522.5966 | 534.1761 | 0 | 0 | 0 | 0 | 292.0387 | 233.8652 | 220.4716 | 225.4502 | 0 | 0 | 0 | 0 | 307.7639 | 140.7004 | 141.1977 | 143.2595 | 0 | 0 | 0 | 0 | 0 | -0.66874 | 30.6617 | 25.9585 | 0 | 0 | 0 | 0 | -100.4622 | 135.4065 | 130.2655 | 139.5077 | 0.41293 | 0.40451 | 0.39736 | 0.38359 | -41.4836 | 54.7731 | 51.7621 | 53.5138
2 | 11 | 20 | 492.7354 | 502.5833 | 515.6273 | 526.8767 | 0 | 0 | 0 | 0 | 317.7837 | 245.6093 | 229.3071 | 237.3079 | 0 | 0 | 0 | 0 | 285.1233 | 164.5502 | 161.7435 | 160.5493 | 0 | 0 | 0 | 0 | 0 | 9.6026 | 3.511 | 34.741 | 0 | 0 | 0 | 0 | -110.1716 | 82.8211 | 121.0657 | 94.2784 | 0.4122 | 0.4033 | 0.397 | 0.38296 | -45.4129 | 33.4014 | 48.0625 | 36.1053
2 | 11 | 21 | 479.6441 | 489.516 | 502.4251 | 513.4396 | 0 | 0 | 0 | 0 | 300.9768 | 247.793 | 236.5601 | 274.6582 | 0 | 0 | 0 | 0 | 243.0562 | 170.6765 | 163.961 | 158.9106 | 0 | 0 | 0 | 0 | 0 | 0 | 7.1763 | 9.4 | 0 | 0 | 0 | 0 | -64.389 | 71.0465 | 94.7277 | 70.4708 | 0.40612 | 0.40218 | 0.39602 | 0.38156 | -26.1496 | 28.5732 | 37.5138 | 26.8891
2 | 11 | 22 | 456.3536 | 465.9707 | 478.4627 | 489.0835 | 0 | 0 | 0 | 0 | 276.4119 | 259.7226 | 240.1353 | 275.5673 | 0 | 0 | 0 | 0 | 224.42 | 160.0874 | 153.501 | 148.5181 | 0 | 0 | 0 | 0 | 0 | 0 | 1.708 | 9.4 | 0 | 0 | 0 | 0 | -44.4783 | 46.1607 | 83.1184 | 55.5981 | 0.41109 | 0.39872 | 0.39241 | 0.37595 | -18.2847 | 18.4051 | 32.6166 | 20.902
2 | 11 | 23 | 421.9507 | 431.4082 | 443.5514 | 453.8608 | 0 | 0 | 0 | 0 | 267.9753 | 216.149 | 233.9487 | 266.0115 | 0 | 0 | 0 | 0 | 215.827 | 164.8862 | 158.4044 | 153.5264 | 0 | 0 | 0 | 0 | 0 | 30.7458 | 7.8144 | 3.6383 | 0 | 0 | 0 | 0 | -61.8516 | 19.6272 | 43.3838 | 30.6845 | 0.41371 | 0.39663 | 0.38604 | 0.36606 | -25.5887 | 7.7847 | 16.7477 | 11.2323
2 | 11 | 24 | 384.6419 | 392.1317 | 401.8962 | 410.0698 | 0 | 0 | 0 | 0 | 245.8003 | 215.3225 | 270.383 | 244.5472 | 0 | 0 | 0 | 0 | 209.8397 | 175.5504 | 167.6143 | 161.3622 | 0 | 0 | 0 | 0 | 0 | 1.9362 | 14.0514 | 1.7182 | 0 | 0 | 0 | 0 | -70.9981 | -0.67731 | -50.1524 | 2.4422 | 0.40639 | 0.39199 | 0.37547 | 0.36382 | -28.8528 | -0.2655 | -18.8307 | 0.88853
2 | 12 | 1 | 359.4003 | 364.5971 | 371.6459 | 377.3411 | 0 | 0 | 0 | 0 | 165.9742 | 236.2172 | 243.0752 | 172.6739 | 0 | 0 | 0 | 0 | 208.2012 | 188.6433 | 179.8094 | 172.7396 | 0 | 0 | 0 | 0 | 0 | 6.1492 | 7.8144 | -1.4295 | 0 | 0 | 0 | 0 | -14.7751 | -66.4126 | -59.0531 | 33.3572 | 0.40941 | 0.38749 | 0.36569 | 0.36737 | -6.049 | -25.7341 | -21.5948 | 12.2543
2 | 12 | 2 | 344.6819 | 347.9742 | 352.8701 | 356.6837 | 0 | 0 | 0 | 0 | 138.951 | 187.676 | 192.6152 | 166.1979 | 0 | 0 | 0 | 0 | 198.2612 | 194.514 | 185.7319 | 178.6517 | 0 | 0 | 0 | 0 | 0 | 0 | 0 | -2.3819 | 0 | 0 | 0 | 0 | 7.4698 | -34.2157 | -25.477 | 14.2161 | 0.40877 | 0.38552 | 0.36832 | 0.36522 | 3.0534 | -13.191 | -9.3837 | 5.192
2 | 12 | 3 | 337.7095 | 339.3336 | 342.3797 | 344.5859 | 0 | 0 | 0 | 0 | 127.7191 | 184.1317 | 166.2271 | 147.8666 | 0 | 0 | 0 | 0 | 184.9942 | 192.2653 | 185.1916 | 179.7062 | 0 | 0 | 0 | 0 | 0 | 1.5908 | -3.2847 | -3.5926 | 0 | 0 | 0 | 0 | 24.9962 | -38.6542 | -5.7543 | 20.6057 | 0.40833 | 0.3849 | 0.36884 | 0.36626 | 10.2068 | -14.878 | -2.1224 | 7.5471
2 | 12 | 4 | 337.5138 | 337.8359 | 339.4438 | 340.3759 | 0 | 0 | 0 | 0 | 131.7406 | 204.0171 | 161.3987 | 121.1706 | 0 | 0 | 0 | 0 | 180.2458 | 188.2375 | 183.4191 | 180.0474 | 0 | 0 | 0 | 0 | 0 | 26.9364 | 1.7449 | -6.436 | 0 | 0 | 0 | 0 | 25.5273 | -81.3551 | -7.1188 | 45.5939 | 0.40772 | 0.37892 | 0.36678 | 0.36631 | 10.4079 | -30.8271 | -2.6111 | 16.7013
2 | 12 | 5 | 349.8414 | 348.9144 | 349.1946 | 348.9382 | 0 | 0 | 0 | 0 | 145.4779 | 248.6986 | 232.5955 | 135.813 | 0 | 0 | 0 | 0 | 177.5785 | 187.9564 | 183.2797 | 180.0092 | 0 | 0 | 0 | 0 | 0 | 1.6457 | 0 | -5.6957 | 0 | 0 | 0 | 0 | 26.785 | -89.3863 | -66.6806 | 38.8118 | 0.409 | 0.38297 | 0.36528 | 0.36514 | 10.9551 | -34.2326 | -24.3569 | 14.1719
2 | 12 | 6 | 379.4678 | 377.4627 | 376.7283 | 375.6077 | 0 | 0 | 0 | 0 | 220.2806 | 202.0231 | 198.1348 | 210.9612 | 0 | 0 | 0 | 0 | 168.7248 | 181.0759 | 177.4389 | 175.1182 | 0 | 0 | 0 | 0 | 0 | 23.6087 | 15.7842 | 0 | 0 | 0 | 0 | 0 | -9.5375 | -29.2449 | -14.6296 | -10.4717 | 0.4104 | 0.38709 | 0.36491 | 0.36382 | -3.9142 | -11.3205 | -5.3385 | -3.8098
2 | 12 | 7 | 424.5025 | 422.5188 | 422.1997 | 421.6534 | 0 | 0 | 0 | 0 | 252.3648 | 222.0496 | 201.3581 | 209.6332 | 0 | 0 | 0 | 0 | 165.5142 | 178.4497 | 174.6201 | 172.0051 | 0 | 0 | 0 | 0 | 0 | 15.3634 | 15.273 | 9.6714 | 0 | 0 | 0 | 0 | 6.6235 | 6.6561 | 30.9484 | 30.3438 | 0.40901 | 0.39641 | 0.37719 | 0.36382 | 2.7091 | 2.6385 | 11.6733 | 11.0398
2 | 12 | 8 | 453.0542 | 451.5459 | 452.2738 | 453.1141 | 0 | 0 | 0 | 0 | 249.1634 | 198.1115 | 158.227 | 185.2833 | 0 | 0 | 0 | 0 | 186.7913 | 222.3831 | 227.2429 | 232.3293 | 0 | 0 | 0 | 0 | 0 | -6.5017 | -1.5487 | 0 | 0 | 0 | 0 | 0 | 17.0994 | 37.553 | 68.3526 | 35.5015 | 0.4026 | 0.40314 | 0.38075 | 0.37732 | 6.8843 | 15.1393 | 26.0253 | 13.3953
2 | 12 | 9 | 475.2122 | 475.0273 | 477.697 | 480.7059 | 0 | 0 | 0 | 0 | 193.3026 | 150.1051 | 131.3169 | 142.2546 | 0 | 0 | 0 | 0 | 238.7221 | 328.1423 | 352.3872 | 374.7276 | 0 | 0 | 0 | 0 | 0 | -5.4834 | -4.3169 | 24.8646 | 0 | 0 | 0 | 0 | 43.1875 | 2.2633 | -1.6902 | -61.1409 | 0.40979 | 0.40905 | 0.39309 | 0.38587 | 17.6977 | 0.92578 | -0.6644 | -23.5922
2 | 12 | 10 | 489.4374 | 489.5558 | 492.5746 | 495.8266 | 0 | 0 | 0 | 0 | 154.6942 | 113.8454 | 144.6882 | 142.2546 | 0 | 0 | 0 | 0 | 257.578 | 382.421 | 424.6668 | 463.2411 | 0 | 0 | 0 | 0 | 0 | -12.927 | -3.7355 | -33.9883 | 0 | 0 | 0 | 0 | 77.1653 | 6.2163 | -73.0448 | -75.6809 | 0.4056 | 0 | 0 | 0 | 31.2986 | 0 | 0 | 0
2 | 12 | 11 | 494.041 | 494.2368 | 497.0834 | 499.8456 | 0 | 0 | 0 | 0 | 144.6819 | 121.9662 | 130.795 | 132.3963 | 0 | 0 | 0 | 0 | 249.9625 | 396.8232 | 448.0451 | 494.7064 | 0 | 0 | 0 | 0 | 0 | -31.4508 | -27.3845 | -28.6005 | 0 | 0 | 0 | 0 | 99.3966 | 6.8982 | -54.3722 | -98.6567 | 0.40256 | 0 | 0 | 0 | 40.013 | 0 | 0 | 0
2 | 12 | 12 | 493.1967 | 493.693 | 496.666 | 499.298 | 0 | 0 | 0 | 0 | 146.657 | 104.347 | 119.5024 | 100.5924 | 0 | 0 | 0 | 0 | 255.4269 | 414.3655 | 474.366 | 528.9706 | 0 | 0 | 0 | 0 | 0 | -24.4607 | -27.6523 | -30.9271 | 0 | 0 | 0 | 0 | 91.1128 | -0.55891 | -69.55 | -99.3379 | 0.3965 | 0 | 0 | 0 | 36.1264 | 0 | 0 | 0
2 | 12 | 13 | 489.6215 | 491.1459 | 495.1653 | 498.6384 | 0 | 0 | 0 | 0 | 146.7581 | 104.347 | 120.7455 | 100.5924 | 0 | 0 | 0 | 0 | 241.8873 | 373.8493 | 432.4495 | 486.0241 | 0 | 0 | 0 | 0 | 0 | -24.5025 | -27.6779 | -28.8527 | 0 | 0 | 0 | 0 | 100.9761 | 37.4521 | -30.3519 | -59.1254 | 0.39531 | 0 | 0 | 0 | 39.9169 | 0 | 0 | 0
2 | 12 | 14 | 487.5696 | 489.7838 | 494.5838 | 498.7837 | 0 | 0 | 0 | 0 | 160.2009 | 104.347 | 102.3133 | 100.8965 | 0 | 0 | 0 | 0 | 231.3854 | 329.8683 | 389.5323 | 444.4634 | 0 | 0 | 0 | 0 | 0 | -24.5274 | -27.7506 | -28.2 | 0 | 0 | 0 | 0 | 95.9833 | 80.0958 | 30.4888 | -18.3763 | 0.39361 | 0 | 0 | 0 | 37.7802 | 0 | 0 | 0
2 | 12 | 15 | 480.5621 | 483.3572 | 488.7432 | 493.4368 | 0 | 0 | 0 | 0 | 172.556 | 104.347 | 131.0935 | 104.2206 | 0 | 0 | 0 | 0 | 238.4005 | 322.176 | 375.0857 | 423.9297 | 0 | 0 | 0 | 0 | 0 | -24.6275 | -23.8409 | -22.355 | 0 | 0 | 0 | 0 | 69.6056 | 81.4616 | 6.4049 | -12.3585 | 0.39648 | 0 | 0 | 0 | 27.5974 | 0 | 0 | 0
2 | 12 | 16 | 477.8481 | 482.7062 | 490.3662 | 497.0866 | 0 | 0 | 0 | 0 | 208.8601 | 152.2497 | 131.0977 | 153.7508 | 0 | 0 | 0 | 0 | 234.386 | 309.2402 | 348.4893 | 384.9757 | 0 | 0 | 0 | 0 | 0 | -1.4975 | -1.7062 | 3.8763 | 0 | 0 | 0 | 0 | 34.6021 | 22.7139 | 12.4854 | -45.5163 | 0.40398 | 0 | 0.39996 | 0 | 13.9786 | 0 | 4.9937 | 0
2 | 12 | 17 | 483.6029 | 490.4699 | 500.3333 | 508.9554 | 0 | 0 | 0 | 0 | 264.72 | 152.8517 | 138.1164 | 190.8617 | 0 | 0 | 0 | 0 | 181.6506 | 221.7708 | 241.5277 | 260.6728 | 0 | 0 | 0 | 0 | 0 | -3.1596 | -1.41 | 2.7693 | 0 | 0 | 0 | 0 | 37.2323 | 119.007 | 122.0992 | 54.6516 | 0.4024 | 0.40819 | 0.40418 | 0.39462 | 14.9823 | 48.5773 | 49.3498 | 21.5665
2 | 12 | 18 | 518.0154 | 527.1441 | 539.6232 | 550.5023 | 0 | 0 | 0 | 0 | 276.0943 | 208.4704 | 198.0414 | 218.3192 | 0 | 0 | 0 | 0 | 136.1349 | 125.1012 | 134.798 | 145.2135 | 0 | 0 | 0 | 0 | 0 | 1.343 | 1.0613 | 13.1905 | 0 | 0 | 0 | 0 | 105.7862 | 192.2296 | 205.7225 | 173.7791 | 0.40342 | 0.39939 | 0.39298 | 0.37664 | 42.6758 | 76.7745 | 80.8452 | 65.4519
2 | 12 | 19 | 553.7657 | 565.4936 | 580.954 | 594.4009 | 0 | 0 | 0 | 0 | 292.0387 | 233.8652 | 220.4716 | 225.4502 | 0 | 0 | 0 | 0 | 133.3332 | 112.6984 | 124.482 | 136.8933 | 0 | 0 | 0 | 0 | 0 | -0.66874 | 30.6617 | 25.9585 | 0 | 0 | 0 | 0 | 128.3937 | 219.5987 | 205.3387 | 206.0989 | 0.41293 | 0.40451 | 0.39736 | 0.38359 | 53.0173 | 88.8296 | 81.5931 | 79.0575
2 | 12 | 20 | 546.1521 | 557.7323 | 572.9034 | 585.9855 | 0 | 0 | 0 | 0 | 317.7837 | 245.6093 | 229.3071 | 237.3079 | 0 | 0 | 0 | 0 | 125.4714 | 117.6821 | 129.0333 | 141.0116 | 0 | 0 | 0 | 0 | 0 | 9.6026 | 3.511 | 34.741 | 0 | 0 | 0 | 0 | 102.8971 | 184.8382 | 211.052 | 172.925 | 0.4122 | 0.4033 | 0.397 | 0.38296 | 42.4144 | 74.5444 | 83.7866 | 66.2241
2 | 12 | 21 | 527.8236 | 539.2579 | 554.0855 | 566.7531 | 0 | 0 | 0 | 0 | 300.9768 | 247.793 | 236.5601 | 274.6582 | 0 | 0 | 0 | 0 | 111.4699 | 119.4051 | 129.0206 | 139.3063 | 0 | 0 | 0 | 0 | 0 | 0 | 7.1763 | 9.4 | 0 | 0 | 0 | 0 | 115.3769 | 172.0598 | 181.3285 | 143.3886 | 0.40612 | 0.40218 | 0.39602 | 0.38156 | 46.8568 | 69.1983 | 71.8092 | 54.7118
2 | 12 | 22 | 496.3233 | 507.2365 | 521.3201 | 533.3123 | 0 | 0 | 0 | 0 | 276.4119 | 259.7226 | 240.1353 | 275.5673 | 0 | 0 | 0 | 0 | 110.5993 | 106.4451 | 116.3768 | 126.9542 | 0 | 0 | 0 | 0 | 0 | 0 | 1.708 | 9.4 | 0 | 0 | 0 | 0 | 109.3122 | 141.0689 | 163.1 | 121.3908 | 0.41109 | 0.39872 | 0.39241 | 0.37595 | 44.9375 | 56.2468 | 64.0023 | 45.6367
2 | 12 | 23 | 453.1798 | 463.65 | 477.0367 | 488.4176 | 0 | 0 | 0 | 0 | 267.9753 | 216.149 | 233.9487 | 266.0115 | 0 | 0 | 0 | 0 | 108.1071 | 74.8193 | 84.6736 | 95.1622 | 0 | 0 | 0 | 0 | 0 | 30.7458 | 7.8144 | 3.6383 | 0 | 0 | 0 | 0 | 77.0974 | 141.9359 | 150.6 | 123.6056 | 0.41371 | 0.39663 | 0.38604 | 0.36606 | 31.896 | 56.2955 | 58.1371 | 45.2468
2 | 12 | 24 | 408.1212 | 416.3725 | 427.0719 | 436.0511 | 0 | 0 | 0 | 0 | 245.8003 | 215.3225 | 270.383 | 244.5472 | 0 | 0 | 0 | 0 | 104.5344 | 40.3988 | 50.0567 | 60.336 | 0 | 0 | 0 | 0 | 0 | 1.9362 | 14.0514 | 1.7182 | 0 | 0 | 0 | 0 | 57.7865 | 158.715 | 92.5808 | 129.4497 | 0.40639 | 0.39199 | 0.37547 | 0.36382 | 23.4838 | 62.2143 | 34.7612 | 47.0966
2 | 13 | 1 | 376.2799 | 382.0241 | 389.7451 | 396.0195 | 0 | 0 | 0 | 0 | 165.9742 | 236.2172 | 243.0752 | 172.6739 | 0 | 0 | 0 | 0 | 110.6115 | 27.6172 | 38.4955 | 49.9433 | 0 | 0 | 0 | 0 | 0 | 6.1492 | 7.8144 | -1.4295 | 0 | 0 | 0 | 0 | 99.6943 | 112.0404 | 100.36 | 174.8317 | 0.40941 | 0.38749 | 0.36569 | 0.36737 | 40.8154 | 43.4144 | 36.7001 | 64.2276
2 | 13 | 2 | 359.916 | 363.7024 | 369.2048 | 373.5412 | 0 | 0 | 0 | 0 | 138.951 | 187.676 | 192.6152 | 166.1979 | 0 | 0 | 0 | 0 | 104.1629 | 29.3552 | 38.9519 | 49.1711 | 0 | 0 | 0 | 0 | 0 | 0 | 0 | -2.3819 | 0 | 0 | 0 | 0 | 116.8022 | 146.6712 | 137.6378 | 160.5542 | 0.40877 | 0.38552 | 0.36832 | 0.36522 | 47.7453 | 56.5453 | 50.6947 | 58.637
2 | 13 | 3 | 353.4744 | 355.6098 | 359.2836 | 362.0308 | 0 | 0 | 0 | 0 | 127.7191 | 184.1317 | 166.2271 | 147.8666 | 0 | 0 | 0 | 0 | 99.7974 | 34.478 | 42.6783 | 51.5728 | 0 | 0 | 0 | 0 | 0 | 1.5908 | -3.2847 | -3.5926 | 0 | 0 | 0 | 0 | 125.9579 | 135.4092 | 153.6629 | 166.184 | 0.40833 | 0.3849 | 0.36884 | 0.36626 | 51.4328 | 52.1188 | 56.6772 | 60.8672
2 | 13 | 4 | 351.067 | 351.8287 | 353.9763 | 355.3734 | 0 | 0 | 0 | 0 | 131.7406 | 204.0171 | 161.3987 | 121.1706 | 0 | 0 | 0 | 0 | 99.7927 | 55.9894 | 63.2804 | 71.3274 | 0 | 0 | 0 | 0 | 0 | 26.9364 | 1.7449 | -6.436 | 0 | 0 | 0 | 0 | 119.5337 | 64.8858 | 127.5524 | 169.3113 | 0.40772 | 0.37892 | 0.36678 | 0.36631 | 48.7358 | 24.5866 | 46.7842 | 62.0198
2 | 13 | 5 | 360.9529 | 360.3863 | 361.1089 | 361.2338 | 0 | 0 | 0 | 0 | 145.4779 | 248.6986 | 232.5955 | 135.813 | 0 | 0 | 0 | 0 | 104.3729 | 55.8465 | 63.1669 | 71.266 | 0 | 0 | 0 | 0 | 0 | 1.6457 | 0 | -5.6957 | 0 | 0 | 0 | 0 | 111.1022 | 54.1954 | 65.3465 | 159.8505 | 0.409 | 0.38297 | 0.36528 | 0.36514 | 45.441 | 20.7555 | 23.8696 | 58.3685
2 | 13 | 6 | 391.871 | 390.2681 | 390.0275 | 389.3325 | 0 | 0 | 0 | 0 | 220.2806 | 202.0231 | 198.1348 | 210.9612 | 0 | 0 | 0 | 0 | 126.7067 | 54.1425 | 63.8359 | 74.2734 | 0 | 0 | 0 | 0 | 0 | 23.6087 | 15.7842 | 0 | 0 | 0 | 0 | 0 | 44.8837 | 110.4938 | 112.2727 | 104.098 | 0.4104 | 0.38709 | 0.36491 | 0.36382 | 18.4203 | 42.7715 | 40.9698 | 37.8732
2 | 13 | 7 | 443.0808 | 441.6994 | 442.1202 | 442.2113 | 0 | 0 | 0 | 0 | 252.3648 | 222.0496 | 201.3581 | 209.6332 | 0 | 0 | 0 | 0 | 151.6621 | 65.3746 | 76.0404 | 87.4406 | 0 | 0 | 0 | 0 | 0 | 15.3634 | 15.273 | 9.6714 | 0 | 0 | 0 | 0 | 39.0539 | 138.9118 | 149.4486 | 135.4662 | 0.40901 | 0.39641 | 0.37719 | 0.36382 | 15.9733 | 55.066 | 56.37 | 49.2856
2 | 13 | 8 | 471.6147 | 470.7083 | 472.1753 | 473.6524 | 0 | 0 | 0 | 0 | 249.1634 | 198.1115 | 158.227 | 185.2833 | 0 | 0 | 0 | 0 | 191.6885 | 124.858 | 141.5002 | 158.1204 | 0 | 0 | 0 | 0 | 0 | -6.5017 | -1.5487 | 0 | 0 | 0 | 0 | 0 | 30.7628 | 154.2405 | 173.9968 | 130.2487 | 0.4026 | 0.40314 | 0.38075 | 0.37732 | 12.3852 | 62.1811 | 66.2493 | 49.145
2 | 13 | 9 | 482.2896 | 482.3342 | 485.2857 | 488.5374 | 0 | 0 | 0 | 0 | 193.3026 | 150.1051 | 131.3169 | 142.2546 | 0 | 0 | 0 | 0 | 268.9692 | 245.0618 | 277.9187 | 308.7313 | 0 | 0 | 0 | 0 | 0 | -5.4834 | -4.3169 | 24.8646 | 0 | 0 | 0 | 0 | 20.0179 | 92.6507 | 80.367 | 12.687 | 0.40979 | 0.40905 | 0.39309 | 0.38587 | 8.2031 | 37.8986 | 31.5911 | 4.8955
2 | 13 | 10 | 489.0305 | 489.1357 | 492.1383 | 495.3763 | 0 | 0 | 0 | 0 | 154.6942 | 113.8454 | 144.6882 | 142.2546 | 0 | 0 | 0 | 0 | 321.8474 | 328.1626 | 371.0718 | 410.6971 | 0 | 0 | 0 | 0 | 0 | -12.927 | -3.7355 | -33.9883 | 0 | 0 | 0 | 0 | 12.4889 | 60.0546 | -19.8861 | -23.5872 | 0.4056 | 0 | 0 | 0 | 5.0655 | 0 | 0 | 0
2 | 13 | 11 | 496.0934 | 496.3558 | 499.2841 | 502.1167 | 0 | 0 | 0 | 0 | 144.6819 | 121.9662 | 130.795 | 132.3963 | 0 | 0 | 0 | 0 | 316.1496 | 348.251 | 391.0383 | 430.269 | 0 | 0 | 0 | 0 | 0 | -31.4508 | -27.3845 | -28.6005 | 0 | 0 | 0 | 0 | 35.2619 | 57.5894 | 4.8354 | -31.9481 | 0.40256 | 0 | 0 | 0 | 14.195 | 0 | 0 | 0
2 | 13 | 12 | 493.2675 | 493.766 | 496.7419 | 499.3763 | 0 | 0 | 0 | 0 | 146.657 | 104.347 | 119.5024 | 100.5924 | 0 | 0 | 0 | 0 | 315.8494 | 347.9506 | 392.3115 | 432.9934 | 0 | 0 | 0 | 0 | 0 | -24.4607 | -27.6523 | -30.9271 | 0 | 0 | 0 | 0 | 30.7611 | 65.9291 | 12.5803 | -3.2824 | 0.3965 | 0 | 0 | 0 | 12.1968 | 0 | 0 | 0
2 | 13 | 13 | 488.8076 | 490.3056 | 494.2926 | 497.7378 | 0 | 0 | 0 | 0 | 146.7581 | 104.347 | 120.7455 | 100.5924 | 0 | 0 | 0 | 0 | 313.6704 | 324.8703 | 363.7129 | 399.4836 | 0 | 0 | 0 | 0 | 0 | -24.5025 | -27.6779 | -28.8527 | 0 | 0 | 0 | 0 | 28.379 | 85.5908 | 37.512 | 26.5144 | 0.39531 | 0 | 0 | 0 | 11.2185 | 0 | 0 | 0
2 | 13 | 14 | 487.8881 | 490.1126 | 494.9253 | 499.1361 | 0 | 0 | 0 | 0 | 160.2009 | 104.347 | 102.3133 | 100.8965 | 0 | 0 | 0 | 0 | 307.7966 | 312.0224 | 350.9444 | 386.9131 | 0 | 0 | 0 | 0 | 0 | -24.5274 | -27.7506 | -28.2 | 0 | 0 | 0 | 0 | 19.8905 | 98.2705 | 69.4182 | 39.5265 | 0.39361 | 0 | 0 | 0 | 7.8292 | 0 | 0 | 0
2 | 13 | 15 | 481.2345 | 484.0513 | 489.4641 | 494.1808 | 0 | 0 | 0 | 0 | 172.556 | 104.347 | 131.0935 | 104.2206 | 0 | 0 | 0 | 0 | 299.5444 | 275.336 | 315.1623 | 352.2301 | 0 | 0 | 0 | 0 | 0 | -24.6275 | -23.8409 | -22.355 | 0 | 0 | 0 | 0 | 9.1341 | 128.9958 | 67.0492 | 60.0851 | 0.39648 | 0 | 0 | 0 | 3.6215 | 0 | 0 | 0
2 | 13 | 16 | 475.7072 | 480.4959 | 488.0706 | 494.7175 | 0 | 0 | 0 | 0 | 208.8601 | 152.2497 | 131.0977 | 153.7508 | 0 | 0 | 0 | 0 | 269.7233 | 248.4204 | 285.2172 | 319.7052 | 0 | 0 | 0 | 0 | 0 | -1.4975 | -1.7062 | 3.8763 | 0 | 0 | 0 | 0 | -2.8762 | 81.3234 | 73.4619 | 17.3852 | 0.40398 | 0 | 0.39996 | 0 | -1.1619 | 0 | 29.382 | 0
2 | 13 | 17 | 476.9501 | 483.6014 | 493.1999 | 501.5937 | 0 | 0 | 0 | 0 | 264.72 | 152.8517 | 138.1164 | 190.8617 | 0 | 0 | 0 | 0 | 234.6866 | 190.4275 | 215.4675 | 239.525 | 0 | 0 | 0 | 0 | 0 | -3.1596 | -1.41 | 2.7693 | 0 | 0 | 0 | 0 | -22.4565 | 143.4819 | 141.026 | 68.4377 | 0.4024 | 0.40819 | 0.40418 | 0.39462 | -9.0365 | 58.5677 | 56.9996 | 27.0068
2 | 13 | 18 | 503.1174 | 511.7631 | 523.6489 | 534.0168 | 0 | 0 | 0 | 0 | 276.0943 | 208.4704 | 198.0414 | 218.3192 | 0 | 0 | 0 | 0 | 188.2384 | 78.6868 | 93.0447 | 107.984 | 0 | 0 | 0 | 0 | 0 | 1.343 | 1.0613 | 13.1905 | 0 | 0 | 0 | 0 | 38.7847 | 223.2629 | 231.5015 | 194.5231 | 0.40342 | 0.39939 | 0.39298 | 0.37664 | 15.6464 | 89.1689 | 90.9759 | 73.265
2 | 13 | 19 | 549.5192 | 561.1094 | 576.4008 | 589.702 | 0 | 0 | 0 | 0 | 292.0387 | 233.8652 | 220.4716 | 225.4502 | 0 | 0 | 0 | 0 | 189.6559 | 64.2097 | 78.488 | 93.4725 | 0 | 0 | 0 | 0 | 0 | -0.66874 | 30.6617 | 25.9585 | 0 | 0 | 0 | 0 | 67.8247 | 263.7032 | 246.7795 | 244.8207 | 0.41293 | 0.40451 | 0.39736 | 0.38359 | 28.0067 | 106.6703 | 98.06 | 93.9108
2 | 13 | 20 | 544.0289 | 555.5402 | 570.6267 | 583.6361 | 0 | 0 | 0 | 0 | 317.7837 | 245.6093 | 229.3071 | 237.3079 | 0 | 0 | 0 | 0 | 201.796 | 63.7023 | 79.1295 | 95.2524 | 0 | 0 | 0 | 0 | 0 | 9.6026 | 3.511 | 34.741 | 0 | 0 | 0 | 0 | 24.4493 | 236.6259 | 258.6791 | 216.3347 | 0.4122 | 0.4033 | 0.397 | 0.38296 | 10.078 | 95.4301 | 102.6944 | 82.8485
2 | 13 | 21 | 529.3098 | 540.7924 | 555.6791 | 568.3978 | 0 | 0 | 0 | 0 | 300.9768 | 247.793 | 236.5601 | 274.6582 | 0 | 0 | 0 | 0 | 190.2308 | 61.4501 | 75.6136 | 90.4904 | 0 | 0 | 0 | 0 | 0 | 0 | 7.1763 | 9.4 | 0 | 0 | 0 | 0 | 38.1022 | 231.5493 | 236.3291 | 193.8492 | 0.40612 | 0.40218 | 0.39602 | 0.38156 | 15.4741 | 93.1235 | 93.5904 | 73.9657
2 | 13 | 22 | 500.6936 | 511.7485 | 526.0061 | 538.1483 | 0 | 0 | 0 | 0 | 276.4119 | 259.7226 | 240.1353 | 275.5673 | 0 | 0 | 0 | 0 | 191.2851 | 65.8441 | 79.874 | 94.653 | 0 | 0 | 0 | 0 | 0 | 0 | 1.708 | 9.4 | 0 | 0 | 0 | 0 | 32.9967 | 186.1819 | 204.2889 | 158.528 | 0.41109 | 0.39872 | 0.39241 | 0.37595 | 13.5647 | 74.2342 | 80.1653 | 59.5983
2 | 13 | 23 | 457.6031 | 468.2168 | 481.7797 | 493.3124 | 0 | 0 | 0 | 0 | 267.9753 | 216.149 | 233.9487 | 266.0115 | 0 | 0 | 0 | 0 | 178.7522 | 67.2719 | 80.5428 | 94.5752 | 0 | 0 | 0 | 0 | 0 | 30.7458 | 7.8144 | 3.6383 | 0 | 0 | 0 | 0 | 10.8757 | 154.0501 | 159.4737 | 129.0874 | 0.41371 | 0.39663 | 0.38604 | 0.36606 | 4.4994 | 61.1003 | 61.5627 | 47.2534
2 | 13 | 24 | 414.7563 | 423.2227 | 434.1863 | 443.3932 | 0 | 0 | 0 | 0 | 245.8003 | 215.3225 | 270.383 | 244.5472 | 0 | 0 | 0 | 0 | 159.6753 | 73.1724 | 82.5632 | 92.8833 | 0 | 0 | 0 | 0 | 0 | 1.9362 | 14.0514 | 1.7182 | 0 | 0 | 0 | 0 | 9.2806 | 132.7917 | 67.1887 | 104.2445 | 0.40639 | 0.39199 | 0.37547 | 0.36382 | 3.7715 | 52.0526 | 25.2272 | 37.9264
2 | 14 | 1 | 380.9333 | 386.8284 | 394.7347 | 401.1687 | 0 | 0 | 0 | 0 | 165.9742 | 236.2172 | 243.0752 | 172.6739 | 0 | 0 | 0 | 0 | 166.0813 | 66.0599 | 74.909 | 84.7421 | 0 | 0 | 0 | 0 | 0 | 6.1492 | 7.8144 | -1.4295 | 0 | 0 | 0 | 0 | 48.8778 | 78.4021 | 68.9361 | 145.1823 | 0.40941 | 0.38749 | 0.36569 | 0.36737 | 20.0109 | 30.3799 | 25.2089 | 53.3353
2 | 14 | 2 | 365.8257 | 369.8037 | 375.5415 | 380.0806 | 0 | 0 | 0 | 0 | 138.951 | 187.676 | 192.6152 | 166.1979 | 0 | 0 | 0 | 0 | 174.0645 | 68.7778 | 75.979 | 84.2972 | 0 | 0 | 0 | 0 | 0 | 0 | 0 | -2.3819 | 0 | 0 | 0 | 0 | 52.8102 | 113.3499 | 106.9472 | 131.9675 | 0.40877 | 0.38552 | 0.36832 | 0.36522 | 21.5873 | 43.6992 | 39.3908 | 48.1966
2 | 14 | 3 | 357.774 | 360.0487 | 363.8938 | 366.7885 | 0 | 0 | 0 | 0 | 127.7191 | 184.1317 | 166.2271 | 147.8666 | 0 | 0 | 0 | 0 | 161.4334 | 68.8502 | 73.6996 | 79.7426 | 0 | 0 | 0 | 0 | 0 | 1.5908 | -3.2847 | -3.5926 | 0 | 0 | 0 | 0 | 68.6215 | 105.476 | 127.2517 | 142.7719 | 0.40833 | 0.3849 | 0.36884 | 0.36626 | 28.0204 | 40.5976 | 46.9357 | 52.2922
2 | 14 | 4 | 355.4373 | 356.3407 | 358.6623 | 360.2094 | 0 | 0 | 0 | 0 | 131.7406 | 204.0171 | 161.3987 | 121.1706 | 0 | 0 | 0 | 0 | 152.1978 | 62.7687 | 66.8071 | 72.0388 | 0 | 0 | 0 | 0 | 0 | 26.9364 | 1.7449 | -6.436 | 0 | 0 | 0 | 0 | 71.499 | 62.6185 | 128.7117 | 173.4359 | 0.40772 | 0.37892 | 0.36678 | 0.36631 | 29.1513 | 23.7274 | 47.2094 | 63.5307
2 | 14 | 5 | 363.43 | 362.9437 | 363.765 | 363.9749 | 0 | 0 | 0 | 0 | 145.4779 | 248.6986 | 232.5955 | 135.813 | 0 | 0 | 0 | 0 | 145.9532 | 70.4513 | 72.7656 | 76.3431 | 0 | 0 | 0 | 0 | 0 | 1.6457 | 0 | -5.6957 | 0 | 0 | 0 | 0 | 71.9989 | 42.1481 | 58.4039 | 157.5145 | 0.409 | 0.38297 | 0.36528 | 0.36514 | 29.4477 | 16.1416 | 21.3336 | 57.5156
2 | 14 | 6 | 382.1396 | 380.2211 | 379.593 | 378.5641 | 0 | 0 | 0 | 0 | 220.2806 | 202.0231 | 198.1348 | 210.9612 | 0 | 0 | 0 | 0 | 139.5974 | 75.4243 | 75.2456 | 76.4411 | 0 | 0 | 0 | 0 | 0 | 23.6087 | 15.7842 | 0 | 0 | 0 | 0 | 0 | 22.2616 | 79.165 | 90.4284 | 91.1619 | 0.4104 | 0.38709 | 0.36491 | 0.36382 | 9.1362 | 30.6443 | 32.9986 | 33.1667
2 | 14 | 7 | 440.2321 | 438.7584 | 439.0657 | 439.0591 | 0 | 0 | 0 | 0 | 252.3648 | 222.0496 | 201.3581 | 209.6332 | 0 | 0 | 0 | 0 | 142.124 | 83.1687 | 80.2119 | 78.7252 | 0 | 0 | 0 | 0 | 0 | 15.3634 | 15.273 | 9.6714 | 0 | 0 | 0 | 0 | 45.7433 | 118.1767 | 142.2226 | 141.0294 | 0.40901 | 0.39641 | 0.37719 | 0.36382 | 18.7094 | 46.8464 | 53.6444 | 51.3096
2 | 14 | 8 | 469.8631 | 468.8999 | 470.2971 | 471.7141 | 0 | 0 | 0 | 0 | 249.1634 | 198.1115 | 158.227 | 185.2833 | 0 | 0 | 0 | 0 | 190.339 | 187.7546 | 188.8891 | 190.5608 | 0 | 0 | 0 | 0 | 0 | -6.5017 | -1.5487 | 0 | 0 | 0 | 0 | 0 | 30.3606 | 89.5354 | 124.7297 | 95.8699 | 0.4026 | 0.40314 | 0.38075 | 0.37732 | 12.2233 | 36.0957 | 47.4909 | 36.1733
2 | 14 | 9 | 477.5654 | 477.4568 | 480.2202 | 483.3099 | 0 | 0 | 0 | 0 | 193.3026 | 150.1051 | 131.3169 | 142.2546 | 0 | 0 | 0 | 0 | 263.0445 | 328.9992 | 352.5018 | 373.8607 | 0 | 0 | 0 | 0 | 0 | -5.4834 | -4.3169 | 24.8646 | 0 | 0 | 0 | 0 | 21.2183 | 3.836 | 0.71836 | -57.67 | 0.40979 | 0.40905 | 0.39309 | 0.38587 | 8.695 | 1.5691 | 0.28238 | -22.2529
2 | 14 | 10 | 492.6577 | 492.8805 | 496.0275 | 499.3899 | 0 | 0 | 0 | 0 | 154.6942 | 113.8454 | 144.6882 | 142.2546 | 0 | 0 | 0 | 0 | 323.5141 | 408.2947 | 454.8313 | 496.9274 | 0 | 0 | 0 | 0 | 0 | -12.927 | -3.7355 | -33.9883 | 0 | 0 | 0 | 0 | 14.4494 | -16.3327 | -99.7564 | -105.8038 | 0.4056 | 0 | 0 | 0 | 5.8607 | 0 | 0 | 0
2 | 14 | 11 | 491.7939 | 491.9168 | 494.674 | 497.359 | 0 | 0 | 0 | 0 | 144.6819 | 121.9662 | 130.795 | 132.3963 | 0 | 0 | 0 | 0 | 375.1005 | 450.7188 | 512.1671 | 567.8245 | 0 | 0 | 0 | 0 | 0 | -31.4508 | -27.3845 | -28.6005 | 0 | 0 | 0 | 0 | -27.9885 | -49.3173 | -120.9036 | -174.2613 | 0.40256 | 0 | 0 | 0 | -11.267 | 0 | 0 | 0
2 | 14 | 12 | 491.8166 | 492.2681 | 495.1862 | 497.7709 | 0 | 0 | 0 | 0 | 146.657 | 104.347 | 119.5024 | 100.5924 | 0 | 0 | 0 | 0 | 403.791 | 476.9492 | 546.2877 | 609.0722 | 0 | 0 | 0 | 0 | 0 | -24.4607 | -27.6523 | -30.9271 | 0 | 0 | 0 | 0 | -58.6315 | -64.5675 | -142.9515 | -180.9666 | 0.3965 | 0 | 0 | 0 | -23.2475 | 0 | 0 | 0
2 | 14 | 13 | 487.569 | 489.0269 | 492.9646 | 496.3673 | 0 | 0 | 0 | 0 | 146.7581 | 104.347 | 120.7455 | 100.5924 | 0 | 0 | 0 | 0 | 398.6395 | 456.9875 | 526.9728 | 590.4203 | 0 | 0 | 0 | 0 | 0 | -24.5025 | -27.6779 | -28.8527 | 0 | 0 | 0 | 0 | -57.8285 | -47.8051 | -127.0759 | -165.7928 | 0.39531 | 0 | 0 | 0 | -22.8602 | 0 | 0 | 0
2 | 14 | 14 | 485.1633 | 487.2994 | 492.0036 | 496.1209 | 0 | 0 | 0 | 0 | 160.2009 | 104.347 | 102.3133 | 100.8965 | 0 | 0 | 0 | 0 | 367.6595 | 397.4687 | 466.5746 | 529.5608 | 0 | 0 | 0 | 0 | 0 | -24.5274 | -27.7506 | -28.2 | 0 | 0 | 0 | 0 | -42.6971 | 10.0111 | -49.1337 | -106.1364 | 0.39361 | 0 | 0 | 0 | -16.8061 | 0 | 0 | 0
2 | 14 | 15 | 483.5877 | 486.4809 | 491.9874 | 496.7848 | 0 | 0 | 0 | 0 | 172.556 | 104.347 | 131.0935 | 104.2206 | 0 | 0 | 0 | 0 | 328.4769 | 308.1131 | 365.6226 | 418.3236 | 0 | 0 | 0 | 0 | 0 | -24.6275 | -23.8409 | -22.355 | 0 | 0 | 0 | 0 | -17.4452 | 98.6482 | 19.1122 | -3.4044 | 0.39648 | 0 | 0 | 0 | -6.9167 | 0 | 0 | 0
2 | 14 | 16 | 476.1672 | 480.9708 | 488.5638 | 495.2266 | 0 | 0 | 0 | 0 | 208.8601 | 152.2497 | 131.0977 | 153.7508 | 0 | 0 | 0 | 0 | 307.599 | 252.0162 | 294.759 | 334.2748 | 0 | 0 | 0 | 0 | 0 | -1.4975 | -1.7062 | 3.8763 | 0 | 0 | 0 | 0 | -40.2918 | 78.2025 | 64.4133 | 3.3247 | 0.40398 | 0 | 0.39996 | 0 | -16.2772 | 0 | 25.7629 | 0
2 | 14 | 17 | 476.0831 | 482.7063 | 492.2702 | 500.6343 | 0 | 0 | 0 | 0 | 264.72 | 152.8517 | 138.1164 | 190.8617 | 0 | 0 | 0 | 0 | 284.9728 | 197.5868 | 218.0616 | 237.6325 | 0 | 0 | 0 | 0 | 0 | -3.1596 | -1.41 | 2.7693 | 0 | 0 | 0 | 0 | -73.6097 | 135.4274 | 137.5023 | 69.3708 | 0.4024 | 0.40819 | 0.40418 | 0.39462 | -29.6206 | 55.28 | 55.5754 | 27.375
2 | 14 | 18 | 503.1528 | 511.7996 | 523.6869 | 534.056 | 0 | 0 | 0 | 0 | 276.0943 | 208.4704 | 198.0414 | 218.3192 | 0 | 0 | 0 | 0 | 240.0432 | 121.7512 | 119.2932 | 118.1932 | 0 | 0 | 0 | 0 | 0 | 1.343 | 1.0613 | 13.1905 | 0 | 0 | 0 | 0 | -12.9847 | 180.235 | 205.291 | 184.353 | 0.40342 | 0.39939 | 0.39298 | 0.37664 | -5.2382 | 71.984 | 80.6756 | 69.4345
2 | 14 | 19 | 545.9982 | 557.4742 | 572.6254 | 585.8058 | 0 | 0 | 0 | 0 | 292.0387 | 233.8652 | 220.4716 | 225.4502 | 0 | 0 | 0 | 0 | 251.3372 | 129.7652 | 121.2578 | 114.3906 | 0 | 0 | 0 | 0 | 0 | -0.66874 | 30.6617 | 25.9585 | 0 | 0 | 0 | 0 | 2.6223 | 194.5125 | 200.2343 | 220.0063 | 0.41293 | 0.40451 | 0.39736 | 0.38359 | 1.0828 | 78.6821 | 79.5648 | 84.3923
2 | 14 | 20 | 537.8362 | 549.1467 | 563.9866 | 576.7834 | 0 | 0 | 0 | 0 | 317.7837 | 245.6093 | 229.3071 | 237.3079 | 0 | 0 | 0 | 0 | 244.2787 | 133.9 | 120.989 | 109.8184 | 0 | 0 | 0 | 0 | 0 | 9.6026 | 3.511 | 34.741 | 0 | 0 | 0 | 0 | -24.2262 | 160.0347 | 210.1795 | 194.9161 | 0.4122 | 0.4033 | 0.397 | 0.38296 | -9.9861 | 64.5413 | 83.4403 | 74.6459
2 | 14 | 21 | 523.9133 | 535.2208 | 549.8927 | 562.4262 | 0 | 0 | 0 | 0 | 300.9768 | 247.793 | 236.5601 | 274.6582 | 0 | 0 | 0 | 0 | 227.4541 | 137.4151 | 119.6253 | 103.7613 | 0 | 0 | 0 | 0 | 0 | 0 | 7.1763 | 9.4 | 0 | 0 | 0 | 0 | -4.5177 | 150.0127 | 186.5311 | 174.6066 | 0.40612 | 0.40218 | 0.39602 | 0.38156 | -1.8347 | 60.3315 | 73.8695 | 66.6234
2 | 14 | 22 | 495.5625 | 506.451 | 520.5043 | 532.4704 | 0 | 0 | 0 | 0 | 276.4119 | 259.7226 | 240.1353 | 275.5673 | 0 | 0 | 0 | 0 | 217.7171 | 143.8035 | 123.0822 | 104.4213 | 0 | 0 | 0 | 0 | 0 | 0 | 1.708 | 9.4 | 0 | 0 | 0 | 0 | 1.4335 | 102.9249 | 155.5788 | 143.0819 | 0.41109 | 0.39872 | 0.39241 | 0.37595 | 0.5893 | 41.0381 | 61.0509 | 53.7914
2 | 14 | 23 | 458.5586 | 469.2033 | 482.8042 | 494.3696 | 0 | 0 | 0 | 0 | 267.9753 | 216.149 | 233.9487 | 266.0115 | 0 | 0 | 0 | 0 | 207.1874 | 139.5703 | 117.0471 | 96.6448 | 0 | 0 | 0 | 0 | 0 | 30.7458 | 7.8144 | 3.6383 | 0 | 0 | 0 | 0 | -16.6041 | 82.7381 | 123.994 | 128.075 | 0.41371 | 0.39663 | 0.38604 | 0.36606 | -6.8693 | 32.8161 | 47.8662 | 46.8828
2 | 14 | 24 | 419.8874 | 428.5202 | 439.6881 | 449.0711 | 0 | 0 | 0 | 0 | 245.8003 | 215.3225 | 270.383 | 244.5472 | 0 | 0 | 0 | 0 | 201.7014 | 129.9674 | 107.2612 | 86.6661 | 0 | 0 | 0 | 0 | 0 | 1.9362 | 14.0514 | 1.7182 | 0 | 0 | 0 | 0 | -27.6144 | 81.2942 | 47.9926 | 116.1396 | 0.40639 | 0.39199 | 0.37547 | 0.36382 | -11.2222 | 31.8663 | 18.0197 | 42.2541
2 | 15 | 1 | 388.6654 | 394.8112 | 403.0254 | 409.7247 | 0 | 0 | 0 | 0 | 165.9742 | 236.2172 | 243.0752 | 172.6739 | 0 | 0 | 0 | 0 | 199.1424 | 126.0355 | 103.5994 | 83.2539 | 0 | 0 | 0 | 0 | 0 | 6.1492 | 7.8144 | -1.4295 | 0 | 0 | 0 | 0 | 23.5488 | 26.4093 | 48.5364 | 155.2265 | 0.40941 | 0.38749 | 0.36569 | 0.36737 | 9.641 | 10.2333 | 17.749 | 57.0252
2 | 15 | 2 | 369.2759 | 373.3658 | 379.241 | 383.8985 | 0 | 0 | 0 | 0 | 138.951 | 187.676 | 192.6152 | 166.1979 | 0 | 0 | 0 | 0 | 199.3708 | 126.577 | 104.1025 | 83.7293 | 0 | 0 | 0 | 0 | 0 | 0 | 0 | -2.3819 | 0 | 0 | 0 | 0 | 30.9542 | 59.1128 | 82.5233 | 136.3533 | 0.40877 | 0.38552 | 0.36832 | 0.36522 | 12.6532 | 22.7894 | 30.395 | 49.7984
2 | 15 | 3 | 362.5335 | 364.9626 | 368.9972 | 372.0552 | 0 | 0 | 0 | 0 | 127.7191 | 184.1317 | 166.2271 | 147.8666 | 0 | 0 | 0 | 0 | 201.9921 | 127.9285 | 105.1198 | 84.4455 | 0 | 0 | 0 | 0 | 0 | 1.5908 | -3.2847 | -3.5926 | 0 | 0 | 0 | 0 | 32.8223 | 51.3116 | 100.935 | 143.3357 | 0.40833 | 0.3849 | 0.36884 | 0.36626 | 13.4024 | 19.7497 | 37.229 | 52.4987
2 | 15 | 4 | 360.2146 | 361.2729 | 363.7847 | 365.4957 | 0 | 0 | 0 | 0 | 131.7406 | 204.0171 | 161.3987 | 121.1706 | 0 | 0 | 0 | 0 | 206.5757 | 129.9294 | 106.5478 | 85.3488 | 0 | 0 | 0 | 0 | 0 | 26.9364 | 1.7449 | -6.436 | 0 | 0 | 0 | 0 | 21.8983 | 0.38995 | 94.0934 | 165.4122 | 0.40772 | 0.37892 | 0.36678 | 0.36631 | 8.9283 | 0.14776 | 34.512 | 60.5915
2 | 15 | 5 | 368.915 | 368.6066 | 369.6463 | 370.0443 | 0 | 0 | 0 | 0 | 145.4779 | 248.6986 | 232.5955 | 135.813 | 0 | 0 | 0 | 0 | 210.2436 | 139.2702 | 115.4381 | 93.8204 | 0 | 0 | 0 | 0 | 0 | 1.6457 | 0 | -5.6957 | 0 | 0 | 0 | 0 | 13.1935 | -21.008 | 21.6127 | 146.1066 | 0.409 | 0.38297 | 0.36528 | 0.36514 | 5.3962 | -8.0455 | 7.8946 | 53.35
2 | 15 | 6 | 400.7885 | 399.4748 | 399.5894 | 399.2003 | 0 | 0 | 0 | 0 | 220.2806 | 202.0231 | 198.1348 | 210.9612 | 0 | 0 | 0 | 0 | 211.4705 | 152.5348 | 128.5505 | 106.7926 | 0 | 0 | 0 | 0 | 0 | 23.6087 | 15.7842 | 0 | 0 | 0 | 0 | 0 | -30.9625 | 21.3082 | 57.1199 | 81.4466 | 0.4104 | 0.38709 | 0.36491 | 0.36382 | -12.707 | 8.2483 | 20.8438 | 29.6321
2 | 15 | 7 | 447.1149 | 445.8644 | 446.4458 | 446.6753 | 0 | 0 | 0 | 0 | 252.3648 | 222.0496 | 201.3581 | 209.6332 | 0 | 0 | 0 | 0 | 227.84 | 172.3657 | 147.1785 | 124.193 | 0 | 0 | 0 | 0 | 0 | 15.3634 | 15.273 | 9.6714 | 0 | 0 | 0 | 0 | -33.09 | 36.0857 | 82.636 | 103.1778 | 0.40901 | 0.39641 | 0.37719 | 0.36382 | -13.5341 | 14.3047 | 31.1692 | 37.5384
2 | 15 | 8 | 474.1095 | 473.284 | 474.8503 | 476.413 | 0 | 0 | 0 | 0 | 249.1634 | 198.1115 | 158.227 | 185.2833 | 0 | 0 | 0 | 0 | 280.164 | 235.2798 | 220.9914 | 207.7973 | 0 | 0 | 0 | 0 | 0 | -6.5017 | -1.5487 | 0 | 0 | 0 | 0 | 0 | -55.2179 | 46.3944 | 97.1806 | 83.3325 | 0.4026 | 0.40314 | 0.38075 | 0.37732 | -22.2309 | 18.7036 | 37.0015 | 31.4427
2 | 15 | 9 | 481.2457 | 481.2564 | 484.1664 | 487.3823 | 0 | 0 | 0 | 0 | 193.3026 | 150.1051 | 131.3169 | 142.2546 | 0 | 0 | 0 | 0 | 340.5162 | 331.5127 | 340.5241 | 348.2568 | 0 | 0 | 0 | 0 | 0 | -5.4834 | -4.3169 | 24.8646 | 0 | 0 | 0 | 0 | -52.5731 | 5.1221 | 16.6422 | -27.9937 | 0.40979 | 0.40905 | 0.39309 | 0.38587 | -21.5438 | 2.0952 | 6.5418 | -10.8018
2 | 15 | 10 | 488.075 | 488.1492 | 491.1138 | 494.319 | 0 | 0 | 0 | 0 | 154.6942 | 113.8454 | 144.6882 | 142.2546 | 0 | 0 | 0 | 0 | 389.0123 | 424.6588 | 451.3039 | 474.7758 | 0 | 0 | 0 | 0 | 0 | -12.927 | -3.7355 | -33.9883 | 0 | 0 | 0 | 0 | -55.6315 | -37.428 | -101.1428 | -88.7231 | 0.4056 | 0 | 0 | 0 | -22.5644 | 0 | 0 | 0
2 | 15 | 11 | 496.0757 | 496.3375 | 499.2652 | 502.0971 | 0 | 0 | 0 | 0 | 144.6819 | 121.9662 | 130.795 | 132.3963 | 0 | 0 | 0 | 0 | 421.2822 | 482.8238 | 520.0644 | 553.0022 | 0 | 0 | 0 | 0 | 0 | -31.4508 | -27.3845 | -28.6005 | 0 | 0 | 0 | 0 | -69.8884 | -77.0017 | -124.2097 | -154.7009 | 0.40256 | 0 | 0 | 0 | -28.1342 | 0 | 0 | 0
2 | 15 | 12 | 497.8147 | 498.4607 | 501.6177 | 504.4081 | 0 | 0 | 0 | 0 | 146.657 | 104.347 | 119.5024 | 100.5924 | 0 | 0 | 0 | 0 | 443.8733 | 529.015 | 571.3336 | 608.7433 | 0 | 0 | 0 | 0 | 0 | -24.4607 | -27.6523 | -30.9271 | 0 | 0 | 0 | 0 | -92.7156 | -110.4406 | -161.566 | -174.0005 | 0.3965 | 0 | 0 | 0 | -36.7619 | 0 | 0 | 0
2 | 15 | 13 | 493.691 | 495.3474 | 499.5288 | 503.1416 | 0 | 0 | 0 | 0 | 146.7581 | 104.347 | 120.7455 | 100.5924 | 0 | 0 | 0 | 0 | 433.2613 | 519.6777 | 564.4515 | 604.155 | 0 | 0 | 0 | 0 | 0 | -24.5025 | -27.6779 | -28.8527 | 0 | 0 | 0 | 0 | -86.3284 | -104.1748 | -157.9903 | -172.7531 | 0.39531 | 0 | 0 | 0 | -34.1265 | 0 | 0 | 0
2 | 15 | 14 | 491.8514 | 494.2044 | 499.175 | 503.5218 | 0 | 0 | 0 | 0 | 160.2009 | 104.347 | 102.3133 | 100.8965 | 0 | 0 | 0 | 0 | 416.4896 | 496.9024 | 539.9738 | 578.2085 | 0 | 0 | 0 | 0 | 0 | -24.5274 | -27.7506 | -28.2 | 0 | 0 | 0 | 0 | -84.8391 | -82.5176 | -115.3615 | -147.3832 | 0.39361 | 0 | 0 | 0 | -33.3937 | 0 | 0 | 0
2 | 15 | 15 | 487.8342 | 490.8651 | 496.5406 | 501.4838 | 0 | 0 | 0 | 0 | 172.556 | 104.347 | 131.0935 | 104.2206 | 0 | 0 | 0 | 0 | 406.416 | 488.2153 | 522.9092 | 553.4853 | 0 | 0 | 0 | 0 | 0 | -24.6275 | -23.8409 | -22.355 | 0 | 0 | 0 | 0 | -91.1378 | -77.0698 | -133.6211 | -133.8672 | 0.39648 | 0 | 0 | 0 | -36.1346 | 0 | 0 | 0
2 | 15 | 16 | 482.36 | 487.3644 | 495.204 | 502.0792 | 0 | 0 | 0 | 0 | 208.8601 | 152.2497 | 131.0977 | 153.7508 | 0 | 0 | 0 | 0 | 358.5352 | 420.7719 | 443.2742 | 463.0172 | 0 | 0 | 0 | 0 | 0 | -1.4975 | -1.7062 | 3.8763 | 0 | 0 | 0 | 0 | -85.0353 | -84.1597 | -77.4617 | -118.5651 | 0.40398 | 0 | 0.39996 | 0 | -34.3528 | 0 | -30.9818 | 0
2 | 15 | 17 | 482.3643 | 489.1912 | 499.0053 | 507.5848 | 0 | 0 | 0 | 0 | 264.72 | 152.8517 | 138.1164 | 190.8617 | 0 | 0 | 0 | 0 | 274.8323 | 315.6712 | 317.3771 | 318.675 | 0 | 0 | 0 | 0 | 0 | -3.1596 | -1.41 | 2.7693 | 0 | 0 | 0 | 0 | -57.1879 | 23.828 | 44.9218 | -4.7212 | 0.4024 | 0.40819 | 0.40418 | 0.39462 | -23.0125 | 9.7263 | 18.1564 | -1.8631
2 | 15 | 18 | 500.8526 | 509.4249 | 521.2205 | 531.5107 | 0 | 0 | 0 | 0 | 276.0943 | 208.4704 | 198.0414 | 218.3192 | 0 | 0 | 0 | 0 | 202.1701 | 193.5634 | 172.7945 | 154.0411 | 0 | 0 | 0 | 0 | 0 | 1.343 | 1.0613 | 13.1905 | 0 | 0 | 0 | 0 | 22.5883 | 106.048 | 149.3233 | 145.9599 | 0.40342 | 0.39939 | 0.39298 | 0.37664 | 9.1125 | 42.3545 | 58.6813 | 54.9741
2 | 15 | 19 | 544.7597 | 556.1955 | 571.2973 | 584.4352 | 0 | 0 | 0 | 0 | 292.0387 | 233.8652 | 220.4716 | 225.4502 | 0 | 0 | 0 | 0 | 199.9597 | 177.7705 | 156.3196 | 136.9965 | 0 | 0 | 0 | 0 | 0 | -0.66874 | 30.6617 | 25.9585 | 0 | 0 | 0 | 0 | 52.7612 | 145.2286 | 163.8444 | 196.03 | 0.41293 | 0.40451 | 0.39736 | 0.38359 | 21.7866 | 58.7463 | 65.105 | 75.1952
2 | 15 | 20 | 539.057 | 550.4071 | 565.2956 | 578.1344 | 0 | 0 | 0 | 0 | 317.7837 | 245.6093 | 229.3071 | 237.3079 | 0 | 0 | 0 | 0 | 208.7008 | 179.8424 | 159.3966 | 141.0332 | 0 | 0 | 0 | 0 | 0 | 9.6026 | 3.511 | 34.741 | 0 | 0 | 0 | 0 | 12.5726 | 115.3528 | 173.0809 | 165.0523 | 0.4122 | 0.4033 | 0.397 | 0.38296 | 5.1824 | 46.5212 | 68.7123 | 63.2091
2 | 15 | 21 | 520.7462 | 531.951 | 546.4967 | 558.9216 | 0 | 0 | 0 | 0 | 300.9768 | 247.793 | 236.5601 | 274.6582 | 0 | 0 | 0 | 0 | 228.8947 | 181.7902 | 163.5189 | 147.2698 | 0 | 0 | 0 | 0 | 0 | 0 | 7.1763 | 9.4 | 0 | 0 | 0 | 0 | -9.1253 | 102.3677 | 139.2414 | 127.5935 | 0.40612 | 0.40218 | 0.39602 | 0.38156 | -3.706 | 41.1698 | 55.142 | 48.685
2 | 15 | 22 | 491.263 | 502.0121 | 515.8941 | 527.7128 | 0 | 0 | 0 | 0 | 276.4119 | 259.7226 | 240.1353 | 275.5673 | 0 | 0 | 0 | 0 | 237.7633 | 184.2258 | 166.6628 | 151.1307 | 0 | 0 | 0 | 0 | 0 | 0 | 1.708 | 9.4 | 0 | 0 | 0 | 0 | -22.9122 | 58.0638 | 107.3881 | 91.6148 | 0.41109 | 0.39872 | 0.39241 | 0.37595 | -9.4191 | 23.1511 | 42.1403 | 34.4424
2 | 15 | 23 | 449.1456 | 459.4851 | 472.7111 | 483.9536 | 0 | 0 | 0 | 0 | 267.9753 | 216.149 | 233.9487 | 266.0115 | 0 | 0 | 0 | 0 | 245.5221 | 189.4367 | 171.2028 | 155.0923 | 0 | 0 | 0 | 0 | 0 | 30.7458 | 7.8144 | 3.6383 | 0 | 0 | 0 | 0 | -64.3518 | 23.1536 | 59.7452 | 59.2115 | 0.41371 | 0.39663 | 0.38604 | 0.36606 | -26.623 | 9.1833 | 23.0638 | 21.6748
2 | 15 | 24 | 408.8997 | 417.1762 | 427.9066 | 436.9126 | 0 | 0 | 0 | 0 | 245.8003 | 215.3225 | 270.383 | 244.5472 | 0 | 0 | 0 | 0 | 250.5065 | 199.134 | 179.4261 | 161.9475 | 0 | 0 | 0 | 0 | 0 | 1.9362 | 14.0514 | 1.7182 | 0 | 0 | 0 | 0 | -87.4071 | 0.78359 | -35.9539 | 28.6997 | 0.40639 | 0.39199 | 0.37547 | 0.36382 | -35.5213 | 0.30716 | -13.4995 | 10.4416
2 | 16 | 1 | 384.0297 | 390.0252 | 398.0548 | 404.595 | 0 | 0 | 0 | 0 | 165.9742 | 236.2172 | 243.0752 | 172.6739 | 0 | 0 | 0 | 0 | 255.7487 | 220.9588 | 200.1638 | 181.735 | 0 | 0 | 0 | 0 | 0 | 6.1492 | 7.8144 | -1.4295 | 0 | 0 | 0 | 0 | -37.6932 | -73.3 | -52.9986 | 51.6157 | 0.40941 | 0.38749 | 0.36569 | 0.36737 | -15.4318 | -28.4029 | -19.3808 | 18.9619
2 | 16 | 2 | 368.1081 | 372.1601 | 377.9888 | 382.6063 | 0 | 0 | 0 | 0 | 138.951 | 187.676 | 192.6152 | 166.1979 | 0 | 0 | 0 | 0 | 245.7269 | 239.9 | 217.8869 | 198.3395 | 0 | 0 | 0 | 0 | 0 | 0 | 0 | -2.3819 | 0 | 0 | 0 | 0 | -16.5697 | -55.4159 | -32.5132 | 20.4509 | 0.40877 | 0.38552 | 0.36832 | 0.36522 | -6.7732 | -21.3642 | -11.9753 | 7.469
2 | 16 | 3 | 360.4988 | 362.8619 | 366.8154 | 369.8036 | 0 | 0 | 0 | 0 | 127.7191 | 184.1317 | 166.2271 | 147.8666 | 0 | 0 | 0 | 0 | 230.5939 | 247.318 | 223.8389 | 202.9326 | 0 | 0 | 0 | 0 | 0 | 1.5908 | -3.2847 | -3.5926 | 0 | 0 | 0 | 0 | 2.1857 | -70.1787 | -19.9659 | 22.597 | 0.40833 | 0.3849 | 0.36884 | 0.36626 | 0.89251 | -27.0117 | -7.3642 | 8.2765
2 | 16 | 4 | 357.9852 | 358.9712 | 361.3943 | 363.0287 | 0 | 0 | 0 | 0 | 131.7406 | 204.0171 | 161.3987 | 121.1706 | 0 | 0 | 0 | 0 | 223.6236 | 244.6946 | 220.3512 | 198.6797 | 0 | 0 | 0 | 0 | 0 | 26.9364 | 1.7449 | -6.436 | 0 | 0 | 0 | 0 | 2.621 | -116.677 | -22.1004 | 49.6144 | 0.40772 | 0.37892 | 0.36678 | 0.36631 | 1.0686 | -44.2113 | -8.1061 | 18.1741
2 | 16 | 5 | 368.7027 | 368.3874 | 369.4186 | 369.8094 | 0 | 0 | 0 | 0 | 145.4779 | 248.6986 | 232.5955 | 135.813 | 0 | 0 | 0 | 0 | 217.7662 | 239.0945 | 216.1607 | 195.821 | 0 | 0 | 0 | 0 | 0 | 1.6457 | 0 | -5.6957 | 0 | 0 | 0 | 0 | 5.4586 | -121.0514 | -79.3376 | 43.8711 | 0.409 | 0.38297 | 0.36528 | 0.36514 | 2.2326 | -46.3596 | -28.9802 | 16.0193
2 | 16 | 6 | 398.3468 | 396.9539 | 396.9712 | 396.4984 | 0 | 0 | 0 | 0 | 220.2806 | 202.0231 | 198.1348 | 210.9612 | 0 | 0 | 0 | 0 | 202.2102 | 231.5326 | 210.5682 | 192.0829 | 0 | 0 | 0 | 0 | 0 | 23.6087 | 15.7842 | 0 | 0 | 0 | 0 | 0 | -24.1439 | -60.2105 | -27.516 | -6.5457 | 0.4104 | 0.38709 | 0.36491 | 0.36382 | -9.9087 | -23.3071 | -10.0409 | -2.3815
2 | 16 | 7 | 444.4785 | 443.1426 | 443.619 | 443.7581 | 0 | 0 | 0 | 0 | 252.3648 | 222.0496 | 201.3581 | 209.6332 | 0 | 0 | 0 | 0 | 208.3623 | 233.6316 | 213.7119 | 196.1451 | 0 | 0 | 0 | 0 | 0 | 15.3634 | 15.273 | 9.6714 | 0 | 0 | 0 | 0 | -16.2486 | -27.902 | 13.2759 | 28.3085 | 0.40901 | 0.39641 | 0.37719 | 0.36382 | -6.6458 | -11.0606 | 5.0075 | 10.2993
2 | 16 | 8 | 464.9796 | 463.8581 | 465.0609 | 466.3103 | 0 | 0 | 0 | 0 | 249.1634 | 198.1115 | 158.227 | 185.2833 | 0 | 0 | 0 | 0 | 254.5916 | 302.7894 | 295.1228 | 288.5507 | 0 | 0 | 0 | 0 | 0 | -6.5017 | -1.5487 | 0 | 0 | 0 | 0 | 0 | -38.7753 | -30.5411 | 13.2597 | -7.5237 | 0.4026 | 0.40314 | 0.38075 | 0.37732 | -15.6111 | -12.3124 | 5.0486 | -2.8388
2 | 16 | 9 | 478.2732 | 478.1875 | 480.9791 | 484.093 | 0 | 0 | 0 | 0 | 193.3026 | 150.1051 | 131.3169 | 142.2546 | 0 | 0 | 0 | 0 | 294.552 | 398.0128 | 414.6761 | 429.7975 | 0 | 0 | 0 | 0 | 0 | -5.4834 | -4.3169 | 24.8646 | 0 | 0 | 0 | 0 | -9.5813 | -64.4469 | -60.697 | -112.8237 | 0.40979 | 0.40905 | 0.39309 | 0.38587 | -3.9263 | -26.3619 | -23.8591 | -43.5347
2 | 16 | 10 | 490.7821 | 490.9441 | 494.0165 | 497.3146 | 0 | 0 | 0 | 0 | 154.6942 | 113.8454 | 144.6882 | 142.2546 | 0 | 0 | 0 | 0 | 322.3759 | 486.1218 | 522.4364 | 555.0114 | 0 | 0 | 0 | 0 | 0 | -12.927 | -3.7355 | -33.9883 | 0 | 0 | 0 | 0 | 13.7121 | -96.0961 | -169.3725 | -165.9632 | 0.4056 | 0 | 0 | 0 | 5.5617 | 0 | 0 | 0
2 | 16 | 11 | 499.2075 | 499.5708 | 502.6232 | 505.5626 | 0 | 0 | 0 | 0 | 144.6819 | 121.9662 | 130.795 | 132.3963 | 0 | 0 | 0 | 0 | 341.0467 | 508.4076 | 557.8421 | 602.3679 | 0 | 0 | 0 | 0 | 0 | -31.4508 | -27.3845 | -28.6005 | 0 | 0 | 0 | 0 | 13.4789 | -99.3522 | -158.6294 | -200.6011 | 0.40256 | 0 | 0 | 0 | 5.4261 | 0 | 0 | 0
2 | 16 | 12 | 501.318 | 502.0777 | 505.3741 | 508.2848 | 0 | 0 | 0 | 0 | 146.657 | 104.347 | 119.5024 | 100.5924 | 0 | 0 | 0 | 0 | 385.3636 | 562.2352 | 617.1575 | 666.5603 | 0 | 0 | 0 | 0 | 0 | -24.4607 | -27.6523 | -30.9271 | 0 | 0 | 0 | 0 | -30.7026 | -140.0439 | -203.6335 | -227.9408 | 0.3965 | 0 | 0 | 0 | -12.1736 | 0 | 0 | 0
2 | 16 | 13 | 501.0515 | 502.9466 | 507.4211 | 511.2864 | 0 | 0 | 0 | 0 | 146.7581 | 104.347 | 120.7455 | 100.5924 | 0 | 0 | 0 | 0 | 413.0743 | 578.9657 | 635.1402 | 685.7666 | 0 | 0 | 0 | 0 | 0 | -24.5025 | -27.6779 | -28.8527 | 0 | 0 | 0 | 0 | -58.7809 | -155.8636 | -220.7868 | -246.2199 | 0.39531 | 0 | 0 | 0 | -23.2367 | 0 | 0 | 0
2 | 16 | 14 | 499.7958 | 502.4065 | 507.6934 | 512.3127 | 0 | 0 | 0 | 0 | 160.2009 | 104.347 | 102.3133 | 100.8965 | 0 | 0 | 0 | 0 | 447.8776 | 594.6799 | 647.0029 | 694.2134 | 0 | 0 | 0 | 0 | 0 | -24.5274 | -27.7506 | -28.2 | 0 | 0 | 0 | 0 | -108.2827 | -172.0931 | -213.8722 | -254.5972 | 0.39361 | 0 | 0 | 0 | -42.6214 | 0 | 0 | 0
2 | 16 | 15 | 499.9543 | 503.3782 | 509.5364 | 514.8954 | 0 | 0 | 0 | 0 | 172.556 | 104.347 | 131.0935 | 104.2206 | 0 | 0 | 0 | 0 | 455.8102 | 587.6289 | 633.7406 | 675.4287 | 0 | 0 | 0 | 0 | 0 | -24.6275 | -23.8409 | -22.355 | 0 | 0 | 0 | 0 | -128.412 | -163.9703 | -231.4568 | -242.399 | 0.39648 | 0 | 0 | 0 | -50.9132 | 0 | 0 | 0
2 | 16 | 16 | 492.2683 | 497.5941 | 505.8282 | 513.0434 | 0 | 0 | 0 | 0 | 208.8601 | 152.2497 | 131.0977 | 153.7508 | 0 | 0 | 0 | 0 | 394.7014 | 515.4541 | 546.8941 | 575.4002 | 0 | 0 | 0 | 0 | 0 | -1.4975 | -1.7062 | 3.8763 | 0 | 0 | 0 | 0 | -111.2931 | -168.6121 | -170.4573 | -219.9839 | 0.40398 | 0 | 0.39996 | 0 | -44.9605 | 0 | -68.1766 | 0
2 | 16 | 17 | 485.9384 | 492.8812 | 502.8376 | 511.5398 | 0 | 0 | 0 | 0 | 264.72 | 152.8517 | 138.1164 | 190.8617 | 0 | 0 | 0 | 0 | 293.2475 | 384.1627 | 392.1576 | 399.8379 | 0 | 0 | 0 | 0 | 0 | -3.1596 | -1.41 | 2.7693 | 0 | 0 | 0 | 0 | -72.0291 | -40.9735 | -26.0264 | -81.9291 | 0.4024 | 0.40819 | 0.40418 | 0.39462 | -28.9846 | -16.7249 | -10.5193 | -32.3307
2 | 16 | 18 | 498.4463 | 506.9405 | 518.6404 | 528.848 | 0 | 0 | 0 | 0 | 276.0943 | 208.4704 | 198.0414 | 218.3192 | 0 | 0 | 0 | 0 | 206.689 | 237.1364 | 225.4111 | 215.8157 | 0 | 0 | 0 | 0 | 0 | 1.343 | 1.0613 | 13.1905 | 0 | 0 | 0 | 0 | 15.663 | 59.9907 | 94.1265 | 81.5225 | 0.40342 | 0.39939 | 0.39298 | 0.37664 | 6.3187 | 23.9597 | 36.99 | 30.7045
2 | 16 | 19 | 535.1167 | 546.2398 | 560.9577 | 573.7647 | 0 | 0 | 0 | 0 | 292.0387 | 233.8652 | 220.4716 | 225.4502 | 0 | 0 | 0 | 0 | 197.6502 | 210.058 | 197.914 | 188.0496 | 0 | 0 | 0 | 0 | 0 | -0.66874 | 30.6617 | 25.9585 | 0 | 0 | 0 | 0 | 45.4278 | 102.9854 | 111.9103 | 134.3063 | 0.41293 | 0.40451 | 0.39736 | 0.38359 | 18.7584 | 41.6585 | 44.4685 | 51.5186
2 | 16 | 20 | 520.585 | 531.336 | 545.489 | 557.6939 | 0 | 0 | 0 | 0 | 317.7837 | 245.6093 | 229.3071 | 237.3079 | 0 | 0 | 0 | 0 | 226.9973 | 206.7229 | 199.3653 | 194.0655 | 0 | 0 | 0 | 0 | 0 | 9.6026 | 3.511 | 34.741 | 0 | 0 | 0 | 0 | -24.196 | 69.4012 | 113.3056 | 91.5795 | 0.4122 | 0.4033 | 0.397 | 0.38296 | -9.9736 | 27.9892 | 44.9818 | 35.0717
2 | 16 | 21 | 505.4589 | 516.168 | 530.1051 | 542.0053 | 0 | 0 | 0 | 0 | 300.9768 | 247.793 | 236.5601 | 274.6582 | 0 | 0 | 0 | 0 | 240.3367 | 197.1034 | 191.9964 | 188.848 | 0 | 0 | 0 | 0 | 0 | 0 | 7.1763 | 9.4 | 0 | 0 | 0 | 0 | -35.8545 | 71.2716 | 94.3723 | 69.0991 | 0.40612 | 0.40218 | 0.39602 | 0.38156 | -14.5612 | 28.6637 | 37.3731 | 26.3657
2 | 16 | 22 | 477.462 | 487.7636 | 501.0961 | 512.4412 | 0 | 0 | 0 | 0 | 276.4119 | 259.7226 | 240.1353 | 275.5673 | 0 | 0 | 0 | 0 | 228.5949 | 179.1566 | 172.1456 | 167.164 | 0 | 0 | 0 | 0 | 0 | 0 | 1.708 | 9.4 | 0 | 0 | 0 | 0 | -27.5448 | 48.8844 | 87.1072 | 60.3098 | 0.41109 | 0.39872 | 0.39241 | 0.37595 | -11.3235 | 19.4911 | 34.1818 | 22.6734
2 | 16 | 23 | 446.3854 | 456.6354 | 469.7515 | 480.8993 | 0 | 0 | 0 | 0 | 267.9753 | 216.149 | 233.9487 | 266.0115 | 0 | 0 | 0 | 0 | 231.1212 | 178.5688 | 171.6581 | 166.7542 | 0 | 0 | 0 | 0 | 0 | 30.7458 | 7.8144 | 3.6383 | 0 | 0 | 0 | 0 | -52.711 | 31.1717 | 56.3303 | 44.4952 | 0.41371 | 0.39663 | 0.38604 | 0.36606 | -21.8071 | 12.3635 | 21.7456 | 16.2878
2 | 16 | 24 | 412.9869 | 421.396 | 432.2891 | 441.4353 | 0 | 0 | 0 | 0 | 245.8003 | 215.3225 | 270.383 | 244.5472 | 0 | 0 | 0 | 0 | 226.2823 | 179.133 | 172.1833 | 167.2544 | 0 | 0 | 0 | 0 | 0 | 1.9362 | 14.0514 | 1.7182 | 0 | 0 | 0 | 0 | -59.0957 | 25.0043 | -24.3286 | 27.9155 | 0.40639 | 0.39199 | 0.37547 | 0.36382 | -24.0158 | 9.8014 | -9.1346 | 10.1563
2 | 17 | 1 | 387.2853 | 393.3863 | 401.5456 | 408.1976 | 0 | 0 | 0 | 0 | 165.9742 | 236.2172 | 243.0752 | 172.6739 | 0 | 0 | 0 | 0 | 220.9777 | 159.5195 | 153.2745 | 149.0331 | 0 | 0 | 0 | 0 | 0 | 6.1492 | 7.8144 | -1.4295 | 0 | 0 | 0 | 0 | 0.33335 | -8.4996 | -2.6186 | 87.9201 | 0.40941 | 0.38749 | 0.36569 | 0.36737 | 0.13648 | -3.2935 | -0.95758 | 32.299
2 | 17 | 2 | 365.5603 | 369.5297 | 375.2569 | 379.7869 | 0 | 0 | 0 | 0 | 138.951 | 187.676 | 192.6152 | 166.1979 | 0 | 0 | 0 | 0 | 232.9866 | 135.9514 | 127.5272 | 121.2465 | 0 | 0 | 0 | 0 | 0 | 0 | 0 | -2.3819 | 0 | 0 | 0 | 0 | -6.3773 | 45.9022 | 55.1145 | 94.7245 | 0.40877 | 0.38552 | 0.36832 | 0.36522 | -2.6068 | 17.6964 | 20.2998 | 34.5949
2 | 17 | 3 | 352.3951 | 354.4955 | 358.1263 | 360.8365 | 0 | 0 | 0 | 0 | 127.7191 | 184.1317 | 166.2271 | 147.8666 | 0 | 0 | 0 | 0 | 251.8385 | 133.5629 | 125.0783 | 118.7924 | 0 | 0 | 0 | 0 | 0 | 1.5908 | -3.2847 | -3.5926 | 0 | 0 | 0 | 0 | -27.1625 | 35.21 | 70.1057 | 97.77 | 0.40833 | 0.3849 | 0.36884 | 0.36626 | -11.0913 | 13.5523 | 25.8579 | 35.8096
2 | 17 | 4 | 347.7053 | 348.3579 | 350.3716 | 351.6534 | 0 | 0 | 0 | 0 | 131.7406 | 204.0171 | 161.3987 | 121.1706 | 0 | 0 | 0 | 0 | 245.9632 | 144.6342 | 134.0561 | 125.7679 | 0 | 0 | 0 | 0 | 0 | 26.9364 | 1.7449 | -6.436 | 0 | 0 | 0 | 0 | -29.9986 | -27.2299 | 53.172 | 111.1509 | 0.40772 | 0.37892 | 0.36678 | 0.36631 | -12.2309 | -10.318 | 19.5027 | 40.7153
2 | 17 | 5 | 349.2044 | 348.2568 | 348.5116 | 348.2334 | 0 | 0 | 0 | 0 | 145.4779 | 248.6986 | 232.5955 | 135.813 | 0 | 0 | 0 | 0 | 239.6754 | 153.5173 | 138.1955 | 125.3585 | 0 | 0 | 0 | 0 | 0 | 1.6457 | 0 | -5.6957 | 0 | 0 | 0 | 0 | -35.9489 | -55.6048 | -22.2794 | 92.7576 | 0.409 | 0.38297 | 0.36528 | 0.36514 | -14.7032 | -21.2952 | -8.1381 | 33.87
2 | 17 | 6 | 355.2808 | 352.4913 | 350.7937 | 348.8433 | 0 | 0 | 0 | 0 | 220.2806 | 202.0231 | 198.1348 | 210.9612 | 0 | 0 | 0 | 0 | 233.0998 | 142.4853 | 124.967 | 110.0137 | 0 | 0 | 0 | 0 | 0 | 23.6087 | 15.7842 | 0 | 0 | 0 | 0 | 0 | -98.0996 | -15.6258 | 11.9077 | 27.8684 | 0.4104 | 0.38709 | 0.36491 | 0.36382 | -40.2601 | -6.0486 | 4.3453 | 10.1391
2 | 17 | 7 | 365.2646 | 361.3598 | 358.6819 | 356.1031 | 0 | 0 | 0 | 0 | 252.3648 | 222.0496 | 201.3581 | 209.6332 | 0 | 0 | 0 | 0 | 263.0922 | 154.0001 | 137.4502 | 123.3397 | 0 | 0 | 0 | 0 | 0 | 15.3634 | 15.273 | 9.6714 | 0 | 0 | 0 | 0 | -150.1924 | -30.0533 | 4.6006 | 13.4589 | 0.40901 | 0.39641 | 0.37719 | 0.36382 | -61.4299 | -11.9134 | 1.7353 | 4.8966
2 | 17 | 8 | 375.8396 | 371.8274 | 369.4806 | 367.6715 | 0 | 0 | 0 | 0 | 249.1634 | 198.1115 | 158.227 | 185.2833 | 0 | 0 | 0 | 0 | 327.7025 | 265.8942 | 256.8559 | 248.9945 | 0 | 0 | 0 | 0 | 0 | -6.5017 | -1.5487 | 0 | 0 | 0 | 0 | 0 | -201.0263 | -85.6765 | -44.0536 | -66.6063 | 0.4026 | 0.40314 | 0.38075 | 0.37732 | -80.9339 | -34.54 | -16.7734 | -25.1317
2 | 17 | 9 | 404.2257 | 401.7389 | 401.5819 | 402.1551 | 0 | 0 | 0 | 0 | 193.3026 | 150.1051 | 131.3169 | 142.2546 | 0 | 0 | 0 | 0 | 391.496 | 407.2243 | 418.3696 | 428.1338 | 0 | 0 | 0 | 0 | 0 | -5.4834 | -4.3169 | 24.8646 | 0 | 0 | 0 | 0 | -180.5728 | -150.1071 | -143.7878 | -193.0979 | 0.40979 | 0.40905 | 0.39309 | 0.38587 | -73.9965 | -61.401 | -56.5208 | -74.5098
2 | 17 | 10 | 425.4399 | 423.483 | 423.9534 | 425.0095 | 0 | 0 | 0 | 0 | 154.6942 | 113.8454 | 144.6882 | 142.2546 | 0 | 0 | 0 | 0 | 415.0244 | 477.4893 | 507.9041 | 534.7848 | 0 | 0 | 0 | 0 | 0 | -12.927 | -3.7355 | -33.9883 | 0 | 0 | 0 | 0 | -144.2787 | -154.9247 | -224.9034 | -218.0417 | 0.4056 | 0 | 0 | 0 | -58.5201 | 0 | 0 | 0
2 | 17 | 11 | 438.5187 | 436.914 | 437.5497 | 438.4068 | 0 | 0 | 0 | 0 | 144.6819 | 121.9662 | 130.795 | 132.3963 | 0 | 0 | 0 | 0 | 448.6994 | 525.4898 | 570.1163 | 609.7933 | 0 | 0 | 0 | 0 | 0 | -31.4508 | -27.3845 | -28.6005 | 0 | 0 | 0 | 0 | -154.8627 | -179.0912 | -235.9771 | -275.1823 | 0.40256 | 0 | 0 | 0 | -62.3414 | 0 | 0 | 0
2 | 17 | 12 | 444.221 | 443.1291 | 444.1519 | 445.1035 | 0 | 0 | 0 | 0 | 146.657 | 104.347 | 119.5024 | 100.5924 | 0 | 0 | 0 | 0 | 468.7981 | 542.4683 | 594.223 | 640.3642 | 0 | 0 | 0 | 0 | 0 | -24.4607 | -27.6523 | -30.9271 | 0 | 0 | 0 | 0 | -171.2341 | -179.2255 | -241.9212 | -264.9261 | 0.3965 | 0 | 0 | 0 | -67.8946 | 0 | 0 | 0
2 | 17 | 13 | 445.0868 | 445.1671 | 447.4131 | 449.3582 | 0 | 0 | 0 | 0 | 146.7581 | 104.347 | 120.7455 | 100.5924 | 0 | 0 | 0 | 0 | 462.333 | 534.7574 | 587.7451 | 634.9601 | 0 | 0 | 0 | 0 | 0 | -24.5025 | -27.6779 | -28.8527 | 0 | 0 | 0 | 0 | -164.0042 | -169.4348 | -233.3997 | -257.3416 | 0.39531 | 0 | 0 | 0 | -64.8326 | 0 | 0 | 0
2 | 17 | 14 | 439.9386 | 440.6082 | 443.5115 | 446.0771 | 0 | 0 | 0 | 0 | 160.2009 | 104.347 | 102.3133 | 100.8965 | 0 | 0 | 0 | 0 | 459.3829 | 531.0036 | 580.9409 | 625.3688 | 0 | 0 | 0 | 0 | 0 | -24.5274 | -27.7506 | -28.2 | 0 | 0 | 0 | 0 | -179.6452 | -170.2151 | -211.992 | -251.9882 | 0.39361 | 0 | 0 | 0 | -70.7106 | 0 | 0 | 0
2 | 17 | 15 | 435.4259 | 436.7573 | 440.346 | 443.4909 | 0 | 0 | 0 | 0 | 172.556 | 104.347 | 131.0935 | 104.2206 | 0 | 0 | 0 | 0 | 431.2532 | 483.4672 | 525.3954 | 562.7461 | 0 | 0 | 0 | 0 | 0 | -24.6275 | -23.8409 | -22.355 | 0 | 0 | 0 | 0 | -168.3833 | -126.4294 | -192.302 | -201.1208 | 0.39648 | 0 | 0 | 0 | -66.7611 | 0 | 0 | 0
2 | 17 | 16 | 430.6064 | 433.9325 | 439.7113 | 444.8108 | 0 | 0 | 0 | 0 | 208.8601 | 152.2497 | 131.0977 | 153.7508 | 0 | 0 | 0 | 0 | 375.7519 | 398.4371 | 426.5865 | 451.7595 | 0 | 0 | 0 | 0 | 0 | -1.4975 | -1.7062 | 3.8763 | 0 | 0 | 0 | 0 | -154.0056 | -115.2567 | -116.2667 | -164.5758 | 0.40398 | 0 | 0.39996 | 0 | -62.2156 | 0 | -46.5023 | 0
2 | 17 | 17 | 431.1061 | 436.2708 | 444.0438 | 450.8646 | 0 | 0 | 0 | 0 | 264.72 | 152.8517 | 138.1164 | 190.8617 | 0 | 0 | 0 | 0 | 287.8997 | 268.5519 | 274.9272 | 280.7845 | 0 | 0 | 0 | 0 | 0 | -3.1596 | -1.41 | 2.7693 | 0 | 0 | 0 | 0 | -121.5136 | 18.0269 | 32.4102 | -23.5508 | 0.4024 | 0.40819 | 0.40418 | 0.39462 | -48.8972 | 7.3584 | 13.0995 | -9.2936
2 | 17 | 18 | 454.7433 | 461.8203 | 471.7799 | 480.488 | 0 | 0 | 0 | 0 | 276.0943 | 208.4704 | 198.0414 | 218.3192 | 0 | 0 | 0 | 0 | 225.1297 | 150.1219 | 137.4895 | 126.5966 | 0 | 0 | 0 | 0 | 0 | 1.343 | 1.0613 | 13.1905 | 0 | 0 | 0 | 0 | -46.4806 | 101.885 | 135.1876 | 122.3816 | 0.40342 | 0.39939 | 0.39298 | 0.37664 | -18.751 | 40.6918 | 53.1263 | 46.0937
2 | 17 | 19 | 495.8017 | 505.6499 | 518.8022 | 530.2603 | 0 | 0 | 0 | 0 | 292.0387 | 233.8652 | 220.4716 | 225.4502 | 0 | 0 | 0 | 0 | 221.7214 | 136.1737 | 120.6722 | 107.1766 | 0 | 0 | 0 | 0 | 0 | -0.66874 | 30.6617 | 25.9585 | 0 | 0 | 0 | 0 | -17.9584 | 136.2798 | 146.9967 | 171.6748 | 0.41293 | 0.40451 | 0.39736 | 0.38359 | -7.4155 | 55.1264 | 58.4104 | 65.8528
2 | 17 | 20 | 484.614 | 494.1986 | 506.9192 | 517.8899 | 0 | 0 | 0 | 0 | 317.7837 | 245.6093 | 229.3071 | 237.3079 | 0 | 0 | 0 | 0 | 215.3603 | 143.4437 | 124.0479 | 106.7991 | 0 | 0 | 0 | 0 | 0 | 9.6026 | 3.511 | 34.741 | 0 | 0 | 0 | 0 | -48.53 | 95.5429 | 150.0533 | 139.0419 | 0.4122 | 0.4033 | 0.397 | 0.38296 | -20.0041 | 38.532 | 59.5704 | 53.2481
2 | 17 | 21 | 469.3287 | 478.8662 | 491.3645 | 502.0251 | 0 | 0 | 0 | 0 | 300.9768 | 247.793 | 236.5601 | 274.6582 | 0 | 0 | 0 | 0 | 211.3337 | 150.5375 | 128.2057 | 108.0761 | 0 | 0 | 0 | 0 | 0 | 0 | 7.1763 | 9.4 | 0 | 0 | 0 | 0 | -42.9818 | 80.5357 | 119.4225 | 109.8908 | 0.40612 | 0.40218 | 0.39602 | 0.38156 | -17.4557 | 32.3895 | 47.2934 | 41.9303
2 | 17 | 22 | 446.693 | 455.9967 | 468.104 | 478.3934 | 0 | 0 | 0 | 0 | 276.4119 | 259.7226 | 240.1353 | 275.5673 | 0 | 0 | 0 | 0 | 218.3635 | 160.2124 | 135.4205 | 112.9562 | 0 | 0 | 0 | 0 | 0 | 0 | 1.708 | 9.4 | 0 | 0 | 0 | 0 | -48.0824 | 36.0618 | 90.8402 | 80.4699 | 0.41109 | 0.39872 | 0.39241 | 0.37595 | -19.7664 | 14.3785 | 35.6467 | 30.2525
2 | 17 | 23 | 423.0123 | 432.5042 | 444.6897 | 455.0355 | 0 | 0 | 0 | 0 | 267.9753 | 216.149 | 233.9487 | 266.0115 | 0 | 0 | 0 | 0 | 223.5231 | 165.9619 | 140.4159 | 117.2696 | 0 | 0 | 0 | 0 | 0 | 30.7458 | 7.8144 | 3.6383 | 0 | 0 | 0 | 0 | -68.4861 | 19.6475 | 62.5106 | 68.116 | 0.41371 | 0.39663 | 0.38604 | 0.36606 | -28.3334 | 7.7927 | 24.1314 | 24.9344
2 | 17 | 24 | 394.1079 | 401.9048 | 412.0461 | 420.5446 | 0 | 0 | 0 | 0 | 245.8003 | 215.3225 | 270.383 | 244.5472 | 0 | 0 | 0 | 0 | 206.3002 | 159.5451 | 136.0739 | 114.8869 | 0 | 0 | 0 | 0 | 0 | 1.9362 | 14.0514 | 1.7182 | 0 | 0 | 0 | 0 | -57.9926 | 25.101 | -8.4622 | 59.3923 | 0.40639 | 0.39199 | 0.37547 | 0.36382 | -23.5675 | 9.8393 | -3.1773 | 21.6082
2 | 18 | 1 | 366.3538 | 371.7761 | 379.1019 | 385.0357 | 0 | 0 | 0 | 0 | 165.9742 | 236.2172 | 243.0752 | 172.6739 | 0 | 0 | 0 | 0 | 186.0247 | 161.0367 | 140.0364 | 121.1603 | 0 | 0 | 0 | 0 | 0 | 6.1492 | 7.8144 | -1.4295 | 0 | 0 | 0 | 0 | 14.355 | -31.627 | -11.8241 | 92.631 | 0.40941 | 0.38749 | 0.36569 | 0.36737 | 5.877 | -12.2551 | -4.3239 | 34.0296
2 | 18 | 2 | 349.5653 | 353.016 | 358.1063 | 362.0875 | 0 | 0 | 0 | 0 | 138.951 | 187.676 | 192.6152 | 166.1979 | 0 | 0 | 0 | 0 | 179.8964 | 166.4466 | 146.1805 | 128.0009 | 0 | 0 | 0 | 0 | 0 | 0 | 0 | -2.3819 | 0 | 0 | 0 | 0 | 30.718 | -1.1066 | 19.3106 | 70.2707 | 0.40877 | 0.38552 | 0.36832 | 0.36522 | 12.5566 | -0.4266 | 7.1125 | 25.664
2 | 18 | 3 | 340.0096 | 341.7084 | 344.846 | 347.1312 | 0 | 0 | 0 | 0 | 127.7191 | 184.1317 | 166.2271 | 147.8666 | 0 | 0 | 0 | 0 | 176.094 | 167.3047 | 147.4581 | 129.705 | 0 | 0 | 0 | 0 | 0 | 1.5908 | -3.2847 | -3.5926 | 0 | 0 | 0 | 0 | 36.1966 | -11.3189 | 34.4455 | 73.1522 | 0.40833 | 0.3849 | 0.36884 | 0.36626 | 14.7802 | -4.3566 | 12.7049 | 26.793
2 | 18 | 4 | 336.6468 | 336.9408 | 338.5142 | 339.4165 | 0 | 0 | 0 | 0 | 131.7406 | 204.0171 | 161.3987 | 121.1706 | 0 | 0 | 0 | 0 | 170.6572 | 173.4393 | 154.1746 | 137.0284 | 0 | 0 | 0 | 0 | 0 | 26.9364 | 1.7449 | -6.436 | 0 | 0 | 0 | 0 | 34.249 | -67.452 | 21.1961 | 87.6535 | 0.40772 | 0.37892 | 0.36678 | 0.36631 | 13.9639 | -25.5589 | 7.7744 | 32.108
2 | 18 | 5 | 334.5719 | 333.1497 | 332.8219 | 332.0416 | 0 | 0 | 0 | 0 | 145.4779 | 248.6986 | 232.5955 | 135.813 | 0 | 0 | 0 | 0 | 180.8161 | 184.0502 | 163.4893 | 145.1761 | 0 | 0 | 0 | 0 | 0 | 1.6457 | 0 | -5.6957 | 0 | 0 | 0 | 0 | 8.2779 | -101.2448 | -63.2629 | 56.7482 | 0.409 | 0.38297 | 0.36528 | 0.36514 | 3.3857 | -38.7741 | -23.1085 | 20.7213
2 | 18 | 6 | 340.9667 | 337.7131 | 335.4455 | 333.0039 | 0 | 0 | 0 | 0 | 220.2806 | 202.0231 | 198.1348 | 210.9612 | 0 | 0 | 0 | 0 | 173.8185 | 180.0692 | 160.4273 | 142.9442 | 0 | 0 | 0 | 0 | 0 | 23.6087 | 15.7842 | 0 | 0 | 0 | 0 | 0 | -53.1324 | -67.9879 | -38.9007 | -20.9015 | 0.4104 | 0.38709 | 0.36491 | 0.36382 | -21.8056 | -26.3177 | -14.1954 | -7.6044
2 | 18 | 7 | 350.9682 | 346.5998 | 343.3527 | 340.2833 | 0 | 0 | 0 | 0 | 252.3648 | 222.0496 | 201.3581 | 209.6332 | 0 | 0 | 0 | 0 | 180.5889 | 181.1337 | 161.1771 | 143.4213 | 0 | 0 | 0 | 0 | 0 | 15.3634 | 15.273 | 9.6714 | 0 | 0 | 0 | 0 | -81.9855 | -71.9469 | -34.4556 | -22.4425 | 0.40901 | 0.39641 | 0.37719 | 0.36382 | -33.5327 | -28.5205 | -12.9962 | -8.1651
2 | 18 | 8 | 360.3224 | 355.807 | 352.8423 | 350.5008 | 0 | 0 | 0 | 0 | 249.1634 | 198.1115 | 158.227 | 185.2833 | 0 | 0 | 0 | 0 | 211.6457 | 223.631 | 206.3599 | 190.878 | 0 | 0 | 0 | 0 | 0 | -6.5017 | -1.5487 | 0 | 0 | 0 | 0 | 0 | -100.4867 | -59.4338 | -10.1959 | -25.6605 | 0.4026 | 0.40314 | 0.38075 | 0.37732 | -40.4563 | -23.9604 | -3.8821 | -9.6821
2 | 18 | 9 | 379.5786 | 376.2925 | 375.1541 | 374.8816 | 0 | 0 | 0 | 0 | 193.3026 | 150.1051 | 131.3169 | 142.2546 | 0 | 0 | 0 | 0 | 248.0944 | 294.15 | 287.4431 | 281.2118 | 0 | 0 | 0 | 0 | 0 | -5.4834 | -4.3169 | 24.8646 | 0 | 0 | 0 | 0 | -61.8183 | -62.4792 | -39.2891 | -73.4494 | 0.40979 | 0.40905 | 0.39309 | 0.38587 | -25.3324 | -25.557 | -15.444 | -28.3416
2 | 18 | 10 | 397.5018 | 394.6389 | 393.9969 | 394.0943 | 0 | 0 | 0 | 0 | 154.6942 | 113.8454 | 144.6882 | 142.2546 | 0 | 0 | 0 | 0 | 295.5128 | 339.8401 | 343.0774 | 345.8225 | 0 | 0 | 0 | 0 | 0 | -12.927 | -3.7355 | -33.9883 | 0 | 0 | 0 | 0 | -52.7052 | -46.1196 | -90.0332 | -59.9945 | 0.4056 | 0 | 0 | 0 | -21.3775 | 0 | 0 | 0
2 | 18 | 11 | 409.0943 | 406.5354 | 405.9995 | 405.847 | 0 | 0 | 0 | 0 | 144.6819 | 121.9662 | 130.795 | 132.3963 | 0 | 0 | 0 | 0 | 372.3658 | 421.4563 | 439.0691 | 454.8431 | 0 | 0 | 0 | 0 | 0 | -31.4508 | -27.3845 | -28.6005 | 0 | 0 | 0 | 0 | -107.9534 | -105.4362 | -136.4801 | -152.7919 | 0.40256 | 0 | 0 | 0 | -43.4576 | 0 | 0 | 0
2 | 18 | 12 | 413.3989 | 411.3074 | 411.1029 | 410.9969 | 0 | 0 | 0 | 0 | 146.657 | 104.347 | 119.5024 | 100.5924 | 0 | 0 | 0 | 0 | 396.2618 | 428.108 | 454.4923 | 478.387 | 0 | 0 | 0 | 0 | 0 | -24.4607 | -27.6523 | -30.9271 | 0 | 0 | 0 | 0 | -129.5199 | -96.6869 | -135.2394 | -137.0554 | 0.3965 | 0 | 0 | 0 | -51.3549 | 0 | 0 | 0
2 | 18 | 13 | 414.6363 | 413.7291 | 414.7625 | 415.6628 | 0 | 0 | 0 | 0 | 146.7581 | 104.347 | 120.7455 | 100.5924 | 0 | 0 | 0 | 0 | 434.804 | 459.8115 | 487.6984 | 512.9755 | 0 | 0 | 0 | 0 | 0 | -24.5025 | -27.6779 | -28.8527 | 0 | 0 | 0 | 0 | -166.9258 | -125.9269 | -166.0035 | -169.0524 | 0.39531 | 0 | 0 | 0 | -65.9876 | 0 | 0 | 0
2 | 18 | 14 | 412.549 | 412.3304 | 414.1431 | 415.7689 | 0 | 0 | 0 | 0 | 160.2009 | 104.347 | 102.3133 | 100.8965 | 0 | 0 | 0 | 0 | 460.2906 | 470.8357 | 494.9853 | 517.0178 | 0 | 0 | 0 | 0 | 0 | -24.5274 | -27.7506 | -28.2 | 0 | 0 | 0 | 0 | -207.9425 | -138.3249 | -155.4049 | -173.9454 | 0.39361 | 0 | 0 | 0 | -81.8487 | 0 | 0 | 0
2 | 18 | 15 | 408.6733 | 409.1371 | 411.6605 | 413.8875 | 0 | 0 | 0 | 0 | 172.556 | 104.347 | 131.0935 | 104.2206 | 0 | 0 | 0 | 0 | 499.0918 | 484.5772 | 507.9061 | 529.4151 | 0 | 0 | 0 | 0 | 0 | -24.6275 | -23.8409 | -22.355 | 0 | 0 | 0 | 0 | -262.9746 | -155.1596 | -203.4981 | -197.3932 | 0.39648 | 0 | 0 | 0 | -104.265 | 0 | 0 | 0
2 | 18 | 16 | 405.8177 | 408.34 | 413.1317 | 417.3806 | 0 | 0 | 0 | 0 | 208.8601 | 152.2497 | 131.0977 | 153.7508 | 0 | 0 | 0 | 0 | 514.9742 | 466.9611 | 488.3534 | 508.4393 | 0 | 0 | 0 | 0 | 0 | -1.4975 | -1.7062 | 3.8763 | 0 | 0 | 0 | 0 | -318.0166 | -209.3732 | -204.6132 | -248.6858 | 0.40398 | 0 | 0.39996 | 0 | -128.4732 | 0 | -81.8377 | 0
2 | 18 | 17 | 413.6603 | 418.2593 | 425.3375 | 431.5598 | 0 | 0 | 0 | 0 | 264.72 | 152.8517 | 138.1164 | 190.8617 | 0 | 0 | 0 | 0 | 475.358 | 385.7385 | 398.2399 | 410.8059 | 0 | 0 | 0 | 0 | 0 | -3.1596 | -1.41 | 2.7693 | 0 | 0 | 0 | 0 | -326.4176 | -117.1713 | -109.6087 | -172.8771 | 0.4024 | 0.40819 | 0.40418 | 0.39462 | -131.3508 | -47.828 | -44.3014 | -68.2204
2 | 18 | 18 | 445.1003 | 451.8646 | 461.4402 | 469.8174 | 0 | 0 | 0 | 0 | 276.0943 | 208.4704 | 198.0414 | 218.3192 | 0 | 0 | 0 | 0 | 416.2768 | 266.3185 | 263.0406 | 261.8566 | 0 | 0 | 0 | 0 | 0 | 1.343 | 1.0613 | 13.1905 | 0 | 0 | 0 | 0 | -247.2708 | -24.2673 | -0.70315 | -23.5489 | 0.40342 | 0.39939 | 0.39298 | 0.37664 | -99.7529 | -9.6921 | -0.27632 | -8.8694
2 | 18 | 19 | 490.529 | 500.2062 | 513.1486 | 524.4257 | 0 | 0 | 0 | 0 | 292.0387 | 233.8652 | 220.4716 | 225.4502 | 0 | 0 | 0 | 0 | 403.5154 | 236.4595 | 233.1897 | 232.199 | 0 | 0 | 0 | 0 | 0 | -0.66874 | 30.6617 | 25.9585 | 0 | 0 | 0 | 0 | -205.0251 | 30.5503 | 28.8255 | 40.8179 | 0.41293 | 0.40451 | 0.39736 | 0.38359 | -84.6605 | 12.3579 | 11.4541 | 15.6574
2 | 18 | 20 | 485.0564 | 494.6553 | 507.3935 | 518.3794 | 0 | 0 | 0 | 0 | 317.7837 | 245.6093 | 229.3071 | 237.3079 | 0 | 0 | 0 | 0 | 391.6397 | 247.9271 | 241.6762 | 237.8408 | 0 | 0 | 0 | 0 | 0 | 9.6026 | 3.511 | 34.741 | 0 | 0 | 0 | 0 | -224.3671 | -8.4838 | 32.8993 | 8.4896 | 0.4122 | 0.4033 | 0.397 | 0.38296 | -92.4845 | -3.4215 | 13.0608 | 3.2512
2 | 18 | 21 | 469.7534 | 479.3046 | 491.8198 | 502.495 | 0 | 0 | 0 | 0 | 300.9768 | 247.793 | 236.5601 | 274.6582 | 0 | 0 | 0 | 0 | 380.5087 | 248.529 | 239.1412 | 232.2965 | 0 | 0 | 0 | 0 | 0 | 0 | 7.1763 | 9.4 | 0 | 0 | 0 | 0 | -211.7321 | -17.0174 | 8.9422 | -13.8597 | 0.40612 | 0.40218 | 0.39602 | 0.38156 | -85.9885 | -6.844 | 3.5413 | -5.2884
2 | 18 | 22 | 447.9492 | 457.2937 | 469.451 | 479.7835 | 0 | 0 | 0 | 0 | 276.4119 | 259.7226 | 240.1353 | 275.5673 | 0 | 0 | 0 | 0 | 362.3439 | 240.3991 | 230.5629 | 223.2708 | 0 | 0 | 0 | 0 | 0 | 0 | 1.708 | 9.4 | 0 | 0 | 0 | 0 | -190.8066 | -42.8279 | -2.9552 | -28.4547 | 0.41109 | 0.39872 | 0.39241 | 0.37595 | -78.4394 | -17.0763 | -1.1596 | -10.6975
2 | 18 | 23 | 417.8458 | 427.1702 | 439.1499 | 449.3185 | 0 | 0 | 0 | 0 | 267.9753 | 216.149 | 233.9487 | 266.0115 | 0 | 0 | 0 | 0 | 357.8825 | 233.2776 | 225.7672 | 220.701 | 0 | 0 | 0 | 0 | 0 | 30.7458 | 7.8144 | 3.6383 | 0 | 0 | 0 | 0 | -208.012 | -53.0022 | -28.3804 | -41.0324 | 0.41371 | 0.39663 | 0.38604 | 0.36606 | -86.0568 | -21.0221 | -10.9559 | -15.0202
2 | 18 | 24 | 386.1812 | 393.721 | 403.5467 | 411.7732 | 0 | 0 | 0 | 0 | 245.8003 | 215.3225 | 270.383 | 244.5472 | 0 | 0 | 0 | 0 | 352.3543 | 230.141 | 222.5512 | 217.4199 | 0 | 0 | 0 | 0 | 0 | 1.9362 | 14.0514 | 1.7182 | 0 | 0 | 0 | 0 | -211.9734 | -53.6786 | -103.4389 | -51.9121 | 0.40639 | 0.39199 | 0.37547 | 0.36382 | -86.1436 | -21.0413 | -38.838 | -18.8868
2 | 19 | 1 | 362.4082 | 367.7025 | 374.8711 | 380.6696 | 0 | 0 | 0 | 0 | 165.9742 | 236.2172 | 243.0752 | 172.6739 | 0 | 0 | 0 | 0 | 329.2656 | 222.7706 | 214.1274 | 207.9432 | 0 | 0 | 0 | 0 | 0 | 6.1492 | 7.8144 | -1.4295 | 0 | 0 | 0 | 0 | -132.8317 | -97.4345 | -90.1458 | 1.4819 | 0.40941 | 0.38749 | 0.36569 | 0.36737 | -54.3821 | -37.7548 | -32.965 | 0.54442
2 | 19 | 2 | 348.7868 | 352.2123 | 357.2715 | 361.226 | 0 | 0 | 0 | 0 | 138.951 | 187.676 | 192.6152 | 166.1979 | 0 | 0 | 0 | 0 | 312.519 | 219.7249 | 208.9826 | 200.7218 | 0 | 0 | 0 | 0 | 0 | 0 | 0 | -2.3819 | 0 | 0 | 0 | 0 | -102.6832 | -55.1887 | -44.3262 | -3.3116 | 0.40877 | 0.38552 | 0.36832 | 0.36522 | -41.9739 | -21.2766 | -16.3262 | -1.2095
2 | 19 | 3 | 341.2482 | 342.9871 | 346.174 | 348.5017 | 0 | 0 | 0 | 0 | 127.7191 | 184.1317 | 166.2271 | 147.8666 | 0 | 0 | 0 | 0 | 278.9284 | 216.0577 | 201.8887 | 190.2682 | 0 | 0 | 0 | 0 | 0 | 1.5908 | -3.2847 | -3.5926 | 0 | 0 | 0 | 0 | -65.3993 | -58.7931 | -18.657 | 13.9595 | 0.40833 | 0.3849 | 0.36884 | 0.36626 | -26.7047 | -22.6294 | -6.8815 | 5.1129
2 | 19 | 4 | 340.097 | 340.5029 | 342.2137 | 343.2344 | 0 | 0 | 0 | 0 | 131.7406 | 204.0171 | 161.3987 | 121.1706 | 0 | 0 | 0 | 0 | 271.0182 | 207.6526 | 193.971 | 182.7723 | 0 | 0 | 0 | 0 | 0 | 26.9364 | 1.7449 | -6.436 | 0 | 0 | 0 | 0 | -62.6617 | -98.1032 | -14.9008 | 45.7275 | 0.40772 | 0.37892 | 0.36678 | 0.36631 | -25.5482 | -37.1733 | -5.4654 | 16.7503
2 | 19 | 5 | 347.8597 | 346.8685 | 347.0698 | 346.7454 | 0 | 0 | 0 | 0 | 145.4779 | 248.6986 | 232.5955 | 135.813 | 0 | 0 | 0 | 0 | 291.2644 | 206.0047 | 195.8489 | 188.0358 | 0 | 0 | 0 | 0 | 0 | 1.6457 | 0 | -5.6957 | 0 | 0 | 0 | 0 | -88.8826 | -109.4806 | -81.3746 | 28.5923 | 0.409 | 0.38297 | 0.36528 | 0.36514 | -36.3531 | -41.9282 | -29.7243 | 10.4403
2 | 19 | 6 | 367.4716 | 365.0775 | 363.8653 | 362.3332 | 0 | 0 | 0 | 0 | 220.2806 | 202.0231 | 198.1348 | 210.9612 | 0 | 0 | 0 | 0 | 305.5201 | 207.2571 | 199.3516 | 193.698 | 0 | 0 | 0 | 0 | 0 | 23.6087 | 15.7842 | 0 | 0 | 0 | 0 | 0 | -158.3291 | -67.8114 | -49.4053 | -42.326 | 0.4104 | 0.38709 | 0.36491 | 0.36382 | -64.9783 | -26.2494 | -18.0286 | -15.3992
2 | 19 | 7 | 398.5815 | 395.7572 | 394.406 | 392.9703 | 0 | 0 | 0 | 0 | 252.3648 | 222.0496 | 201.3581 | 209.6332 | 0 | 0 | 0 | 0 | 307.6211 | 220.5166 | 209.3665 | 200.5336 | 0 | 0 | 0 | 0 | 0 | 15.3634 | 15.273 | 9.6714 | 0 | 0 | 0 | 0 | -161.4044 | -62.1725 | -31.5917 | -26.8679 | 0.40901 | 0.39641 | 0.37719 | 0.36382 | -66.0157 | -24.6458 | -11.916 | -9.7751
2 | 19 | 8 | 417.8264 | 415.1757 | 414.5008 | 414.1324 | 0 | 0 | 0 | 0 | 249.1634 | 198.1115 | 158.227 | 185.2833 | 0 | 0 | 0 | 0 | 325.3588 | 332.6491 | 315.501 | 300.3813 | 0 | 0 | 0 | 0 | 0 | -6.5017 | -1.5487 | 0 | 0 | 0 | 0 | 0 | -156.6959 | -109.0832 | -57.6785 | -71.5322 | 0.4026 | 0.40314 | 0.38075 | 0.37732 | -63.0863 | -43.9762 | -21.9611 | -26.9903
2 | 19 | 9 | 448.8311 | 447.7907 | 449.4099 | 451.5136 | 0 | 0 | 0 | 0 | 193.3026 | 150.1051 | 131.3169 | 142.2546 | 0 | 0 | 0 | 0 | 400.8685 | 458.4115 | 456.9334 | 455.7934 | 0 | 0 | 0 | 0 | 0 | -5.4834 | -4.3169 | 24.8646 | 0 | 0 | 0 | 0 | -145.3399 | -155.2425 | -134.5235 | -171.3989 | 0.40979 | 0.40905 | 0.39309 | 0.38587 | -59.5585 | -63.5016 | -52.8792 | -66.1369
2 | 19 | 10 | 471.4431 | 470.978 | 473.2803 | 475.9148 | 0 | 0 | 0 | 0 | 154.6942 | 113.8454 | 144.6882 | 142.2546 | 0 | 0 | 0 | 0 | 449.7991 | 543.8558 | 556.4435 | 567.8705 | 0 | 0 | 0 | 0 | 0 | -12.927 | -3.7355 | -33.9883 | 0 | 0 | 0 | 0 | -133.0502 | -173.7963 | -224.1159 | -200.2221 | 0.4056 | 0 | 0 | 0 | -53.9658 | 0 | 0 | 0
2 | 19 | 11 | 484.5042 | 484.3907 | 486.8576 | 489.2925 | 0 | 0 | 0 | 0 | 144.6819 | 121.9662 | 130.795 | 132.3963 | 0 | 0 | 0 | 0 | 483.9599 | 573.4699 | 590.7856 | 606.307 | 0 | 0 | 0 | 0 | 0 | -31.4508 | -27.3845 | -28.6005 | 0 | 0 | 0 | 0 | -144.1377 | -179.5946 | -207.3385 | -220.8103 | 0.40256 | 0 | 0 | 0 | -58.0239 | 0 | 0 | 0
2 | 19 | 12 | 488.4548 | 488.7973 | 491.5816 | 494.0509 | 0 | 0 | 0 | 0 | 146.657 | 104.347 | 119.5024 | 100.5924 | 0 | 0 | 0 | 0 | 481.116 | 577.0812 | 599.9172 | 620.3169 | 0 | 0 | 0 | 0 | 0 | -24.4607 | -27.6523 | -30.9271 | 0 | 0 | 0 | 0 | -139.3182 | -168.1702 | -200.1857 | -195.9314 | 0.3965 | 0 | 0 | 0 | -55.2399 | 0 | 0 | 0
2 | 19 | 13 | 486.5251 | 487.9492 | 491.8452 | 495.2121 | 0 | 0 | 0 | 0 | 146.7581 | 104.347 | 120.7455 | 100.5924 | 0 | 0 | 0 | 0 | 474.5782 | 581.1903 | 605.4778 | 627.0514 | 0 | 0 | 0 | 0 | 0 | -24.5025 | -27.6779 | -28.8527 | 0 | 0 | 0 | 0 | -134.8112 | -173.0857 | -206.7003 | -203.579 | 0.39531 | 0 | 0 | 0 | -53.2923 | 0 | 0 | 0
2 | 19 | 14 | 480.5276 | 482.5134 | 487.033 | 490.9913 | 0 | 0 | 0 | 0 | 160.2009 | 104.347 | 102.3133 | 100.8965 | 0 | 0 | 0 | 0 | 448.9679 | 575.8819 | 594.6182 | 611.0382 | 0 | 0 | 0 | 0 | 0 | -24.5274 | -27.7506 | -28.2 | 0 | 0 | 0 | 0 | -128.6413 | -173.1882 | -182.1479 | -192.7435 | 0.39361 | 0 | 0 | 0 | -50.6348 | 0 | 0 | 0
2 | 19 | 15 | 474.8294 | 477.4386 | 482.5963 | 487.0932 | 0 | 0 | 0 | 0 | 172.556 | 104.347 | 131.0935 | 104.2206 | 0 | 0 | 0 | 0 | 431.6622 | 576.9352 | 595.0024 | 610.6967 | 0 | 0 | 0 | 0 | 0 | -24.6275 | -23.8409 | -22.355 | 0 | 0 | 0 | 0 | -129.3888 | -179.2162 | -219.6586 | -205.4691 | 0.39648 | 0 | 0 | 0 | -51.3005 | 0 | 0 | 0
2 | 19 | 16 | 470.7884 | 475.4176 | 482.7964 | 489.2746 | 0 | 0 | 0 | 0 | 208.8601 | 152.2497 | 131.0977 | 153.7508 | 0 | 0 | 0 | 0 | 376.7909 | 511.2469 | 520.148 | 527.53 | 0 | 0 | 0 | 0 | 0 | -1.4975 | -1.7062 | 3.8763 | 0 | 0 | 0 | 0 | -114.8626 | -186.5814 | -166.7431 | -195.8825 | 0.40398 | 0 | 0.39996 | 0 | -46.4025 | 0 | -66.691 | 0
2 | 19 | 17 | 466.3163 | 472.6228 | 481.7978 | 489.8267 | 0 | 0 | 0 | 0 | 264.72 | 152.8517 | 138.1164 | 190.8617 | 0 | 0 | 0 | 0 | 310.2604 | 401.6998 | 398.0633 | 394.3189 | 0 | 0 | 0 | 0 | 0 | -3.1596 | -1.41 | 2.7693 | 0 | 0 | 0 | 0 | -108.6641 | -78.7691 | -52.9719 | -98.1232 | 0.4024 | 0.40819 | 0.40418 | 0.39462 | -43.7265 | -32.1527 | -21.4101 | -38.7212
2 | 19 | 18 | 490.3781 | 498.6106 | 509.9892 | 519.92 | 0 | 0 | 0 | 0 | 276.0943 | 208.4704 | 198.0414 | 218.3192 | 0 | 0 | 0 | 0 | 245.6707 | 250.4188 | 230.5499 | 212.6331 | 0 | 0 | 0 | 0 | 0 | 1.343 | 1.0613 | 13.1905 | 0 | 0 | 0 | 0 | -31.3869 | 38.3785 | 80.3366 | 75.7772 | 0.40342 | 0.39939 | 0.39298 | 0.37664 | -12.662 | 15.328 | 31.5708 | 28.5406
2 | 19 | 19 | 541.0263 | 552.3411 | 567.2943 | 580.3041 | 0 | 0 | 0 | 0 | 292.0387 | 233.8652 | 220.4716 | 225.4502 | 0 | 0 | 0 | 0 | 222.3744 | 193.3929 | 175.172 | 158.986 | 0 | 0 | 0 | 0 | 0 | -0.66874 | 30.6617 | 25.9585 | 0 | 0 | 0 | 0 | 26.6132 | 125.7518 | 140.989 | 169.9093 | 0.41293 | 0.40451 | 0.39736 | 0.38359 | 10.9893 | 50.8677 | 56.0232 | 65.1756
2 | 19 | 20 | 537.4646 | 548.7631 | 563.5882 | 576.3723 | 0 | 0 | 0 | 0 | 317.7837 | 245.6093 | 229.3071 | 237.3079 | 0 | 0 | 0 | 0 | 225.1062 | 200.2408 | 184.5005 | 170.673 | 0 | 0 | 0 | 0 | 0 | 9.6026 | 3.511 | 34.741 | 0 | 0 | 0 | 0 | -5.4253 | 93.3102 | 146.2696 | 133.6504 | 0.4122 | 0.4033 | 0.397 | 0.38296 | -2.2363 | 37.6316 | 58.0683 | 51.1833
2 | 19 | 21 | 519.2245 | 530.38 | 544.8652 | 557.2378 | 0 | 0 | 0 | 0 | 300.9768 | 247.793 | 236.5601 | 274.6582 | 0 | 0 | 0 | 0 | 225.1015 | 202.1018 | 189.2247 | 178.0982 | 0 | 0 | 0 | 0 | 0 | 0 | 7.1763 | 9.4 | 0 | 0 | 0 | 0 | -6.8538 | 80.4852 | 111.9041 | 95.0814 | 0.40612 | 0.40218 | 0.39602 | 0.38156 | -2.7834 | 32.3692 | 44.316 | 36.2795
2 | 19 | 22 | 488.202 | 498.8518 | 512.612 | 524.3256 | 0 | 0 | 0 | 0 | 276.4119 | 259.7226 | 240.1353 | 275.5673 | 0 | 0 | 0 | 0 | 207.2301 | 213.6629 | 197.9062 | 183.9727 | 0 | 0 | 0 | 0 | 0 | 0 | 1.708 | 9.4 | 0 | 0 | 0 | 0 | 4.56 | 25.4664 | 72.8625 | 55.3855 | 0.41109 | 0.39872 | 0.39241 | 0.37595 | 1.8746 | 10.1539 | 28.5921 | 20.8221
2 | 19 | 23 | 444.3507 | 454.5346 | 467.5698 | 478.6477 | 0 | 0 | 0 | 0 | 267.9753 | 216.149 | 233.9487 | 266.0115 | 0 | 0 | 0 | 0 | 200.9416 | 213.3102 | 195.7467 | 180.1319 | 0 | 0 | 0 | 0 | 0 | 30.7458 | 7.8144 | 3.6383 | 0 | 0 | 0 | 0 | -24.5662 | -5.6704 | 30.0599 | 28.866 | 0.41371 | 0.39663 | 0.38604 | 0.36606 | -10.1633 | -2.249 | 11.6042 | 10.5666
2 | 19 | 24 | 402.5477 | 410.6183 | 421.0957 | 429.8837 | 0 | 0 | 0 | 0 | 245.8003 | 215.3225 | 270.383 | 244.5472 | 0 | 0 | 0 | 0 | 188.9416 | 211.1573 | 191.7609 | 174.462 | 0 | 0 | 0 | 0 | 0 | 1.9362 | 14.0514 | 1.7182 | 0 | 0 | 0 | 0 | -32.1942 | -17.7977 | -55.0995 | 9.1564 | 0.40639 | 0.39199 | 0.37547 | 0.36382 | -13.0834 | -6.9765 | -20.6881 | 3.3313
2 | 20 | 1 | 374.8113 | 380.5079 | 388.1704 | 394.3944 | 0 | 0 | 0 | 0 | 165.9742 | 236.2172 | 243.0752 | 172.6739 | 0 | 0 | 0 | 0 | 186.4415 | 210.2394 | 189.1664 | 170.3293 | 0 | 0 | 0 | 0 | 0 | 6.1492 | 7.8144 | -1.4295 | 0 | 0 | 0 | 0 | 22.3956 | -72.0979 | -51.8856 | 52.8207 | 0.40941 | 0.38749 | 0.36569 | 0.36737 | 9.1689 | -27.9371 | -18.9738 | 19.4046
2 | 20 | 2 | 361.1369 | 364.9628 | 370.5139 | 374.8922 | 0 | 0 | 0 | 0 | 138.951 | 187.676 | 192.6152 | 166.1979 | 0 | 0 | 0 | 0 | 196.036 | 212.1107 | 189.7041 | 169.6576 | 0 | 0 | 0 | 0 | 0 | 0 | 0 | -2.3819 | 0 | 0 | 0 | 0 | 26.15 | -34.8238 | -11.8054 | 41.4187 | 0.40877 | 0.38552 | 0.36832 | 0.36522 | 10.6893 | -13.4254 | -4.3482 | 15.1268
2 | 20 | 3 | 353.2798 | 355.4088 | 359.0749 | 361.8154 | 0 | 0 | 0 | 0 | 127.7191 | 184.1317 | 166.2271 | 147.8666 | 0 | 0 | 0 | 0 | 194.0944 | 214.0703 | 191.8225 | 171.985 | 0 | 0 | 0 | 0 | 0 | 1.5908 | -3.2847 | -3.5926 | 0 | 0 | 0 | 0 | 31.4663 | -44.384 | 4.31 | 45.5564 | 0.40833 | 0.3849 | 0.36884 | 0.36626 | 12.8487 | -17.0833 | 1.5897 | 16.6857
2 | 20 | 4 | 354.3403 | 355.2081 | 357.4861 | 358.9955 | 0 | 0 | 0 | 0 | 131.7406 | 204.0171 | 161.3987 | 121.1706 | 0 | 0 | 0 | 0 | 202.5481 | 223.9386 | 200.5649 | 179.7487 | 0 | 0 | 0 | 0 | 0 | 26.9364 | 1.7449 | -6.436 | 0 | 0 | 0 | 0 | 20.0516 | -99.684 | -6.2224 | 64.5122 | 0.40772 | 0.37892 | 0.36678 | 0.36631 | 8.1754 | -37.7723 | -2.2823 | 23.6312
2 | 20 | 5 | 365.4117 | 364.9897 | 365.8898 | 366.1677 | 0 | 0 | 0 | 0 | 145.4779 | 248.6986 | 232.5955 | 135.813 | 0 | 0 | 0 | 0 | 213.6291 | 233.3704 | 208.6116 | 186.5269 | 0 | 0 | 0 | 0 | 0 | 1.6457 | 0 | -5.6957 | 0 | 0 | 0 | 0 | 6.3047 | -118.7251 | -75.3172 | 49.5235 | 0.409 | 0.38297 | 0.36528 | 0.36514 | 2.5786 | -45.4686 | -27.5117 | 18.0832
2 | 20 | 6 | 400.187 | 398.8537 | 398.9443 | 398.5346 | 0 | 0 | 0 | 0 | 220.2806 | 202.0231 | 198.1348 | 210.9612 | 0 | 0 | 0 | 0 | 220.7603 | 240.6006 | 215.0034 | 192.1108 | 0 | 0 | 0 | 0 | 0 | 23.6087 | 15.7842 | 0 | 0 | 0 | 0 | 0 | -40.8539 | -67.3787 | -29.9781 | -4.5373 | 0.4104 | 0.38709 | 0.36491 | 0.36382 | -16.7664 | -26.0819 | -10.9394 | -1.6508
2 | 20 | 7 | 454.6346 | 453.628 | 454.5088 | 454.9964 | 0 | 0 | 0 | 0 | 252.3648 | 222.0496 | 201.3581 | 209.6332 | 0 | 0 | 0 | 0 | 247.6162 | 259.4141 | 231.9915 | 207.322 | 0 | 0 | 0 | 0 | 0 | 15.3634 | 15.273 | 9.6714 | 0 | 0 | 0 | 0 | -45.3464 | -43.1991 | 5.8862 | 28.3699 | 0.40901 | 0.39641 | 0.37719 | 0.36382 | -18.5471 | -17.1246 | 2.2202 | 10.3216
2 | 20 | 8 | 480.7446 | 480.1343 | 481.9648 | 483.7551 | 0 | 0 | 0 | 0 | 249.1634 | 198.1115 | 158.227 | 185.2833 | 0 | 0 | 0 | 0 | 322.5107 | 367.488 | 349.5296 | 333.0727 | 0 | 0 | 0 | 0 | 0 | -6.5017 | -1.5487 | 0 | 0 | 0 | 0 | 0 | -90.9295 | -78.9635 | -24.2431 | -34.6009 | 0.4026 | 0.40314 | 0.38075 | 0.37732 | -36.6086 | -31.8336 | -9.2306 | -13.0555
2 | 20 | 9 | 495.2059 | 495.6693 | 499.1352 | 502.8301 | 0 | 0 | 0 | 0 | 193.3026 | 150.1051 | 131.3169 | 142.2546 | 0 | 0 | 0 | 0 | 396.9284 | 483.4892 | 487.4272 | 490.38 | 0 | 0 | 0 | 0 | 0 | -5.4834 | -4.3169 | 24.8646 | 0 | 0 | 0 | 0 | -95.0251 | -132.4415 | -115.2921 | -154.6691 | 0.40979 | 0.40905 | 0.39309 | 0.38587 | -38.9401 | -54.1749 | -45.3196 | -59.6814
2 | 20 | 10 | 504.4592 | 505.0648 | 508.6818 | 512.4491 | 0 | 0 | 0 | 0 | 154.6942 | 113.8454 | 144.6882 | 142.2546 | 0 | 0 | 0 | 0 | 447.2325 | 561.5467 | 581.2482 | 598.3295 | 0 | 0 | 0 | 0 | 0 | -12.927 | -3.7355 | -33.9883 | 0 | 0 | 0 | 0 | -97.4674 | -157.4004 | -213.5191 | -194.1467 | 0.4056 | 0 | 0 | 0 | -39.5333 | 0 | 0 | 0
2 | 20 | 11 | 506.161 | 506.7499 | 510.0791 | 513.2571 | 0 | 0 | 0 | 0 | 144.6819 | 121.9662 | 130.795 | 132.3963 | 0 | 0 | 0 | 0 | 473.5863 | 586.9107 | 615.817 | 641.2849 | 0 | 0 | 0 | 0 | 0 | -31.4508 | -27.3845 | -28.6005 | 0 | 0 | 0 | 0 | -112.1071 | -170.6762 | -209.1483 | -231.8235 | 0.40256 | 0 | 0 | 0 | -45.1297 | 0 | 0 | 0
2 | 20 | 12 | 507.1923 | 508.1424 | 511.6728 | 514.785 | 0 | 0 | 0 | 0 | 146.657 | 104.347 | 119.5024 | 100.5924 | 0 | 0 | 0 | 0 | 471.6054 | 563.2492 | 599.0718 | 631.1494 | 0 | 0 | 0 | 0 | 0 | -24.4607 | -27.6523 | -30.9271 | 0 | 0 | 0 | 0 | -111.0701 | -134.9932 | -179.249 | -186.0298 | 0.3965 | 0 | 0 | 0 | -44.0395 | 0 | 0 | 0
2 | 20 | 13 | 503.4047 | 505.3762 | 509.9444 | 513.8904 | 0 | 0 | 0 | 0 | 146.7581 | 104.347 | 120.7455 | 100.5924 | 0 | 0 | 0 | 0 | 461.4958 | 542.6606 | 585.7117 | 624.6699 | 0 | 0 | 0 | 0 | 0 | -24.5025 | -27.6779 | -28.8527 | 0 | 0 | 0 | 0 | -104.8491 | -117.1289 | -168.8349 | -182.5191 | 0.39531 | 0 | 0 | 0 | -41.448 | 0 | 0 | 0
2 | 20 | 14 | 504.927 | 507.704 | 513.1952 | 517.9906 | 0 | 0 | 0 | 0 | 160.2009 | 104.347 | 102.3133 | 100.8965 | 0 | 0 | 0 | 0 | 479.2931 | 544.463 | 584.9806 | 621.7786 | 0 | 0 | 0 | 0 | 0 | -24.5274 | -27.7506 | -28.2 | 0 | 0 | 0 | 0 | -134.567 | -116.5787 | -146.3481 | -176.4845 | 0.39361 | 0 | 0 | 0 | -52.9672 | 0 | 0 | 0
2 | 20 | 15 | 496.7517 | 500.0718 | 506.1025 | 511.3516 | 0 | 0 | 0 | 0 | 172.556 | 104.347 | 131.0935 | 104.2206 | 0 | 0 | 0 | 0 | 492.8239 | 527.9233 | 559.7989 | 588.8589 | 0 | 0 | 0 | 0 | 0 | -24.6275 | -23.8409 | -22.355 | 0 | 0 | 0 | 0 | -168.6282 | -107.5711 | -160.949 | -159.373 | 0.39648 | 0 | 0 | 0 | -66.8582 | 0 | 0 | 0
2 | 20 | 16 | 490.9413 | 496.224 | 504.4053 | 511.575 | 0 | 0 | 0 | 0 | 208.8601 | 152.2497 | 131.0977 | 153.7508 | 0 | 0 | 0 | 0 | 490.3688 | 495.0838 | 514.3433 | 532.0693 | 0 | 0 | 0 | 0 | 0 | -1.4975 | -1.7062 | 3.8763 | 0 | 0 | 0 | 0 | -208.2875 | -149.6119 | -139.3294 | -178.1214 | 0.40398 | 0 | 0.39996 | 0 | -84.1446 | 0 | -55.7266 | 0
2 | 20 | 17 | 490.698 | 497.7951 | 507.941 | 516.8065 | 0 | 0 | 0 | 0 | 264.72 | 152.8517 | 138.1164 | 190.8617 | 0 | 0 | 0 | 0 | 433.4176 | 402.7054 | 403.9394 | 405.7114 | 0 | 0 | 0 | 0 | 0 | -3.1596 | -1.41 | 2.7693 | 0 | 0 | 0 | 0 | -207.4396 | -54.6024 | -32.7047 | -82.5359 | 0.4024 | 0.40819 | 0.40418 | 0.39462 | -83.4739 | -22.2881 | -13.2185 | -32.5702
2 | 20 | 18 | 513.592 | 522.5773 | 534.8803 | 545.6076 | 0 | 0 | 0 | 0 | 276.0943 | 208.4704 | 198.0414 | 218.3192 | 0 | 0 | 0 | 0 | 365.004 | 298.2426 | 280.3842 | 265.2603 | 0 | 0 | 0 | 0 | 0 | 1.343 | 1.0613 | 13.1905 | 0 | 0 | 0 | 0 | -127.5063 | 14.5213 | 55.3934 | 48.8375 | 0.40342 | 0.39939 | 0.39298 | 0.37664 | -51.4381 | 5.7997 | 21.7686 | 18.3941
2 | 20 | 19 | 559.003 | 570.9007 | 586.5697 | 600.1963 | 0 | 0 | 0 | 0 | 292.0387 | 233.8652 | 220.4716 | 225.4502 | 0 | 0 | 0 | 0 | 343.669 | 277.375 | 259.6951 | 244.7526 | 0 | 0 | 0 | 0 | 0 | -0.66874 | 30.6617 | 25.9585 | 0 | 0 | 0 | 0 | -76.7047 | 60.3292 | 75.7412 | 104.0349 | 0.41293 | 0.40451 | 0.39736 | 0.38359 | -31.6735 | 24.4037 | 30.0964 | 39.9068
2 | 20 | 20 | 553.318 | 565.1306 | 580.587 | 593.915 | 0 | 0 | 0 | 0 | 317.7837 | 245.6093 | 229.3071 | 237.3079 | 0 | 0 | 0 | 0 | 351.4813 | 280.8119 | 262.1921 | 246.3481 | 0 | 0 | 0 | 0 | 0 | 9.6026 | 3.511 | 34.741 | 0 | 0 | 0 | 0 | -115.947 | 29.1067 | 85.5768 | 75.518 | 0.4122 | 0.4033 | 0.397 | 0.38296 | -47.7935 | 11.7386 | 33.9736 | 28.9207
2 | 20 | 21 | 536.0511 | 547.7522 | 562.9074 | 575.8573 | 0 | 0 | 0 | 0 | 300.9768 | 247.793 | 236.5601 | 274.6582 | 0 | 0 | 0 | 0 | 356.0999 | 284.4257 | 264.7566 | 247.9189 | 0 | 0 | 0 | 0 | 0 | 0 | 7.1763 | 9.4 | 0 | 0 | 0 | 0 | -121.0257 | 15.5335 | 54.4145 | 43.8802 | 0.40612 | 0.40218 | 0.39602 | 0.38156 | -49.1509 | 6.2472 | 21.5491 | 16.7431
2 | 20 | 22 | 503.153 | 514.2877 | 528.6432 | 540.8698 | 0 | 0 | 0 | 0 | 276.4119 | 259.7226 | 240.1353 | 275.5673 | 0 | 0 | 0 | 0 | 349.6262 | 282.6704 | 261.9095 | 243.9954 | 0 | 0 | 0 | 0 | 0 | 0 | 1.708 | 9.4 | 0 | 0 | 0 | 0 | -122.885 | -28.1052 | 24.8905 | 11.9071 | 0.41109 | 0.39872 | 0.39241 | 0.37595 | -50.5172 | -11.2061 | 9.7673 | 4.4764
2 | 20 | 23 | 460.0448 | 470.7377 | 484.3978 | 496.0143 | 0 | 0 | 0 | 0 | 267.9753 | 216.149 | 233.9487 | 266.0115 | 0 | 0 | 0 | 0 | 336.4533 | 276.0646 | 255.2257 | 237.2272 | 0 | 0 | 0 | 0 | 0 | 30.7458 | 7.8144 | 3.6383 | 0 | 0 | 0 | 0 | -144.3837 | -52.2217 | -12.591 | -10.8628 | 0.41371 | 0.39663 | 0.38604 | 0.36606 | -59.7331 | -20.7125 | -4.8606 | -3.9764
2 | 20 | 24 | 417.5518 | 426.1089 | 437.1839 | 446.4867 | 0 | 0 | 0 | 0 | 245.8003 | 215.3225 | 270.383 | 244.5472 | 0 | 0 | 0 | 0 | 326.5303 | 265.7477 | 244.5138 | 226.128 | 0 | 0 | 0 | 0 | 0 | 1.9362 | 14.0514 | 1.7182 | 0 | 0 | 0 | 0 | -154.7788 | -56.8975 | -91.7643 | -25.9067 | 0.40639 | 0.39199 | 0.37547 | 0.36382 | -62.9004 | -22.3031 | -34.4546 | -9.4254
2 | 21 | 1 | 385.7636 | 391.8154 | 399.914 | 406.5138 | 0 | 0 | 0 | 0 | 165.9742 | 236.2172 | 243.0752 | 172.6739 | 0 | 0 | 0 | 0 | 307.3292 | 250.4603 | 228.4584 | 209.307 | 0 | 0 | 0 | 0 | 0 | 6.1492 | 7.8144 | -1.4295 | 0 | 0 | 0 | 0 | -87.5397 | -101.0113 | -79.434 | 25.9624 | 0.40941 | 0.38749 | 0.36569 | 0.36737 | -35.8393 | -39.1407 | -29.0478 | 9.5378
2 | 21 | 2 | 371.8238 | 375.9963 | 381.9729 | 386.7178 | 0 | 0 | 0 | 0 | 138.951 | 187.676 | 192.6152 | 166.1979 | 0 | 0 | 0 | 0 | 301.964 | 241.9205 | 218.6413 | 198.2884 | 0 | 0 | 0 | 0 | 0 | 0 | 0 | -2.3819 | 0 | 0 | 0 | 0 | -69.0912 | -53.6002 | -29.2836 | 24.6135 | 0.40877 | 0.38552 | 0.36832 | 0.36522 | -28.2425 | -20.6642 | -10.7857 | 8.9893
2 | 21 | 3 | 363.1528 | 365.602 | 369.6612 | 372.7405 | 0 | 0 | 0 | 0 | 127.7191 | 184.1317 | 166.2271 | 147.8666 | 0 | 0 | 0 | 0 | 296.1372 | 236.0798 | 212.4907 | 191.8678 | 0 | 0 | 0 | 0 | 0 | 1.5908 | -3.2847 | -3.5926 | 0 | 0 | 0 | 0 | -60.7035 | -56.2004 | -5.7719 | 36.5986 | 0.40833 | 0.3849 | 0.36884 | 0.36626 | -24.7872 | -21.6314 | -2.1289 | 13.4048
2 | 21 | 4 | 361.17 | 362.2593 | 364.8092 | 366.5529 | 0 | 0 | 0 | 0 | 131.7406 | 204.0171 | 161.3987 | 121.1706 | 0 | 0 | 0 | 0 | 288.3086 | 227.3938 | 205.0254 | 185.5809 | 0 | 0 | 0 | 0 | 0 | 26.9364 | 1.7449 | -6.436 | 0 | 0 | 0 | 0 | -58.8791 | -96.0881 | -3.3597 | 66.2375 | 0.40772 | 0.37892 | 0.36678 | 0.36631 | -24.006 | -36.4097 | -1.2323 | 24.2632
2 | 21 | 5 | 371.6929 | 371.4745 | 372.6249 | 373.1182 | 0 | 0 | 0 | 0 | 145.4779 | 248.6986 | 232.5955 | 135.813 | 0 | 0 | 0 | 0 | 276.717 | 218.89 | 197.339 | 178.6757 | 0 | 0 | 0 | 0 | 0 | 1.6457 | 0 | -5.6957 | 0 | 0 | 0 | 0 | -50.502 | -97.7597 | -57.3096 | 64.3253 | 0.409 | 0.38297 | 0.36528 | 0.36514 | -20.6554 | -37.4395 | -20.9339 | 23.488
2 | 21 | 6 | 401.4786 | 400.1872 | 400.3293 | 399.9639 | 0 | 0 | 0 | 0 | 220.2806 | 202.0231 | 198.1348 | 210.9612 | 0 | 0 | 0 | 0 | 264.2974 | 209.5932 | 189.8252 | 172.8889 | 0 | 0 | 0 | 0 | 0 | 23.6087 | 15.7842 | 0 | 0 | 0 | 0 | 0 | -83.0994 | -35.0378 | -3.4149 | 16.1139 | 0.4104 | 0.38709 | 0.36491 | 0.36382 | -34.104 | -13.5629 | -1.2461 | 5.8626
2 | 21 | 7 | 451.4852 | 450.3764 | 451.1318 | 451.5113 | 0 | 0 | 0 | 0 | 252.3648 | 222.0496 | 201.3581 | 209.6332 | 0 | 0 | 0 | 0 | 271.5318 | 217.3551 | 197.3093 | 180.0234 | 0 | 0 | 0 | 0 | 0 | 15.3634 | 15.273 | 9.6714 | 0 | 0 | 0 | 0 | -72.4114 | -4.3917 | 37.1913 | 52.1834 | 0.40901 | 0.39641 | 0.37719 | 0.36382 | -29.6168 | -1.7409 | 14.0281 | 18.9855
2 | 21 | 8 | 478.586 | 477.9057 | 479.6502 | 481.3665 | 0 | 0 | 0 | 0 | 249.1634 | 198.1115 | 158.227 | 185.2833 | 0 | 0 | 0 | 0 | 297.3143 | 263.9677 | 257.898 | 253.2629 | 0 | 0 | 0 | 0 | 0 | -6.5017 | -1.5487 | 0 | 0 | 0 | 0 | 0 | -67.8918 | 22.3282 | 65.074 | 42.8203 | 0.4026 | 0.40314 | 0.38075 | 0.37732 | -27.3335 | 9.0015 | 24.7769 | 16.1568
2 | 21 | 9 | 489.7032 | 489.9882 | 493.2349 | 496.741 | 0 | 0 | 0 | 0 | 193.3026 | 150.1051 | 131.3169 | 142.2546 | 0 | 0 | 0 | 0 | 321.5146 | 324.539 | 344.1206 | 362.6863 | 0 | 0 | 0 | 0 | 0 | -5.4834 | -4.3169 | 24.8646 | 0 | 0 | 0 | 0 | -25.1139 | 20.8275 | 22.1143 | -33.0644 | 0.40979 | 0.40905 | 0.39309 | 0.38587 | -10.2914 | 8.5194 | 8.6928 | -12.7584
2 | 21 | 10 | 499.912 | 500.3701 | 503.806 | 507.4173 | 0 | 0 | 0 | 0 | 154.6942 | 113.8454 | 144.6882 | 142.2546 | 0 | 0 | 0 | 0 | 353.3377 | 372.7851 | 410.4183 | 445.3686 | 0 | 0 | 0 | 0 | 0 | -12.927 | -3.7355 | -33.9883 | 0 | 0 | 0 | 0 | -8.1199 | 26.6665 | -47.565 | -46.2176 | 0.4056 | 0 | 0 | 0 | -3.2935 | 0 | 0 | 0
2 | 21 | 11 | 505.931 | 506.5124 | 509.8325 | 513.0026 | 0 | 0 | 0 | 0 | 144.6819 | 121.9662 | 130.795 | 132.3963 | 0 | 0 | 0 | 0 | 390.3651 | 427.9248 | 472.0533 | 512.739 | 0 | 0 | 0 | 0 | 0 | -31.4508 | -27.3845 | -28.6005 | 0 | 0 | 0 | 0 | -29.116 | -11.9278 | -65.6313 | -103.5322 | 0.40256 | 0 | 0 | 0 | -11.7209 | 0 | 0 | 0
2 | 21 | 12 | 506.3607 | 507.2838 | 510.7811 | 513.8648 | 0 | 0 | 0 | 0 | 146.657 | 104.347 | 119.5024 | 100.5924 | 0 | 0 | 0 | 0 | 422.6743 | 480.3029 | 525.988 | 567.8144 | 0 | 0 | 0 | 0 | 0 | -24.4607 | -27.6523 | -30.9271 | 0 | 0 | 0 | 0 | -62.9706 | -52.9054 | -107.057 | -123.6149 | 0.3965 | 0 | 0 | 0 | -24.968 | 0 | 0 | 0
2 | 21 | 13 | 501.6177 | 503.5312 | 508.0282 | 511.913 | 0 | 0 | 0 | 0 | 146.7581 | 104.347 | 120.7455 | 100.5924 | 0 | 0 | 0 | 0 | 419.7451 | 466.929 | 513.0898 | 555.4279 | 0 | 0 | 0 | 0 | 0 | -24.5025 | -27.6779 | -28.8527 | 0 | 0 | 0 | 0 | -64.8855 | -43.2424 | -98.1292 | -115.2547 | 0.39531 | 0 | 0 | 0 | -25.6499 | 0 | 0 | 0
2 | 21 | 14 | 500.6805 | 503.3198 | 508.642 | 513.2917 | 0 | 0 | 0 | 0 | 160.2009 | 104.347 | 102.3133 | 100.8965 | 0 | 0 | 0 | 0 | 427.6518 | 486.2231 | 527.328 | 564.8996 | 0 | 0 | 0 | 0 | 0 | -24.5274 | -27.7506 | -28.2 | 0 | 0 | 0 | 0 | -87.1721 | -62.7229 | -93.2488 | -124.3045 | 0.39361 | 0 | 0 | 0 | -34.312 | 0 | 0 | 0
2 | 21 | 15 | 500.0604 | 503.4878 | 509.6502 | 515.0128 | 0 | 0 | 0 | 0 | 172.556 | 104.347 | 131.0935 | 104.2206 | 0 | 0 | 0 | 0 | 396.9322 | 436.3864 | 468.9176 | 498.8571 | 0 | 0 | 0 | 0 | 0 | -24.6275 | -23.8409 | -22.355 | 0 | 0 | 0 | 0 | -69.4278 | -12.6182 | -66.52 | -65.7099 | 0.39648 | 0 | 0 | 0 | -27.527 | 0 | 0 | 0
2 | 21 | 16 | 493.2061 | 498.5623 | 506.8337 | 514.0811 | 0 | 0 | 0 | 0 | 208.8601 | 152.2497 | 131.0977 | 153.7508 | 0 | 0 | 0 | 0 | 379.2685 | 415.9181 | 438.5646 | 459.6456 | 0 | 0 | 0 | 0 | 0 | -1.4975 | -1.7062 | 3.8763 | 0 | 0 | 0 | 0 | -94.9225 | -68.108 | -61.1223 | -103.1916 | 0.40398 | 0 | 0.39996 | 0 | -38.347 | 0 | -24.4467 | 0
2 | 21 | 17 | 492.9273 | 500.0968 | 510.3315 | 519.2735 | 0 | 0 | 0 | 0 | 264.72 | 152.8517 | 138.1164 | 190.8617 | 0 | 0 | 0 | 0 | 320.73 | 352.0293 | 356.2015 | 360.8088 | 0 | 0 | 0 | 0 | 0 | -3.1596 | -1.41 | 2.7693 | 0 | 0 | 0 | 0 | -92.5226 | -1.6246 | 17.4236 | -35.1663 | 0.4024 | 0.40819 | 0.40418 | 0.39462 | -37.2312 | -0.66313 | 7.0422 | -13.8773
2 | 21 | 18 | 512.4242 | 521.3717 | 533.6281 | 544.3154 | 0 | 0 | 0 | 0 | 276.0943 | 208.4704 | 198.0414 | 218.3192 | 0 | 0 | 0 | 0 | 255.685 | 235.8319 | 219.5037 | 205.8386 | 0 | 0 | 0 | 0 | 0 | 1.343 | 1.0613 | 13.1905 | 0 | 0 | 0 | 0 | -19.355 | 75.7264 | 115.0217 | 106.967 | 0.40342 | 0.39939 | 0.39298 | 0.37664 | -7.8081 | 30.2443 | 45.2014 | 40.2879
2 | 21 | 19 | 555.4466 | 567.229 | 582.7563 | 596.2609 | 0 | 0 | 0 | 0 | 292.0387 | 233.8652 | 220.4716 | 225.4502 | 0 | 0 | 0 | 0 | 253.4096 | 210.5265 | 193.6728 | 179.6053 | 0 | 0 | 0 | 0 | 0 | -0.66874 | 30.6617 | 25.9585 | 0 | 0 | 0 | 0 | 9.9982 | 123.506 | 137.9502 | 165.2469 | 0.41293 | 0.40451 | 0.39736 | 0.38359 | 4.1286 | 49.9593 | 54.8157 | 63.3871
2 | 21 | 20 | 548.1515 | 559.7965 | 575.0472 | 588.198 | 0 | 0 | 0 | 0 | 317.7837 | 245.6093 | 229.3071 | 237.3079 | 0 | 0 | 0 | 0 | 255.7123 | 209.0422 | 191.5585 | 176.8822 | 0 | 0 | 0 | 0 | 0 | 9.6026 | 3.511 | 34.741 | 0 | 0 | 0 | 0 | -25.3445 | 95.5424 | 150.6706 | 139.2668 | 0.4122 | 0.4033 | 0.397 | 0.38296 | -10.447 | 38.5318 | 59.8155 | 53.3342
2 | 21 | 21 | 533.7332 | 545.3592 | 560.4221 | 573.2925 | 0 | 0 | 0 | 0 | 300.9768 | 247.793 | 236.5601 | 274.6582 | 0 | 0 | 0 | 0 | 236.9248 | 204.2653 | 184.6187 | 167.8272 | 0 | 0 | 0 | 0 | 0 | 0 | 7.1763 | 9.4 | 0 | 0 | 0 | 0 | -4.1684 | 93.3008 | 132.067 | 121.407 | 0.40612 | 0.40218 | 0.39602 | 0.38156 | -1.6929 | 37.5233 | 52.3008 | 46.3244
2 | 21 | 22 | 504.427 | 515.6029 | 530.0092 | 542.2795 | 0 | 0 | 0 | 0 | 276.4119 | 259.7226 | 240.1353 | 275.5673 | 0 | 0 | 0 | 0 | 237.3321 | 202.545 | 182.4274 | 165.2178 | 0 | 0 | 0 | 0 | 0 | 0 | 1.708 | 9.4 | 0 | 0 | 0 | 0 | -9.317 | 53.3353 | 105.7385 | 92.0943 | 0.41109 | 0.39872 | 0.39241 | 0.37595 | -3.8302 | 21.2658 | 41.493 | 34.6227
2 | 21 | 23 | 461.018 | 471.7424 | 485.4412 | 497.0911 | 0 | 0 | 0 | 0 | 267.9753 | 216.149 | 233.9487 | 266.0115 | 0 | 0 | 0 | 0 | 244.0758 | 202.3367 | 182.0948 | 164.8077 | 0 | 0 | 0 | 0 | 0 | 30.7458 | 7.8144 | 3.6383 | 0 | 0 | 0 | 0 | -51.033 | 22.5109 | 61.5833 | 62.6336 | 0.41371 | 0.39663 | 0.38604 | 0.36606 | -21.1129 | 8.9284 | 23.7734 | 22.9275
2 | 21 | 24 | 417.3572 | 425.908 | 436.9752 | 446.2713 | 0 | 0 | 0 | 0 | 245.8003 | 215.3225 | 270.383 | 244.5472 | 0 | 0 | 0 | 0 | 256.5415 | 200.6753 | 182.3587 | 166.9529 | 0 | 0 | 0 | 0 | 0 | 1.9362 | 14.0514 | 1.7182 | 0 | 0 | 0 | 0 | -84.9846 | 7.974 | -29.8179 | 33.053 | 0.40639 | 0.39199 | 0.37547 | 0.36382 | -34.5368 | 3.1257 | -11.1957 | 12.0254
2 | 22 | 1 | 389.267 | 395.4323 | 403.6704 | 410.3904 | 0 | 0 | 0 | 0 | 165.9742 | 236.2172 | 243.0752 | 172.6739 | 0 | 0 | 0 | 0 | 262.0743 | 200.0399 | 181.9627 | 166.8052 | 0 | 0 | 0 | 0 | 0 | 6.1492 | 7.8144 | -1.4295 | 0 | 0 | 0 | 0 | -38.7816 | -46.974 | -29.1819 | 72.3409 | 0.40941 | 0.38749 | 0.36569 | 0.36737 | -15.8774 | -18.2019 | -10.6714 | 26.5757
2 | 22 | 2 | 373.3277 | 377.549 | 383.5855 | 388.3821 | 0 | 0 | 0 | 0 | 138.951 | 187.676 | 192.6152 | 166.1979 | 0 | 0 | 0 | 0 | 263.4856 | 200.7277 | 182.4696 | 167.1524 | 0 | 0 | 0 | 0 | 0 | 0 | 0 | -2.3819 | 0 | 0 | 0 | 0 | -29.1088 | -10.8547 | 8.5007 | 57.4137 | 0.40877 | 0.38552 | 0.36832 | 0.36522 | -11.8988 | -4.1848 | 3.131 | 20.9684
2 | 22 | 3 | 363.6836 | 366.15 | 370.2304 | 373.3278 | 0 | 0 | 0 | 0 | 127.7191 | 184.1317 | 166.2271 | 147.8666 | 0 | 0 | 0 | 0 | 263.0866 | 200.2705 | 181.0891 | 164.9088 | 0 | 0 | 0 | 0 | 0 | 1.5908 | -3.2847 | -3.5926 | 0 | 0 | 0 | 0 | -27.1221 | -19.8431 | 26.1989 | 64.145 | 0.40833 | 0.3849 | 0.36884 | 0.36626 | -11.0749 | -7.6376 | 9.6632 | 23.494
2 | 22 | 4 | 362.8332 | 363.9764 | 366.5926 | 368.3934 | 0 | 0 | 0 | 0 | 131.7406 | 204.0171 | 161.3987 | 121.1706 | 0 | 0 | 0 | 0 | 255.8606 | 189.0827 | 170.5138 | 154.8649 | 0 | 0 | 0 | 0 | 0 | 26.9364 | 1.7449 | -6.436 | 0 | 0 | 0 | 0 | -24.7679 | -56.0598 | 32.9352 | 98.7938 | 0.40772 | 0.37892 | 0.36678 | 0.36631 | -10.0983 | -21.2422 | 12.0801 | 36.1888
2 | 22 | 5 | 372.383 | 372.187 | 373.3648 | 373.8818 | 0 | 0 | 0 | 0 | 145.4779 | 248.6986 | 232.5955 | 135.813 | 0 | 0 | 0 | 0 | 240.7016 | 170.3603 | 154.309 | 140.9253 | 0 | 0 | 0 | 0 | 0 | 1.6457 | 0 | -5.6957 | 0 | 0 | 0 | 0 | -13.7965 | -48.5177 | -13.5397 | 102.8392 | 0.409 | 0.38297 | 0.36528 | 0.36514 | -5.6428 | -18.581 | -4.9458 | 37.5512
2 | 22 | 6 | 402.3279 | 401.0641 | 401.2399 | 400.9037 | 0 | 0 | 0 | 0 | 220.2806 | 202.0231 | 198.1348 | 210.9612 | 0 | 0 | 0 | 0 | 238.3834 | 154.4874 | 142.1859 | 132.2882 | 0 | 0 | 0 | 0 | 0 | 23.6087 | 15.7842 | 0 | 0 | 0 | 0 | 0 | -56.3361 | 20.9449 | 45.135 | 57.6544 | 0.4104 | 0.38709 | 0.36491 | 0.36382 | -23.1204 | 8.1077 | 16.4704 | 20.976
2 | 22 | 7 | 451.9275 | 450.8331 | 451.6061 | 452.0008 | 0 | 0 | 0 | 0 | 252.3648 | 222.0496 | 201.3581 | 209.6332 | 0 | 0 | 0 | 0 | 273.1654 | 158.7213 | 150.0888 | 143.6279 | 0 | 0 | 0 | 0 | 0 | 15.3634 | 15.273 | 9.6714 | 0 | 0 | 0 | 0 | -73.6027 | 54.6987 | 84.8862 | 89.0684 | 0.40901 | 0.39641 | 0.37719 | 0.36382 | -30.1041 | 21.6831 | 32.0179 | 32.4051
2 | 22 | 8 | 483.7525 | 483.2397 | 485.19 | 487.0835 | 0 | 0 | 0 | 0 | 249.1634 | 198.1115 | 158.227 | 185.2833 | 0 | 0 | 0 | 0 | 329.6399 | 190.2521 | 192.9727 | 196.9167 | 0 | 0 | 0 | 0 | 0 | -6.5017 | -1.5487 | 0 | 0 | 0 | 0 | 0 | -95.0508 | 101.3778 | 135.539 | 104.8835 | 0.4026 | 0.40314 | 0.38075 | 0.37732 | -38.2678 | 40.8699 | 51.6065 | 39.5743
2 | 22 | 9 | 499.7708 | 500.3823 | 504.0299 | 507.8815 | 0 | 0 | 0 | 0 | 193.3026 | 150.1051 | 131.3169 | 142.2546 | 0 | 0 | 0 | 0 | 378.5318 | 228.7338 | 247.24 | 265.5591 | 0 | 0 | 0 | 0 | 0 | -5.4834 | -4.3169 | 24.8646 | 0 | 0 | 0 | 0 | -72.0635 | 127.0268 | 129.7899 | 75.2032 | 0.40979 | 0.40905 | 0.39309 | 0.38587 | -29.5307 | 51.96 | 51.0185 | 29.0183
2 | 22 | 10 | 514.4915 | 515.4223 | 519.4388 | 523.5504 | 0 | 0 | 0 | 0 | 154.6942 | 113.8454 | 144.6882 | 142.2546 | 0 | 0 | 0 | 0 | 425.5852 | 274.5242 | 305.7436 | 335.6719 | 0 | 0 | 0 | 0 | 0 | -12.927 | -3.7355 | -33.9883 | 0 | 0 | 0 | 0 | -65.7879 | 139.9797 | 72.7426 | 79.6121 | 0.4056 | 0 | 0 | 0 | -26.6839 | 0 | 0 | 0
2 | 22 | 11 | 520.0151 | 521.0532 | 524.9341 | 528.5875 | 0 | 0 | 0 | 0 | 144.6819 | 121.9662 | 130.795 | 132.3963 | 0 | 0 | 0 | 0 | 478.3956 | 338.591 | 378.2542 | 415.8533 | 0 | 0 | 0 | 0 | 0 | -31.4508 | -27.3845 | -28.6005 | 0 | 0 | 0 | 0 | -103.0624 | 91.9468 | 43.2694 | 8.9384 | 0.40256 | 0 | 0 | 0 | -41.4887 | 0 | 0 | 0
2 | 22 | 12 | 517.5784 | 518.8653 | 522.8092 | 526.2778 | 0 | 0 | 0 | 0 | 146.657 | 104.347 | 119.5024 | 100.5924 | 0 | 0 | 0 | 0 | 490.3098 | 352.6951 | 398.9691 | 442.615 | 0 | 0 | 0 | 0 | 0 | -24.4607 | -27.6523 | -30.9271 | 0 | 0 | 0 | 0 | -119.3885 | 86.2838 | 31.9901 | 13.9975 | 0.3965 | 0 | 0 | 0 | -47.3377 | 0 | 0 | 0
2 | 22 | 13 | 511.1899 | 513.4138 | 518.292 | 522.5052 | 0 | 0 | 0 | 0 | 146.7581 | 104.347 | 120.7455 | 100.5924 | 0 | 0 | 0 | 0 | 504.261 | 366.4926 | 412.8809 | 456.6203 | 0 | 0 | 0 | 0 | 0 | -24.5025 | -27.6779 | -28.8527 | 0 | 0 | 0 | 0 | -139.8292 | 67.0767 | 12.3434 | -5.8548 | 0.39531 | 0 | 0 | 0 | -55.276 | 0 | 0 | 0
2 | 22 | 14 | 506.4663 | 509.2932 | 514.8458 | 519.694 | 0 | 0 | 0 | 0 | 160.2009 | 104.347 | 102.3133 | 100.8965 | 0 | 0 | 0 | 0 | 508.4044 | 362.4974 | 408.2344 | 451.4896 | 0 | 0 | 0 | 0 | 0 | -24.5274 | -27.7506 | -28.2 | 0 | 0 | 0 | 0 | -162.139 | 66.9762 | 32.0486 | -4.4922 | 0.39361 | 0 | 0 | 0 | -63.8199 | 0 | 0 | 0
2 | 22 | 15 | 501.5644 | 505.0405 | 511.2628 | 516.677 | 0 | 0 | 0 | 0 | 172.556 | 104.347 | 131.0935 | 104.2206 | 0 | 0 | 0 | 0 | 513.7886 | 376.3124 | 422.5596 | 466.2473 | 0 | 0 | 0 | 0 | 0 | -24.6275 | -23.8409 | -22.355 | 0 | 0 | 0 | 0 | -184.7803 | 49.0085 | -18.5494 | -31.4359 | 0.39648 | 0 | 0 | 0 | -73.2622 | 0 | 0 | 0
2 | 22 | 16 | 499.4873 | 505.0472 | 513.5687 | 521.0316 | 0 | 0 | 0 | 0 | 208.8601 | 152.2497 | 131.0977 | 153.7508 | 0 | 0 | 0 | 0 | 486.8723 | 344.6975 | 381.3356 | 416.3723 | 0 | 0 | 0 | 0 | 0 | -1.4975 | -1.7062 | 3.8763 | 0 | 0 | 0 | 0 | -196.245 | 9.5975 | 2.8416 | -52.9678 | 0.40398 | 0 | 0.39996 | 0 | -79.2796 | 0 | 1.1366 | 0
2 | 22 | 17 | 509.577 | 517.2863 | 528.184 | 537.6973 | 0 | 0 | 0 | 0 | 264.72 | 152.8517 | 138.1164 | 190.8617 | 0 | 0 | 0 | 0 | 425.1778 | 283.4967 | 304.2365 | 325.0236 | 0 | 0 | 0 | 0 | 0 | -3.1596 | -1.41 | 2.7693 | 0 | 0 | 0 | 0 | -180.3208 | 84.0976 | 87.2412 | 19.0427 | 0.4024 | 0.40819 | 0.40418 | 0.39462 | -72.5613 | 34.3277 | 35.261 | 7.5146
2 | 22 | 18 | 534.4173 | 544.0779 | 557.2102 | 568.652 | 0 | 0 | 0 | 0 | 276.0943 | 208.4704 | 198.0414 | 218.3192 | 0 | 0 | 0 | 0 | 335.6227 | 185.4034 | 190.4292 | 197.1406 | 0 | 0 | 0 | 0 | 0 | 1.343 | 1.0613 | 13.1905 | 0 | 0 | 0 | 0 | -77.2997 | 148.8612 | 167.6783 | 140.0017 | 0.40342 | 0.39939 | 0.39298 | 0.37664 | -31.1839 | 59.4536 | 65.8945 | 52.7301
2 | 22 | 19 | 569.2652 | 581.4957 | 597.5734 | 611.5521 | 0 | 0 | 0 | 0 | 292.0387 | 233.8652 | 220.4716 | 225.4502 | 0 | 0 | 0 | 0 | 296.6826 | 151.2562 | 156.9939 | 164.2622 | 0 | 0 | 0 | 0 | 0 | -0.66874 | 30.6617 | 25.9585 | 0 | 0 | 0 | 0 | -19.4561 | 197.0431 | 189.4461 | 195.8811 | 0.41293 | 0.40451 | 0.39736 | 0.38359 | -8.034 | 79.7057 | 75.2781 | 75.1381
2 | 22 | 20 | 564.4119 | 576.5842 | 592.4823 | 606.191 | 0 | 0 | 0 | 0 | 317.7837 | 245.6093 | 229.3071 | 237.3079 | 0 | 0 | 0 | 0 | 269.7646 | 147.7135 | 154.379 | 162.4425 | 0 | 0 | 0 | 0 | 0 | 9.6026 | 3.511 | 34.741 | 0 | 0 | 0 | 0 | -23.1364 | 173.6587 | 205.2853 | 171.6996 | 0.4122 | 0.4033 | 0.397 | 0.38296 | -9.5369 | 70.0357 | 81.4973 | 65.7548
2 | 22 | 21 | 549.3566 | 561.4892 | 577.1742 | 590.5807 | 0 | 0 | 0 | 0 | 300.9768 | 247.793 | 236.5601 | 274.6582 | 0 | 0 | 0 | 0 | 277.6471 | 156.6658 | 164.9667 | 174.6277 | 0 | 0 | 0 | 0 | 0 | 0 | 7.1763 | 9.4 | 0 | 0 | 0 | 0 | -29.2673 | 157.0304 | 168.4712 | 131.8948 | 0.40612 | 0.40218 | 0.39602 | 0.38156 | -11.886 | 63.1538 | 66.7175 | 50.3262
2 | 22 | 22 | 515.9809 | 527.5315 | 542.3978 | 555.0646 | 0 | 0 | 0 | 0 | 276.4119 | 259.7226 | 240.1353 | 275.5673 | 0 | 0 | 0 | 0 | 287.9721 | 175.9211 | 184.7703 | 194.9393 | 0 | 0 | 0 | 0 | 0 | 0 | 1.708 | 9.4 | 0 | 0 | 0 | 0 | -48.4031 | 91.8878 | 115.7843 | 75.158 | 0.41109 | 0.39872 | 0.39241 | 0.37595 | -19.8982 | 36.6374 | 45.435 | 28.2555
2 | 22 | 23 | 471.0502 | 482.1 | 496.1983 | 508.1924 | 0 | 0 | 0 | 0 | 267.9753 | 216.149 | 233.9487 | 266.0115 | 0 | 0 | 0 | 0 | 300.9416 | 179.9415 | 186.8619 | 195.1873 | 0 | 0 | 0 | 0 | 0 | 30.7458 | 7.8144 | 3.6383 | 0 | 0 | 0 | 0 | -97.8666 | 55.2637 | 67.5733 | 43.3552 | 0.41371 | 0.39663 | 0.38604 | 0.36606 | -40.4885 | 21.919 | 26.0858 | 15.8705
2 | 22 | 24 | 428.7519 | 437.6721 | 449.193 | 458.8802 | 0 | 0 | 0 | 0 | 245.8003 | 215.3225 | 270.383 | 244.5472 | 0 | 0 | 0 | 0 | 295.4842 | 172.4767 | 175.9146 | 180.8934 | 0 | 0 | 0 | 0 | 0 | 1.9362 | 14.0514 | 1.7182 | 0 | 0 | 0 | 0 | -112.5327 | 47.9368 | -11.1559 | 31.7213 | 0.40639 | 0.39199 | 0.37547 | 0.36382 | -45.732 | 18.7906 | -4.1887 | 11.5409
2 | 23 | 1 | 397.4945 | 403.9266 | 412.4923 | 419.4946 | 0 | 0 | 0 | 0 | 165.9742 | 236.2172 | 243.0752 | 172.6739 | 0 | 0 | 0 | 0 | 302.4379 | 177.6478 | 176.7356 | 177.5311 | 0 | 0 | 0 | 0 | 0 | 6.1492 | 7.8144 | -1.4295 | 0 | 0 | 0 | 0 | -70.9176 | -16.0876 | -15.1329 | 70.7191 | 0.40941 | 0.38749 | 0.36569 | 0.36737 | -29.0341 | -6.2338 | -5.5339 | 25.9799
2 | 23 | 2 | 377.3442 | 381.6957 | 387.8921 | 392.8265 | 0 | 0 | 0 | 0 | 138.951 | 187.676 | 192.6152 | 166.1979 | 0 | 0 | 0 | 0 | 296.768 | 179.2805 | 175.9889 | 174.4395 | 0 | 0 | 0 | 0 | 0 | 0 | 0 | -2.3819 | 0 | 0 | 0 | 0 | -58.3748 | 14.7392 | 19.2881 | 54.5711 | 0.40877 | 0.38552 | 0.36832 | 0.36522 | -23.8619 | 5.6823 | 7.1042 | 19.9302
2 | 23 | 3 | 368.9917 | 371.6302 | 375.9219 | 379.2015 | 0 | 0 | 0 | 0 | 127.7191 | 184.1317 | 166.2271 | 147.8666 | 0 | 0 | 0 | 0 | 299.2433 | 173.3303 | 172.1883 | 172.7 | 0 | 0 | 0 | 0 | 0 | 1.5908 | -3.2847 | -3.5926 | 0 | 0 | 0 | 0 | -57.9707 | 12.5774 | 40.7912 | 62.2275 | 0.40833 | 0.3849 | 0.36884 | 0.36626 | -23.6714 | 4.841 | 15.0455 | 22.7917
2 | 23 | 4 | 366.195 | 367.4472 | 370.1972 | 372.1134 | 0 | 0 | 0 | 0 | 131.7406 | 204.0171 | 161.3987 | 121.1706 | 0 | 0 | 0 | 0 | 327.2975 | 173.8758 | 175.0604 | 177.8328 | 0 | 0 | 0 | 0 | 0 | 26.9364 | 1.7449 | -6.436 | 0 | 0 | 0 | 0 | -92.8431 | -37.3822 | 31.9933 | 79.546 | 0.40772 | 0.37892 | 0.36678 | 0.36631 | -37.8536 | -14.1649 | 11.7346 | 29.1382
2 | 23 | 5 | 376.1871 | 376.1144 | 377.4437 | 378.0913 | 0 | 0 | 0 | 0 | 145.4779 | 248.6986 | 232.5955 | 135.813 | 0 | 0 | 0 | 0 | 319.1517 | 170.159 | 173.0655 | 177.38 | 0 | 0 | 0 | 0 | 0 | 1.6457 | 0 | -5.6957 | 0 | 0 | 0 | 0 | -88.4426 | -44.3889 | -28.2173 | 70.594 | 0.409 | 0.38297 | 0.36528 | 0.36514 | -36.1732 | -16.9998 | -10.3072 | 25.777
2 | 23 | 6 | 407.5829 | 406.4895 | 406.8745 | 406.7186 | 0 | 0 | 0 | 0 | 220.2806 | 202.0231 | 198.1348 | 210.9612 | 0 | 0 | 0 | 0 | 302.622 | 182.0637 | 182.1163 | 183.5882 | 0 | 0 | 0 | 0 | 0 | 23.6087 | 15.7842 | 0 | 0 | 0 | 0 | 0 | -115.3197 | -1.206 | 10.8392 | 12.1693 | 0.4104 | 0.38709 | 0.36491 | 0.36382 | -47.3273 | -0.46684 | 3.9554 | 4.4275
2 | 23 | 7 | 460.8274 | 460.0215 | 461.149 | 461.849 | 0 | 0 | 0 | 0 | 252.3648 | 222.0496 | 201.3581 | 209.6332 | 0 | 0 | 0 | 0 | 288.5093 | 203.1742 | 198.1977 | 194.7267 | 0 | 0 | 0 | 0 | 0 | 15.3634 | 15.273 | 9.6714 | 0 | 0 | 0 | 0 | -80.0468 | 19.4343 | 46.3201 | 47.8178 | 0.40901 | 0.39641 | 0.37719 | 0.36382 | -32.7398 | 7.704 | 17.4713 | 17.3972
2 | 23 | 8 | 487.1496 | 486.747 | 488.8326 | 490.8427 | 0 | 0 | 0 | 0 | 249.1634 | 198.1115 | 158.227 | 185.2833 | 0 | 0 | 0 | 0 | 335.0743 | 315.2329 | 319.1018 | 323.3519 | 0 | 0 | 0 | 0 | 0 | -6.5017 | -1.5487 | 0 | 0 | 0 | 0 | 0 | -97.0881 | -20.0957 | 13.0525 | -17.7925 | 0.4026 | 0.40314 | 0.38075 | 0.37732 | -39.088 | -8.1015 | 4.9697 | -6.7134
2 | 23 | 9 | 498.0723 | 498.6286 | 502.2086 | 506.0019 | 0 | 0 | 0 | 0 | 193.3026 | 150.1051 | 131.3169 | 142.2546 | 0 | 0 | 0 | 0 | 404.4745 | 413.2657 | 440.9391 | 466.7073 | 0 | 0 | 0 | 0 | 0 | -5.4834 | -4.3169 | 24.8646 | 0 | 0 | 0 | 0 | -99.7048 | -59.2588 | -65.7305 | -127.8246 | 0.40979 | 0.40905 | 0.39309 | 0.38587 | -40.8578 | -24.2397 | -25.8377 | -49.3231
2 | 23 | 10 | 502.2829 | 502.8179 | 506.3482 | 510.0409 | 0 | 0 | 0 | 0 | 154.6942 | 113.8454 | 144.6882 | 142.2546 | 0 | 0 | 0 | 0 | 488.5621 | 499.6724 | 546.0974 | 588.8597 | 0 | 0 | 0 | 0 | 0 | -12.927 | -3.7355 | -33.9883 | 0 | 0 | 0 | 0 | -140.9734 | -97.773 | -180.7018 | -187.0852 | 0.4056 | 0 | 0 | 0 | -57.1795 | 0 | 0 | 0
2 | 23 | 11 | 507.4173 | 508.0469 | 511.4261 | 514.6473 | 0 | 0 | 0 | 0 | 144.6819 | 121.9662 | 130.795 | 132.3963 | 0 | 0 | 0 | 0 | 514.2759 | 513.9925 | 573.5672 | 628.4621 | 0 | 0 | 0 | 0 | 0 | -31.4508 | -27.3845 | -28.6005 | 0 | 0 | 0 | 0 | -151.5405 | -96.4611 | -165.5516 | -217.6106 | 0.40256 | 0 | 0 | 0 | -61.004 | 0 | 0 | 0
2 | 23 | 12 | 507.2808 | 508.2337 | 511.7676 | 514.8829 | 0 | 0 | 0 | 0 | 146.657 | 104.347 | 119.5024 | 100.5924 | 0 | 0 | 0 | 0 | 509.4049 | 495.2022 | 559.3231 | 618.5754 | 0 | 0 | 0 | 0 | 0 | -24.4607 | -27.6523 | -30.9271 | 0 | 0 | 0 | 0 | -148.7811 | -66.8548 | -139.4055 | -173.3579 | 0.3965 | 0 | 0 | 0 | -58.992 | 0 | 0 | 0
2 | 23 | 13 | 504.0417 | 506.0338 | 510.6274 | 514.5953 | 0 | 0 | 0 | 0 | 146.7581 | 104.347 | 120.7455 | 100.5924 | 0 | 0 | 0 | 0 | 515.7758 | 524.8087 | 586.3109 | 642.8766 | 0 | 0 | 0 | 0 | 0 | -24.5025 | -27.6779 | -28.8527 | 0 | 0 | 0 | 0 | -158.4921 | -98.6194 | -168.7512 | -200.0211 | 0.39531 | 0 | 0 | 0 | -62.6536 | 0 | 0 | 0
2 | 23 | 14 | 496.6641 | 499.1731 | 504.3353 | 508.8473 | 0 | 0 | 0 | 0 | 160.2009 | 104.347 | 102.3133 | 100.8965 | 0 | 0 | 0 | 0 | 501.0481 | 513.808 | 570.1034 | 621.8787 | 0 | 0 | 0 | 0 | 0 | -24.5274 | -27.7506 | -28.2 | 0 | 0 | 0 | 0 | -164.5849 | -94.4545 | -140.3307 | -185.7279 | 0.39361 | 0 | 0 | 0 | -64.7826 | 0 | 0 | 0
2 | 23 | 15 | 486.1356 | 489.1114 | 494.7194 | 499.6042 | 0 | 0 | 0 | 0 | 172.556 | 104.347 | 131.0935 | 104.2206 | 0 | 0 | 0 | 0 | 481.5708 | 481.0473 | 532.2653 | 579.5433 | 0 | 0 | 0 | 0 | 0 | -24.6275 | -23.8409 | -22.355 | 0 | 0 | 0 | 0 | -167.9912 | -71.6555 | -144.7985 | -161.8047 | 0.39648 | 0 | 0 | 0 | -66.6057 | 0 | 0 | 0
2 | 23 | 16 | 478.9451 | 483.8388 | 491.5424 | 498.3005 | 0 | 0 | 0 | 0 | 208.8601 | 152.2497 | 131.0977 | 153.7508 | 0 | 0 | 0 | 0 | 434.4544 | 439.7629 | 481.3386 | 519.9597 | 0 | 0 | 0 | 0 | 0 | -1.4975 | -1.7062 | 3.8763 | 0 | 0 | 0 | 0 | -164.3693 | -106.6762 | -119.1877 | -179.2863 | 0.40398 | 0 | 0.39996 | 0 | -66.4024 | 0 | -47.6706 | 0
2 | 23 | 17 | 480.7365 | 487.5106 | 497.2598 | 505.7836 | 0 | 0 | 0 | 0 | 264.72 | 152.8517 | 138.1164 | 190.8617 | 0 | 0 | 0 | 0 | 378.1729 | 385.1938 | 411.9347 | 437.2515 | 0 | 0 | 0 | 0 | 0 | -3.1596 | -1.41 | 2.7693 | 0 | 0 | 0 | 0 | -162.1563 | -47.3752 | -51.3813 | -125.0988 | 0.4024 | 0.40819 | 0.40418 | 0.39462 | -65.2519 | -19.338 | -20.7672 | -49.3663
2 | 23 | 18 | 498.8533 | 507.3607 | 519.0767 | 529.2983 | 0 | 0 | 0 | 0 | 276.0943 | 208.4704 | 198.0414 | 218.3192 | 0 | 0 | 0 | 0 | 303.3907 | 244.7042 | 250.3319 | 257.0109 | 0 | 0 | 0 | 0 | 0 | 1.343 | 1.0613 | 13.1905 | 0 | 0 | 0 | 0 | -80.6317 | 52.8431 | 69.6421 | 40.7777 | 0.40342 | 0.39939 | 0.39298 | 0.37664 | -32.5281 | 21.105 | 27.3681 | 15.3585
2 | 23 | 19 | 550.0854 | 561.694 | 577.0079 | 590.3285 | 0 | 0 | 0 | 0 | 292.0387 | 233.8652 | 220.4716 | 225.4502 | 0 | 0 | 0 | 0 | 284.0266 | 210.0521 | 214.0816 | 219.4163 | 0 | 0 | 0 | 0 | 0 | -0.66874 | 30.6617 | 25.9585 | 0 | 0 | 0 | 0 | -25.9798 | 118.4454 | 111.7929 | 119.5035 | 0.41293 | 0.40451 | 0.39736 | 0.38359 | -10.7278 | 47.9122 | 44.4219 | 45.8404
2 | 23 | 20 | 543.1088 | 554.5903 | 569.6402 | 582.6179 | 0 | 0 | 0 | 0 | 317.7837 | 245.6093 | 229.3071 | 237.3079 | 0 | 0 | 0 | 0 | 273.9961 | 204.5094 | 208.0183 | 212.8588 | 0 | 0 | 0 | 0 | 0 | 9.6026 | 3.511 | 34.741 | 0 | 0 | 0 | 0 | -48.6709 | 94.8689 | 128.8038 | 97.7103 | 0.4122 | 0.4033 | 0.397 | 0.38296 | -20.0622 | 38.2602 | 51.1345 | 37.4195
2 | 23 | 21 | 533.6094 | 545.2313 | 560.2893 | 573.1555 | 0 | 0 | 0 | 0 | 300.9768 | 247.793 | 236.5601 | 274.6582 | 0 | 0 | 0 | 0 | 289.2998 | 213.8936 | 217.2874 | 222.057 | 0 | 0 | 0 | 0 | 0 | 0 | 7.1763 | 9.4 | 0 | 0 | 0 | 0 | -56.6673 | 83.5447 | 99.2655 | 67.0402 | 0.40612 | 0.40218 | 0.39602 | 0.38156 | -23.0137 | 33.5996 | 39.3109 | 25.5801
2 | 23 | 22 | 506.9572 | 518.2152 | 532.7222 | 545.0793 | 0 | 0 | 0 | 0 | 276.4119 | 259.7226 | 240.1353 | 275.5673 | 0 | 0 | 0 | 0 | 279.6646 | 216.4061 | 216.9246 | 218.9401 | 0 | 0 | 0 | 0 | 0 | 0 | 1.708 | 9.4 | 0 | 0 | 0 | 0 | -49.1193 | 42.0865 | 73.9543 | 41.1718 | 0.41109 | 0.39872 | 0.39241 | 0.37595 | -20.1926 | 16.7807 | 29.0205 | 15.4785
2 | 23 | 23 | 471.4749 | 482.5384 | 496.6536 | 508.6623 | 0 | 0 | 0 | 0 | 267.9753 | 216.149 | 233.9487 | 266.0115 | 0 | 0 | 0 | 0 | 286.2957 | 225.5138 | 222.987 | 222.0964 | 0 | 0 | 0 | 0 | 0 | 30.7458 | 7.8144 | 3.6383 | 0 | 0 | 0 | 0 | -82.7961 | 10.1297 | 31.9035 | 16.9161 | 0.41371 | 0.39663 | 0.38604 | 0.36606 | -34.2536 | 4.0177 | 12.3159 | 6.1923
2 | 23 | 24 | 432.1313 | 441.1612 | 452.8167 | 462.6198 | 0 | 0 | 0 | 0 | 245.8003 | 215.3225 | 270.383 | 244.5472 | 0 | 0 | 0 | 0 | 267.8657 | 228.5816 | 221.5444 | 216.3114 | 0 | 0 | 0 | 0 | 0 | 1.9362 | 14.0514 | 1.7182 | 0 | 0 | 0 | 0 | -81.5347 | -4.679 | -53.1621 | 0.042988 | 0.40639 | 0.39199 | 0.37547 | 0.36382 | -33.1348 | -1.8341 | -19.9607 | 0.01564
2 | 24 | 1 | 398.4853 | 404.9496 | 413.5548 | 420.591 | 0 | 0 | 0 | 0 | 165.9742 | 236.2172 | 243.0752 | 172.6739 | 0 | 0 | 0 | 0 | 243.4311 | 223.0465 | 214.2614 | 207.2965 | 0 | 0 | 0 | 0 | 0 | 6.1492 | 7.8144 | -1.4295 | 0 | 0 | 0 | 0 | -10.92 | -60.4633 | -51.5963 | 42.0501 | 0.40941 | 0.38749 | 0.36569 | 0.36737 | -4.4707 | -23.4289 | -18.868 | 15.4479
2 | 24 | 2 | 380.2282 | 384.6733 | 390.9845 | 396.0179 | 0 | 0 | 0 | 0 | 138.951 | 187.676 | 192.6152 | 166.1979 | 0 | 0 | 0 | 0 | 230.6556 | 226.7557 | 214.0273 | 203.2357 | 0 | 0 | 0 | 0 | 0 | 0 | 0 | -2.3819 | 0 | 0 | 0 | 0 | 10.6217 | -29.7585 | -15.658 | 28.9663 | 0.40877 | 0.38552 | 0.36832 | 0.36522 | 4.3418 | -11.4726 | -5.7671 | 10.5789
2 | 24 | 3 | 369.7171 | 372.3792 | 376.6998 | 380.0043 | 0 | 0 | 0 | 0 | 127.7191 | 184.1317 | 166.2271 | 147.8666 | 0 | 0 | 0 | 0 | 210.3844 | 231.31 | 212.9374 | 196.7277 | 0 | 0 | 0 | 0 | 0 | 1.5908 | -3.2847 | -3.5926 | 0 | 0 | 0 | 0 | 31.6135 | -44.6534 | 0.82001 | 39.0026 | 0.40833 | 0.3849 | 0.36884 | 0.36626 | 12.9089 | -17.187 | 0.30245 | 14.2852
2 | 24 | 4 | 365.6642 | 366.8992 | 369.6281 | 371.526 | 0 | 0 | 0 | 0 | 131.7406 | 204.0171 | 161.3987 | 121.1706 | 0 | 0 | 0 | 0 | 195.2783 | 221.7202 | 200.4104 | 181.3475 | 0 | 0 | 0 | 0 | 0 | 26.9364 | 1.7449 | -6.436 | 0 | 0 | 0 | 0 | 38.6453 | -85.7746 | 6.0741 | 75.4439 | 0.40772 | 0.37892 | 0.36678 | 0.36631 | 15.7563 | -32.5017 | 2.2279 | 27.6356
2 | 24 | 5 | 369.2512 | 368.9537 | 370.0067 | 370.4163 | 0 | 0 | 0 | 0 | 145.4779 | 248.6986 | 232.5955 | 135.813 | 0 | 0 | 0 | 0 | 197.6472 | 186.7963 | 164.3241 | 144.1465 | 0 | 0 | 0 | 0 | 0 | 1.6457 | 0 | -5.6957 | 0 | 0 | 0 | 0 | 26.1261 | -68.187 | -26.9129 | 96.1525 | 0.409 | 0.38297 | 0.36528 | 0.36514 | 10.6856 | -26.1139 | -9.8307 | 35.1096
2 | 24 | 6 | 382.458 | 380.5499 | 379.9345 | 378.9165 | 0 | 0 | 0 | 0 | 220.2806 | 202.0231 | 198.1348 | 210.9612 | 0 | 0 | 0 | 0 | 199.915 | 186.9999 | 164.1946 | 143.7176 | 0 | 0 | 0 | 0 | 0 | 23.6087 | 15.7842 | 0 | 0 | 0 | 0 | 0 | -37.7375 | -32.0818 | 1.821 | 24.2378 | 0.4104 | 0.38709 | 0.36491 | 0.36382 | -15.4875 | -12.4187 | 0.6645 | 8.8183
2 | 24 | 7 | 398.5284 | 395.7024 | 394.349 | 392.9115 | 0 | 0 | 0 | 0 | 252.3648 | 222.0496 | 201.3581 | 209.6332 | 0 | 0 | 0 | 0 | 225.3422 | 207.7835 | 183.6268 | 161.8334 | 0 | 0 | 0 | 0 | 0 | 15.3634 | 15.273 | 9.6714 | 0 | 0 | 0 | 0 | -79.1785 | -49.4942 | -5.909 | 11.7736 | 0.40901 | 0.39641 | 0.37719 | 0.36382 | -32.3847 | -19.62 | -2.2288 | 4.2835
2 | 24 | 8 | 413.0314 | 410.2253 | 409.3595 | 408.8265 | 0 | 0 | 0 | 0 | 249.1634 | 198.1115 | 158.227 | 185.2833 | 0 | 0 | 0 | 0 | 279.4948 | 285.3602 | 274.2139 | 264.1345 | 0 | 0 | 0 | 0 | 0 | -6.5017 | -1.5487 | 0 | 0 | 0 | 0 | 0 | -115.6268 | -66.7446 | -21.5328 | -40.5913 | 0.4026 | 0.40314 | 0.38075 | 0.37732 | -46.5518 | -26.9077 | -8.1986 | -15.3158
2 | 24 | 9 | 436.6934 | 435.2594 | 436.3952 | 438.0825 | 0 | 0 | 0 | 0 | 193.3026 | 150.1051 | 131.3169 | 142.2546 | 0 | 0 | 0 | 0 | 320.3122 | 362.0625 | 375.4211 | 387.4297 | 0 | 0 | 0 | 0 | 0 | -5.4834 | -4.3169 | 24.8646 | 0 | 0 | 0 | 0 | -76.9214 | -71.4248 | -66.0259 | -116.4664 | 0.40979 | 0.40905 | 0.39309 | 0.38587 | -31.5214 | -29.2162 | -25.9538 | -44.9403
2 | 24 | 10 | 454.5458 | 453.5327 | 455.1621 | 457.2169 | 0 | 0 | 0 | 0 | 154.6942 | 113.8454 | 144.6882 | 142.2546 | 0 | 0 | 0 | 0 | 347.6314 | 404.2825 | 435.8339 | 464.3921 | 0 | 0 | 0 | 0 | 0 | -12.927 | -3.7355 | -33.9883 | 0 | 0 | 0 | 0 | -47.7798 | -51.6682 | -121.6244 | -115.4416 | 0.4056 | 0 | 0 | 0 | -19.3797 | 0 | 0 | 0
2 | 24 | 11 | 463.8558 | 463.0728 | 464.7174 | 466.4439 | 0 | 0 | 0 | 0 | 144.6819 | 121.9662 | 130.795 | 132.3963 | 0 | 0 | 0 | 0 | 391.2639 | 455.3341 | 493.3586 | 527.7857 | 0 | 0 | 0 | 0 | 0 | -31.4508 | -27.3845 | -28.6005 | 0 | 0 | 0 | 0 | -72.09 | -82.7767 | -132.0517 | -165.1376 | 0.40256 | 0 | 0 | 0 | -29.0205 | 0 | 0 | 0
2 | 24 | 12 | 457.5442 | 456.8843 | 458.4377 | 459.8464 | 0 | 0 | 0 | 0 | 146.657 | 104.347 | 119.5024 | 100.5924 | 0 | 0 | 0 | 0 | 419.0619 | 477.4762 | 515.7532 | 550.4432 | 0 | 0 | 0 | 0 | 0 | -24.4607 | -27.6523 | -30.9271 | 0 | 0 | 0 | 0 | -108.1747 | -100.4782 | -149.1656 | -160.2621 | 0.3965 | 0 | 0 | 0 | -42.8914 | 0 | 0 | 0
2 | 24 | 13 | 449.3156 | 449.533 | 451.9474 | 454.0376 | 0 | 0 | 0 | 0 | 146.7581 | 104.347 | 120.7455 | 100.5924 | 0 | 0 | 0 | 0 | 423.2794 | 474.4667 | 510.2278 | 542.6866 | 0 | 0 | 0 | 0 | 0 | -24.5025 | -27.6779 | -28.8527 | 0 | 0 | 0 | 0 | -120.7219 | -104.7783 | -151.3481 | -160.3888 | 0.39531 | 0 | 0 | 0 | -47.7227 | 0 | 0 | 0
2 | 24 | 14 | 440.7879 | 441.485 | 444.4222 | 447.0169 | 0 | 0 | 0 | 0 | 160.2009 | 104.347 | 102.3133 | 100.8965 | 0 | 0 | 0 | 0 | 434.7991 | 482.3595 | 513.001 | 540.8175 | 0 | 0 | 0 | 0 | 0 | -24.5274 | -27.7506 | -28.2 | 0 | 0 | 0 | 0 | -154.2122 | -120.6941 | -143.1415 | -166.4971 | 0.39361 | 0 | 0 | 0 | -60.6998 | 0 | 0 | 0
2 | 24 | 15 | 433.6743 | 434.9488 | 438.4678 | 441.5526 | 0 | 0 | 0 | 0 | 172.556 | 104.347 | 131.0935 | 104.2206 | 0 | 0 | 0 | 0 | 427.6159 | 461.2758 | 483.9715 | 504.6484 | 0 | 0 | 0 | 0 | 0 | -24.6275 | -23.8409 | -22.355 | 0 | 0 | 0 | 0 | -166.4977 | -106.0465 | -152.7563 | -144.9615 | 0.39648 | 0 | 0 | 0 | -66.0135 | 0 | 0 | 0
2 | 24 | 16 | 431.0487 | 434.3892 | 440.1856 | 445.3002 | 0 | 0 | 0 | 0 | 208.8601 | 152.2497 | 131.0977 | 153.7508 | 0 | 0 | 0 | 0 | 416.5424 | 449.5018 | 459.4 | 468.429 | 0 | 0 | 0 | 0 | 0 | -1.4975 | -1.7062 | 3.8763 | 0 | 0 | 0 | 0 | -194.3538 | -165.8648 | -148.6059 | -180.7559 | 0.40398 | 0 | 0.39996 | 0 | -78.5156 | 0 | -59.4368 | 0
2 | 24 | 17 | 428.576 | 433.6586 | 441.3308 | 448.0648 | 0 | 0 | 0 | 0 | 264.72 | 152.8517 | 138.1164 | 190.8617 | 0 | 0 | 0 | 0 | 377.4566 | 394.982 | 383.1522 | 372.5766 | 0 | 0 | 0 | 0 | 0 | -3.1596 | -1.41 | 2.7693 | 0 | 0 | 0 | 0 | -213.6006 | -111.0155 | -78.5278 | -118.1428 | 0.4024 | 0.40819 | 0.40418 | 0.39462 | -85.9531 | -45.3153 | -31.7392 | -46.6213
2 | 24 | 18 | 448.6921 | 455.5728 | 465.2915 | 473.792 | 0 | 0 | 0 | 0 | 276.0943 | 208.4704 | 198.0414 | 218.3192 | 0 | 0 | 0 | 0 | 321.9061 | 309.5056 | 275.9354 | 245.8468 | 0 | 0 | 0 | 0 | 0 | 1.343 | 1.0613 | 13.1905 | 0 | 0 | 0 | 0 | -149.3083 | -63.7461 | -9.7466 | -3.5645 | 0.40342 | 0.39939 | 0.39298 | 0.37664 | -60.2333 | -25.4595 | -3.8303 | -1.3425
2 | 24 | 19 | 493.9792 | 503.7683 | 516.8481 | 528.2436 | 0 | 0 | 0 | 0 | 292.0387 | 233.8652 | 220.4716 | 225.4502 | 0 | 0 | 0 | 0 | 320.9246 | 296.3829 | 262.3818 | 231.9583 | 0 | 0 | 0 | 0 | 0 | -0.66874 | 30.6617 | 25.9585 | 0 | 0 | 0 | 0 | -118.984 | -25.811 | 3.333 | 44.8766 | 0.41293 | 0.40451 | 0.39736 | 0.38359 | -49.1318 | -10.4408 | 1.3244 | 17.2142
2 | 24 | 20 | 488.1527 | 497.8521 | 510.7136 | 521.8057 | 0 | 0 | 0 | 0 | 317.7837 | 245.6093 | 229.3071 | 237.3079 | 0 | 0 | 0 | 0 | 324.6447 | 296.2036 | 263.1298 | 233.5993 | 0 | 0 | 0 | 0 | 0 | 9.6026 | 3.511 | 34.741 | 0 | 0 | 0 | 0 | -154.2757 | -53.5636 | 14.7658 | 16.1575 | 0.4122 | 0.4033 | 0.397 | 0.38296 | -63.5927 | -21.6019 | 5.8619 | 6.1877
2 | 24 | 21 | 477.5385 | 487.3422 | 500.1675 | 511.1097 | 0 | 0 | 0 | 0 | 300.9768 | 247.793 | 236.5601 | 274.6582 | 0 | 0 | 0 | 0 | 334.2352 | 289.4898 | 258.2062 | 230.4183 | 0 | 0 | 0 | 0 | 0 | 0 | 7.1763 | 9.4 | 0 | 0 | 0 | 0 | -157.6735 | -49.9406 | -1.7752 | -3.3668 | 0.40612 | 0.40218 | 0.39602 | 0.38156 | -64.0343 | -20.0849 | -0.70299 | -1.2846
2 | 24 | 22 | 457.3799 | 467.0302 | 479.563 | 490.2191 | 0 | 0 | 0 | 0 | 276.4119 | 259.7226 | 240.1353 | 275.5673 | 0 | 0 | 0 | 0 | 338.6996 | 278.0494 | 249.7287 | 224.7896 | 0 | 0 | 0 | 0 | 0 | 0 | 1.708 | 9.4 | 0 | 0 | 0 | 0 | -157.7317 | -70.7417 | -12.0089 | -19.5378 | 0.41109 | 0.39872 | 0.39241 | 0.37595 | -64.8425 | -28.206 | -4.7124 | -7.3452
2 | 24 | 23 | 429.0635 | 438.7517 | 451.1781 | 461.7315 | 0 | 0 | 0 | 0 | 267.9753 | 216.149 | 233.9487 | 266.0115 | 0 | 0 | 0 | 0 | 352.2312 | 272.9463 | 246.8309 | 224.0418 | 0 | 0 | 0 | 0 | 0 | 30.7458 | 7.8144 | 3.6383 | 0 | 0 | 0 | 0 | -191.143 | -81.0895 | -37.4159 | -31.9601 | 0.41371 | 0.39663 | 0.38604 | 0.36606 | -79.0779 | -32.1622 | -14.4439 | -11.6992
2 | 24 | 24 | 398.142 | 406.0697 | 416.3717 | 425.0086 | 0 | 0 | 0 | 0 | 245.8003 | 215.3225 | 270.383 | 244.5472 | 0 | 0 | 0 | 0 | 357.1099 | 261.7287 | 238.8184 | 219.0651 | 0 | 0 | 0 | 0 | 0 | 1.9362 | 14.0514 | 1.7182 | 0 | 0 | 0 | 0 | -204.7682 | -72.9177 | -106.881 | -40.3219 | 0.40639 | 0.39199 | 0.37547 | 0.36382 | -83.2155 | -28.5828 | -40.1305 | -14.67
2 | 25 | 1 | 379.7832 | 385.641 | 393.5015 | 399.8961 | 0 | 0 | 0 | 0 | 165.9742 | 236.2172 | 243.0752 | 172.6739 | 0 | 0 | 0 | 0 | 368.531 | 258.9568 | 237.7494 | 219.6146 | 0 | 0 | 0 | 0 | 0 | 6.1492 | 7.8144 | -1.4295 | 0 | 0 | 0 | 0 | -154.722 | -115.6822 | -95.1375 | 9.0371 | 0.40941 | 0.38749 | 0.36569 | 0.36737 | -63.3441 | -44.8255 | -34.7904 | 3.3199
2 | 25 | 2 | 363.5609 | 367.4655 | 373.1131 | 377.5745 | 0 | 0 | 0 | 0 | 138.951 | 187.676 | 192.6152 | 166.1979 | 0 | 0 | 0 | 0 | 383.041 | 256.8391 | 237.6596 | 221.4888 | 0 | 0 | 0 | 0 | 0 | 0 | 0 | -2.3819 | 0 | 0 | 0 | 0 | -158.4311 | -77.0496 | -57.1617 | -7.7302 | 0.40877 | 0.38552 | 0.36832 | 0.36522 | -64.762 | -29.7045 | -21.0538 | -2.8232
2 | 25 | 3 | 354.7837 | 356.9616 | 360.6875 | 363.4796 | 0 | 0 | 0 | 0 | 127.7191 | 184.1317 | 166.2271 | 147.8666 | 0 | 0 | 0 | 0 | 378.001 | 250.4235 | 232.5798 | 217.6152 | 0 | 0 | 0 | 0 | 0 | 1.5908 | -3.2847 | -3.5926 | 0 | 0 | 0 | 0 | -150.9363 | -79.1845 | -34.8347 | 1.5904 | 0.40833 | 0.3849 | 0.36884 | 0.36626 | -61.6323 | -30.478 | -12.8485 | 0.58252
2 | 25 | 4 | 350.2177 | 350.9518 | 353.0656 | 354.4336 | 0 | 0 | 0 | 0 | 131.7406 | 204.0171 | 161.3987 | 121.1706 | 0 | 0 | 0 | 0 | 388.0214 | 257.4964 | 240.1078 | 225.6327 | 0 | 0 | 0 | 0 | 0 | 26.9364 | 1.7449 | -6.436 | 0 | 0 | 0 | 0 | -169.5443 | -137.4981 | -50.1857 | 14.0663 | 0.40772 | 0.37892 | 0.36678 | 0.36631 | -69.1259 | -52.1009 | -18.4073 | 5.1526
2 | 25 | 5 | 350.3191 | 349.4076 | 349.7068 | 349.4669 | 0 | 0 | 0 | 0 | 145.4779 | 248.6986 | 232.5955 | 135.813 | 0 | 0 | 0 | 0 | 386.5522 | 262.9919 | 245.6149 | 231.1568 | 0 | 0 | 0 | 0 | 0 | 1.6457 | 0 | -5.6957 | 0 | 0 | 0 | 0 | -181.711 | -163.9286 | -128.5035 | -11.8073 | 0.409 | 0.38297 | 0.36528 | 0.36514 | -74.3201 | -62.7804 | -46.9394 | -4.3114
2 | 25 | 6 | 356.0062 | 353.2403 | 351.5716 | 349.646 | 0 | 0 | 0 | 0 | 220.2806 | 202.0231 | 198.1348 | 210.9612 | 0 | 0 | 0 | 0 | 383.5264 | 269.5948 | 252.6045 | 238.5497 | 0 | 0 | 0 | 0 | 0 | 23.6087 | 15.7842 | 0 | 0 | 0 | 0 | 0 | -247.8008 | -141.9863 | -114.9519 | -99.8649 | 0.4104 | 0.38709 | 0.36491 | 0.36382 | -101.6975 | -54.962 | -41.9475 | -36.3331
2 | 25 | 7 | 366.2023 | 362.328 | 359.6874 | 357.1408 | 0 | 0 | 0 | 0 | 252.3648 | 222.0496 | 201.3581 | 209.6332 | 0 | 0 | 0 | 0 | 401.2049 | 274.9449 | 259.7141 | 247.2007 | 0 | 0 | 0 | 0 | 0 | 15.3634 | 15.273 | 9.6714 | 0 | 0 | 0 | 0 | -287.3673 | -150.0299 | -116.6579 | -109.3644 | 0.40901 | 0.39641 | 0.37719 | 0.36382 | -117.5355 | -59.4733 | -44.0018 | -39.7892
2 | 25 | 8 | 380.1922 | 376.3212 | 374.1477 | 372.4879 | 0 | 0 | 0 | 0 | 249.1634 | 198.1115 | 158.227 | 185.2833 | 0 | 0 | 0 | 0 | 432.4132 | 311.3354 | 306.1686 | 302.6799 | 0 | 0 | 0 | 0 | 0 | -6.5017 | -1.5487 | 0 | 0 | 0 | 0 | 0 | -301.3845 | -126.624 | -88.6992 | -115.4753 | 0.4026 | 0.40314 | 0.38075 | 0.37732 | -121.3384 | -51.0477 | -33.7722 | -43.5707
2 | 25 | 9 | 402.5095 | 399.9669 | 399.7416 | 400.2559 | 0 | 0 | 0 | 0 | 193.3026 | 150.1051 | 131.3169 | 142.2546 | 0 | 0 | 0 | 0 | 473.9874 | 392.8386 | 403.1042 | 413.3638 | 0 | 0 | 0 | 0 | 0 | -5.4834 | -4.3169 | 24.8646 | 0 | 0 | 0 | 0 | -264.7805 | -137.4934 | -130.3627 | -180.2271 | 0.40979 | 0.40905 | 0.39309 | 0.38587 | -108.5038 | -56.2413 | -51.2436 | -69.5434
2 | 25 | 10 | 418.8402 | 416.6693 | 416.8769 | 417.7065 | 0 | 0 | 0 | 0 | 154.6942 | 113.8454 | 144.6882 | 142.2546 | 0 | 0 | 0 | 0 | 522.9608 | 461.4843 | 485.1269 | 507.4889 | 0 | 0 | 0 | 0 | 0 | -12.927 | -3.7355 | -33.9883 | 0 | 0 | 0 | 0 | -258.8148 | -145.7335 | -209.2027 | -198.0487 | 0.4056 | 0 | 0 | 0 | -104.9765 | 0 | 0 | 0
2 | 25 | 11 | 429.0349 | 427.1227 | 427.3808 | 427.9125 | 0 | 0 | 0 | 0 | 144.6819 | 121.9662 | 130.795 | 132.3963 | 0 | 0 | 0 | 0 | 527.7432 | 463.8198 | 493.1305 | 520.7091 | 0 | 0 | 0 | 0 | 0 | -31.4508 | -27.3845 | -28.6005 | 0 | 0 | 0 | 0 | -243.3902 | -127.2125 | -169.1602 | -196.5924 | 0.40256 | 0 | 0 | 0 | -97.9789 | 0 | 0 | 0
2 | 25 | 12 | 429.8361 | 428.2777 | 428.7278 | 429.1858 | 0 | 0 | 0 | 0 | 146.657 | 104.347 | 119.5024 | 100.5924 | 0 | 0 | 0 | 0 | 569.4014 | 519.0793 | 557.0997 | 592.5651 | 0 | 0 | 0 | 0 | 0 | -24.4607 | -27.6523 | -30.9271 | 0 | 0 | 0 | 0 | -286.2223 | -170.6879 | -220.2219 | -233.0446 | 0.3965 | 0 | 0 | 0 | -113.4876 | 0 | 0 | 0
2 | 25 | 13 | 429.1096 | 428.6717 | 430.2815 | 431.6784 | 0 | 0 | 0 | 0 | 146.7581 | 104.347 | 120.7455 | 100.5924 | 0 | 0 | 0 | 0 | 559.3708 | 491.808 | 531.7258 | 569.1756 | 0 | 0 | 0 | 0 | 0 | -24.5025 | -27.6779 | -28.8527 | 0 | 0 | 0 | 0 | -277.0193 | -142.9808 | -194.5119 | -209.2369 | 0.39531 | 0 | 0 | 0 | -109.5087 | 0 | 0 | 0
2 | 25 | 14 | 426.9162 | 427.1634 | 429.5483 | 431.667 | 0 | 0 | 0 | 0 | 160.2009 | 104.347 | 102.3133 | 100.8965 | 0 | 0 | 0 | 0 | 578.8862 | 511.3025 | 549.2781 | 584.9127 | 0 | 0 | 0 | 0 | 0 | -24.5274 | -27.7506 | -28.2 | 0 | 0 | 0 | 0 | -312.1709 | -163.9587 | -194.2925 | -225.9422 | 0.39361 | 0 | 0 | 0 | -122.8743 | 0 | 0 | 0
2 | 25 | 15 | 426.7207 | 427.7698 | 431.0118 | 433.8581 | 0 | 0 | 0 | 0 | 172.556 | 104.347 | 131.0935 | 104.2206 | 0 | 0 | 0 | 0 | 565.5316 | 492.9775 | 521.0401 | 547.5318 | 0 | 0 | 0 | 0 | 0 | -24.6275 | -23.8409 | -22.355 | 0 | 0 | 0 | 0 | -311.3669 | -144.9273 | -197.2809 | -195.5394 | 0.39648 | 0 | 0 | 0 | -123.4517 | 0 | 0 | 0
2 | 25 | 16 | 428.8901 | 432.1606 | 437.871 | 442.9116 | 0 | 0 | 0 | 0 | 208.8601 | 152.2497 | 131.0977 | 153.7508 | 0 | 0 | 0 | 0 | 541.7675 | 475.1437 | 492.6157 | 509.3945 | 0 | 0 | 0 | 0 | 0 | -1.4975 | -1.7062 | 3.8763 | 0 | 0 | 0 | 0 | -321.7375 | -193.7353 | -184.1362 | -224.11 | 0.40398 | 0 | 0.39996 | 0 | -129.9764 | 0 | -73.6476 | 0
2 | 25 | 17 | 436.9981 | 442.3538 | 450.3614 | 457.3844 | 0 | 0 | 0 | 0 | 264.72 | 152.8517 | 138.1164 | 190.8617 | 0 | 0 | 0 | 0 | 459.6421 | 411.186 | 416.0673 | 421.484 | 0 | 0 | 0 | 0 | 0 | -3.1596 | -1.41 | 2.7693 | 0 | 0 | 0 | 0 | -287.364 | -118.5242 | -102.4123 | -157.7306 | 0.4024 | 0.40819 | 0.40418 | 0.39462 | -115.6355 | -48.3803 | -41.3928 | -62.2434
2 | 25 | 18 | 469.482 | 477.0369 | 487.5834 | 496.7972 | 0 | 0 | 0 | 0 | 276.0943 | 208.4704 | 198.0414 | 218.3192 | 0 | 0 | 0 | 0 | 372.4954 | 303.7407 | 291.0845 | 280.8586 | 0 | 0 | 0 | 0 | 0 | 1.343 | 1.0613 | 13.1905 | 0 | 0 | 0 | 0 | -179.1076 | -36.5172 | -2.6038 | -15.5711 | 0.40342 | 0.39939 | 0.39298 | 0.37664 | -72.2549 | -14.5846 | -1.0233 | -5.8647
2 | 25 | 19 | 512.9998 | 523.4057 | 537.2428 | 549.291 | 0 | 0 | 0 | 0 | 292.0387 | 233.8652 | 220.4716 | 225.4502 | 0 | 0 | 0 | 0 | 342.0456 | 282.0381 | 263.8664 | 248.4435 | 0 | 0 | 0 | 0 | 0 | -0.66874 | 30.6617 | 25.9585 | 0 | 0 | 0 | 0 | -121.0845 | 8.1711 | 22.2431 | 49.4387 | 0.41293 | 0.40451 | 0.39736 | 0.38359 | -49.9991 | 3.3053 | 8.8385 | 18.9642
2 | 25 | 20 | 507.5625 | 517.8913 | 531.5257 | 543.2838 | 0 | 0 | 0 | 0 | 317.7837 | 245.6093 | 229.3071 | 237.3079 | 0 | 0 | 0 | 0 | 365.073 | 290.379 | 271.6359 | 255.6533 | 0 | 0 | 0 | 0 | 0 | 9.6026 | 3.511 | 34.741 | 0 | 0 | 0 | 0 | -175.2941 | -27.6997 | 27.0717 | 15.5816 | 0.4122 | 0.4033 | 0.397 | 0.38296 | -72.2565 | -11.1712 | 10.7474 | 5.9672
2 | 25 | 21 | 497.7446 | 508.2035 | 521.8333 | 533.4689 | 0 | 0 | 0 | 0 | 300.9768 | 247.793 | 236.5601 | 274.6582 | 0 | 0 | 0 | 0 | 362.958 | 273.3863 | 258.516 | 246.1028 | 0 | 0 | 0 | 0 | 0 | 0 | 7.1763 | 9.4 | 0 | 0 | 0 | 0 | -166.1902 | -12.9759 | 19.581 | 3.3078 | 0.40612 | 0.40218 | 0.39602 | 0.38156 | -67.4931 | -5.2186 | 7.7544 | 1.2621
2 | 25 | 22 | 472.9148 | 483.0689 | 496.2203 | 507.4094 | 0 | 0 | 0 | 0 | 276.4119 | 259.7226 | 240.1353 | 275.5673 | 0 | 0 | 0 | 0 | 345.9437 | 263.5714 | 247.9623 | 234.8647 | 0 | 0 | 0 | 0 | 0 | 0 | 1.708 | 9.4 | 0 | 0 | 0 | 0 | -149.4408 | -40.2251 | 6.4147 | -12.4226 | 0.41109 | 0.39872 | 0.39241 | 0.37595 | -61.4342 | -16.0385 | 2.5172 | -4.6703
2 | 25 | 23 | 435.0085 | 444.8895 | 457.5526 | 468.31 | 0 | 0 | 0 | 0 | 267.9753 | 216.149 | 233.9487 | 266.0115 | 0 | 0 | 0 | 0 | 336.4289 | 267.0741 | 246.7451 | 229.1481 | 0 | 0 | 0 | 0 | 0 | 30.7458 | 7.8144 | 3.6383 | 0 | 0 | 0 | 0 | -169.3957 | -69.0795 | -30.9556 | -30.4879 | 0.41371 | 0.39663 | 0.38604 | 0.36606 | -70.0808 | -27.3987 | -11.95 | -11.1603
2 | 25 | 24 | 394.1433 | 401.9413 | 412.0841 | 420.5837 | 0 | 0 | 0 | 0 | 245.8003 | 215.3225 | 270.383 | 244.5472 | 0 | 0 | 0 | 0 | 338.4918 | 258.9788 | 237.8132 | 219.4228 | 0 | 0 | 0 | 0 | 0 | 1.9362 | 14.0514 | 1.7182 | 0 | 0 | 0 | 0 | -190.1488 | -74.2962 | -110.1635 | -45.1045 | 0.40639 | 0.39199 | 0.37547 | 0.36382 | -77.2743 | -29.1231 | -41.3629 | -16.41
2 | 26 | 1 | 369.0609 | 374.571 | 382.0046 | 388.0312 | 0 | 0 | 0 | 0 | 165.9742 | 236.2172 | 243.0752 | 172.6739 | 0 | 0 | 0 | 0 | 338.7238 | 254.9936 | 233.8214 | 215.4217 | 0 | 0 | 0 | 0 | 0 | 6.1492 | 7.8144 | -1.4295 | 0 | 0 | 0 | 0 | -135.6371 | -122.789 | -102.7065 | 1.3652 | 0.40941 | 0.38749 | 0.36569 | 0.36737 | -55.5307 | -47.5793 | -37.5582 | 0.50152
2 | 26 | 2 | 355.3334 | 358.9712 | 364.2911 | 368.4703 | 0 | 0 | 0 | 0 | 138.951 | 187.676 | 192.6152 | 166.1979 | 0 | 0 | 0 | 0 | 327.7589 | 252.4594 | 230.0641 | 210.484 | 0 | 0 | 0 | 0 | 0 | 0 | 0 | -2.3819 | 0 | 0 | 0 | 0 | -111.3764 | -81.1642 | -58.3882 | -5.8296 | 0.40877 | 0.38552 | 0.36832 | 0.36522 | -45.5274 | -31.2908 | -21.5055 | -2.1291
2 | 26 | 3 | 349.7234 | 351.7371 | 355.2616 | 357.88 | 0 | 0 | 0 | 0 | 127.7191 | 184.1317 | 166.2271 | 147.8666 | 0 | 0 | 0 | 0 | 319.3608 | 244.6825 | 223.6251 | 205.2763 | 0 | 0 | 0 | 0 | 0 | 1.5908 | -3.2847 | -3.5926 | 0 | 0 | 0 | 0 | -97.3566 | -78.668 | -31.306 | 8.3297 | 0.40833 | 0.3849 | 0.36884 | 0.36626 | -39.7539 | -30.2792 | -11.5469 | 3.0509
2 | 26 | 4 | 351.6332 | 352.4132 | 354.5834 | 355.9999 | 0 | 0 | 0 | 0 | 131.7406 | 204.0171 | 161.3987 | 121.1706 | 0 | 0 | 0 | 0 | 325.6965 | 246.1351 | 225.6631 | 207.9013 | 0 | 0 | 0 | 0 | 0 | 26.9364 | 1.7449 | -6.436 | 0 | 0 | 0 | 0 | -105.8039 | -124.6754 | -34.2233 | 33.364 | 0.40772 | 0.37892 | 0.36678 | 0.36631 | -43.138 | -47.2421 | -12.5526 | 12.2214
2 | 26 | 5 | 362.6515 | 362.14 | 362.9302 | 363.1134 | 0 | 0 | 0 | 0 | 145.4779 | 248.6986 | 232.5955 | 135.813 | 0 | 0 | 0 | 0 | 338.1442 | 259.9421 | 239.0652 | 221.0816 | 0 | 0 | 0 | 0 | 0 | 1.6457 | 0 | -5.6957 | 0 | 0 | 0 | 0 | -120.9706 | -148.1465 | -108.7304 | 11.9145 | 0.409 | 0.38297 | 0.36528 | 0.36514 | -49.4772 | -56.7363 | -39.7168 | 4.3505
2 | 26 | 6 | 392.738 | 391.1632 | 390.9572 | 390.2919 | 0 | 0 | 0 | 0 | 220.2806 | 202.0231 | 198.1348 | 210.9612 | 0 | 0 | 0 | 0 | 333.3723 | 267.9141 | 247.5888 | 230.1475 | 0 | 0 | 0 | 0 | 0 | 23.6087 | 15.7842 | 0 | 0 | 0 | 0 | 0 | -160.9149 | -102.3827 | -70.5506 | -50.8167 | 0.4104 | 0.38709 | 0.36491 | 0.36382 | -66.0395 | -39.6317 | -25.7449 | -18.4883
2 | 26 | 7 | 446.2479 | 444.9693 | 445.5162 | 445.716 | 0 | 0 | 0 | 0 | 252.3648 | 222.0496 | 201.3581 | 209.6332 | 0 | 0 | 0 | 0 | 345.5372 | 284.7591 | 264.9178 | 247.781 | 0 | 0 | 0 | 0 | 0 | 15.3634 | 15.273 | 9.6714 | 0 | 0 | 0 | 0 | -151.6541 | -77.2028 | -36.0329 | -21.3696 | 0.40901 | 0.39641 | 0.37719 | 0.36382 | -62.0277 | -30.604 | -13.5911 | -7.7747
2 | 26 | 8 | 479.1699 | 478.5085 | 480.2763 | 482.0126 | 0 | 0 | 0 | 0 | 249.1634 | 198.1115 | 158.227 | 185.2833 | 0 | 0 | 0 | 0 | 386.7296 | 359.543 | 350.0819 | 342.0356 | 0 | 0 | 0 | 0 | 0 | -6.5017 | -1.5487 | 0 | 0 | 0 | 0 | 0 | -156.7231 | -72.6443 | -26.484 | -45.3062 | 0.4026 | 0.40314 | 0.38075 | 0.37732 | -63.0973 | -29.2861 | -10.0838 | -17.0948
2 | 26 | 9 | 494.852 | 495.304 | 498.7557 | 502.4385 | 0 | 0 | 0 | 0 | 193.3026 | 150.1051 | 131.3169 | 142.2546 | 0 | 0 | 0 | 0 | 421.9213 | 418.8303 | 430.4681 | 441.414 | 0 | 0 | 0 | 0 | 0 | -5.4834 | -4.3169 | 24.8646 | 0 | 0 | 0 | 0 | -120.3718 | -68.1481 | -58.7124 | -106.0947 | 0.40979 | 0.40905 | 0.39309 | 0.38587 | -49.3269 | -27.8758 | -23.079 | -40.9383
2 | 26 | 10 | 505.167 | 505.7955 | 509.4406 | 513.2323 | 0 | 0 | 0 | 0 | 154.6942 | 113.8454 | 144.6882 | 142.2546 | 0 | 0 | 0 | 0 | 454.7851 | 449.2601 | 474.3395 | 497.6281 | 0 | 0 | 0 | 0 | 0 | -12.927 | -3.7355 | -33.9883 | 0 | 0 | 0 | 0 | -104.3123 | -44.3831 | -105.8515 | -92.6621 | 0.4056 | 0 | 0 | 0 | -42.3096 | 0 | 0 | 0
2 | 26 | 11 | 512.92 | 513.728 | 517.3264 | 520.7363 | 0 | 0 | 0 | 0 | 144.6819 | 121.9662 | 130.795 | 132.3963 | 0 | 0 | 0 | 0 | 455.9458 | 441.2248 | 474.1528 | 504.8146 | 0 | 0 | 0 | 0 | 0 | -31.4508 | -27.3845 | -28.6005 | 0 | 0 | 0 | 0 | -87.7078 | -18.0122 | -60.2369 | -87.8741 | 0.40256 | 0 | 0 | 0 | -35.3075 | 0 | 0 | 0
2 | 26 | 12 | 512.6065 | 513.7322 | 517.4781 | 520.7761 | 0 | 0 | 0 | 0 | 146.657 | 104.347 | 119.5024 | 100.5924 | 0 | 0 | 0 | 0 | 449.368 | 439.6474 | 477.5872 | 512.8897 | 0 | 0 | 0 | 0 | 0 | -24.4607 | -27.6523 | -30.9271 | 0 | 0 | 0 | 0 | -83.4186 | -5.8015 | -51.9591 | -61.7789 | 0.3965 | 0 | 0 | 0 | -33.0756 | 0 | 0 | 0
2 | 26 | 13 | 511.5968 | 513.8339 | 518.7283 | 522.9555 | 0 | 0 | 0 | 0 | 146.7581 | 104.347 | 120.7455 | 100.5924 | 0 | 0 | 0 | 0 | 430.8845 | 410.1575 | 449.5388 | 486.3087 | 0 | 0 | 0 | 0 | 0 | -24.5025 | -27.6779 | -28.8527 | 0 | 0 | 0 | 0 | -66.0457 | 23.8319 | -23.8781 | -35.0929 | 0.39531 | 0 | 0 | 0 | -26.1086 | 0 | 0 | 0
2 | 26 | 14 | 509.6688 | 512.5996 | 518.2797 | 523.2378 | 0 | 0 | 0 | 0 | 160.2009 | 104.347 | 102.3133 | 100.8965 | 0 | 0 | 0 | 0 | 442.1142 | 384.1572 | 424.9478 | 463.3936 | 0 | 0 | 0 | 0 | 0 | -24.5274 | -27.7506 | -28.2 | 0 | 0 | 0 | 0 | -92.6463 | 48.6227 | 18.7692 | -12.8523 | 0.39361 | 0 | 0 | 0 | -36.4667 | 0 | 0 | 0
2 | 26 | 15 | 505.1208 | 508.7122 | 515.0762 | 520.6124 | 0 | 0 | 0 | 0 | 172.556 | 104.347 | 131.0935 | 104.2206 | 0 | 0 | 0 | 0 | 469.9976 | 395.643 | 431.5606 | 465.7653 | 0 | 0 | 0 | 0 | 0 | -24.6275 | -23.8409 | -22.355 | 0 | 0 | 0 | 0 | -137.4328 | 33.3497 | -23.737 | -27.0186 | 0.39648 | 0 | 0 | 0 | -54.4898 | 0 | 0 | 0
2 | 26 | 16 | 502.9022 | 508.5727 | 517.2303 | 524.8104 | 0 | 0 | 0 | 0 | 208.8601 | 152.2497 | 131.0977 | 153.7508 | 0 | 0 | 0 | 0 | 422.6022 | 334.7713 | 367.8298 | 399.6927 | 0 | 0 | 0 | 0 | 0 | -1.4975 | -1.7062 | 3.8763 | 0 | 0 | 0 | 0 | -128.5601 | 23.0493 | 20.009 | -32.5095 | 0.40398 | 0 | 0.39996 | 0 | -51.936 | 0 | 8.0029 | 0
2 | 26 | 17 | 505.189 | 512.756 | 523.479 | 532.8417 | 0 | 0 | 0 | 0 | 264.72 | 152.8517 | 138.1164 | 190.8617 | 0 | 0 | 0 | 0 | 338.8367 | 261.2164 | 287.0673 | 312.4139 | 0 | 0 | 0 | 0 | 0 | -3.1596 | -1.41 | 2.7693 | 0 | 0 | 0 | 0 | -98.3677 | 101.8476 | 99.7053 | 26.7968 | 0.4024 | 0.40819 | 0.40418 | 0.39462 | -39.5833 | 41.5731 | 40.2987 | 10.5745
2 | 26 | 18 | 526.5259 | 535.9307 | 548.7487 | 559.9198 | 0 | 0 | 0 | 0 | 276.0943 | 208.4704 | 198.0414 | 218.3192 | 0 | 0 | 0 | 0 | 259.5449 | 180.7806 | 185.9912 | 192.7231 | 0 | 0 | 0 | 0 | 0 | 1.343 | 1.0613 | 13.1905 | 0 | 0 | 0 | 0 | -9.1132 | 145.3367 | 163.6548 | 135.6869 | 0.40342 | 0.39939 | 0.39298 | 0.37664 | -3.6764 | 58.046 | 64.3134 | 51.105
2 | 26 | 19 | 571.7954 | 584.1079 | 600.2863 | 614.3519 | 0 | 0 | 0 | 0 | 292.0387 | 233.8652 | 220.4716 | 225.4502 | 0 | 0 | 0 | 0 | 240.3872 | 179.9488 | 178.0505 | 178.1002 | 0 | 0 | 0 | 0 | 0 | -0.66874 | 30.6617 | 25.9585 | 0 | 0 | 0 | 0 | 39.3694 | 170.9627 | 171.1026 | 184.8429 | 0.41293 | 0.40451 | 0.39736 | 0.38359 | 16.2567 | 69.1559 | 67.9891 | 70.9039
2 | 26 | 20 | 564.8365 | 577.0226 | 592.9376 | 606.6609 | 0 | 0 | 0 | 0 | 317.7837 | 245.6093 | 229.3071 | 237.3079 | 0 | 0 | 0 | 0 | 236.1569 | 189.0269 | 185.4711 | 183.8128 | 0 | 0 | 0 | 0 | 0 | 9.6026 | 3.511 | 34.741 | 0 | 0 | 0 | 0 | 10.896 | 132.7837 | 174.6485 | 150.7992 | 0.4122 | 0.4033 | 0.397 | 0.38296 | 4.4913 | 53.551 | 69.3346 | 57.7507
2 | 26 | 21 | 549.0735 | 561.1969 | 576.8707 | 590.2675 | 0 | 0 | 0 | 0 | 300.9768 | 247.793 | 236.5601 | 274.6582 | 0 | 0 | 0 | 0 | 235.2206 | 185.7617 | 183.4888 | 183.0511 | 0 | 0 | 0 | 0 | 0 | 0 | 7.1763 | 9.4 | 0 | 0 | 0 | 0 | 12.876 | 127.6422 | 149.6455 | 123.1581 | 0.40612 | 0.40218 | 0.39602 | 0.38156 | 5.2292 | 51.3346 | 59.2622 | 46.9926
2 | 26 | 22 | 514.8308 | 526.3441 | 541.1647 | 553.7919 | 0 | 0 | 0 | 0 | 276.4119 | 259.7226 | 240.1353 | 275.5673 | 0 | 0 | 0 | 0 | 257.7027 | 191.4984 | 192.0887 | 194.4484 | 0 | 0 | 0 | 0 | 0 | 0 | 1.708 | 9.4 | 0 | 0 | 0 | 0 | -19.2838 | 75.1231 | 107.2327 | 74.3762 | 0.41109 | 0.39872 | 0.39241 | 0.37595 | -7.9274 | 29.953 | 42.0793 | 27.9616
2 | 26 | 23 | 467.0515 | 477.9716 | 491.9107 | 503.7675 | 0 | 0 | 0 | 0 | 267.9753 | 216.149 | 233.9487 | 266.0115 | 0 | 0 | 0 | 0 | 278.6788 | 197.7919 | 201.7911 | 207.41 | 0 | 0 | 0 | 0 | 0 | 30.7458 | 7.8144 | 3.6383 | 0 | 0 | 0 | 0 | -79.6025 | 33.2848 | 48.3564 | 26.7077 | 0.41371 | 0.39663 | 0.38604 | 0.36606 | -32.9324 | 13.2016 | 18.6673 | 9.7766
2 | 26 | 24 | 421.356 | 430.0364 | 441.2628 | 450.6962 | 0 | 0 | 0 | 0 | 245.8003 | 215.3225 | 270.383 | 244.5472 | 0 | 0 | 0 | 0 | 261.5517 | 191.1553 | 193.8484 | 198.0856 | 0 | 0 | 0 | 0 | 0 | 1.9362 | 14.0514 | 1.7182 | 0 | 0 | 0 | 0 | -85.9961 | 21.6225 | -37.02 | 6.3451 | 0.40639 | 0.39199 | 0.37547 | 0.36382 | -34.9478 | 8.4757 | -13.8998 | 2.3085
2 | 27 | 1 | 387.5684 | 393.6786 | 401.8491 | 408.5108 | 0 | 0 | 0 | 0 | 165.9742 | 236.2172 | 243.0752 | 172.6739 | 0 | 0 | 0 | 0 | 249.6118 | 194.5044 | 193.2228 | 193.5477 | 0 | 0 | 0 | 0 | 0 | 6.1492 | 7.8144 | -1.4295 | 0 | 0 | 0 | 0 | -28.0176 | -43.1922 | -42.2633 | 43.7188 | 0.40941 | 0.38749 | 0.36569 | 0.36737 | -11.4706 | -16.7365 | -15.455 | 16.0609
2 | 27 | 2 | 372.7615 | 376.9645 | 382.9784 | 387.7555 | 0 | 0 | 0 | 0 | 138.951 | 187.676 | 192.6152 | 166.1979 | 0 | 0 | 0 | 0 | 254.1171 | 197.6708 | 194.6862 | 193.4268 | 0 | 0 | 0 | 0 | 0 | 0 | 0 | -2.3819 | 0 | 0 | 0 | 0 | -20.3065 | -8.3823 | -4.323 | 30.5128 | 0.40877 | 0.38552 | 0.36832 | 0.36522 | -8.3007 | -3.2316 | -1.5922 | 11.1437
2 | 27 | 3 | 365.736 | 368.269 | 372.4311 | 375.599 | 0 | 0 | 0 | 0 | 127.7191 | 184.1317 | 166.2271 | 147.8666 | 0 | 0 | 0 | 0 | 276.6162 | 210.2864 | 206.9795 | 205.499 | 0 | 0 | 0 | 0 | 0 | 1.5908 | -3.2847 | -3.5926 | 0 | 0 | 0 | 0 | -38.5992 | -27.7399 | 2.5092 | 25.826 | 0.40833 | 0.3849 | 0.36884 | 0.36626 | -15.7613 | -10.677 | 0.92551 | 9.4591
2 | 27 | 4 | 363.8771 | 365.0542 | 367.7119 | 369.5485 | 0 | 0 | 0 | 0 | 131.7406 | 204.0171 | 161.3987 | 121.1706 | 0 | 0 | 0 | 0 | 280.4804 | 211.7342 | 208.7384 | 207.5534 | 0 | 0 | 0 | 0 | 0 | 26.9364 | 1.7449 | -6.436 | 0 | 0 | 0 | 0 | -48.3438 | -77.6335 | -4.1701 | 47.2605 | 0.40772 | 0.37892 | 0.36678 | 0.36631 | -19.7105 | -29.4169 | -1.5295 | 17.3118
2 | 27 | 5 | 373.7985 | 373.6484 | 374.8825 | 375.4481 | 0 | 0 | 0 | 0 | 145.4779 | 248.6986 | 232.5955 | 135.813 | 0 | 0 | 0 | 0 | 277.4996 | 213.74 | 210.0484 | 208.1766 | 0 | 0 | 0 | 0 | 0 | 1.6457 | 0 | -5.6957 | 0 | 0 | 0 | 0 | -49.179 | -90.436 | -67.7614 | 37.1542 | 0.409 | 0.38297 | 0.36528 | 0.36514 | -20.1143 | -34.6346 | -24.7517 | 13.5667
2 | 27 | 6 | 409.0691 | 408.0239 | 408.4682 | 408.3633 | 0 | 0 | 0 | 0 | 220.2806 | 202.0231 | 198.1348 | 210.9612 | 0 | 0 | 0 | 0 | 296.415 | 218.3078 | 216.5948 | 216.6883 | 0 | 0 | 0 | 0 | 0 | 23.6087 | 15.7842 | 0 | 0 | 0 | 0 | 0 | -107.6264 | -35.9157 | -22.0456 | -19.2862 | 0.4104 | 0.38709 | 0.36491 | 0.36382 | -44.1699 | -13.9027 | -8.0447 | -7.0167
2 | 27 | 7 | 464.0299 | 463.3279 | 464.5829 | 465.3928 | 0 | 0 | 0 | 0 | 252.3648 | 222.0496 | 201.3581 | 209.6332 | 0 | 0 | 0 | 0 | 338.9556 | 242.2331 | 239.3975 | 238.3443 | 0 | 0 | 0 | 0 | 0 | 15.3634 | 15.273 | 9.6714 | 0 | 0 | 0 | 0 | -127.2905 | -16.3181 | 8.5542 | 7.744 | 0.40901 | 0.39641 | 0.37719 | 0.36382 | -52.0628 | -6.4687 | 3.2265 | 2.8174
2 | 27 | 8 | 489.5913 | 489.2679 | 491.4507 | 493.5446 | 0 | 0 | 0 | 0 | 249.1634 | 198.1115 | 158.227 | 185.2833 | 0 | 0 | 0 | 0 | 423.1443 | 324.0892 | 332.4076 | 341.3703 | 0 | 0 | 0 | 0 | 0 | -6.5017 | -1.5487 | 0 | 0 | 0 | 0 | 0 | -182.7164 | -26.4311 | 2.3648 | -33.109 | 0.4026 | 0.40314 | 0.38075 | 0.37732 | -73.5623 | -10.6555 | 0.90039 | -12.4926
2 | 27 | 9 | 503.0972 | 503.8166 | 507.5966 | 511.5623 | 0 | 0 | 0 | 0 | 193.3026 | 150.1051 | 131.3169 | 142.2546 | 0 | 0 | 0 | 0 | 482.4609 | 382.1763 | 407.9371 | 432.7037 | 0 | 0 | 0 | 0 | 0 | -5.4834 | -4.3169 | 24.8646 | 0 | 0 | 0 | 0 | -172.6662 | -22.9814 | -27.3405 | -88.2606 | 0.40979 | 0.40905 | 0.39309 | 0.38587 | -70.7565 | -9.4005 | -10.7471 | -34.0567
2 | 27 | 10 | 510.8997 | 511.7141 | 515.5875 | 519.5758 | 0 | 0 | 0 | 0 | 154.6942 | 113.8454 | 144.6882 | 142.2546 | 0 | 0 | 0 | 0 | 546.666 | 452.9709 | 487.698 | 520.4418 | 0 | 0 | 0 | 0 | 0 | -12.927 | -3.7355 | -33.9883 | 0 | 0 | 0 | 0 | -190.4606 | -42.1753 | -113.0631 | -109.1323 | 0.4056 | 0 | 0 | 0 | -77.2517 | 0 | 0 | 0
2 | 27 | 11 | 516.441 | 517.3632 | 521.1018 | 524.6325 | 0 | 0 | 0 | 0 | 144.6819 | 121.9662 | 130.795 | 132.3963 | 0 | 0 | 0 | 0 | 563.1311 | 470.4803 | 506.5686 | 540.5365 | 0 | 0 | 0 | 0 | 0 | -31.4508 | -27.3845 | -28.6005 | 0 | 0 | 0 | 0 | -191.372 | -43.6325 | -88.8773 | -119.6998 | 0.40256 | 0 | 0 | 0 | -77.0385 | 0 | 0 | 0
2 | 27 | 12 | 517.3661 | 518.6461 | 522.5816 | 526.0429 | 0 | 0 | 0 | 0 | 146.657 | 104.347 | 119.5024 | 100.5924 | 0 | 0 | 0 | 0 | 584.2607 | 496.1041 | 539.8128 | 580.7083 | 0 | 0 | 0 | 0 | 0 | -24.4607 | -27.6523 | -30.9271 | 0 | 0 | 0 | 0 | -213.5517 | -57.3444 | -109.0813 | -124.3308 | 0.3965 | 0 | 0 | 0 | -84.6736 | 0 | 0 | 0
2 | 27 | 13 | 514.2509 | 516.574 | 521.5741 | 525.8923 | 0 | 0 | 0 | 0 | 146.7581 | 104.347 | 120.7455 | 100.5924 | 0 | 0 | 0 | 0 | 582.6706 | 485.9846 | 523.5874 | 558.8917 | 0 | 0 | 0 | 0 | 0 | -24.5025 | -27.6779 | -28.8527 | 0 | 0 | 0 | 0 | -215.1778 | -49.2551 | -95.081 | -104.7391 | 0.39531 | 0 | 0 | 0 | -85.0621 | 0 | 0 | 0
2 | 27 | 14 | 512.5529 | 515.5772 | 521.3721 | 526.4292 | 0 | 0 | 0 | 0 | 160.2009 | 104.347 | 102.3133 | 100.8965 | 0 | 0 | 0 | 0 | 546.8549 | 472.6535 | 500.1591 | 526.0082 | 0 | 0 | 0 | 0 | 0 | -24.5274 | -27.7506 | -28.2 | 0 | 0 | 0 | 0 | -194.5029 | -36.896 | -53.3497 | -72.2756 | 0.39361 | 0 | 0 | 0 | -76.5587 | 0 | 0 | 0
2 | 27 | 15 | 508.4295 | 512.1282 | 518.6239 | 524.2737 | 0 | 0 | 0 | 0 | 172.556 | 104.347 | 131.0935 | 104.2206 | 0 | 0 | 0 | 0 | 508.2471 | 440.5258 | 465.2624 | 488.6368 | 0 | 0 | 0 | 0 | 0 | -24.6275 | -23.8409 | -22.355 | 0 | 0 | 0 | 0 | -172.3737 | -8.1172 | -53.8911 | -46.2288 | 0.39648 | 0 | 0 | 0 | -68.3432 | 0 | 0 | 0
2 | 27 | 16 | 507.1132 | 512.9204 | 521.7456 | 529.4702 | 0 | 0 | 0 | 0 | 208.8601 | 152.2497 | 131.0977 | 153.7508 | 0 | 0 | 0 | 0 | 472.0183 | 405.9845 | 426.3359 | 445.8855 | 0 | 0 | 0 | 0 | 0 | -1.4975 | -1.7062 | 3.8763 | 0 | 0 | 0 | 0 | -173.7652 | -43.8163 | -33.9817 | -74.0424 | 0.40398 | 0 | 0.39996 | 0 | -70.1981 | 0 | -13.5914 | 0
2 | 27 | 17 | 511.8594 | 519.6428 | 530.6313 | 540.223 | 0 | 0 | 0 | 0 | 264.72 | 152.8517 | 138.1164 | 190.8617 | 0 | 0 | 0 | 0 | 450.8902 | 361.7362 | 369.9104 | 378.5288 | 0 | 0 | 0 | 0 | 0 | -3.1596 | -1.41 | 2.7693 | 0 | 0 | 0 | 0 | -203.7507 | 8.2145 | 24.0146 | -31.9368 | 0.4024 | 0.40819 | 0.40418 | 0.39462 | -81.9895 | 3.3531 | 9.7062 | -12.6029
2 | 27 | 18 | 536.4166 | 546.1421 | 559.354 | 570.8644 | 0 | 0 | 0 | 0 | 276.0943 | 208.4704 | 198.0414 | 218.3192 | 0 | 0 | 0 | 0 | 384.6634 | 280.094 | 269.1692 | 260.4839 | 0 | 0 | 0 | 0 | 0 | 1.343 | 1.0613 | 13.1905 | 0 | 0 | 0 | 0 | -124.341 | 56.2347 | 91.0821 | 78.8708 | 0.40342 | 0.39939 | 0.39298 | 0.37664 | -50.1611 | 22.4596 | 35.7936 | 29.7058
2 | 27 | 19 | 581.5091 | 594.1367 | 610.7019 | 625.1007 | 0 | 0 | 0 | 0 | 292.0387 | 233.8652 | 220.4716 | 225.4502 | 0 | 0 | 0 | 0 | 331.2487 | 257.5423 | 240.3608 | 225.6239 | 0 | 0 | 0 | 0 | 0 | -0.66874 | 30.6617 | 25.9585 | 0 | 0 | 0 | 0 | -41.7783 | 103.3979 | 119.2077 | 148.068 | 0.41293 | 0.40451 | 0.39736 | 0.38359 | -17.2514 | 41.8254 | 47.3682 | 56.7975
2 | 27 | 20 | 577.2574 | 589.8462 | 606.2559 | 620.4053 | 0 | 0 | 0 | 0 | 317.7837 | 245.6093 | 229.3071 | 237.3079 | 0 | 0 | 0 | 0 | 321.3095 | 255.9524 | 236.7087 | 220.0302 | 0 | 0 | 0 | 0 | 0 | 9.6026 | 3.511 | 34.741 | 0 | 0 | 0 | 0 | -61.8358 | 78.6819 | 136.7291 | 128.3263 | 0.4122 | 0.4033 | 0.397 | 0.38296 | -25.4888 | 31.732 | 54.2808 | 49.1444
2 | 27 | 21 | 559.955 | 572.4313 | 588.5384 | 602.3085 | 0 | 0 | 0 | 0 | 300.9768 | 247.793 | 236.5601 | 274.6582 | 0 | 0 | 0 | 0 | 320.8139 | 251.2475 | 233.6104 | 218.4737 | 0 | 0 | 0 | 0 | 0 | 0 | 7.1763 | 9.4 | 0 | 0 | 0 | 0 | -61.8357 | 73.3908 | 111.1916 | 99.7766 | 0.40612 | 0.40218 | 0.39602 | 0.38156 | -25.1127 | 29.516 | 44.0338 | 38.0711
2 | 27 | 22 | 524.9515 | 536.793 | 552.0166 | 564.9911 | 0 | 0 | 0 | 0 | 276.4119 | 259.7226 | 240.1353 | 275.5673 | 0 | 0 | 0 | 0 | 333.6757 | 252.7018 | 241.8117 | 233.0762 | 0 | 0 | 0 | 0 | 0 | 0 | 1.708 | 9.4 | 0 | 0 | 0 | 0 | -85.1361 | 24.3687 | 68.3616 | 46.9475 | 0.41109 | 0.39872 | 0.39241 | 0.37595 | -34.9989 | 9.7162 | 26.8258 | 17.6498
2 | 27 | 23 | 478.0215 | 489.2973 | 503.6732 | 515.9065 | 0 | 0 | 0 | 0 | 267.9753 | 216.149 | 233.9487 | 266.0115 | 0 | 0 | 0 | 0 | 315.522 | 250.931 | 240.5959 | 232.2978 | 0 | 0 | 0 | 0 | 0 | 30.7458 | 7.8144 | 3.6383 | 0 | 0 | 0 | 0 | -105.4758 | -8.5285 | 21.3142 | 13.9588 | 0.41371 | 0.39663 | 0.38604 | 0.36606 | -43.6365 | -3.3826 | 8.2281 | 5.1097
2 | 27 | 24 | 434.5023 | 443.609 | 455.3589 | 465.2433 | 0 | 0 | 0 | 0 | 245.8003 | 215.3225 | 270.383 | 244.5472 | 0 | 0 | 0 | 0 | 280.1241 | 241.3212 | 228.9226 | 218.5776 | 0 | 0 | 0 | 0 | 0 | 1.9362 | 14.0514 | 1.7182 | 0 | 0 | 0 | 0 | -91.4222 | -14.9709 | -57.9981 | 0.40035 | 0.40639 | 0.39199 | 0.37547 | 0.36382 | -37.1529 | -5.8684 | -21.7764 | 0.14566
2 | 28 | 1 | 402.9795 | 409.5894 | 418.3736 | 425.5641 | 0 | 0 | 0 | 0 | 165.9742 | 236.2172 | 243.0752 | 172.6739 | 0 | 0 | 0 | 0 | 280.4433 | 233.4321 | 223.6087 | 215.7209 | 0 | 0 | 0 | 0 | 0 | 6.1492 | 7.8144 | -1.4295 | 0 | 0 | 0 | 0 | -43.438 | -66.209 | -56.1247 | 38.5988 | 0.40941 | 0.38749 | 0.36569 | 0.36737 | -17.7838 | -25.6552 | -20.524 | 14.18
2 | 28 | 2 | 386.1555 | 390.7928 | 397.3401 | 402.5768 | 0 | 0 | 0 | 0 | 138.951 | 187.676 | 192.6152 | 166.1979 | 0 | 0 | 0 | 0 | 296.5861 | 224.9422 | 219.5492 | 215.8824 | 0 | 0 | 0 | 0 | 0 | 0 | 0 | -2.3819 | 0 | 0 | 0 | 0 | -49.3815 | -21.8254 | -14.8243 | 22.8784 | 0.40877 | 0.38552 | 0.36832 | 0.36522 | -20.1857 | -8.4142 | -5.4601 | 8.3556
2 | 28 | 3 | 382.2441 | 385.3124 | 390.1319 | 393.8662 | 0 | 0 | 0 | 0 | 127.7191 | 184.1317 | 166.2271 | 147.8666 | 0 | 0 | 0 | 0 | 314.0284 | 215.8757 | 215.4912 | 216.6254 | 0 | 0 | 0 | 0 | 0 | 1.5908 | -3.2847 | -3.5926 | 0 | 0 | 0 | 0 | -59.5033 | -16.2858 | 11.6983 | 32.9668 | 0.40833 | 0.3849 | 0.36884 | 0.36626 | -24.2972 | -6.2684 | 4.3148 | 12.0745
2 | 28 | 4 | 375.7318 | 377.2933 | 380.4231 | 382.6664 | 0 | 0 | 0 | 0 | 131.7406 | 204.0171 | 161.3987 | 121.1706 | 0 | 0 | 0 | 0 | 318.6262 | 218.7822 | 219.5382 | 221.7918 | 0 | 0 | 0 | 0 | 0 | 26.9364 | 1.7449 | -6.436 | 0 | 0 | 0 | 0 | -74.635 | -72.4424 | -2.2587 | 46.14 | 0.40772 | 0.37892 | 0.36678 | 0.36631 | -30.4299 | -27.4499 | -0.82844 | 16.9014
2 | 28 | 5 | 386.0778 | 386.3259 | 388.049 | 389.0359 | 0 | 0 | 0 | 0 | 145.4779 | 248.6986 | 232.5955 | 135.813 | 0 | 0 | 0 | 0 | 309.6068 | 217.4107 | 219.1236 | 222.2055 | 0 | 0 | 0 | 0 | 0 | 1.6457 | 0 | -5.6957 | 0 | 0 | 0 | 0 | -69.007 | -81.4292 | -63.6701 | 36.7132 | 0.409 | 0.38297 | 0.36528 | 0.36514 | -28.224 | -31.1853 | -23.2573 | 13.4056
2 | 28 | 6 | 422.5339 | 421.9253 | 422.9058 | 423.2629 | 0 | 0 | 0 | 0 | 220.2806 | 202.0231 | 198.1348 | 210.9612 | 0 | 0 | 0 | 0 | 314.1544 | 219.1128 | 219.4118 | 221.1223 | 0 | 0 | 0 | 0 | 0 | 23.6087 | 15.7842 | 0 | 0 | 0 | 0 | 0 | -111.901 | -22.8192 | -10.425 | -8.8206 | 0.4104 | 0.38709 | 0.36491 | 0.36382 | -45.9242 | -8.8332 | -3.8042 | -3.2091
2 | 28 | 7 | 472.859 | 472.4433 | 474.0498 | 475.1627 | 0 | 0 | 0 | 0 | 252.3648 | 222.0496 | 201.3581 | 209.6332 | 0 | 0 | 0 | 0 | 321.4215 | 233.8875 | 230.5585 | 228.715 | 0 | 0 | 0 | 0 | 0 | 15.3634 | 15.273 | 9.6714 | 0 | 0 | 0 | 0 | -100.9274 | 1.1428 | 26.8602 | 27.1432 | 0.40901 | 0.39641 | 0.37719 | 0.36382 | -41.2801 | 0.45303 | 10.1313 | 9.8753
2 | 28 | 8 | 496.1556 | 496.0451 | 498.4893 | 500.8084 | 0 | 0 | 0 | 0 | 249.1634 | 198.1115 | 158.227 | 185.2833 | 0 | 0 | 0 | 0 | 367.2576 | 338.9326 | 341.8857 | 345.2054 | 0 | 0 | 0 | 0 | 0 | -6.5017 | -1.5487 | 0 | 0 | 0 | 0 | 0 | -120.2654 | -34.4973 | -0.074695 | -29.6803 | 0.4026 | 0.40314 | 0.38075 | 0.37732 | -48.4193 | -13.9074 | -0.02844 | -11.1989
2 | 28 | 9 | 506.1228 | 506.9403 | 510.8408 | 514.9103 | 0 | 0 | 0 | 0 | 193.3026 | 150.1051 | 131.3169 | 142.2546 | 0 | 0 | 0 | 0 | 424.2119 | 437.4878 | 459.0269 | 478.8942 | 0 | 0 | 0 | 0 | 0 | -5.4834 | -4.3169 | 24.8646 | 0 | 0 | 0 | 0 | -111.3917 | -75.1693 | -75.1861 | -131.103 | 0.40979 | 0.40905 | 0.39309 | 0.38587 | -45.6469 | -30.7478 | -29.5545 | -50.5881
2 | 28 | 10 | 511.3951 | 512.2255 | 516.1187 | 520.124 | 0 | 0 | 0 | 0 | 154.6942 | 113.8454 | 144.6882 | 142.2546 | 0 | 0 | 0 | 0 | 448.9023 | 473.0477 | 511.4558 | 546.6287 | 0 | 0 | 0 | 0 | 0 | -12.927 | -3.7355 | -33.9883 | 0 | 0 | 0 | 0 | -92.2014 | -61.7406 | -136.2898 | -134.7709 | 0.4056 | 0 | 0 | 0 | -37.3973 | 0 | 0 | 0
2 | 28 | 11 | 513.5569 | 514.3856 | 518.0094 | 521.4412 | 0 | 0 | 0 | 0 | 144.6819 | 121.9662 | 130.795 | 132.3963 | 0 | 0 | 0 | 0 | 458.338 | 474.4284 | 517.8558 | 557.6857 | 0 | 0 | 0 | 0 | 0 | -31.4508 | -27.3845 | -28.6005 | 0 | 0 | 0 | 0 | -89.463 | -50.5582 | -103.257 | -140.0403 | 0.40256 | 0 | 0 | 0 | -36.0141 | 0 | 0 | 0
2 | 28 | 12 | 507.44 | 508.3981 | 511.9384 | 515.0591 | 0 | 0 | 0 | 0 | 146.657 | 104.347 | 119.5024 | 100.5924 | 0 | 0 | 0 | 0 | 515.0061 | 558.7633 | 598.5801 | 634.6651 | 0 | 0 | 0 | 0 | 0 | -24.4607 | -27.6523 | -30.9271 | 0 | 0 | 0 | 0 | -154.2231 | -130.2515 | -178.4918 | -189.2713 | 0.3965 | 0 | 0 | 0 | -61.1497 | 0 | 0 | 0
2 | 28 | 13 | 501.7239 | 503.6408 | 508.142 | 512.0304 | 0 | 0 | 0 | 0 | 146.7581 | 104.347 | 120.7455 | 100.5924 | 0 | 0 | 0 | 0 | 523.5107 | 564.4708 | 603.8792 | 639.6425 | 0 | 0 | 0 | 0 | 0 | -24.5025 | -27.6779 | -28.8527 | 0 | 0 | 0 | 0 | -168.5449 | -140.6746 | -188.8048 | -199.3517 | 0.39531 | 0 | 0 | 0 | -66.6276 | 0 | 0 | 0
2 | 28 | 14 | 497.3718 | 499.9038 | 505.0942 | 509.6304 | 0 | 0 | 0 | 0 | 160.2009 | 104.347 | 102.3133 | 100.8965 | 0 | 0 | 0 | 0 | 526.6833 | 550.0678 | 587.3198 | 621.1935 | 0 | 0 | 0 | 0 | 0 | -24.5274 | -27.7506 | -28.2 | 0 | 0 | 0 | 0 | -189.5124 | -129.9836 | -156.7882 | -184.2596 | 0.39361 | 0 | 0 | 0 | -74.5944 | 0 | 0 | 0
2 | 28 | 15 | 495.6016 | 498.8844 | 504.8693 | 510.0789 | 0 | 0 | 0 | 0 | 172.556 | 104.347 | 131.0935 | 104.2206 | 0 | 0 | 0 | 0 | 519.6632 | 518.9457 | 554.1697 | 586.4191 | 0 | 0 | 0 | 0 | 0 | -24.6275 | -23.8409 | -22.355 | 0 | 0 | 0 | 0 | -196.6176 | -99.7809 | -156.5531 | -158.2058 | 0.39648 | 0 | 0 | 0 | -77.9555 | 0 | 0 | 0
2 | 28 | 16 | 492.8699 | 498.2152 | 506.4733 | 513.7091 | 0 | 0 | 0 | 0 | 208.8601 | 152.2497 | 131.0977 | 153.7508 | 0 | 0 | 0 | 0 | 495.2585 | 506.6332 | 530.7551 | 552.8157 | 0 | 0 | 0 | 0 | 0 | -1.4975 | -1.7062 | 3.8763 | 0 | 0 | 0 | 0 | -211.2486 | -159.1702 | -153.6733 | -196.7337 | 0.40398 | 0 | 0.39996 | 0 | -85.3408 | 0 | -61.4636 | 0
2 | 28 | 17 | 493.122 | 500.2977 | 510.5401 | 519.4889 | 0 | 0 | 0 | 0 | 264.72 | 152.8517 | 138.1164 | 190.8617 | 0 | 0 | 0 | 0 | 439.6709 | 433.4848 | 441.0583 | 448.3987 | 0 | 0 | 0 | 0 | 0 | -3.1596 | -1.41 | 2.7693 | 0 | 0 | 0 | 0 | -211.2689 | -82.8791 | -67.2245 | -122.5409 | 0.4024 | 0.40819 | 0.40418 | 0.39462 | -85.0148 | -33.8303 | -27.1707 | -48.3569
2 | 28 | 18 | 515.0782 | 524.1118 | 536.4739 | 547.2522 | 0 | 0 | 0 | 0 | 276.0943 | 208.4704 | 198.0414 | 218.3192 | 0 | 0 | 0 | 0 | 347.6675 | 305.5092 | 292.323 | 281.1949 | 0 | 0 | 0 | 0 | 0 | 1.343 | 1.0613 | 13.1905 | 0 | 0 | 0 | 0 | -108.6836 | 8.7892 | 45.0482 | 34.5475 | 0.40342 | 0.39939 | 0.39298 | 0.37664 | -43.8447 | 3.5103 | 17.7031 | 13.0119
2 | 28 | 19 | 570.3799 | 582.6466 | 598.7686 | 612.7856 | 0 | 0 | 0 | 0 | 292.0387 | 233.8652 | 220.4716 | 225.4502 | 0 | 0 | 0 | 0 | 349.3724 | 270.5244 | 258.5424 | 248.7878 | 0 | 0 | 0 | 0 | 0 | -0.66874 | 30.6617 | 25.9585 | 0 | 0 | 0 | 0 | -71.0311 | 78.9258 | 89.0928 | 112.5889 | 0.41293 | 0.40451 | 0.39736 | 0.38359 | -29.3307 | 31.9262 | 35.4018 | 43.188
2 | 28 | 20 | 569.8969 | 582.247 | 598.3636 | 612.2605 | 0 | 0 | 0 | 0 | 317.7837 | 245.6093 | 229.3071 | 237.3079 | 0 | 0 | 0 | 0 | 333.3744 | 268.183 | 254.0084 | 242.1297 | 0 | 0 | 0 | 0 | 0 | 9.6026 | 3.511 | 34.741 | 0 | 0 | 0 | 0 | -81.2612 | 58.852 | 111.5372 | 98.0818 | 0.4122 | 0.4033 | 0.397 | 0.38296 | -33.496 | 23.7348 | 44.2797 | 37.5618
2 | 28 | 21 | 555.4786 | 567.8097 | 583.7385 | 597.355 | 0 | 0 | 0 | 0 | 300.9768 | 247.793 | 236.5601 | 274.6582 | 0 | 0 | 0 | 0 | 291.8863 | 262.4022 | 243.7205 | 227.4155 | 0 | 0 | 0 | 0 | 0 | 0 | 7.1763 | 9.4 | 0 | 0 | 0 | 0 | -37.3845 | 57.6144 | 96.2817 | 85.8813 | 0.40612 | 0.40218 | 0.39602 | 0.38156 | -15.1826 | 23.1711 | 38.1292 | 32.7691
2 | 28 | 22 | 522.2975 | 534.0529 | 549.1708 | 562.0542 | 0 | 0 | 0 | 0 | 276.4119 | 259.7226 | 240.1353 | 275.5673 | 0 | 0 | 0 | 0 | 286.8047 | 262.6803 | 243.1896 | 226.0474 | 0 | 0 | 0 | 0 | 0 | 0 | 1.708 | 9.4 | 0 | 0 | 0 | 0 | -40.9191 | 11.6501 | 64.1379 | 51.0395 | 0.41109 | 0.39872 | 0.39241 | 0.37595 | -16.8216 | 4.6451 | 25.1684 | 19.1882
2 | 28 | 23 | 479.49 | 490.8135 | 505.2479 | 517.5315 | 0 | 0 | 0 | 0 | 267.9753 | 216.149 | 233.9487 | 266.0115 | 0 | 0 | 0 | 0 | 294.5314 | 262.9915 | 242.34 | 224.1064 | 0 | 0 | 0 | 0 | 0 | 30.7458 | 7.8144 | 3.6383 | 0 | 0 | 0 | 0 | -83.0166 | -19.0729 | 21.1447 | 23.7753 | 0.41371 | 0.39663 | 0.38604 | 0.36606 | -34.3449 | -7.5648 | 8.1626 | 8.7031
2 | 28 | 24 | 433.1575 | 442.2207 | 453.917 | 463.7553 | 0 | 0 | 0 | 0 | 245.8003 | 215.3225 | 270.383 | 244.5472 | 0 | 0 | 0 | 0 | 304.5362 | 249.9819 | 230.0812 | 212.5693 | 0 | 0 | 0 | 0 | 0 | 1.9362 | 14.0514 | 1.7182 | 0 | 0 | 0 | 0 | -117.179 | -25.0199 | -60.5986 | 4.9207 | 0.40639 | 0.39199 | 0.37547 | 0.36382 | -47.6202 | -9.8075 | -22.7528 | 1.7903
3 | 1 | 1 | 405.4517 | 412.2543 | 421.2637 | 428.6549 | 0 | 0 | 0 | 0 | 209.5439 | 285.3994 | 256.3246 | 260.0062 | 0 | 0 | 0 | 0 | 303.7 | 245.1363 | 224.9625 | 207.2034 | 0 | 0 | 0 | 0 | 0 | 10.3458 | 13.8688 | 1.4417 | 0 | 0 | 0 | 0 | -107.7922 | -128.6272 | -73.8921 | -39.9964 | 0.41329 | 0.40425 | 0.37696 | 0.36409 | -44.5489 | -51.9974 | -27.8541 | -14.5622
3 | 1 | 2 | 391.8877 | 396.7928 | 403.6531 | 409.1548 | 0 | 0 | 0 | 0 | 199.2324 | 262.8971 | 266.9306 | 203.2864 | 0 | 0 | 0 | 0 | 313.5474 | 243.2877 | 225.4336 | 209.9165 | 0 | 0 | 0 | 0 | 0 | 0.61276 | 8.0623 | -0.98024 | 0 | 0 | 0 | 0 | -120.892 | -110.0047 | -96.7735 | -3.0678 | 0.41212 | 0.40593 | 0.37263 | 0.36396 | -49.8221 | -44.6542 | -36.0603 | -1.1166
3 | 1 | 3 | 380.0512 | 383.0247 | 387.7265 | 391.3539 | 0 | 0 | 0 | 0 | 205.8009 | 235.662 | 282.2043 | 199.3432 | 0 | 0 | 0 | 0 | 307.9384 | 242.3585 | 224.4323 | 208.8539 | 0 | 0 | 0 | 0 | 0 | 2.9683 | 6.3453 | -0.3229 | 0 | 0 | 0 | 0 | -133.6881 | -97.964 | -125.2554 | -16.5203 | 0.41162 | 0.4062 | 0.3735 | 0.36453 | -55.0283 | -39.793 | -46.783 | -6.0221
3 | 1 | 4 | 380.8518 | 382.5133 | 385.7703 | 388.117 | 0 | 0 | 0 | 0 | 204.7347 | 232.0682 | 249.4304 | 199.5077 | 0 | 0 | 0 | 0 | 283.2628 | 237.5921 | 218.7177 | 202.1998 | 0 | 0 | 0 | 0 | 0 | 1.4304 | 9.4804 | -0.41265 | 0 | 0 | 0 | 0 | -107.1456 | -88.5775 | -91.8582 | -13.1779 | 0.4116 | 0.40613 | 0.376 | 0.36469 | -44.1009 | -35.9742 | -34.5386 | -4.8058
3 | 1 | 5 | 392.8577 | 393.2437 | 395.1447 | 396.2804 | 0 | 0 | 0 | 0 | 239.1056 | 253.5814 | 238.7258 | 222.0079 | 0 | 0 | 0 | 0 | 259.5012 | 234.2546 | 212.5953 | 193.4147 | 0 | 0 | 0 | 0 | 0 | 6.8862 | 15.6013 | -1.5047 | 0 | 0 | 0 | 0 | -105.7492 | -101.4785 | -71.7778 | -17.6376 | 0.41177 | 0.4071 | 0.37726 | 0.36626 | -43.5444 | -41.3119 | -27.0786 | -6.4599
3 | 1 | 6 | 432.1334 | 432.1685 | 433.9036 | 434.9279 | 0 | 0 | 0 | 0 | 301.5071 | 258.7581 | 250.0148 | 265.2364 | 0 | 0 | 0 | 0 | 235.4696 | 230.1422 | 206.7103 | 185.8226 | 0 | 0 | 0 | 0 | 0 | 22.3779 | 16.4125 | 10.3748 | 0 | 0 | 0 | 0 | -104.8432 | -79.1097 | -39.234 | -26.5059 | 0.41056 | 0.40853 | 0.38849 | 0.36647 | -43.045 | -32.3185 | -15.2419 | -9.7137
3 | 1 | 7 | 479.4832 | 479.3885 | 481.3859 | 482.8509 | 0 | 0 | 0 | 0 | 310.4125 | 259.5307 | 251.3328 | 250.0593 | 0 | 0 | 0 | 0 | 254.2388 | 243.1218 | 219.1645 | 197.629 | 0 | 0 | 0 | 0 | 0 | 5.8865 | 2.7668 | 4.2464 | 0 | 0 | 0 | 0 | -85.1681 | -29.1504 | 8.1219 | 30.9163 | 0.41103 | 0.41035 | 0.39423 | 0.37873 | -35.0063 | -11.9618 | 3.2019 | 11.7089
3 | 1 | 8 | 506.7081 | 506.9778 | 509.9057 | 512.6691 | 0 | 0 | 0 | 0 | 283.8875 | 214.374 | 205.1429 | 204.7797 | 0 | 0 | 0 | 0 | 300.6972 | 321.8988 | 310.305 | 299.6757 | 0 | 0 | 0 | 0 | 0 | -3.5547 | 2.1012 | 5.3554 | 0 | 0 | 0 | 0 | -77.8766 | -25.7404 | -7.6435 | 2.8583 | 0.409 | 0.28561 | 0.40476 | 0.39541 | -31.8517 | -7.3518 | -3.0938 | 1.1302
3 | 1 | 9 | 516.8292 | 517.6646 | 521.6599 | 525.8401 | 0 | 0 | 0 | 0 | 248.7911 | 194.9509 | 177.3793 | 184.5594 | 0 | 0 | 0 | 0 | 340.8565 | 398.8662 | 408.9603 | 417.6745 | 0 | 0 | 0 | 0 | 0 | -8.9851 | -7.0547 | -9.8195 | 0 | 0 | 0 | 0 | -72.8185 | -67.1674 | -57.6251 | -66.5743 | 0.40919 | 0.27247 | 0.26264 | 0.26837 | -29.7967 | -18.3014 | -15.1349 | -17.8664
3 | 1 | 10 | 516.8138 | 517.3872 | 521.0456 | 524.8691 | 0 | 0 | 0 | 0 | 232.9665 | 170.2743 | 165.5491 | 175.7915 | 0 | 0 | 0 | 0 | 368.6616 | 433.072 | 462.2449 | 488.2909 | 0 | 0 | 0 | 0 | 0 | -24.2656 | -20.4567 | -21.2725 | 0 | 0 | 0 | 0 | -84.8143 | -61.6935 | -86.2916 | -117.9408 | 0.40293 | 0.26868 | 0.26582 | 0.087318 | -34.1739 | -16.5756 | -22.9379 | -10.2983
3 | 1 | 11 | 515.9124 | 516.5117 | 519.9066 | 523.1501 | 0 | 0 | 0 | 0 | 221.3167 | 171.6663 | 161.6298 | 163.8649 | 0 | 0 | 0 | 0 | 394.9826 | 468.8691 | 506.8668 | 540.8542 | 0 | 0 | 0 | 0 | 0 | -22.7809 | -20.6608 | -21.8928 | 0 | 0 | 0 | 0 | -100.3869 | -101.2428 | -127.9292 | -159.6762 | 0.39688 | 0.26972 | 0.26885 | 0 | -39.8413 | -27.3072 | -34.3944 | 0
3 | 1 | 12 | 513.5273 | 514.3093 | 517.685 | 520.6596 | 0 | 0 | 0 | 0 | 205.2173 | 167.0002 | 160.0568 | 158.7006 | 0 | 0 | 0 | 0 | 405.9526 | 480.2239 | 522.4005 | 560.1414 | 0 | 0 | 0 | 0 | 0 | -27.5045 | -26.408 | -26.6776 | 0 | 0 | 0 | 0 | -97.6426 | -105.4102 | -138.3643 | -171.5048 | 0.3979 | 0.26972 | 0.26972 | 0 | -38.8516 | -28.4312 | -37.3195 | 0
3 | 1 | 13 | 505.9245 | 507.4381 | 511.5088 | 515.0076 | 0 | 0 | 0 | 0 | 201.6603 | 168.5639 | 161.5904 | 156.8932 | 0 | 0 | 0 | 0 | 385.3796 | 456.4111 | 497.3896 | 534.1669 | 0 | 0 | 0 | 0 | 0 | -28.091 | -26.7185 | -28.5959 | 0 | 0 | 0 | 0 | -81.1153 | -89.4459 | -120.7526 | -147.4567 | 0.39853 | 0.26972 | 0.26972 | 0 | -32.3267 | -24.1253 | -32.5692 | 0
3 | 1 | 14 | 502.0025 | 504.0106 | 508.6385 | 512.6668 | 0 | 0 | 0 | 0 | 221.9409 | 166.6694 | 159.5054 | 154.7355 | 0 | 0 | 0 | 0 | 385.7203 | 460.0722 | 500.9466 | 537.664 | 0 | 0 | 0 | 0 | 0 | -28.0965 | -26.1007 | -18.5606 | 0 | 0 | 0 | 0 | -105.6588 | -94.6346 | -125.7129 | -161.172 | 0.39819 | 0.26972 | 0.26972 | 0 | -42.0719 | -25.5248 | -33.9071 | 0
3 | 1 | 15 | 495.5639 | 498.1795 | 503.4236 | 507.9703 | 0 | 0 | 0 | 0 | 233.5384 | 173.3733 | 165.6083 | 171.7017 | 0 | 0 | 0 | 0 | 373.0711 | 429.6931 | 466.997 | 500.636 | 0 | 0 | 0 | 0 | 0 | -18.7764 | -14.7671 | -11.4376 | 0 | 0 | 0 | 0 | -111.0456 | -86.1105 | -114.4146 | -152.9298 | 0.40065 | 0.26972 | 0.26972 | 0 | -44.4902 | -23.2257 | -30.8598 | 0
3 | 1 | 16 | 488.8954 | 493.3696 | 500.6439 | 507.0021 | 0 | 0 | 0 | 0 | 243.0192 | 181.5864 | 172.2297 | 192.5798 | 0 | 0 | 0 | 0 | 345.2949 | 392.7941 | 419.7602 | 444.1728 | 0 | 0 | 0 | 0 | 0 | -4.9125 | -4.0235 | -1.4725 | 0 | 0 | 0 | 0 | -99.4187 | -76.0984 | -87.3225 | -128.278 | 0.40929 | 0.26149 | 0.26306 | 0.18532 | -40.6913 | -19.8987 | -22.9711 | -23.7724
3 | 1 | 17 | 488.6294 | 495.51 | 505.4066 | 514.0501 | 0 | 0 | 0 | 0 | 273.2778 | 190.531 | 188.5305 | 201.9218 | 0 | 0 | 0 | 0 | 294.0766 | 352.312 | 364.2192 | 375.1596 | 0 | 0 | 0 | 0 | 0 | -0.78254 | 0.89981 | 1.0318 | 0 | 0 | 0 | 0 | -78.725 | -46.5504 | -48.243 | -64.0631 | 0.40752 | 0.28291 | 0.38057 | 0.3842 | -32.0817 | -13.1697 | -18.3599 | -24.6129
3 | 1 | 18 | 509.6944 | 519.0876 | 531.8293 | 542.9554 | 0 | 0 | 0 | 0 | 315.3435 | 243.2674 | 227.2915 | 246.575 | 0 | 0 | 0 | 0 | 186.1998 | 204.3944 | 198.3476 | 193.7033 | 0 | 0 | 0 | 0 | 0 | -1.0216 | -0.0065066 | 7.5414 | 0 | 0 | 0 | 0 | 8.151 | 72.4474 | 106.1967 | 95.1357 | 0.40644 | 0.41154 | 0.3922 | 0.38465 | 3.3129 | 29.815 | 41.6508 | 36.5939
3 | 1 | 19 | 563.3387 | 575.6088 | 591.7047 | 605.7037 | 0 | 0 | 0 | 0 | 329.5375 | 264.878 | 264.6493 | 263.0636 | 0 | 0 | 0 | 0 | 171.194 | 167.3722 | 159.5203 | 153.4009 | 0 | 0 | 0 | 0 | 0 | 8.3814 | -0.46268 | 16.4353 | 0 | 0 | 0 | 0 | 62.6071 | 134.9771 | 167.9978 | 172.8038 | 0.41784 | 0.42049 | 0.40026 | 0.38866 | 26.16 | 56.757 | 67.2433 | 67.162
3 | 1 | 20 | 567.4005 | 580.1577 | 596.7112 | 610.9958 | 0 | 0 | 0 | 0 | 336.6107 | 277.1671 | 270.752 | 283.2397 | 0 | 0 | 0 | 0 | 170.0044 | 166.5942 | 158.8046 | 152.7362 | 0 | 0 | 0 | 0 | 0 | 22.7348 | 2.3831 | 11.2689 | 0 | 0 | 0 | 0 | 60.7855 | 113.6617 | 164.7715 | 163.751 | 0.41669 | 0.42192 | 0.40093 | 0.38937 | 25.3286 | 47.9566 | 66.0613 | 63.7595
3 | 1 | 21 | 552.9079 | 565.601 | 581.9107 | 595.8581 | 0 | 0 | 0 | 0 | 337.1254 | 283.0234 | 281.0071 | 287.443 | 0 | 0 | 0 | 0 | 161.7064 | 162.8933 | 155.665 | 150.091 | 0 | 0 | 0 | 0 | 0 | 13.4262 | 7.4639 | 18.7696 | 0 | 0 | 0 | 0 | 54.076 | 106.2581 | 137.7748 | 139.5544 | 0.40725 | 0.41222 | 0.39727 | 0.38658 | 22.0222 | 43.802 | 54.7336 | 53.9484
3 | 1 | 22 | 521.3775 | 533.8295 | 549.7068 | 563.2588 | 0 | 0 | 0 | 0 | 324.8634 | 304.3716 | 286.4969 | 291.8032 | 0 | 0 | 0 | 0 | 155.533 | 159.9661 | 153.7652 | 149.1612 | 0 | 0 | 0 | 0 | 0 | 7.8296 | 3.2689 | 8.0984 | 0 | 0 | 0 | 0 | 40.9811 | 61.6623 | 106.1758 | 114.1959 | 0.4092 | 0.40681 | 0.39436 | 0.38072 | 16.7696 | 25.0846 | 41.8717 | 43.477
3 | 1 | 23 | 477.7424 | 489.3705 | 504.1261 | 516.6872 | 0 | 0 | 0 | 0 | 285.7091 | 277.973 | 267.594 | 289.2404 | 0 | 0 | 0 | 0 | 155.0671 | 151.3722 | 147.5229 | 145.1482 | 0 | 0 | 0 | 0 | 0 | 7.2553 | 7.7806 | 8.0635 | 0 | 0 | 0 | 0 | 36.9662 | 52.77 | 81.2286 | 74.2351 | 0.41443 | 0.40564 | 0.38939 | 0.37001 | 15.3198 | 21.4055 | 31.6295 | 27.4676
3 | 1 | 24 | 432.3911 | 441.5992 | 453.4426 | 463.4008 | 0 | 0 | 0 | 0 | 254.9217 | 257.5129 | 277.9996 | 271.01 | 0 | 0 | 0 | 0 | 147.8802 | 141.1465 | 137.5941 | 135.4603 | 0 | 0 | 0 | 0 | 0 | 7.6132 | 3.1912 | 2.4583 | 0 | 0 | 0 | 0 | 29.5892 | 35.3265 | 34.6578 | 54.4723 | 0.41271 | 0.40699 | 0.38318 | 0.36432 | 12.2117 | 14.3775 | 13.2802 | 19.8451
3 | 2 | 1 | 400.7806 | 407.4317 | 416.2552 | 423.486 | 0 | 0 | 0 | 0 | 209.5439 | 285.3994 | 256.3246 | 260.0062 | 0 | 0 | 0 | 0 | 136.8551 | 128.136 | 124.1015 | 121.4735 | 0 | 0 | 0 | 0 | 0 | 10.3458 | 13.8688 | 1.4417 | 0 | 0 | 0 | 0 | 54.3816 | -16.4494 | 21.9603 | 40.5647 | 0.41329 | 0.40425 | 0.37696 | 0.36409 | 22.4751 | -6.6496 | 8.2781 | 14.7691
3 | 2 | 2 | 385.695 | 390.3993 | 397.0129 | 402.3021 | 0 | 0 | 0 | 0 | 199.2324 | 262.8971 | 266.9306 | 203.2864 | 0 | 0 | 0 | 0 | 122.1201 | 120.5798 | 114.5803 | 110.0378 | 0 | 0 | 0 | 0 | 0 | 0.61276 | 8.0623 | -0.98024 | 0 | 0 | 0 | 0 | 64.3425 | 6.3096 | 7.4397 | 89.9582 | 0.41212 | 0.40593 | 0.37263 | 0.36396 | 26.5169 | 2.5613 | 2.7722 | 32.741
3 | 2 | 3 | 378.0872 | 380.997 | 385.6207 | 389.1806 | 0 | 0 | 0 | 0 | 205.8009 | 235.662 | 282.2043 | 199.3432 | 0 | 0 | 0 | 0 | 113.8897 | 116.4159 | 109.5028 | 104.0621 | 0 | 0 | 0 | 0 | 0 | 2.9683 | 6.3453 | -0.3229 | 0 | 0 | 0 | 0 | 58.3966 | 25.9509 | -12.4318 | 86.0982 | 0.41162 | 0.4062 | 0.3735 | 0.36453 | 24.0371 | 10.5413 | -4.6433 | 31.3852
3 | 2 | 4 | 376.9061 | 378.4397 | 381.5396 | 383.7509 | 0 | 0 | 0 | 0 | 204.7347 | 232.0682 | 249.4304 | 199.5077 | 0 | 0 | 0 | 0 | 107.9737 | 112.3881 | 105.0722 | 99.228 | 0 | 0 | 0 | 0 | 0 | 1.4304 | 9.4804 | -0.41265 | 0 | 0 | 0 | 0 | 64.1978 | 32.5529 | 17.5566 | 85.4278 | 0.4116 | 0.40613 | 0.376 | 0.36469 | 26.4237 | 13.2208 | 6.6013 | 31.1547
3 | 2 | 5 | 387.7442 | 387.9645 | 389.6618 | 390.6221 | 0 | 0 | 0 | 0 | 239.1056 | 253.5814 | 238.7258 | 222.0079 | 0 | 0 | 0 | 0 | 96.7272 | 108.675 | 100.2412 | 93.2995 | 0 | 0 | 0 | 0 | 0 | 6.8862 | 15.6013 | -1.5047 | 0 | 0 | 0 | 0 | 51.9114 | 18.8219 | 35.0934 | 76.8193 | 0.41177 | 0.4071 | 0.37726 | 0.36626 | 21.3756 | 7.6624 | 13.2392 | 28.1355
3 | 2 | 6 | 421.2342 | 420.9158 | 422.217 | 422.8672 | 0 | 0 | 0 | 0 | 301.5071 | 258.7581 | 250.0148 | 265.2364 | 0 | 0 | 0 | 0 | 86.7113 | 106.3036 | 97.3434 | 89.8621 | 0 | 0 | 0 | 0 | 0 | 22.3779 | 16.4125 | 10.3748 | 0 | 0 | 0 | 0 | 33.0159 | 33.4762 | 58.4462 | 57.3939 | 0.41056 | 0.40853 | 0.38849 | 0.36647 | 13.5552 | 13.6759 | 22.7055 | 21.0332
3 | 2 | 7 | 468.2655 | 467.807 | 469.3577 | 470.4379 | 0 | 0 | 0 | 0 | 310.4125 | 259.5307 | 251.3328 | 250.0593 | 0 | 0 | 0 | 0 | 101.3645 | 115.8798 | 107.0586 | 99.5891 | 0 | 0 | 0 | 0 | 0 | 5.8865 | 2.7668 | 4.2464 | 0 | 0 | 0 | 0 | 56.4885 | 86.5101 | 108.1995 | 116.5432 | 0.41103 | 0.41035 | 0.39423 | 0.37873 | 23.2182 | 35.4992 | 42.6559 | 44.1385
3 | 2 | 8 | 494.0926 | 493.9532 | 496.3787 | 498.7093 | 0 | 0 | 0 | 0 | 283.8875 | 214.374 | 205.1429 | 204.7797 | 0 | 0 | 0 | 0 | 159.9984 | 204.2353 | 210.5643 | 216.6932 | 0 | 0 | 0 | 0 | 0 | -3.5547 | 2.1012 | 5.3554 | 0 | 0 | 0 | 0 | 50.2067 | 78.8986 | 78.5702 | 71.881 | 0.409 | 0.28561 | 0.40476 | 0.39541 | 20.5347 | 22.5344 | 31.8022 | 28.4224
3 | 2 | 9 | 503.9129 | 504.3294 | 507.8104 | 511.5475 | 0 | 0 | 0 | 0 | 248.7911 | 194.9509 | 177.3793 | 184.5594 | 0 | 0 | 0 | 0 | 213.7114 | 308.4857 | 339.1848 | 367.1528 | 0 | 0 | 0 | 0 | 0 | -8.9851 | -7.0547 | -9.8195 | 0 | 0 | 0 | 0 | 41.4104 | 9.878 | -1.6989 | -30.3452 | 0.40919 | 0.27247 | 0.26264 | 0.26837 | 16.9448 | 2.6915 | -0.44622 | -8.1437
3 | 2 | 10 | 506.3038 | 506.5364 | 509.7763 | 513.2392 | 0 | 0 | 0 | 0 | 232.9665 | 170.2743 | 165.5491 | 175.7915 | 0 | 0 | 0 | 0 | 265.7612 | 381.958 | 432.6033 | 478.5933 | 0 | 0 | 0 | 0 | 0 | -24.2656 | -20.4567 | -21.2725 | 0 | 0 | 0 | 0 | 7.5761 | -21.4303 | -67.9193 | -119.8732 | 0.40293 | 0.26868 | 0.26582 | 0.087318 | 3.0526 | -5.7578 | -18.0542 | -10.467
3 | 2 | 11 | 510.6574 | 511.0864 | 514.272 | 517.3352 | 0 | 0 | 0 | 0 | 221.3167 | 171.6663 | 161.6298 | 163.8649 | 0 | 0 | 0 | 0 | 298.512 | 425.3112 | 487.5122 | 543.9262 | 0 | 0 | 0 | 0 | 0 | -22.7809 | -20.6608 | -21.8928 | 0 | 0 | 0 | 0 | -9.1713 | -63.1102 | -114.2092 | -168.5631 | 0.39688 | 0.26972 | 0.26885 | 0 | -3.6399 | -17.0221 | -30.7057 | 0
3 | 2 | 12 | 506.2376 | 506.7832 | 509.8686 | 512.5931 | 0 | 0 | 0 | 0 | 205.2173 | 167.0002 | 160.0568 | 158.7006 | 0 | 0 | 0 | 0 | 315.1818 | 460.2762 | 528.1679 | 589.6265 | 0 | 0 | 0 | 0 | 0 | -27.5045 | -26.408 | -26.6776 | 0 | 0 | 0 | 0 | -14.1615 | -92.9887 | -151.9481 | -209.0565 | 0.3979 | 0.26972 | 0.26972 | 0 | -5.6348 | -25.0809 | -40.9833 | 0
3 | 2 | 13 | 500.6695 | 502.0127 | 505.8742 | 509.1927 | 0 | 0 | 0 | 0 | 201.6603 | 168.5639 | 161.5904 | 156.8932 | 0 | 0 | 0 | 0 | 306.9996 | 449.1037 | 518.5015 | 581.4884 | 0 | 0 | 0 | 0 | 0 | -28.091 | -26.7185 | -28.5959 | 0 | 0 | 0 | 0 | -7.9903 | -87.564 | -147.4992 | -200.5931 | 0.39853 | 0.26972 | 0.26972 | 0 | -3.1844 | -23.6177 | -39.7833 | 0
3 | 2 | 14 | 496.5352 | 498.366 | 502.7762 | 506.6169 | 0 | 0 | 0 | 0 | 221.9409 | 166.6694 | 159.5054 | 154.7355 | 0 | 0 | 0 | 0 | 319.0723 | 468.3499 | 536.313 | 598.0468 | 0 | 0 | 0 | 0 | 0 | -28.0965 | -26.1007 | -18.5606 | 0 | 0 | 0 | 0 | -44.478 | -108.5569 | -166.9416 | -227.6048 | 0.39819 | 0.26972 | 0.26972 | 0 | -17.7105 | -29.2799 | -45.0273 | 0
3 | 2 | 15 | 489.8135 | 492.2426 | 497.2578 | 501.6071 | 0 | 0 | 0 | 0 | 233.5384 | 173.3733 | 165.6083 | 171.7017 | 0 | 0 | 0 | 0 | 314.686 | 456.3027 | 516.9337 | 571.9673 | 0 | 0 | 0 | 0 | 0 | -18.7764 | -14.7671 | -11.4376 | 0 | 0 | 0 | 0 | -58.4109 | -118.657 | -170.5172 | -230.6242 | 0.40065 | 0.26972 | 0.26972 | 0 | -23.4022 | -32.0041 | -45.9917 | 0
3 | 2 | 16 | 481.4287 | 485.6608 | 492.6377 | 498.7398 | 0 | 0 | 0 | 0 | 243.0192 | 181.5864 | 172.2297 | 192.5798 | 0 | 0 | 0 | 0 | 309.2474 | 435.6972 | 483.9153 | 527.7365 | 0 | 0 | 0 | 0 | 0 | -4.9125 | -4.0235 | -1.4725 | 0 | 0 | 0 | 0 | -70.8379 | -126.7103 | -159.4837 | -220.1041 | 0.40929 | 0.26149 | 0.26306 | 0.18532 | -28.9934 | -33.1329 | -41.9539 | -40.7895
3 | 2 | 17 | 476.2262 | 482.7047 | 492.1073 | 500.3253 | 0 | 0 | 0 | 0 | 273.2778 | 190.531 | 188.5305 | 201.9218 | 0 | 0 | 0 | 0 | 237.9873 | 322.7138 | 348.2443 | 371.7632 | 0 | 0 | 0 | 0 | 0 | -0.78254 | 0.89981 | 1.0318 | 0 | 0 | 0 | 0 | -35.0389 | -29.7575 | -45.5674 | -74.3914 | 0.40752 | 0.28291 | 0.38057 | 0.3842 | -14.2789 | -8.4187 | -17.3417 | -28.5811
3 | 2 | 18 | 489.3645 | 498.0984 | 510.0306 | 520.4592 | 0 | 0 | 0 | 0 | 315.3435 | 243.2674 | 227.2915 | 246.575 | 0 | 0 | 0 | 0 | 151.5666 | 176.2155 | 178.6284 | 181.7499 | 0 | 0 | 0 | 0 | 0 | -1.0216 | -0.0065066 | 7.5414 | 0 | 0 | 0 | 0 | 22.4544 | 79.6372 | 104.1172 | 84.5928 | 0.40644 | 0.41154 | 0.3922 | 0.38465 | 9.1264 | 32.7739 | 40.8352 | 32.5386
3 | 2 | 19 | 535.4714 | 546.8378 | 561.8241 | 574.8668 | 0 | 0 | 0 | 0 | 329.5375 | 264.878 | 264.6493 | 263.0636 | 0 | 0 | 0 | 0 | 131.8386 | 133.8518 | 131.6709 | 130.7037 | 0 | 0 | 0 | 0 | 0 | 8.3814 | -0.46268 | 16.4353 | 0 | 0 | 0 | 0 | 74.0952 | 139.7266 | 165.9665 | 164.6641 | 0.41784 | 0.42049 | 0.40026 | 0.38866 | 30.9602 | 58.7541 | 66.4302 | 63.9984
3 | 2 | 20 | 532.3673 | 543.9885 | 559.147 | 572.2295 | 0 | 0 | 0 | 0 | 336.6107 | 277.1671 | 270.752 | 283.2397 | 0 | 0 | 0 | 0 | 141.0238 | 141.5539 | 137.6999 | 135.1524 | 0 | 0 | 0 | 0 | 0 | 22.7348 | 2.3831 | 11.2689 | 0 | 0 | 0 | 0 | 54.7328 | 102.5327 | 148.3119 | 142.5686 | 0.41669 | 0.42192 | 0.40093 | 0.38937 | 22.8066 | 43.261 | 59.4622 | 55.5117
3 | 2 | 21 | 517.6624 | 529.2125 | 544.1187 | 556.8568 | 0 | 0 | 0 | 0 | 337.1254 | 283.0234 | 281.0071 | 287.443 | 0 | 0 | 0 | 0 | 143.3387 | 152.6366 | 147.0364 | 142.8455 | 0 | 0 | 0 | 0 | 0 | 13.4262 | 7.4639 | 18.7696 | 0 | 0 | 0 | 0 | 37.1982 | 80.1264 | 108.6113 | 107.7986 | 0.40725 | 0.41222 | 0.39727 | 0.38658 | 15.1488 | 33.0299 | 43.1479 | 41.6723
3 | 2 | 22 | 494.9964 | 506.593 | 521.4197 | 534.0665 | 0 | 0 | 0 | 0 | 324.8634 | 304.3716 | 286.4969 | 291.8032 | 0 | 0 | 0 | 0 | 147.7489 | 159.5919 | 151.9024 | 145.7905 | 0 | 0 | 0 | 0 | 0 | 7.8296 | 3.2689 | 8.0984 | 0 | 0 | 0 | 0 | 22.3842 | 34.7999 | 79.7515 | 88.3744 | 0.4092 | 0.40681 | 0.39436 | 0.38072 | 9.1596 | 14.1568 | 31.451 | 33.6461
3 | 2 | 23 | 460.7389 | 471.8156 | 485.8941 | 497.8718 | 0 | 0 | 0 | 0 | 285.7091 | 277.973 | 267.594 | 289.2404 | 0 | 0 | 0 | 0 | 153.2301 | 157.8646 | 150.2761 | 144.3296 | 0 | 0 | 0 | 0 | 0 | 7.2553 | 7.7806 | 8.0635 | 0 | 0 | 0 | 0 | 21.7996 | 28.7228 | 60.2434 | 56.2383 | 0.41443 | 0.40564 | 0.38939 | 0.37001 | 9.0344 | 11.651 | 23.4581 | 20.8087
3 | 2 | 24 | 419.7933 | 428.5929 | 439.9347 | 449.4606 | 0 | 0 | 0 | 0 | 254.9217 | 257.5129 | 277.9996 | 271.01 | 0 | 0 | 0 | 0 | 155.1726 | 151.7366 | 142.0494 | 134.1979 | 0 | 0 | 0 | 0 | 0 | 7.6132 | 3.1912 | 2.4583 | 0 | 0 | 0 | 0 | 9.699 | 11.7301 | 16.6945 | 41.7944 | 0.41271 | 0.40699 | 0.38318 | 0.36432 | 4.0028 | 4.774 | 6.397 | 15.2264
3 | 3 | 1 | 389.1205 | 395.3936 | 403.7527 | 410.5835 | 0 | 0 | 0 | 0 | 209.5439 | 285.3994 | 256.3246 | 260.0062 | 0 | 0 | 0 | 0 | 166.5379 | 150.0323 | 139.1491 | 130.2951 | 0 | 0 | 0 | 0 | 0 | 10.3458 | 13.8688 | 1.4417 | 0 | 0 | 0 | 0 | 13.0387 | -50.3839 | -5.5898 | 18.8405 | 0.41329 | 0.40425 | 0.37696 | 0.36409 | 5.3887 | -20.3676 | -2.1071 | 6.8596
3 | 3 | 2 | 370.4609 | 374.6711 | 380.6781 | 385.4447 | 0 | 0 | 0 | 0 | 199.2324 | 262.8971 | 266.9306 | 203.2864 | 0 | 0 | 0 | 0 | 168.7726 | 139.4 | 128.5674 | 119.812 | 0 | 0 | 0 | 0 | 0 | 0.61276 | 8.0623 | -0.98024 | 0 | 0 | 0 | 0 | 2.4559 | -28.2387 | -22.8822 | 63.3265 | 0.41212 | 0.40593 | 0.37263 | 0.36396 | 1.0121 | -11.4629 | -8.5265 | 23.0482
3 | 3 | 3 | 361.5969 | 363.9719 | 367.9389 | 370.933 | 0 | 0 | 0 | 0 | 205.8009 | 235.662 | 282.2043 | 199.3432 | 0 | 0 | 0 | 0 | 165.0714 | 144.5306 | 134.2512 | 126.0244 | 0 | 0 | 0 | 0 | 0 | 2.9683 | 6.3453 | -0.3229 | 0 | 0 | 0 | 0 | -9.2755 | -19.189 | -54.8619 | 45.8883 | 0.41162 | 0.4062 | 0.3735 | 0.36453 | -3.8179 | -7.7946 | -20.491 | 16.7276
3 | 3 | 4 | 357.6202 | 358.5283 | 360.8603 | 362.4098 | 0 | 0 | 0 | 0 | 204.7347 | 232.0682 | 249.4304 | 199.5077 | 0 | 0 | 0 | 0 | 159.9665 | 147.8985 | 137.27 | 128.7135 | 0 | 0 | 0 | 0 | 0 | 1.4304 | 9.4804 | -0.41265 | 0 | 0 | 0 | 0 | -7.081 | -22.8688 | -35.3205 | 34.6013 | 0.4116 | 0.40613 | 0.376 | 0.36469 | -2.9145 | -9.2878 | -13.2805 | 12.6188
3 | 3 | 5 | 360.0008 | 359.3213 | 359.9139 | 359.9223 | 0 | 0 | 0 | 0 | 239.1056 | 253.5814 | 238.7258 | 222.0079 | 0 | 0 | 0 | 0 | 155.3198 | 132.1372 | 121.0249 | 112.0086 | 0 | 0 | 0 | 0 | 0 | 6.8862 | 15.6013 | -1.5047 | 0 | 0 | 0 | 0 | -34.4246 | -33.2835 | -15.4381 | 27.4104 | 0.41177 | 0.4071 | 0.37726 | 0.36626 | -14.175 | -13.5497 | -5.8241 | 10.0392
3 | 3 | 6 | 370.8607 | 368.9088 | 368.2041 | 367.126 | 0 | 0 | 0 | 0 | 301.5071 | 258.7581 | 250.0148 | 265.2364 | 0 | 0 | 0 | 0 | 155.2901 | 107.9707 | 97.4189 | 88.9393 | 0 | 0 | 0 | 0 | 0 | 22.3779 | 16.4125 | 10.3748 | 0 | 0 | 0 | 0 | -85.9364 | -20.1979 | 4.3578 | 2.5754 | 0.41056 | 0.40853 | 0.38849 | 0.36647 | -35.2825 | -8.2514 | 1.693 | 0.94382
3 | 3 | 7 | 382.4342 | 379.1923 | 377.3252 | 375.4604 | 0 | 0 | 0 | 0 | 310.4125 | 259.5307 | 251.3328 | 250.0593 | 0 | 0 | 0 | 0 | 178.0971 | 113.6667 | 102.9158 | 94.1609 | 0 | 0 | 0 | 0 | 0 | 5.8865 | 2.7668 | 4.2464 | 0 | 0 | 0 | 0 | -106.0754 | 0.10844 | 20.3099 | 26.9938 | 0.41103 | 0.41035 | 0.39423 | 0.37873 | -43.5997 | 0.044498 | 8.0068 | 10.2234
3 | 3 | 8 | 399.7684 | 396.5702 | 395.2397 | 394.3339 | 0 | 0 | 0 | 0 | 283.8875 | 214.374 | 205.1429 | 204.7797 | 0 | 0 | 0 | 0 | 261.6881 | 252.4694 | 252.895 | 253.7915 | 0 | 0 | 0 | 0 | 0 | -3.5547 | 2.1012 | 5.3554 | 0 | 0 | 0 | 0 | -145.8072 | -66.7185 | -64.8995 | -69.5928 | 0.409 | 0.28561 | 0.40476 | 0.39541 | -59.6355 | -19.0556 | -26.2688 | -27.5176
3 | 3 | 9 | 421.9564 | 419.7153 | 419.9327 | 420.8578 | 0 | 0 | 0 | 0 | 248.7911 | 194.9509 | 177.3793 | 184.5594 | 0 | 0 | 0 | 0 | 319.1906 | 367.5257 | 392.4653 | 415.2287 | 0 | 0 | 0 | 0 | 0 | -8.9851 | -7.0547 | -9.8195 | 0 | 0 | 0 | 0 | -146.0253 | -133.7761 | -142.8571 | -169.1109 | 0.40919 | 0.27247 | 0.26264 | 0.26837 | -59.7524 | -36.4507 | -37.5206 | -45.384
3 | 3 | 10 | 435.6004 | 433.5402 | 433.9648 | 435.0017 | 0 | 0 | 0 | 0 | 232.9665 | 170.2743 | 165.5491 | 175.7915 | 0 | 0 | 0 | 0 | 355.592 | 423.4796 | 468.9639 | 510.338 | 0 | 0 | 0 | 0 | 0 | -24.2656 | -20.4567 | -21.2725 | 0 | 0 | 0 | 0 | -152.958 | -135.9481 | -180.0915 | -229.8554 | 0.40293 | 0.26868 | 0.26582 | 0.087318 | -61.6308 | -36.526 | -47.8716 | -20.0704
3 | 3 | 11 | 444.4482 | 442.7301 | 443.2793 | 444.0707 | 0 | 0 | 0 | 0 | 221.3167 | 171.6663 | 161.6298 | 163.8649 | 0 | 0 | 0 | 0 | 395.3206 | 476.7626 | 534.6802 | 587.2563 | 0 | 0 | 0 | 0 | 0 | -22.7809 | -20.6608 | -21.8928 | 0 | 0 | 0 | 0 | -172.1891 | -182.9179 | -232.37 | -285.1577 | 0.39688 | 0.26972 | 0.26885 | 0 | -68.338 | -49.3365 | -62.4738 | 0
3 | 3 | 12 | 443.921 | 442.4458 | 443.0497 | 443.636 | 0 | 0 | 0 | 0 | 205.2173 | 167.0002 | 160.0568 | 158.7006 | 0 | 0 | 0 | 0 | 405.9006 | 479.4456 | 545.8794 | 606.2673 | 0 | 0 | 0 | 0 | 0 | -27.5045 | -26.408 | -26.6776 | 0 | 0 | 0 | 0 | -167.197 | -176.4955 | -236.4785 | -294.6543 | 0.3979 | 0.26972 | 0.26972 | 0 | -66.5271 | -47.6043 | -63.7827 | 0
3 | 3 | 13 | 437.769 | 437.0724 | 438.4292 | 439.5895 | 0 | 0 | 0 | 0 | 201.6603 | 168.5639 | 161.5904 | 156.8932 | 0 | 0 | 0 | 0 | 407.836 | 475.6844 | 543.8953 | 605.9315 | 0 | 0 | 0 | 0 | 0 | -28.091 | -26.7185 | -28.5959 | 0 | 0 | 0 | 0 | -171.7273 | -179.0849 | -240.338 | -294.6394 | 0.39853 | 0.26972 | 0.26972 | 0 | -68.438 | -48.3027 | -64.8237 | 0
3 | 3 | 14 | 431.7238 | 431.4528 | 433.2823 | 434.8992 | 0 | 0 | 0 | 0 | 221.9409 | 166.6694 | 159.5054 | 154.7355 | 0 | 0 | 0 | 0 | 404.6295 | 461.0543 | 527.1935 | 587.4098 | 0 | 0 | 0 | 0 | 0 | -28.0965 | -26.1007 | -18.5606 | 0 | 0 | 0 | 0 | -194.8467 | -168.1744 | -227.316 | -288.6855 | 0.39819 | 0.26972 | 0.26972 | 0 | -77.5852 | -45.3599 | -61.3114 | 0
3 | 3 | 15 | 426.6476 | 427.0283 | 429.5282 | 431.7103 | 0 | 0 | 0 | 0 | 233.5384 | 173.3733 | 165.6083 | 171.7017 | 0 | 0 | 0 | 0 | 401.0117 | 451.4166 | 511.1383 | 565.5459 | 0 | 0 | 0 | 0 | 0 | -18.7764 | -14.7671 | -11.4376 | 0 | 0 | 0 | 0 | -207.9026 | -178.9852 | -232.4513 | -294.0998 | 0.40065 | 0.26972 | 0.26972 | 0 | -83.2958 | -48.2758 | -62.6965 | 0
3 | 3 | 16 | 423.3408 | 425.6892 | 430.3531 | 434.4621 | 0 | 0 | 0 | 0 | 243.0192 | 181.5864 | 172.2297 | 192.5798 | 0 | 0 | 0 | 0 | 378.8658 | 421.5673 | 468.8495 | 511.9958 | 0 | 0 | 0 | 0 | 0 | -4.9125 | -4.0235 | -1.4725 | 0 | 0 | 0 | 0 | -198.5442 | -172.5519 | -206.7025 | -268.641 | 0.40929 | 0.26149 | 0.26306 | 0.18532 | -81.2626 | -45.1199 | -54.3753 | -49.7844
3 | 3 | 17 | 426.1712 | 431.0265 | 438.4359 | 444.9364 | 0 | 0 | 0 | 0 | 273.2778 | 190.531 | 188.5305 | 201.9218 | 0 | 0 | 0 | 0 | 300.6226 | 313.5938 | 337.3028 | 359.3178 | 0 | 0 | 0 | 0 | 0 | -0.78254 | 0.89981 | 1.0318 | 0 | 0 | 0 | 0 | -147.7292 | -72.3157 | -88.2972 | -117.3349 | 0.40752 | 0.28291 | 0.38057 | 0.3842 | -60.2021 | -20.459 | -33.6035 | -45.0799
3 | 3 | 18 | 446.5638 | 453.9098 | 464.1377 | 473.0977 | 0 | 0 | 0 | 0 | 315.3435 | 243.2674 | 227.2915 | 246.575 | 0 | 0 | 0 | 0 | 205.6443 | 154.2012 | 156.9585 | 160.6457 | 0 | 0 | 0 | 0 | 0 | -1.0216 | -0.0065066 | 7.5414 | 0 | 0 | 0 | 0 | -74.424 | 57.4629 | 79.8942 | 58.3355 | 0.40644 | 0.41154 | 0.3922 | 0.38465 | -30.249 | 23.6483 | 31.3348 | 22.4387
3 | 3 | 19 | 492.9007 | 502.8867 | 516.1778 | 527.7598 | 0 | 0 | 0 | 0 | 329.5375 | 264.878 | 264.6493 | 263.0636 | 0 | 0 | 0 | 0 | 159.1312 | 79.304 | 79.5912 | 81.2581 | 0 | 0 | 0 | 0 | 0 | 8.3814 | -0.46268 | 16.4353 | 0 | 0 | 0 | 0 | 4.232 | 150.3232 | 172.3999 | 167.0027 | 0.41784 | 0.42049 | 0.40026 | 0.38866 | 1.7683 | 63.2099 | 69.0052 | 64.9073
3 | 3 | 20 | 491.2298 | 501.517 | 515.0374 | 526.7084 | 0 | 0 | 0 | 0 | 336.6107 | 277.1671 | 270.752 | 283.2397 | 0 | 0 | 0 | 0 | 145.6869 | 80.6667 | 78.4516 | 77.6527 | 0 | 0 | 0 | 0 | 0 | 22.7348 | 2.3831 | 11.2689 | 0 | 0 | 0 | 0 | 8.9322 | 120.9484 | 163.4507 | 154.5471 | 0.41669 | 0.42192 | 0.40093 | 0.38937 | 3.722 | 51.0311 | 65.5318 | 60.1758
3 | 3 | 21 | 477.8519 | 488.1111 | 501.4321 | 512.8041 | 0 | 0 | 0 | 0 | 337.1254 | 283.0234 | 281.0071 | 287.443 | 0 | 0 | 0 | 0 | 131.5123 | 82.6376 | 77.4966 | 73.8327 | 0 | 0 | 0 | 0 | 0 | 13.4262 | 7.4639 | 18.7696 | 0 | 0 | 0 | 0 | 9.2141 | 109.0239 | 135.4645 | 132.7588 | 0.40725 | 0.41222 | 0.39727 | 0.38658 | 3.7524 | 44.9421 | 53.8158 | 51.3213
3 | 3 | 22 | 458.6716 | 469.0902 | 482.4705 | 493.8709 | 0 | 0 | 0 | 0 | 324.8634 | 304.3716 | 286.4969 | 291.8032 | 0 | 0 | 0 | 0 | 133.0095 | 94.6976 | 87.4071 | 81.6439 | 0 | 0 | 0 | 0 | 0 | 7.8296 | 3.2689 | 8.0984 | 0 | 0 | 0 | 0 | 0.79875 | 62.1915 | 105.2976 | 112.3254 | 0.4092 | 0.40681 | 0.39436 | 0.38072 | 0.32685 | 25.2999 | 41.5254 | 42.7648
3 | 3 | 23 | 429.1736 | 439.2267 | 452.0483 | 462.9429 | 0 | 0 | 0 | 0 | 285.7091 | 277.973 | 267.594 | 289.2404 | 0 | 0 | 0 | 0 | 140.7064 | 104.5843 | 96.2561 | 89.4699 | 0 | 0 | 0 | 0 | 0 | 7.2553 | 7.7806 | 8.0635 | 0 | 0 | 0 | 0 | 2.7581 | 49.4141 | 80.4176 | 76.1691 | 0.41443 | 0.40564 | 0.38939 | 0.37001 | 1.143 | 20.0442 | 31.3138 | 28.1832
3 | 3 | 24 | 395.9778 | 404.0051 | 414.3985 | 423.1073 | 0 | 0 | 0 | 0 | 254.9217 | 257.5129 | 277.9996 | 271.01 | 0 | 0 | 0 | 0 | 140.4969 | 108.4275 | 99.4377 | 91.9967 | 0 | 0 | 0 | 0 | 0 | 7.6132 | 3.1912 | 2.4583 | 0 | 0 | 0 | 0 | 0.55917 | 30.4515 | 33.7701 | 57.6423 | 0.41271 | 0.40699 | 0.38318 | 0.36432 | 0.23078 | 12.3934 | 12.9401 | 21
3 | 4 | 1 | 369.4453 | 375.0803 | 382.656 | 388.8117 | 0 | 0 | 0 | 0 | 209.5439 | 285.3994 | 256.3246 | 260.0062 | 0 | 0 | 0 | 0 | 141.4723 | 110.9893 | 101.7527 | 94.07 | 0 | 0 | 0 | 0 | 0 | 10.3458 | 13.8688 | 1.4417 | 0 | 0 | 0 | 0 | 18.4291 | -31.6541 | 10.71 | 33.2939 | 0.41329 | 0.40425 | 0.37696 | 0.36409 | 7.6165 | -12.7961 | 4.0372 | 12.1219
3 | 4 | 2 | 353.0681 | 356.7143 | 362.0288 | 366.1986 | 0 | 0 | 0 | 0 | 199.2324 | 262.8971 | 266.9306 | 203.2864 | 0 | 0 | 0 | 0 | 137.8489 | 116.4174 | 106.3921 | 97.9598 | 0 | 0 | 0 | 0 | 0 | 0.61276 | 8.0623 | -0.98024 | 0 | 0 | 0 | 0 | 15.9868 | -23.2129 | -19.3562 | 65.9326 | 0.41212 | 0.40593 | 0.37263 | 0.36396 | 6.5885 | -9.4228 | -7.2126 | 23.9967
3 | 4 | 3 | 347.2828 | 349.1936 | 352.5907 | 355.0937 | 0 | 0 | 0 | 0 | 205.8009 | 235.662 | 282.2043 | 199.3432 | 0 | 0 | 0 | 0 | 134.3662 | 106.2217 | 95.8412 | 87.0899 | 0 | 0 | 0 | 0 | 0 | 2.9683 | 6.3453 | -0.3229 | 0 | 0 | 0 | 0 | 7.1157 | 4.3416 | -31.8002 | 68.9835 | 0.41162 | 0.4062 | 0.3735 | 0.36453 | 2.9289 | 1.7636 | -11.8774 | 25.1464
3 | 4 | 4 | 341.8022 | 342.1973 | 343.8994 | 344.9062 | 0 | 0 | 0 | 0 | 204.7347 | 232.0682 | 249.4304 | 199.5077 | 0 | 0 | 0 | 0 | 134.4045 | 88.5209 | 78.0446 | 69.2361 | 0 | 0 | 0 | 0 | 0 | 1.4304 | 9.4804 | -0.41265 | 0 | 0 | 0 | 0 | 2.663 | 20.1778 | 6.944 | 76.5751 | 0.4116 | 0.40613 | 0.376 | 0.36469 | 1.0961 | 8.1949 | 2.6109 | 27.9262
3 | 4 | 5 | 340.3079 | 338.9898 | 338.7982 | 338.1309 | 0 | 0 | 0 | 0 | 239.1056 | 253.5814 | 238.7258 | 222.0079 | 0 | 0 | 0 | 0 | 138.7508 | 81.8819 | 70.94 | 61.7459 | 0 | 0 | 0 | 0 | 0 | 6.8862 | 15.6013 | -1.5047 | 0 | 0 | 0 | 0 | -37.5486 | -3.3596 | 13.5311 | 55.8817 | 0.41177 | 0.4071 | 0.37726 | 0.36626 | -15.4614 | -1.3677 | 5.1047 | 20.467
3 | 4 | 6 | 347.7176 | 345.0152 | 343.3889 | 341.5167 | 0 | 0 | 0 | 0 | 301.5071 | 258.7581 | 250.0148 | 265.2364 | 0 | 0 | 0 | 0 | 140.2378 | 79.2744 | 67.9606 | 58.4595 | 0 | 0 | 0 | 0 | 0 | 22.3779 | 16.4125 | 10.3748 | 0 | 0 | 0 | 0 | -94.0273 | -15.3953 | 9.0009 | 7.446 | 0.41056 | 0.40853 | 0.38849 | 0.36647 | -38.6043 | -6.2894 | 3.4967 | 2.7288
3 | 4 | 7 | 351.4528 | 347.2063 | 344.1055 | 341.1776 | 0 | 0 | 0 | 0 | 310.4125 | 259.5307 | 251.3328 | 250.0593 | 0 | 0 | 0 | 0 | 160.3181 | 94.0936 | 81.5412 | 70.7701 | 0 | 0 | 0 | 0 | 0 | 5.8865 | 2.7668 | 4.2464 | 0 | 0 | 0 | 0 | -119.2778 | -12.3045 | 8.4647 | 16.1019 | 0.41103 | 0.41035 | 0.39423 | 0.37873 | -49.0263 | -5.0491 | 3.3371 | 6.0983
3 | 4 | 8 | 370.5917 | 366.4474 | 363.9551 | 362.0482 | 0 | 0 | 0 | 0 | 283.8875 | 214.374 | 205.1429 | 204.7797 | 0 | 0 | 0 | 0 | 223.0114 | 197.4668 | 196.2038 | 195.3132 | 0 | 0 | 0 | 0 | 0 | -3.5547 | 2.1012 | 5.3554 | 0 | 0 | 0 | 0 | -136.3072 | -41.8387 | -39.4928 | -43.4002 | 0.409 | 0.28561 | 0.40476 | 0.39541 | -55.7499 | -11.9496 | -15.9852 | -17.1608
3 | 4 | 9 | 387.4364 | 384.0758 | 382.9186 | 382.6592 | 0 | 0 | 0 | 0 | 248.7911 | 194.9509 | 177.3793 | 184.5594 | 0 | 0 | 0 | 0 | 268.5096 | 297.7414 | 318.3799 | 336.9381 | 0 | 0 | 0 | 0 | 0 | -8.9851 | -7.0547 | -9.8195 | 0 | 0 | 0 | 0 | -129.8644 | -99.6314 | -105.7858 | -129.0188 | 0.40919 | 0.27247 | 0.26264 | 0.26837 | -53.1394 | -27.1471 | -27.784 | -34.6245
3 | 4 | 10 | 399.6649 | 396.4393 | 395.4329 | 395.2368 | 0 | 0 | 0 | 0 | 232.9665 | 170.2743 | 165.5491 | 175.7915 | 0 | 0 | 0 | 0 | 304.7668 | 365.8141 | 400.2202 | 430.9945 | 0 | 0 | 0 | 0 | 0 | -24.2656 | -20.4567 | -21.2725 | 0 | 0 | 0 | 0 | -138.0684 | -115.3835 | -149.8797 | -190.2767 | 0.40293 | 0.26868 | 0.26582 | 0.087318 | -55.6314 | -31.0008 | -39.8408 | -16.6145
3 | 4 | 11 | 410.9189 | 408.1136 | 407.3276 | 406.9686 | 0 | 0 | 0 | 0 | 221.3167 | 171.6663 | 161.6298 | 163.8649 | 0 | 0 | 0 | 0 | 331.8339 | 410.1896 | 455.0471 | 495.1972 | 0 | 0 | 0 | 0 | 0 | -22.7809 | -20.6608 | -21.8928 | 0 | 0 | 0 | 0 | -142.2317 | -150.9615 | -188.6885 | -230.2007 | 0.39688 | 0.26972 | 0.26885 | 0 | -56.4486 | -40.7173 | -50.7298 | 0
3 | 4 | 12 | 415.5051 | 413.1085 | 412.5809 | 412.1922 | 0 | 0 | 0 | 0 | 205.2173 | 167.0002 | 160.0568 | 158.7006 | 0 | 0 | 0 | 0 | 341.8897 | 423.5077 | 475.4254 | 521.9975 | 0 | 0 | 0 | 0 | 0 | -27.5045 | -26.408 | -26.6776 | 0 | 0 | 0 | 0 | -131.6019 | -149.8949 | -196.4933 | -241.8284 | 0.3979 | 0.26972 | 0.26972 | 0 | -52.3639 | -40.4296 | -52.9979 | 0
3 | 4 | 13 | 416.6606 | 415.2795 | 415.7958 | 416.2318 | 0 | 0 | 0 | 0 | 201.6603 | 168.5639 | 161.5904 | 156.8932 | 0 | 0 | 0 | 0 | 322.0047 | 386.4232 | 441.2684 | 490.7066 | 0 | 0 | 0 | 0 | 0 | -28.091 | -26.7185 | -28.5959 | 0 | 0 | 0 | 0 | -107.0043 | -111.6166 | -160.3445 | -202.7721 | 0.39853 | 0.26972 | 0.26972 | 0 | -42.6441 | -30.1052 | -43.2479 | 0
3 | 4 | 14 | 415.6227 | 414.8296 | 416.0179 | 417.0823 | 0 | 0 | 0 | 0 | 221.9409 | 166.6694 | 159.5054 | 154.7355 | 0 | 0 | 0 | 0 | 304.8508 | 368.5378 | 419.1376 | 464.7709 | 0 | 0 | 0 | 0 | 0 | -28.0965 | -26.1007 | -18.5606 | 0 | 0 | 0 | 0 | -111.1691 | -92.2811 | -136.5245 | -183.8635 | 0.39819 | 0.26972 | 0.26972 | 0 | -44.266 | -24.89 | -36.8232 | 0
3 | 4 | 15 | 414.6867 | 414.6796 | 416.7032 | 418.4749 | 0 | 0 | 0 | 0 | 233.5384 | 173.3733 | 165.6083 | 171.7017 | 0 | 0 | 0 | 0 | 278.6103 | 336.4883 | 375.1827 | 410.0604 | 0 | 0 | 0 | 0 | 0 | -18.7764 | -14.7671 | -11.4376 | 0 | 0 | 0 | 0 | -97.462 | -76.4056 | -109.3207 | -151.8496 | 0.40065 | 0.26972 | 0.26972 | 0 | -39.048 | -20.6081 | -29.4858 | 0
3 | 4 | 16 | 415.0072 | 417.0853 | 421.4174 | 425.2404 | 0 | 0 | 0 | 0 | 243.0192 | 181.5864 | 172.2297 | 192.5798 | 0 | 0 | 0 | 0 | 236.5248 | 285.324 | 310.0107 | 332.271 | 0 | 0 | 0 | 0 | 0 | -4.9125 | -4.0235 | -1.4725 | 0 | 0 | 0 | 0 | -64.5368 | -44.9125 | -56.7995 | -98.1379 | 0.40929 | 0.26149 | 0.26306 | 0.18532 | -26.4144 | -11.744 | -14.9417 | -18.1869
3 | 4 | 17 | 424.1542 | 428.944 | 436.2731 | 442.7044 | 0 | 0 | 0 | 0 | 273.2778 | 190.531 | 188.5305 | 201.9218 | 0 | 0 | 0 | 0 | 163.2915 | 186.2275 | 194.2683 | 201.7966 | 0 | 0 | 0 | 0 | 0 | -0.78254 | 0.89981 | 1.0318 | 0 | 0 | 0 | 0 | -12.4151 | 52.968 | 52.5745 | 37.9542 | 0.40752 | 0.28291 | 0.38057 | 0.3842 | -5.0594 | 14.9853 | 20.0084 | 14.582
3 | 4 | 18 | 454.3844 | 461.984 | 472.5232 | 481.7516 | 0 | 0 | 0 | 0 | 315.3435 | 243.2674 | 227.2915 | 246.575 | 0 | 0 | 0 | 0 | 102.8386 | 94.2823 | 88.8139 | 84.4285 | 0 | 0 | 0 | 0 | 0 | -1.0216 | -0.0065066 | 7.5414 | 0 | 0 | 0 | 0 | 36.2022 | 125.4559 | 156.4243 | 143.2066 | 0.40644 | 0.41154 | 0.3922 | 0.38465 | 14.7141 | 51.6301 | 61.3502 | 55.0844
3 | 4 | 19 | 502.1367 | 512.4222 | 526.0811 | 537.9801 | 0 | 0 | 0 | 0 | 329.5375 | 264.878 | 264.6493 | 263.0636 | 0 | 0 | 0 | 0 | 89.3225 | 64.093 | 57.1777 | 51.5704 | 0 | 0 | 0 | 0 | 0 | 8.3814 | -0.46268 | 16.4353 | 0 | 0 | 0 | 0 | 83.2767 | 175.0698 | 204.7167 | 206.9107 | 0.41784 | 0.42049 | 0.40026 | 0.38866 | 34.7966 | 73.6157 | 81.9405 | 80.418
3 | 4 | 20 | 500.2712 | 510.8516 | 524.732 | 536.7133 | 0 | 0 | 0 | 0 | 336.6107 | 277.1671 | 270.752 | 283.2397 | 0 | 0 | 0 | 0 | 95.8162 | 77.6346 | 67.8955 | 59.5808 | 0 | 0 | 0 | 0 | 0 | 22.7348 | 2.3831 | 11.2689 | 0 | 0 | 0 | 0 | 67.8444 | 133.3151 | 183.7013 | 182.6239 | 0.41669 | 0.42192 | 0.40093 | 0.38937 | 28.27 | 56.2489 | 73.6508 | 71.108
3 | 4 | 21 | 486.7871 | 497.3361 | 511.0128 | 522.6915 | 0 | 0 | 0 | 0 | 337.1254 | 283.0234 | 281.0071 | 287.443 | 0 | 0 | 0 | 0 | 101.8286 | 92.9114 | 82.1594 | 72.8861 | 0 | 0 | 0 | 0 | 0 | 13.4262 | 7.4639 | 18.7696 | 0 | 0 | 0 | 0 | 47.8331 | 107.9751 | 140.3825 | 143.5927 | 0.40725 | 0.41222 | 0.39727 | 0.38658 | 19.4798 | 44.5098 | 55.7696 | 55.5095
3 | 4 | 22 | 461.2902 | 471.7938 | 485.2783 | 496.7686 | 0 | 0 | 0 | 0 | 324.8634 | 304.3716 | 286.4969 | 291.8032 | 0 | 0 | 0 | 0 | 102.6853 | 103.3439 | 92.4855 | 83.1061 | 0 | 0 | 0 | 0 | 0 | 7.8296 | 3.2689 | 8.0984 | 0 | 0 | 0 | 0 | 33.7416 | 56.2487 | 103.0271 | 113.7609 | 0.4092 | 0.40681 | 0.39436 | 0.38072 | 13.8071 | 22.8824 | 40.6299 | 43.3114
3 | 4 | 23 | 420.8754 | 430.6594 | 443.1505 | 453.7604 | 0 | 0 | 0 | 0 | 285.7091 | 277.973 | 267.594 | 289.2404 | 0 | 0 | 0 | 0 | 100.422 | 109.5907 | 99.0153 | 89.895 | 0 | 0 | 0 | 0 | 0 | 7.2553 | 7.7806 | 8.0635 | 0 | 0 | 0 | 0 | 34.7442 | 35.8404 | 68.7606 | 66.5615 | 0.41443 | 0.40564 | 0.38939 | 0.37001 | 14.3989 | 14.5382 | 26.7746 | 24.6283
3 | 4 | 24 | 381.6107 | 389.172 | 398.9934 | 407.2092 | 0 | 0 | 0 | 0 | 254.9217 | 257.5129 | 277.9996 | 271.01 | 0 | 0 | 0 | 0 | 98.7006 | 113.9034 | 103.5379 | 94.6138 | 0 | 0 | 0 | 0 | 0 | 7.6132 | 3.1912 | 2.4583 | 0 | 0 | 0 | 0 | 27.9884 | 10.1425 | 14.2647 | 39.1271 | 0.41271 | 0.40699 | 0.38318 | 0.36432 | 11.551 | 4.1279 | 5.466 | 14.2546
3 | 5 | 1 | 360.0501 | 365.3804 | 372.5819 | 378.4153 | 0 | 0 | 0 | 0 | 209.5439 | 285.3994 | 256.3246 | 260.0062 | 0 | 0 | 0 | 0 | 97.5852 | 112.9014 | 102.6663 | 93.8685 | 0 | 0 | 0 | 0 | 0 | 10.3458 | 13.8688 | 1.4417 | 0 | 0 | 0 | 0 | 52.9209 | -43.2662 | -0.27778 | 23.0989 | 0.41329 | 0.40425 | 0.37696 | 0.36409 | 21.8714 | -17.4903 | -0.10471 | 8.41
3 | 5 | 2 | 345.1768 | 348.5671 | 353.5673 | 357.4663 | 0 | 0 | 0 | 0 | 199.2324 | 262.8971 | 266.9306 | 203.2864 | 0 | 0 | 0 | 0 | 93.9441 | 110.2267 | 100.4335 | 92.0504 | 0 | 0 | 0 | 0 | 0 | 0.61276 | 8.0623 | -0.98024 | 0 | 0 | 0 | 0 | 52.0003 | -25.1694 | -21.8591 | 63.1098 | 0.41212 | 0.40593 | 0.37263 | 0.36396 | 21.4304 | -10.217 | -8.1453 | 22.9693
3 | 5 | 3 | 339.6569 | 341.3204 | 344.4138 | 346.6551 | 0 | 0 | 0 | 0 | 205.8009 | 235.662 | 282.2043 | 199.3432 | 0 | 0 | 0 | 0 | 89.9106 | 107.8246 | 98.5091 | 90.5836 | 0 | 0 | 0 | 0 | 0 | 2.9683 | 6.3453 | -0.3229 | 0 | 0 | 0 | 0 | 43.9453 | -5.1344 | -42.645 | 57.0512 | 0.41162 | 0.4062 | 0.3735 | 0.36453 | 18.0886 | -2.0856 | -15.9279 | 20.7968
3 | 5 | 4 | 339.2012 | 339.512 | 341.1106 | 342.0281 | 0 | 0 | 0 | 0 | 204.7347 | 232.0682 | 249.4304 | 199.5077 | 0 | 0 | 0 | 0 | 85.8123 | 106.1323 | 97.2932 | 89.8311 | 0 | 0 | 0 | 0 | 0 | 1.4304 | 9.4804 | -0.41265 | 0 | 0 | 0 | 0 | 48.6542 | -0.11892 | -15.0934 | 53.102 | 0.4116 | 0.40613 | 0.376 | 0.36469 | 20.026 | -0.048298 | -5.6751 | 19.3658
3 | 5 | 5 | 350.8709 | 349.8954 | 350.1244 | 349.8195 | 0 | 0 | 0 | 0 | 239.1056 | 253.5814 | 238.7258 | 222.0079 | 0 | 0 | 0 | 0 | 82.0342 | 104.5389 | 96.1454 | 89.1116 | 0 | 0 | 0 | 0 | 0 | 6.8862 | 15.6013 | -1.5047 | 0 | 0 | 0 | 0 | 29.7311 | -15.1111 | -0.34813 | 40.2046 | 0.41177 | 0.4071 | 0.37726 | 0.36626 | 12.2424 | -6.1517 | -0.13133 | 14.7252
3 | 5 | 6 | 380.716 | 379.0837 | 378.7714 | 378.0314 | 0 | 0 | 0 | 0 | 301.5071 | 258.7581 | 250.0148 | 265.2364 | 0 | 0 | 0 | 0 | 82.3632 | 105.1692 | 96.7147 | 89.6401 | 0 | 0 | 0 | 0 | 0 | 22.3779 | 16.4125 | 10.3748 | 0 | 0 | 0 | 0 | -3.1542 | -7.2216 | 15.6294 | 12.7801 | 0.41056 | 0.40853 | 0.38849 | 0.36647 | -1.295 | -2.9502 | 6.0718 | 4.6836
3 | 5 | 7 | 423.5893 | 421.6821 | 421.4538 | 421.001 | 0 | 0 | 0 | 0 | 310.4125 | 259.5307 | 251.3328 | 250.0593 | 0 | 0 | 0 | 0 | 86.6583 | 105.9278 | 98.6857 | 92.7995 | 0 | 0 | 0 | 0 | 0 | 5.8865 | 2.7668 | 4.2464 | 0 | 0 | 0 | 0 | 26.5185 | 50.3371 | 68.6685 | 73.8958 | 0.41103 | 0.41035 | 0.39423 | 0.37873 | 10.8998 | 20.6557 | 27.0714 | 27.9866
3 | 5 | 8 | 454.5476 | 453.1258 | 453.9766 | 454.9503 | 0 | 0 | 0 | 0 | 283.8875 | 214.374 | 205.1429 | 204.7797 | 0 | 0 | 0 | 0 | 117.4542 | 143.1588 | 152.3412 | 161.4504 | 0 | 0 | 0 | 0 | 0 | -3.5547 | 2.1012 | 5.3554 | 0 | 0 | 0 | 0 | 53.2058 | 99.1476 | 94.3913 | 83.3647 | 0.409 | 0.28561 | 0.40476 | 0.39541 | 21.7613 | 28.3178 | 38.206 | 32.9632
3 | 5 | 9 | 473.02 | 472.4347 | 474.6855 | 477.3626 | 0 | 0 | 0 | 0 | 248.7911 | 194.9509 | 177.3793 | 184.5594 | 0 | 0 | 0 | 0 | 155.8356 | 203.1164 | 236.1953 | 266.8451 | 0 | 0 | 0 | 0 | 0 | -8.9851 | -7.0547 | -9.8195 | 0 | 0 | 0 | 0 | 68.3932 | 83.3526 | 68.1656 | 35.7776 | 0.40919 | 0.27247 | 0.26264 | 0.26837 | 27.9859 | 22.7115 | 17.9033 | 9.6016
3 | 5 | 10 | 489.088 | 488.7623 | 491.3167 | 494.1889 | 0 | 0 | 0 | 0 | 232.9665 | 170.2743 | 165.5491 | 175.7915 | 0 | 0 | 0 | 0 | 196.9468 | 272.1043 | 320.6721 | 365.08 | 0 | 0 | 0 | 0 | 0 | -24.2656 | -20.4567 | -21.2725 | 0 | 0 | 0 | 0 | 59.1747 | 70.6493 | 25.5522 | -25.4102 | 0.40293 | 0.26868 | 0.26582 | 0.087318 | 23.8431 | 18.9818 | 6.7922 | -2.2188
3 | 5 | 11 | 503.1553 | 503.341 | 506.2279 | 509.0337 | 0 | 0 | 0 | 0 | 221.3167 | 171.6663 | 161.6298 | 163.8649 | 0 | 0 | 0 | 0 | 229.9099 | 328.3543 | 384.7954 | 436.0496 | 0 | 0 | 0 | 0 | 0 | -22.7809 | -20.6608 | -21.8928 | 0 | 0 | 0 | 0 | 51.9287 | 26.1014 | -19.5365 | -68.988 | 0.39688 | 0.26972 | 0.26885 | 0 | 20.6093 | 7.0401 | -5.2525 | 0
3 | 5 | 12 | 509.1924 | 509.8338 | 513.0369 | 515.8628 | 0 | 0 | 0 | 0 | 205.2173 | 167.0002 | 160.0568 | 158.7006 | 0 | 0 | 0 | 0 | 252.4168 | 362.1146 | 423.0908 | 478.2791 | 0 | 0 | 0 | 0 | 0 | -27.5045 | -26.408 | -26.6776 | 0 | 0 | 0 | 0 | 51.5583 | 8.2235 | -43.7027 | -94.4394 | 0.3979 | 0.26972 | 0.26972 | 0 | 20.5149 | 2.218 | -11.7874 | 0
3 | 5 | 13 | 513.055 | 514.7998 | 519.1545 | 522.8979 | 0 | 0 | 0 | 0 | 201.6603 | 168.5639 | 161.5904 | 156.8932 | 0 | 0 | 0 | 0 | 246.9688 | 345.2674 | 406.8384 | 462.608 | 0 | 0 | 0 | 0 | 0 | -28.091 | -26.7185 | -28.5959 | 0 | 0 | 0 | 0 | 64.4259 | 29.0594 | -22.5558 | -68.0074 | 0.39853 | 0.26972 | 0.26972 | 0 | 25.6754 | 7.8379 | -6.0837 | 0
3 | 5 | 14 | 514.7065 | 517.1265 | 522.2603 | 526.7245 | 0 | 0 | 0 | 0 | 221.9409 | 166.6694 | 159.5054 | 154.7355 | 0 | 0 | 0 | 0 | 251.5562 | 350.8005 | 408.9337 | 461.4816 | 0 | 0 | 0 | 0 | 0 | -28.0965 | -26.1007 | -18.5606 | 0 | 0 | 0 | 0 | 41.2093 | 27.7531 | -20.0781 | -70.9319 | 0.39819 | 0.26972 | 0.26972 | 0 | 16.409 | 7.4856 | -5.4154 | 0
3 | 5 | 15 | 515.363 | 518.6206 | 524.6531 | 529.8791 | 0 | 0 | 0 | 0 | 233.5384 | 173.3733 | 165.6083 | 171.7017 | 0 | 0 | 0 | 0 | 230.06 | 314.9407 | 364.2388 | 408.8784 | 0 | 0 | 0 | 0 | 0 | -18.7764 | -14.7671 | -11.4376 | 0 | 0 | 0 | 0 | 51.7645 | 49.083 | 9.5732 | -39.2634 | 0.40065 | 0.26972 | 0.26972 | 0 | 20.7394 | 13.2387 | 2.5821 | 0
3 | 5 | 16 | 510.0922 | 515.2538 | 523.3721 | 530.4577 | 0 | 0 | 0 | 0 | 243.0192 | 181.5864 | 172.2297 | 192.5798 | 0 | 0 | 0 | 0 | 220.268 | 312.5714 | 349.5802 | 382.9875 | 0 | 0 | 0 | 0 | 0 | -4.9125 | -4.0235 | -1.4725 | 0 | 0 | 0 | 0 | 46.805 | 26.0086 | 5.5859 | -43.6371 | 0.40929 | 0.26149 | 0.26306 | 0.18532 | 19.1569 | 6.8009 | 1.4694 | -8.0868
3 | 5 | 17 | 502.4304 | 509.7585 | 520.2046 | 529.3217 | 0 | 0 | 0 | 0 | 273.2778 | 190.531 | 188.5305 | 201.9218 | 0 | 0 | 0 | 0 | 163.9887 | 245.4612 | 262.6162 | 278.2326 | 0 | 0 | 0 | 0 | 0 | -0.78254 | 0.89981 | 1.0318 | 0 | 0 | 0 | 0 | 65.1638 | 74.5489 | 68.1581 | 48.1355 | 0.40752 | 0.28291 | 0.38057 | 0.3842 | 26.5553 | 21.0908 | 25.9391 | 18.4936
3 | 5 | 18 | 507.8012 | 517.133 | 529.7993 | 540.8605 | 0 | 0 | 0 | 0 | 315.3435 | 243.2674 | 227.2915 | 246.575 | 0 | 0 | 0 | 0 | 80.5505 | 117.1342 | 113.8964 | 111.4651 | 0 | 0 | 0 | 0 | 0 | -1.0216 | -0.0065066 | 7.5414 | 0 | 0 | 0 | 0 | 111.9071 | 157.753 | 188.6179 | 175.279 | 0.40644 | 0.41154 | 0.3922 | 0.38465 | 45.4838 | 64.9216 | 73.9767 | 67.421
3 | 5 | 19 | 551.5371 | 563.4245 | 579.0505 | 592.6445 | 0 | 0 | 0 | 0 | 329.5375 | 264.878 | 264.6493 | 263.0636 | 0 | 0 | 0 | 0 | 46.4177 | 53.0197 | 48.9174 | 45.9353 | 0 | 0 | 0 | 0 | 0 | 8.3814 | -0.46268 | 16.4353 | 0 | 0 | 0 | 0 | 175.5819 | 237.1454 | 265.9465 | 267.2103 | 0.41784 | 0.42049 | 0.40026 | 0.38866 | 73.3658 | 99.718 | 106.4484 | 103.854
3 | 5 | 20 | 549.1938 | 561.3607 | 577.1892 | 590.8491 | 0 | 0 | 0 | 0 | 336.6107 | 277.1671 | 270.752 | 283.2397 | 0 | 0 | 0 | 0 | 55.0318 | 64.0444 | 58.9159 | 54.9558 | 0 | 0 | 0 | 0 | 0 | 22.7348 | 2.3831 | 11.2689 | 0 | 0 | 0 | 0 | 157.5514 | 197.4144 | 245.1381 | 241.3847 | 0.41669 | 0.42192 | 0.40093 | 0.38937 | 65.65 | 83.2939 | 98.2825 | 93.9876
3 | 5 | 21 | 528.4908 | 540.3921 | 555.7295 | 568.8391 | 0 | 0 | 0 | 0 | 337.1254 | 283.0234 | 281.0071 | 287.443 | 0 | 0 | 0 | 0 | 65.1908 | 70.445 | 64.1042 | 58.9903 | 0 | 0 | 0 | 0 | 0 | 13.4262 | 7.4639 | 18.7696 | 0 | 0 | 0 | 0 | 126.1746 | 173.4976 | 203.1543 | 203.6361 | 0.40725 | 0.41222 | 0.39727 | 0.38658 | 51.384 | 71.5196 | 80.7068 | 78.7208
3 | 5 | 22 | 491.0154 | 502.4829 | 517.151 | 529.6613 | 0 | 0 | 0 | 0 | 324.8634 | 304.3716 | 286.4969 | 291.8032 | 0 | 0 | 0 | 0 | 68.1991 | 74.4762 | 67.7911 | 62.3378 | 0 | 0 | 0 | 0 | 0 | 7.8296 | 3.2689 | 8.0984 | 0 | 0 | 0 | 0 | 97.9529 | 115.8054 | 159.5941 | 167.4219 | 0.4092 | 0.40681 | 0.39436 | 0.38072 | 40.0826 | 47.1105 | 62.9378 | 63.7413
3 | 5 | 23 | 450.2997 | 461.0379 | 474.7007 | 486.3202 | 0 | 0 | 0 | 0 | 285.7091 | 277.973 | 267.594 | 289.2404 | 0 | 0 | 0 | 0 | 67.5511 | 78.9747 | 72.3762 | 66.9979 | 0 | 0 | 0 | 0 | 0 | 7.2553 | 7.7806 | 8.0635 | 0 | 0 | 0 | 0 | 97.0395 | 96.8349 | 126.9499 | 122.0184 | 0.41443 | 0.40564 | 0.38939 | 0.37001 | 40.2158 | 39.2798 | 49.4329 | 45.1479
3 | 5 | 24 | 407.3371 | 415.7327 | 426.5785 | 435.677 | 0 | 0 | 0 | 0 | 254.9217 | 257.5129 | 277.9996 | 271.01 | 0 | 0 | 0 | 0 | 68.6413 | 83.2283 | 76.5035 | 71.002 | 0 | 0 | 0 | 0 | 0 | 7.6132 | 3.1912 | 2.4583 | 0 | 0 | 0 | 0 | 83.7741 | 67.3782 | 68.8842 | 91.2068 | 0.41271 | 0.40699 | 0.38318 | 0.36432 | 34.5742 | 27.4222 | 26.3952 | 33.2281
3 | 6 | 1 | 378.3982 | 384.3236 | 392.2557 | 398.7187 | 0 | 0 | 0 | 0 | 209.5439 | 285.3994 | 256.3246 | 260.0062 | 0 | 0 | 0 | 0 | 70.9088 | 89.3543 | 82.3582 | 76.599 | 0 | 0 | 0 | 0 | 0 | 10.3458 | 13.8688 | 1.4417 | 0 | 0 | 0 | 0 | 97.9455 | -0.77592 | 39.7042 | 60.6718 | 0.41329 | 0.40425 | 0.37696 | 0.36409 | 40.4794 | -0.31367 | 14.9667 | 22.0898
3 | 6 | 2 | 362.0387 | 365.9759 | 371.6475 | 376.1251 | 0 | 0 | 0 | 0 | 199.2324 | 262.8971 | 266.9306 | 203.2864 | 0 | 0 | 0 | 0 | 69.4314 | 94.3087 | 87.4809 | 81.8883 | 0 | 0 | 0 | 0 | 0 | 0.61276 | 8.0623 | -0.98024 | 0 | 0 | 0 | 0 | 93.375 | 8.1574 | 9.1737 | 91.9307 | 0.41212 | 0.40593 | 0.37263 | 0.36396 | 38.4817 | 3.3113 | 3.4184 | 33.4588
3 | 6 | 3 | 355.0149 | 357.1765 | 360.8814 | 363.6497 | 0 | 0 | 0 | 0 | 205.8009 | 235.662 | 282.2043 | 199.3432 | 0 | 0 | 0 | 0 | 68.9911 | 101.2559 | 94.4691 | 88.9247 | 0 | 0 | 0 | 0 | 0 | 2.9683 | 6.3453 | -0.3229 | 0 | 0 | 0 | 0 | 80.2228 | 17.2902 | -22.1374 | 75.7047 | 0.41162 | 0.4062 | 0.3735 | 0.36453 | 33.0211 | 7.0233 | -8.2683 | 27.5965
3 | 6 | 4 | 350.9143 | 351.605 | 353.6699 | 354.9894 | 0 | 0 | 0 | 0 | 204.7347 | 232.0682 | 249.4304 | 199.5077 | 0 | 0 | 0 | 0 | 69.5402 | 114.5983 | 107.737 | 102.1287 | 0 | 0 | 0 | 0 | 0 | 1.4304 | 9.4804 | -0.41265 | 0 | 0 | 0 | 0 | 76.6395 | 3.508 | -12.9778 | 53.7656 | 0.4116 | 0.40613 | 0.376 | 0.36469 | 31.5447 | 1.4247 | -4.8797 | 19.6078
3 | 6 | 5 | 359.6823 | 358.9925 | 359.5724 | 359.5698 | 0 | 0 | 0 | 0 | 239.1056 | 253.5814 | 238.7258 | 222.0079 | 0 | 0 | 0 | 0 | 67.8021 | 118.0711 | 111.4027 | 105.9896 | 0 | 0 | 0 | 0 | 0 | 6.8862 | 15.6013 | -1.5047 | 0 | 0 | 0 | 0 | 52.7746 | -19.5462 | -6.1574 | 33.077 | 0.41177 | 0.4071 | 0.37726 | 0.36626 | 21.731 | -7.9572 | -2.3229 | 12.1146
3 | 6 | 6 | 391.6152 | 390.3363 | 390.4581 | 390.0921 | 0 | 0 | 0 | 0 | 301.5071 | 258.7581 | 250.0148 | 265.2364 | 0 | 0 | 0 | 0 | 64.0879 | 111.1876 | 104.936 | 99.9401 | 0 | 0 | 0 | 0 | 0 | 22.3779 | 16.4125 | 10.3748 | 0 | 0 | 0 | 0 | 26.0203 | -1.9873 | 19.0947 | 14.5408 | 0.41056 | 0.40853 | 0.38849 | 0.36647 | 10.683 | -0.81186 | 7.418 | 5.3288
3 | 6 | 7 | 434.2055 | 432.6424 | 432.8369 | 432.7484 | 0 | 0 | 0 | 0 | 310.4125 | 259.5307 | 251.3328 | 250.0593 | 0 | 0 | 0 | 0 | 86.0654 | 124.2008 | 115.8327 | 108.7019 | 0 | 0 | 0 | 0 | 0 | 5.8865 | 2.7668 | 4.2464 | 0 | 0 | 0 | 0 | 37.7276 | 43.0245 | 62.9046 | 69.7408 | 0.41103 | 0.41035 | 0.39423 | 0.37873 | 15.507 | 17.655 | 24.7991 | 26.413
3 | 6 | 8 | 463.5536 | 462.4238 | 463.6333 | 464.916 | 0 | 0 | 0 | 0 | 283.8875 | 214.374 | 205.1429 | 204.7797 | 0 | 0 | 0 | 0 | 163.6258 | 248.9816 | 244.9757 | 241.2577 | 0 | 0 | 0 | 0 | 0 | -3.5547 | 2.1012 | 5.3554 | 0 | 0 | 0 | 0 | 16.0402 | 2.6229 | 11.4134 | 13.5231 | 0.409 | 0.28561 | 0.40476 | 0.39541 | 6.5605 | 0.74912 | 4.6197 | 5.3472
3 | 6 | 9 | 479.2658 | 478.8831 | 481.3826 | 484.274 | 0 | 0 | 0 | 0 | 248.7911 | 194.9509 | 177.3793 | 184.5594 | 0 | 0 | 0 | 0 | 221.1137 | 355.6029 | 372.9102 | 388.2388 | 0 | 0 | 0 | 0 | 0 | -8.9851 | -7.0547 | -9.8195 | 0 | 0 | 0 | 0 | 9.3609 | -62.6855 | -61.8522 | -78.7047 | 0.40919 | 0.27247 | 0.26264 | 0.26837 | 3.8304 | -17.0802 | -16.2451 | -21.1218
3 | 6 | 10 | 493.6175 | 493.4387 | 496.1735 | 499.2011 | 0 | 0 | 0 | 0 | 232.9665 | 170.2743 | 165.5491 | 175.7915 | 0 | 0 | 0 | 0 | 268.7076 | 446.2211 | 482.7649 | 515.3154 | 0 | 0 | 0 | 0 | 0 | -24.2656 | -20.4567 | -21.2725 | 0 | 0 | 0 | 0 | -8.0566 | -98.7911 | -131.6838 | -170.6334 | 0.40293 | 0.26868 | 0.26582 | 0.087318 | -3.2462 | -26.5428 | -35.0039 | -14.8993
3 | 6 | 11 | 509.9319 | 510.3374 | 513.4941 | 516.5324 | 0 | 0 | 0 | 0 | 221.3167 | 171.6663 | 161.6298 | 163.8649 | 0 | 0 | 0 | 0 | 295.7108 | 493.7951 | 544.5707 | 589.965 | 0 | 0 | 0 | 0 | 0 | -22.7809 | -20.6608 | -21.8928 | 0 | 0 | 0 | 0 | -7.0955 | -132.3431 | -172.0455 | -215.4047 | 0.39688 | 0.26972 | 0.26885 | 0 | -2.8161 | -35.6955 | -46.2553 | 0
3 | 6 | 12 | 519.207 | 520.1731 | 523.775 | 526.9445 | 0 | 0 | 0 | 0 | 205.2173 | 167.0002 | 160.0568 | 158.7006 | 0 | 0 | 0 | 0 | 309.0854 | 507.7199 | 565.2033 | 616.635 | 0 | 0 | 0 | 0 | 0 | -27.5045 | -26.408 | -26.6776 | 0 | 0 | 0 | 0 | 4.9042 | -127.0425 | -175.0771 | -221.7136 | 0.3979 | 0.26972 | 0.26972 | 0 | 1.9514 | -34.2658 | -47.2216 | 0
3 | 6 | 13 | 520.4863 | 522.4721 | 527.1227 | 531.1211 | 0 | 0 | 0 | 0 | 201.6603 | 168.5639 | 161.5904 | 156.8932 | 0 | 0 | 0 | 0 | 302.248 | 488.0624 | 547.9162 | 601.6109 | 0 | 0 | 0 | 0 | 0 | -28.091 | -26.7185 | -28.5959 | 0 | 0 | 0 | 0 | 16.578 | -106.0632 | -155.6654 | -198.7871 | 0.39853 | 0.26972 | 0.26972 | 0 | 6.6068 | -28.6073 | -41.9859 | 0
3 | 6 | 14 | 527.6935 | 530.5347 | 536.1856 | 541.0954 | 0 | 0 | 0 | 0 | 221.9409 | 166.6694 | 159.5054 | 154.7355 | 0 | 0 | 0 | 0 | 296.6152 | 488.2382 | 544.037 | 594.0614 | 0 | 0 | 0 | 0 | 0 | -28.0965 | -26.1007 | -18.5606 | 0 | 0 | 0 | 0 | 9.1374 | -96.2765 | -141.2561 | -189.1408 | 0.39819 | 0.26972 | 0.26972 | 0 | 3.6384 | -25.9676 | -38.0994 | 0
3 | 6 | 15 | 527.4123 | 531.0606 | 537.573 | 543.2124 | 0 | 0 | 0 | 0 | 233.5384 | 173.3733 | 165.6083 | 171.7017 | 0 | 0 | 0 | 0 | 273.3111 | 449.5347 | 498.1025 | 541.719 | 0 | 0 | 0 | 0 | 0 | -18.7764 | -14.7671 | -11.4376 | 0 | 0 | 0 | 0 | 20.5627 | -73.0709 | -111.3707 | -158.7707 | 0.40065 | 0.26972 | 0.26972 | 0 | 8.2384 | -19.7087 | -30.0388 | 0
3 | 6 | 16 | 518.4613 | 523.8943 | 532.3458 | 539.7185 | 0 | 0 | 0 | 0 | 243.0192 | 181.5864 | 172.2297 | 192.5798 | 0 | 0 | 0 | 0 | 237.0096 | 396.5871 | 431.8919 | 463.7185 | 0 | 0 | 0 | 0 | 0 | -4.9125 | -4.0235 | -1.4725 | 0 | 0 | 0 | 0 | 38.4324 | -49.3667 | -67.7522 | -115.1073 | 0.40929 | 0.26149 | 0.26306 | 0.18532 | 15.7301 | -12.9087 | -17.8229 | -21.3316
3 | 6 | 17 | 511.5956 | 519.221 | 530.032 | 539.4636 | 0 | 0 | 0 | 0 | 273.2778 | 190.531 | 188.5305 | 201.9218 | 0 | 0 | 0 | 0 | 186.1699 | 323.5869 | 342.5468 | 359.9718 | 0 | 0 | 0 | 0 | 0 | -0.78254 | 0.89981 | 1.0318 | 0 | 0 | 0 | 0 | 52.1479 | 5.8857 | -1.9451 | -23.4618 | 0.40752 | 0.28291 | 0.38057 | 0.3842 | 21.2511 | 1.6651 | -0.74024 | -9.014
3 | 6 | 18 | 515.2148 | 524.787 | 537.7485 | 549.064 | 0 | 0 | 0 | 0 | 315.3435 | 243.2674 | 227.2915 | 246.575 | 0 | 0 | 0 | 0 | 128.4218 | 206.5952 | 206.8815 | 207.886 | 0 | 0 | 0 | 0 | 0 | -1.0216 | -0.0065066 | 7.5414 | 0 | 0 | 0 | 0 | 71.4494 | 75.946 | 103.582 | 87.0616 | 0.40644 | 0.41154 | 0.3922 | 0.38465 | 29.04 | 31.2548 | 40.6252 | 33.4882
3 | 6 | 19 | 555.9959 | 568.0279 | 583.8314 | 597.5784 | 0 | 0 | 0 | 0 | 329.5375 | 264.878 | 264.6493 | 263.0636 | 0 | 0 | 0 | 0 | 129.1233 | 147.5847 | 143.6499 | 140.9832 | 0 | 0 | 0 | 0 | 0 | 8.3814 | -0.46268 | 16.4353 | 0 | 0 | 0 | 0 | 97.335 | 147.1837 | 175.9949 | 177.0962 | 0.41784 | 0.42049 | 0.40026 | 0.38866 | 40.6708 | 61.8898 | 70.4442 | 68.8303
3 | 6 | 20 | 552.5025 | 564.7767 | 580.7369 | 594.5103 | 0 | 0 | 0 | 0 | 336.6107 | 277.1671 | 270.752 | 283.2397 | 0 | 0 | 0 | 0 | 153.2005 | 152.5322 | 147.6614 | 144.1306 | 0 | 0 | 0 | 0 | 0 | 22.7348 | 2.3831 | 11.2689 | 0 | 0 | 0 | 0 | 62.6914 | 112.3426 | 159.9404 | 155.8711 | 0.41669 | 0.42192 | 0.40093 | 0.38937 | 26.1228 | 47.4001 | 64.1244 | 60.6913
3 | 6 | 21 | 531.9057 | 543.9177 | 559.3911 | 572.6178 | 0 | 0 | 0 | 0 | 337.1254 | 283.0234 | 281.0071 | 287.443 | 0 | 0 | 0 | 0 | 156.053 | 144.3485 | 137.5968 | 132.2831 | 0 | 0 | 0 | 0 | 0 | 13.4262 | 7.4639 | 18.7696 | 0 | 0 | 0 | 0 | 38.7272 | 103.1196 | 133.3234 | 134.1221 | 0.40725 | 0.41222 | 0.39727 | 0.38658 | 15.7715 | 42.5082 | 52.9652 | 51.8484
3 | 6 | 22 | 494.5718 | 506.1546 | 520.9644 | 533.5966 | 0 | 0 | 0 | 0 | 324.8634 | 304.3716 | 286.4969 | 291.8032 | 0 | 0 | 0 | 0 | 145.8439 | 138.4077 | 128.4662 | 120.0841 | 0 | 0 | 0 | 0 | 0 | 7.8296 | 3.2689 | 8.0984 | 0 | 0 | 0 | 0 | 23.8645 | 55.5457 | 102.7324 | 113.6109 | 0.4092 | 0.40681 | 0.39436 | 0.38072 | 9.7654 | 22.5964 | 40.5137 | 43.2542
3 | 6 | 23 | 451.9275 | 462.7185 | 476.4461 | 488.1215 | 0 | 0 | 0 | 0 | 285.7091 | 277.973 | 267.594 | 289.2404 | 0 | 0 | 0 | 0 | 139.0325 | 135.3975 | 123.6545 | 113.5466 | 0 | 0 | 0 | 0 | 0 | 7.2553 | 7.7806 | 8.0635 | 0 | 0 | 0 | 0 | 27.1859 | 42.0928 | 77.4171 | 77.2709 | 0.41443 | 0.40564 | 0.38939 | 0.37001 | 11.2666 | 17.0744 | 30.1454 | 28.5909
3 | 6 | 24 | 408.788 | 417.2306 | 428.1342 | 437.2825 | 0 | 0 | 0 | 0 | 254.9217 | 257.5129 | 277.9996 | 271.01 | 0 | 0 | 0 | 0 | 132.5604 | 120.2501 | 107.193 | 95.8144 | 0 | 0 | 0 | 0 | 0 | 7.6132 | 3.1912 | 2.4583 | 0 | 0 | 0 | 0 | 21.3058 | 31.8544 | 39.7504 | 67.9999 | 0.41271 | 0.40699 | 0.38318 | 0.36432 | 8.7931 | 12.9644 | 15.2316 | 24.7735
3 | 7 | 1 | 380.9107 | 386.9176 | 394.9498 | 401.4989 | 0 | 0 | 0 | 0 | 209.5439 | 285.3994 | 256.3246 | 260.0062 | 0 | 0 | 0 | 0 | 133.359 | 113.7782 | 99.191 | 86.3841 | 0 | 0 | 0 | 0 | 0 | 10.3458 | 13.8688 | 1.4417 | 0 | 0 | 0 | 0 | 38.0078 | -22.6059 | 25.5654 | 53.6669 | 0.41329 | 0.40425 | 0.37696 | 0.36409 | 15.7081 | -9.1384 | 9.637 | 19.5394
3 | 7 | 2 | 364.0558 | 368.0583 | 373.8103 | 378.3571 | 0 | 0 | 0 | 0 | 199.2324 | 262.8971 | 266.9306 | 203.2864 | 0 | 0 | 0 | 0 | 136.9631 | 106.1005 | 90.9815 | 77.682 | 0 | 0 | 0 | 0 | 0 | 0.61276 | 8.0623 | -0.98024 | 0 | 0 | 0 | 0 | 27.8603 | -1.5519 | 7.8359 | 98.369 | 0.41212 | 0.40593 | 0.37263 | 0.36396 | 11.4818 | -0.62997 | 2.9199 | 35.8021
3 | 7 | 3 | 355.9349 | 358.1264 | 361.8679 | 364.6678 | 0 | 0 | 0 | 0 | 205.8009 | 235.662 | 282.2043 | 199.3432 | 0 | 0 | 0 | 0 | 143.7065 | 100.5868 | 84.6736 | 70.6099 | 0 | 0 | 0 | 0 | 0 | 2.9683 | 6.3453 | -0.3229 | 0 | 0 | 0 | 0 | 6.4275 | 18.9093 | -11.3554 | 95.0376 | 0.41162 | 0.4062 | 0.3735 | 0.36453 | 2.6457 | 7.681 | -4.2412 | 34.6438
3 | 7 | 4 | 351.6221 | 352.3357 | 354.4288 | 355.7726 | 0 | 0 | 0 | 0 | 204.7347 | 232.0682 | 249.4304 | 199.5077 | 0 | 0 | 0 | 0 | 153.2799 | 102.855 | 85.7829 | 70.6292 | 0 | 0 | 0 | 0 | 0 | 1.4304 | 9.4804 | -0.41265 | 0 | 0 | 0 | 0 | -6.3925 | 15.9821 | 9.7351 | 86.0483 | 0.4116 | 0.40613 | 0.376 | 0.36469 | -2.6311 | 6.4908 | 3.6604 | 31.381
3 | 7 | 5 | 359.5054 | 358.8098 | 359.3827 | 359.374 | 0 | 0 | 0 | 0 | 239.1056 | 253.5814 | 238.7258 | 222.0079 | 0 | 0 | 0 | 0 | 162.8415 | 114.6197 | 96.3873 | 80.1446 | 0 | 0 | 0 | 0 | 0 | 6.8862 | 15.6013 | -1.5047 | 0 | 0 | 0 | 0 | -42.4418 | -16.2775 | 8.6682 | 58.7262 | 0.41177 | 0.4071 | 0.37726 | 0.36626 | -17.4763 | -6.6266 | 3.2701 | 21.5088
3 | 7 | 6 | 391.0313 | 389.7335 | 389.832 | 389.446 | 0 | 0 | 0 | 0 | 301.5071 | 258.7581 | 250.0148 | 265.2364 | 0 | 0 | 0 | 0 | 172.0744 | 124.2804 | 104.8988 | 87.5996 | 0 | 0 | 0 | 0 | 0 | 22.3779 | 16.4125 | 10.3748 | 0 | 0 | 0 | 0 | -82.5501 | -15.6829 | 18.5059 | 26.2352 | 0.41056 | 0.40853 | 0.38849 | 0.36647 | -33.8922 | -6.4069 | 7.1893 | 9.6144
3 | 7 | 7 | 430.5075 | 428.8246 | 428.8718 | 428.6564 | 0 | 0 | 0 | 0 | 310.4125 | 259.5307 | 251.3328 | 250.0593 | 0 | 0 | 0 | 0 | 196.5535 | 148.256 | 126.5759 | 107.0461 | 0 | 0 | 0 | 0 | 0 | 5.8865 | 2.7668 | 4.2464 | 0 | 0 | 0 | 0 | -76.4585 | 15.1515 | 48.1963 | 67.3046 | 0.41103 | 0.41035 | 0.39423 | 0.37873 | -31.4264 | 6.2174 | 19.0006 | 25.4903
3 | 7 | 8 | 461.3242 | 460.1221 | 461.2428 | 462.4491 | 0 | 0 | 0 | 0 | 283.8875 | 214.374 | 205.1429 | 204.7797 | 0 | 0 | 0 | 0 | 247.8905 | 213.7643 | 193.7015 | 175.2816 | 0 | 0 | 0 | 0 | 0 | -3.5547 | 2.1012 | 5.3554 | 0 | 0 | 0 | 0 | -70.4539 | 35.5385 | 60.2971 | 77.0323 | 0.409 | 0.28561 | 0.40476 | 0.39541 | -28.8158 | 10.1502 | 24.406 | 30.4593
3 | 7 | 9 | 479.7258 | 479.358 | 481.8759 | 484.783 | 0 | 0 | 0 | 0 | 248.7911 | 194.9509 | 177.3793 | 184.5594 | 0 | 0 | 0 | 0 | 282.793 | 265.9882 | 257.2322 | 248.8733 | 0 | 0 | 0 | 0 | 0 | -8.9851 | -7.0547 | -9.8195 | 0 | 0 | 0 | 0 | -51.8583 | 27.4041 | 54.3191 | 61.1699 | 0.40919 | 0.27247 | 0.26264 | 0.26837 | -21.22 | 7.4669 | 14.2666 | 16.416
3 | 7 | 10 | 497.0324 | 496.9643 | 499.8351 | 502.9798 | 0 | 0 | 0 | 0 | 232.9665 | 170.2743 | 165.5491 | 175.7915 | 0 | 0 | 0 | 0 | 308.4119 | 318.6327 | 325.3597 | 331.0427 | 0 | 0 | 0 | 0 | 0 | -24.2656 | -20.4567 | -21.2725 | 0 | 0 | 0 | 0 | -44.346 | 32.3229 | 29.3829 | 17.4181 | 0.40293 | 0.26868 | 0.26582 | 0.087318 | -17.8682 | 8.6844 | 7.8105 | 1.5209
3 | 7 | 11 | 508.9411 | 509.3144 | 512.4317 | 515.436 | 0 | 0 | 0 | 0 | 221.3167 | 171.6663 | 161.6298 | 163.8649 | 0 | 0 | 0 | 0 | 320.6212 | 323.9534 | 338.0525 | 350.5027 | 0 | 0 | 0 | 0 | 0 | -22.7809 | -20.6608 | -21.8928 | 0 | 0 | 0 | 0 | -32.9968 | 36.4757 | 33.4102 | 22.9612 | 0.39688 | 0.26972 | 0.26885 | 0 | -13.0957 | 9.8382 | 8.9825 | 0
3 | 7 | 12 | 512.3419 | 513.0854 | 516.4139 | 519.3478 | 0 | 0 | 0 | 0 | 205.2173 | 167.0002 | 160.0568 | 158.7006 | 0 | 0 | 0 | 0 | 341.0174 | 328.5913 | 345.1185 | 359.8059 | 0 | 0 | 0 | 0 | 0 | -27.5045 | -26.408 | -26.6776 | 0 | 0 | 0 | 0 | -33.8928 | 44.9985 | 37.6466 | 27.5189 | 0.3979 | 0.26972 | 0.26972 | 0 | -13.4858 | 12.137 | 10.154 | 0
3 | 7 | 13 | 515.7444 | 517.5764 | 522.0382 | 525.8739 | 0 | 0 | 0 | 0 | 201.6603 | 168.5639 | 161.5904 | 156.8932 | 0 | 0 | 0 | 0 | 351.6128 | 309.0081 | 327.3542 | 343.976 | 0 | 0 | 0 | 0 | 0 | -28.091 | -26.7185 | -28.5959 | 0 | 0 | 0 | 0 | -37.5286 | 68.0955 | 59.8122 | 53.6006 | 0.39853 | 0.26972 | 0.26972 | 0 | -14.9562 | 18.3667 | 16.1325 | 0
3 | 7 | 14 | 518.8114 | 521.3645 | 526.6618 | 531.2668 | 0 | 0 | 0 | 0 | 221.9409 | 166.6694 | 159.5054 | 154.7355 | 0 | 0 | 0 | 0 | 391.3643 | 331.3661 | 352.1728 | 371.227 | 0 | 0 | 0 | 0 | 0 | -28.0965 | -26.1007 | -18.5606 | 0 | 0 | 0 | 0 | -94.4939 | 51.4255 | 41.0842 | 23.8649 | 0.39819 | 0.26972 | 0.26972 | 0 | -37.6261 | 13.8705 | 11.0812 | 0
3 | 7 | 15 | 518.247 | 521.5982 | 527.7456 | 533.0705 | 0 | 0 | 0 | 0 | 233.5384 | 173.3733 | 165.6083 | 171.7017 | 0 | 0 | 0 | 0 | 396.4258 | 288.3273 | 308.9948 | 328.5096 | 0 | 0 | 0 | 0 | 0 | -18.7764 | -14.7671 | -11.4376 | 0 | 0 | 0 | 0 | -111.7172 | 78.6739 | 67.9096 | 44.2968 | 0.40065 | 0.26972 | 0.26972 | 0 | -44.7593 | 21.2199 | 18.3165 | 0
3 | 7 | 16 | 503.1564 | 508.0931 | 515.9352 | 522.7827 | 0 | 0 | 0 | 0 | 243.0192 | 181.5864 | 172.2297 | 192.5798 | 0 | 0 | 0 | 0 | 400.5415 | 268.7228 | 288.6422 | 307.7825 | 0 | 0 | 0 | 0 | 0 | -4.9125 | -4.0235 | -1.4725 | 0 | 0 | 0 | 0 | -140.4043 | 62.6964 | 59.0868 | 23.8929 | 0.40929 | 0.26149 | 0.26306 | 0.18532 | -57.4664 | 16.3942 | 15.5434 | 4.4278
3 | 7 | 17 | 501.3864 | 508.6808 | 519.0853 | 528.1666 | 0 | 0 | 0 | 0 | 273.2778 | 190.531 | 188.5305 | 201.9218 | 0 | 0 | 0 | 0 | 401.8092 | 253.1335 | 264.9188 | 276.887 | 0 | 0 | 0 | 0 | 0 | -0.78254 | 0.89981 | 1.0318 | 0 | 0 | 0 | 0 | -173.7006 | 65.7988 | 64.7361 | 48.326 | 0.40752 | 0.28291 | 0.38057 | 0.3842 | -70.7858 | 18.6153 | 24.6368 | 18.5668
3 | 7 | 18 | 511.3045 | 520.7499 | 533.5557 | 544.7371 | 0 | 0 | 0 | 0 | 315.3435 | 243.2674 | 227.2915 | 246.575 | 0 | 0 | 0 | 0 | 356.2908 | 182.5315 | 177.8482 | 175.1243 | 0 | 0 | 0 | 0 | 0 | -1.0216 | -0.0065066 | 7.5414 | 0 | 0 | 0 | 0 | -160.3298 | 95.9727 | 128.4225 | 115.4963 | 0.40644 | 0.41154 | 0.3922 | 0.38465 | -65.1648 | 39.4966 | 50.3678 | 44.4256
3 | 7 | 19 | 551.8733 | 563.7716 | 579.411 | 593.0165 | 0 | 0 | 0 | 0 | 329.5375 | 264.878 | 264.6493 | 263.0636 | 0 | 0 | 0 | 0 | 343.1965 | 161.2353 | 153.4953 | 147.994 | 0 | 0 | 0 | 0 | 0 | 8.3814 | -0.46268 | 16.4353 | 0 | 0 | 0 | 0 | -120.8607 | 129.2769 | 161.729 | 165.5235 | 0.41784 | 0.42049 | 0.40026 | 0.38866 | -50.5009 | 54.3601 | 64.7341 | 64.3324
3 | 7 | 20 | 548.5038 | 560.6483 | 576.4493 | 590.0855 | 0 | 0 | 0 | 0 | 336.6107 | 277.1671 | 270.752 | 283.2397 | 0 | 0 | 0 | 0 | 334.7934 | 171.1036 | 156.793 | 144.9035 | 0 | 0 | 0 | 0 | 0 | 22.7348 | 2.3831 | 11.2689 | 0 | 0 | 0 | 0 | -122.9003 | 89.6428 | 146.5211 | 150.6735 | 0.41669 | 0.42192 | 0.40093 | 0.38937 | -51.2112 | 37.8225 | 58.7442 | 58.6675
3 | 7 | 21 | 529.5701 | 541.5064 | 556.8868 | 570.0334 | 0 | 0 | 0 | 0 | 337.1254 | 283.0234 | 281.0071 | 287.443 | 0 | 0 | 0 | 0 | 303.3922 | 160.0012 | 143.6381 | 129.6523 | 0 | 0 | 0 | 0 | 0 | 13.4262 | 7.4639 | 18.7696 | 0 | 0 | 0 | 0 | -110.9476 | 85.0556 | 124.7778 | 134.1684 | 0.40725 | 0.41222 | 0.39727 | 0.38658 | -45.1829 | 35.0618 | 49.5703 | 51.8663
3 | 7 | 22 | 494.6072 | 506.1911 | 521.0023 | 533.6358 | 0 | 0 | 0 | 0 | 324.8634 | 304.3716 | 286.4969 | 291.8032 | 0 | 0 | 0 | 0 | 269.3234 | 148.9335 | 130.7505 | 114.8945 | 0 | 0 | 0 | 0 | 0 | 7.8296 | 3.2689 | 8.0984 | 0 | 0 | 0 | 0 | -99.5796 | 45.0564 | 100.486 | 118.8397 | 0.4092 | 0.40681 | 0.39436 | 0.38072 | -40.7482 | 18.3293 | 39.6279 | 45.245
3 | 7 | 23 | 447.6634 | 458.3161 | 471.8739 | 483.403 | 0 | 0 | 0 | 0 | 285.7091 | 277.973 | 267.594 | 289.2404 | 0 | 0 | 0 | 0 | 231.4429 | 135.2297 | 115.5089 | 98.0942 | 0 | 0 | 0 | 0 | 0 | 7.2553 | 7.7806 | 8.0635 | 0 | 0 | 0 | 0 | -69.4887 | 37.858 | 80.9904 | 88.0049 | 0.41443 | 0.40564 | 0.38939 | 0.37001 | -28.798 | 15.3566 | 31.5368 | 32.5626
3 | 7 | 24 | 407.6379 | 416.0432 | 426.901 | 436.0098 | 0 | 0 | 0 | 0 | 254.9217 | 257.5129 | 277.9996 | 271.01 | 0 | 0 | 0 | 0 | 215.9327 | 122.1131 | 105.2844 | 90.6301 | 0 | 0 | 0 | 0 | 0 | 7.6132 | 3.1912 | 2.4583 | 0 | 0 | 0 | 0 | -63.2166 | 28.804 | 40.4259 | 71.9115 | 0.41271 | 0.40699 | 0.38318 | 0.36432 | -26.09 | 11.7229 | 15.4904 | 26.1985
3 | 8 | 1 | 376.2042 | 382.0585 | 389.9032 | 396.2909 | 0 | 0 | 0 | 0 | 209.5439 | 285.3994 | 256.3246 | 260.0062 | 0 | 0 | 0 | 0 | 223.977 | 123.3171 | 107.3949 | 93.5863 | 0 | 0 | 0 | 0 | 0 | 10.3458 | 13.8688 | 1.4417 | 0 | 0 | 0 | 0 | -57.3167 | -37.0039 | 12.3149 | 41.2567 | 0.41329 | 0.40425 | 0.37696 | 0.36409 | -23.6881 | -14.9588 | 4.6422 | 15.021
3 | 8 | 2 | 359.9863 | 363.8569 | 369.4468 | 373.8539 | 0 | 0 | 0 | 0 | 199.2324 | 262.8971 | 266.9306 | 203.2864 | 0 | 0 | 0 | 0 | 213.4337 | 115.7064 | 101.2012 | 88.7131 | 0 | 0 | 0 | 0 | 0 | 0.61276 | 8.0623 | -0.98024 | 0 | 0 | 0 | 0 | -52.6798 | -15.3593 | -6.7473 | 82.8347 | 0.41212 | 0.40593 | 0.37263 | 0.36396 | -21.7104 | -6.2348 | -2.5142 | 30.1483
3 | 8 | 3 | 351.4231 | 353.4682 | 357.0301 | 359.6751 | 0 | 0 | 0 | 0 | 205.8009 | 235.662 | 282.2043 | 199.3432 | 0 | 0 | 0 | 0 | 193.1088 | 110.7264 | 95.5999 | 82.4407 | 0 | 0 | 0 | 0 | 0 | 2.9683 | 6.3453 | -0.3229 | 0 | 0 | 0 | 0 | -47.4867 | 4.1116 | -27.1194 | 78.2141 | 0.41162 | 0.4062 | 0.3735 | 0.36453 | -19.5463 | 1.6701 | -10.1291 | 28.5112
3 | 8 | 4 | 350.0651 | 350.7282 | 352.7593 | 354.0496 | 0 | 0 | 0 | 0 | 204.7347 | 232.0682 | 249.4304 | 199.5077 | 0 | 0 | 0 | 0 | 177.3513 | 101.9582 | 87.6645 | 75.2149 | 0 | 0 | 0 | 0 | 0 | 1.4304 | 9.4804 | -0.41265 | 0 | 0 | 0 | 0 | -32.0209 | 15.2713 | 6.184 | 79.7397 | 0.4116 | 0.40613 | 0.376 | 0.36469 | -13.1797 | 6.2022 | 2.3252 | 29.0803
3 | 8 | 5 | 357.9129 | 357.1658 | 357.6752 | 357.6119 | 0 | 0 | 0 | 0 | 239.1056 | 253.5814 | 238.7258 | 222.0079 | 0 | 0 | 0 | 0 | 165.1012 | 92.3609 | 81.1637 | 71.6081 | 0 | 0 | 0 | 0 | 0 | 6.8862 | 15.6013 | -1.5047 | 0 | 0 | 0 | 0 | -46.2938 | 4.3372 | 22.1844 | 65.5006 | 0.41177 | 0.4071 | 0.37726 | 0.36626 | -19.0624 | 1.7657 | 8.3692 | 23.99
3 | 8 | 6 | 390.6598 | 389.3499 | 389.4336 | 389.0348 | 0 | 0 | 0 | 0 | 301.5071 | 258.7581 | 250.0148 | 265.2364 | 0 | 0 | 0 | 0 | 161.7081 | 91.5171 | 81.8715 | 73.7701 | 0 | 0 | 0 | 0 | 0 | 22.3779 | 16.4125 | 10.3748 | 0 | 0 | 0 | 0 | -72.5553 | 16.6968 | 41.1348 | 39.6536 | 0.41056 | 0.40853 | 0.38849 | 0.36647 | -29.7887 | 6.8211 | 15.9803 | 14.5319
3 | 8 | 7 | 434.0462 | 432.478 | 432.6661 | 432.5722 | 0 | 0 | 0 | 0 | 310.4125 | 259.5307 | 251.3328 | 250.0593 | 0 | 0 | 0 | 0 | 189.5721 | 125.3295 | 114.3675 | 104.8751 | 0 | 0 | 0 | 0 | 0 | 5.8865 | 2.7668 | 4.2464 | 0 | 0 | 0 | 0 | -65.9384 | 41.7314 | 64.199 | 73.3914 | 0.41103 | 0.41035 | 0.39423 | 0.37873 | -27.1024 | 17.1244 | 25.3094 | 27.7956
3 | 8 | 8 | 462.952 | 461.8027 | 462.9882 | 464.2503 | 0 | 0 | 0 | 0 | 283.8875 | 214.374 | 205.1429 | 204.7797 | 0 | 0 | 0 | 0 | 246.3801 | 234.4212 | 235.3736 | 236.2332 | 0 | 0 | 0 | 0 | 0 | -3.5547 | 2.1012 | 5.3554 | 0 | 0 | 0 | 0 | -67.3156 | 16.5622 | 20.3705 | 17.882 | 0.409 | 0.28561 | 0.40476 | 0.39541 | -27.5322 | 4.7304 | 8.2452 | 7.0707
3 | 8 | 9 | 475.0901 | 474.572 | 476.9052 | 479.6534 | 0 | 0 | 0 | 0 | 248.7911 | 194.9509 | 177.3793 | 184.5594 | 0 | 0 | 0 | 0 | 286.0663 | 342.0417 | 362.2252 | 380.0209 | 0 | 0 | 0 | 0 | 0 | -8.9851 | -7.0547 | -9.8195 | 0 | 0 | 0 | 0 | -59.7674 | -53.4355 | -55.6446 | -75.1074 | 0.40919 | 0.27247 | 0.26264 | 0.26837 | -24.4563 | -14.5598 | -14.6147 | -20.1564
3 | 8 | 10 | 492.6798 | 492.4706 | 495.168 | 498.1634 | 0 | 0 | 0 | 0 | 232.9665 | 170.2743 | 165.5491 | 175.7915 | 0 | 0 | 0 | 0 | 328.7761 | 423.1655 | 459.4782 | 491.6363 | 0 | 0 | 0 | 0 | 0 | -24.2656 | -20.4567 | -21.2725 | 0 | 0 | 0 | 0 | -69.0628 | -76.7037 | -109.4026 | -147.992 | 0.40293 | 0.26868 | 0.26582 | 0.087318 | -27.8272 | -20.6084 | -29.0812 | -12.9223
3 | 8 | 11 | 504.6416 | 504.8755 | 507.8215 | 510.6783 | 0 | 0 | 0 | 0 | 221.3167 | 171.6663 | 161.6298 | 163.8649 | 0 | 0 | 0 | 0 | 354.4943 | 474.673 | 521.2952 | 562.6668 | 0 | 0 | 0 | 0 | 0 | -22.7809 | -20.6608 | -21.8928 | 0 | 0 | 0 | 0 | -71.1694 | -118.6829 | -154.4427 | -193.9606 | 0.39688 | 0.26972 | 0.26885 | 0 | -28.2455 | -32.0111 | -41.5227 | 0
3 | 8 | 12 | 506.1491 | 506.6919 | 509.7738 | 512.4952 | 0 | 0 | 0 | 0 | 205.2173 | 167.0002 | 160.0568 | 158.7006 | 0 | 0 | 0 | 0 | 369.4941 | 505.6938 | 558.6219 | 605.6342 | 0 | 0 | 0 | 0 | 0 | -27.5045 | -26.408 | -26.6776 | 0 | 0 | 0 | 0 | -68.5622 | -138.4977 | -182.497 | -225.162 | 0.3979 | 0.26972 | 0.26972 | 0 | -27.2807 | -37.3555 | -49.2229 | 0
3 | 8 | 13 | 505.7476 | 507.2554 | 511.3191 | 514.8118 | 0 | 0 | 0 | 0 | 201.6603 | 168.5639 | 161.5904 | 156.8932 | 0 | 0 | 0 | 0 | 369.9843 | 513.422 | 566.6463 | 613.9357 | 0 | 0 | 0 | 0 | 0 | -28.091 | -26.7185 | -28.5959 | 0 | 0 | 0 | 0 | -65.897 | -146.6395 | -190.1991 | -227.4212 | 0.39853 | 0.26972 | 0.26972 | 0 | -26.2618 | -39.5515 | -51.3003 | 0
3 | 8 | 14 | 508.2129 | 510.4224 | 515.2976 | 519.539 | 0 | 0 | 0 | 0 | 221.9409 | 166.6694 | 159.5054 | 154.7355 | 0 | 0 | 0 | 0 | 370.4459 | 531.4967 | 581.0645 | 624.967 | 0 | 0 | 0 | 0 | 0 | -28.0965 | -26.1007 | -18.5606 | 0 | 0 | 0 | 0 | -84.1739 | -159.6473 | -199.1716 | -241.6029 | 0.39819 | 0.26972 | 0.26972 | 0 | -33.5169 | -43.06 | -53.7203 | 0
3 | 8 | 15 | 504.3576 | 507.2583 | 512.8526 | 517.701 | 0 | 0 | 0 | 0 | 233.5384 | 173.3733 | 165.6083 | 171.7017 | 0 | 0 | 0 | 0 | 354.7641 | 522.165 | 564.6762 | 602.2546 | 0 | 0 | 0 | 0 | 0 | -18.7764 | -14.7671 | -11.4376 | 0 | 0 | 0 | 0 | -83.945 | -169.5036 | -202.6648 | -244.8177 | 0.40065 | 0.26972 | 0.26972 | 0 | -33.6324 | -45.7184 | -54.6625 | 0
3 | 8 | 16 | 496.0082 | 500.7131 | 508.2705 | 514.8729 | 0 | 0 | 0 | 0 | 243.0192 | 181.5864 | 172.2297 | 192.5798 | 0 | 0 | 0 | 0 | 314.4038 | 454.6506 | 484.6509 | 511.1236 | 0 | 0 | 0 | 0 | 0 | -4.9125 | -4.0235 | -1.4725 | 0 | 0 | 0 | 0 | -61.4148 | -130.6114 | -144.5865 | -187.3581 | 0.40929 | 0.26149 | 0.26306 | 0.18532 | -25.1366 | -34.153 | -38.035 | -34.7211
3 | 8 | 17 | 491.5311 | 498.5059 | 508.5179 | 517.2611 | 0 | 0 | 0 | 0 | 273.2778 | 190.531 | 188.5305 | 201.9218 | 0 | 0 | 0 | 0 | 226.3566 | 332.7785 | 346.1123 | 358.0935 | 0 | 0 | 0 | 0 | 0 | -0.78254 | 0.89981 | 1.0318 | 0 | 0 | 0 | 0 | -8.1033 | -24.021 | -27.0247 | -43.786 | 0.40752 | 0.28291 | 0.38057 | 0.3842 | -3.3022 | -6.7958 | -10.2849 | -16.8225
3 | 8 | 18 | 500.016 | 509.0954 | 521.4517 | 532.2457 | 0 | 0 | 0 | 0 | 315.3435 | 243.2674 | 227.2915 | 246.575 | 0 | 0 | 0 | 0 | 149.7638 | 205.1552 | 200.7855 | 197.3916 | 0 | 0 | 0 | 0 | 0 | -1.0216 | -0.0065066 | 7.5414 | 0 | 0 | 0 | 0 | 34.9087 | 61.6943 | 93.3811 | 80.7377 | 0.40644 | 0.41154 | 0.3922 | 0.38465 | 14.1884 | 25.3897 | 36.6244 | 31.0557
3 | 8 | 19 | 546.2644 | 557.9809 | 573.3969 | 586.81 | 0 | 0 | 0 | 0 | 329.5375 | 264.878 | 264.6493 | 263.0636 | 0 | 0 | 0 | 0 | 132.4767 | 118.6894 | 109.1294 | 101.2062 | 0 | 0 | 0 | 0 | 0 | 8.3814 | -0.46268 | 16.4353 | 0 | 0 | 0 | 0 | 84.2502 | 166.032 | 200.0808 | 206.1048 | 0.41784 | 0.42049 | 0.40026 | 0.38866 | 35.2034 | 69.8154 | 80.0849 | 80.1048
3 | 8 | 20 | 546.009 | 558.0726 | 573.7743 | 587.3249 | 0 | 0 | 0 | 0 | 336.6107 | 277.1671 | 270.752 | 283.2397 | 0 | 0 | 0 | 0 | 144.0533 | 114.1388 | 101.7732 | 91.2356 | 0 | 0 | 0 | 0 | 0 | 22.7348 | 2.3831 | 11.2689 | 0 | 0 | 0 | 0 | 65.345 | 144.0319 | 198.8659 | 201.5807 | 0.41669 | 0.42192 | 0.40093 | 0.38937 | 27.2286 | 60.7705 | 79.7307 | 78.4892
3 | 8 | 21 | 525.6952 | 537.5059 | 552.732 | 565.7456 | 0 | 0 | 0 | 0 | 337.1254 | 283.0234 | 281.0071 | 287.443 | 0 | 0 | 0 | 0 | 152.1512 | 112.9442 | 100.0735 | 89.0633 | 0 | 0 | 0 | 0 | 0 | 13.4262 | 7.4639 | 18.7696 | 0 | 0 | 0 | 0 | 36.4186 | 128.1121 | 164.1875 | 170.4696 | 0.40725 | 0.41222 | 0.39727 | 0.38658 | 14.8313 | 52.8107 | 65.2265 | 65.8994
3 | 8 | 22 | 493.1032 | 504.6384 | 519.3897 | 531.9716 | 0 | 0 | 0 | 0 | 324.8634 | 304.3716 | 286.4969 | 291.8032 | 0 | 0 | 0 | 0 | 161.387 | 110.8406 | 99.0218 | 89.0155 | 0 | 0 | 0 | 0 | 0 | 7.8296 | 3.2689 | 8.0984 | 0 | 0 | 0 | 0 | 6.8529 | 81.5966 | 130.6021 | 143.0544 | 0.4092 | 0.40681 | 0.39436 | 0.38072 | 2.8042 | 33.1941 | 51.5045 | 54.4641
3 | 8 | 23 | 447.3272 | 457.969 | 471.5134 | 483.031 | 0 | 0 | 0 | 0 | 285.7091 | 277.973 | 267.594 | 289.2404 | 0 | 0 | 0 | 0 | 156.4906 | 119.4504 | 107.3284 | 97.0106 | 0 | 0 | 0 | 0 | 0 | 7.2553 | 7.7806 | 8.0635 | 0 | 0 | 0 | 0 | 5.1274 | 53.2903 | 88.8104 | 88.7164 | 0.41443 | 0.40564 | 0.38939 | 0.37001 | 2.1249 | 21.6165 | 34.5818 | 32.8259
3 | 8 | 24 | 402.8252 | 411.0745 | 421.7406 | 430.6844 | 0 | 0 | 0 | 0 | 254.9217 | 257.5129 | 277.9996 | 271.01 | 0 | 0 | 0 | 0 | 143.0183 | 125.282 | 111.1396 | 98.8309 | 0 | 0 | 0 | 0 | 0 | 7.6132 | 3.1912 | 2.4583 | 0 | 0 | 0 | 0 | 4.8852 | 20.6664 | 29.4104 | 58.3852 | 0.41271 | 0.40699 | 0.38318 | 0.36432 | 2.0162 | 8.411 | 11.2695 | 21.2707
3 | 9 | 1 | 378.2213 | 384.1409 | 392.066 | 398.5229 | 0 | 0 | 0 | 0 | 209.5439 | 285.3994 | 256.3246 | 260.0062 | 0 | 0 | 0 | 0 | 137.4228 | 128.0332 | 112.9293 | 99.6647 | 0 | 0 | 0 | 0 | 0 | 10.3458 | 13.8688 | 1.4417 | 0 | 0 | 0 | 0 | 31.2546 | -39.6375 | 8.9434 | 37.4102 | 0.41329 | 0.40425 | 0.37696 | 0.36409 | 12.9171 | -16.0234 | 3.3713 | 13.6206
3 | 9 | 2 | 362.2688 | 366.2133 | 371.8942 | 376.3796 | 0 | 0 | 0 | 0 | 199.2324 | 262.8971 | 266.9306 | 203.2864 | 0 | 0 | 0 | 0 | 133.4119 | 141.2937 | 126.5912 | 113.6939 | 0 | 0 | 0 | 0 | 0 | 0.61276 | 8.0623 | -0.98024 | 0 | 0 | 0 | 0 | 29.6245 | -38.5902 | -29.69 | 60.3796 | 0.41212 | 0.40593 | 0.37263 | 0.36396 | 12.2089 | -15.6649 | -11.0633 | 21.9756
3 | 9 | 3 | 353.7409 | 355.8612 | 359.5154 | 362.24 | 0 | 0 | 0 | 0 | 205.8009 | 235.662 | 282.2043 | 199.3432 | 0 | 0 | 0 | 0 | 127.5227 | 146.6721 | 132.6936 | 120.4685 | 0 | 0 | 0 | 0 | 0 | 2.9683 | 6.3453 | -0.3229 | 0 | 0 | 0 | 0 | 20.4173 | -29.4412 | -61.7279 | 42.7511 | 0.41162 | 0.4062 | 0.3735 | 0.36453 | 8.4041 | -11.959 | -23.0554 | 15.584
3 | 9 | 4 | 350.879 | 351.5684 | 353.632 | 354.9503 | 0 | 0 | 0 | 0 | 204.7347 | 232.0682 | 249.4304 | 199.5077 | 0 | 0 | 0 | 0 | 127.8506 | 139.6696 | 125.6533 | 113.3912 | 0 | 0 | 0 | 0 | 0 | 1.4304 | 9.4804 | -0.41265 | 0 | 0 | 0 | 0 | 18.2937 | -21.5998 | -30.9321 | 42.4641 | 0.4116 | 0.40613 | 0.376 | 0.36469 | 7.5296 | -8.7724 | -11.6304 | 15.4862
3 | 9 | 5 | 362.1063 | 361.4951 | 362.1716 | 362.2522 | 0 | 0 | 0 | 0 | 239.1056 | 253.5814 | 238.7258 | 222.0079 | 0 | 0 | 0 | 0 | 119.3329 | 119.068 | 106.0709 | 94.7767 | 0 | 0 | 0 | 0 | 0 | 6.8862 | 15.6013 | -1.5047 | 0 | 0 | 0 | 0 | 3.6678 | -18.0404 | 1.7735 | 46.9722 | 0.41177 | 0.4071 | 0.37726 | 0.36626 | 1.5103 | -7.3443 | 0.66907 | 17.2038
3 | 9 | 6 | 390.0405 | 388.7106 | 388.7696 | 388.3495 | 0 | 0 | 0 | 0 | 301.5071 | 258.7581 | 250.0148 | 265.2364 | 0 | 0 | 0 | 0 | 114.4294 | 100.3583 | 87.9483 | 77.21 | 0 | 0 | 0 | 0 | 0 | 22.3779 | 16.4125 | 10.3748 | 0 | 0 | 0 | 0 | -25.8959 | 7.2163 | 34.394 | 35.5283 | 0.41056 | 0.40853 | 0.38849 | 0.36647 | -10.632 | 2.9481 | 13.3616 | 13.0201
3 | 9 | 7 | 434.3293 | 432.7703 | 432.9697 | 432.8854 | 0 | 0 | 0 | 0 | 310.4125 | 259.5307 | 251.3328 | 250.0593 | 0 | 0 | 0 | 0 | 138.0394 | 107.0856 | 94.2559 | 83.004 | 0 | 0 | 0 | 0 | 0 | 5.8865 | 2.7668 | 4.2464 | 0 | 0 | 0 | 0 | -14.1226 | 60.2675 | 84.6143 | 95.5758 | 0.41103 | 0.41035 | 0.39423 | 0.37873 | -5.8047 | 24.7307 | 33.3578 | 36.1975
3 | 9 | 8 | 474.9836 | 474.2245 | 475.8891 | 477.564 | 0 | 0 | 0 | 0 | 283.8875 | 214.374 | 205.1429 | 204.7797 | 0 | 0 | 0 | 0 | 177.1167 | 161.1959 | 161.8551 | 162.704 | 0 | 0 | 0 | 0 | 0 | -3.5547 | 2.1012 | 5.3554 | 0 | 0 | 0 | 0 | 13.9793 | 102.2093 | 106.7898 | 104.7249 | 0.409 | 0.28561 | 0.40476 | 0.39541 | 5.7176 | 29.1922 | 43.2245 | 41.4092
3 | 9 | 9 | 483.8661 | 483.6326 | 486.3153 | 489.3645 | 0 | 0 | 0 | 0 | 248.7911 | 194.9509 | 177.3793 | 184.5594 | 0 | 0 | 0 | 0 | 194.7497 | 187.7235 | 209.9926 | 230.502 | 0 | 0 | 0 | 0 | 0 | -8.9851 | -7.0547 | -9.8195 | 0 | 0 | 0 | 0 | 40.3253 | 109.9433 | 105.9981 | 84.1226 | 0.40919 | 0.27247 | 0.26264 | 0.26837 | 16.5008 | 29.9568 | 27.8398 | 22.5758
3 | 9 | 10 | 495.6523 | 495.5395 | 498.3553 | 501.4526 | 0 | 0 | 0 | 0 | 232.9665 | 170.2743 | 165.5491 | 175.7915 | 0 | 0 | 0 | 0 | 222.7981 | 222.1596 | 258.723 | 292.2037 | 0 | 0 | 0 | 0 | 0 | -24.2656 | -20.4567 | -21.2725 | 0 | 0 | 0 | 0 | 39.8878 | 127.3712 | 94.5398 | 54.7299 | 0.40293 | 0.26868 | 0.26582 | 0.087318 | 16.0718 | 34.2216 | 25.1304 | 4.7789
3 | 9 | 11 | 504.2877 | 504.5101 | 507.4421 | 510.2867 | 0 | 0 | 0 | 0 | 221.3167 | 171.6663 | 161.6298 | 163.8649 | 0 | 0 | 0 | 0 | 256.0266 | 268.9369 | 310.9866 | 349.308 | 0 | 0 | 0 | 0 | 0 | -22.7809 | -20.6608 | -21.8928 | 0 | 0 | 0 | 0 | 26.9444 | 86.6879 | 55.4865 | 19.0066 | 0.39688 | 0.26972 | 0.26885 | 0 | 10.6937 | 23.3814 | 14.9178 | 0
3 | 9 | 12 | 505.1406 | 505.6506 | 508.6924 | 511.3792 | 0 | 0 | 0 | 0 | 205.2173 | 167.0002 | 160.0568 | 158.7006 | 0 | 0 | 0 | 0 | 286.2589 | 297.4563 | 345.1588 | 388.5996 | 0 | 0 | 0 | 0 | 0 | -27.5045 | -26.408 | -26.6776 | 0 | 0 | 0 | 0 | 13.6644 | 68.6987 | 29.8848 | -9.2435 | 0.3979 | 0.26972 | 0.26972 | 0 | 5.437 | 18.5294 | 8.0605 | 0
3 | 9 | 13 | 498.1924 | 499.4552 | 503.2181 | 506.4516 | 0 | 0 | 0 | 0 | 201.6603 | 168.5639 | 161.5904 | 156.8932 | 0 | 0 | 0 | 0 | 294.3242 | 294.4624 | 344.9037 | 390.9386 | 0 | 0 | 0 | 0 | 0 | -28.091 | -26.7185 | -28.5959 | 0 | 0 | 0 | 0 | 2.208 | 64.5199 | 23.4426 | -12.7844 | 0.39853 | 0.26972 | 0.26972 | 0 | 0.87994 | 17.4023 | 6.3229 | 0
3 | 9 | 14 | 498.3753 | 500.2658 | 504.7493 | 508.6531 | 0 | 0 | 0 | 0 | 221.9409 | 166.6694 | 159.5054 | 154.7355 | 0 | 0 | 0 | 0 | 321.5199 | 324.285 | 369.7425 | 411.1045 | 0 | 0 | 0 | 0 | 0 | -28.0965 | -26.1007 | -18.5606 | 0 | 0 | 0 | 0 | -45.0855 | 37.4078 | 1.602 | -38.6262 | 0.39819 | 0.26972 | 0.26972 | 0 | -17.9524 | 10.0896 | 0.4321 | 0
3 | 9 | 15 | 495.2985 | 497.9055 | 503.1391 | 507.6766 | 0 | 0 | 0 | 0 | 233.5384 | 173.3733 | 165.6083 | 171.7017 | 0 | 0 | 0 | 0 | 314.9986 | 275.6555 | 314.3186 | 349.818 | 0 | 0 | 0 | 0 | 0 | -18.7764 | -14.7671 | -11.4376 | 0 | 0 | 0 | 0 | -53.2386 | 67.6531 | 37.9792 | -2.4055 | 0.40065 | 0.26972 | 0.26972 | 0 | -21.3299 | 18.2474 | 10.2437 | 0
3 | 9 | 16 | 486.2944 | 490.6843 | 497.855 | 504.124 | 0 | 0 | 0 | 0 | 243.0192 | 181.5864 | 172.2297 | 192.5798 | 0 | 0 | 0 | 0 | 299.2774 | 233.0811 | 263.5386 | 291.8376 | 0 | 0 | 0 | 0 | 0 | -4.9125 | -4.0235 | -1.4725 | 0 | 0 | 0 | 0 | -56.0022 | 80.9293 | 66.1102 | 21.1791 | 0.40929 | 0.26149 | 0.26306 | 0.18532 | -22.9213 | 21.1619 | 17.391 | 3.9249
3 | 9 | 17 | 481.6935 | 488.3493 | 497.9696 | 506.3752 | 0 | 0 | 0 | 0 | 273.2778 | 190.531 | 188.5305 | 201.9218 | 0 | 0 | 0 | 0 | 264.327 | 192.3557 | 204.8089 | 216.8054 | 0 | 0 | 0 | 0 | 0 | -0.78254 | 0.89981 | 1.0318 | 0 | 0 | 0 | 0 | -55.9113 | 106.2451 | 103.7304 | 86.6162 | 0.40752 | 0.28291 | 0.38057 | 0.3842 | -22.7848 | 30.058 | 39.4769 | 33.2778
3 | 9 | 18 | 489.8068 | 498.5551 | 510.5049 | 520.9487 | 0 | 0 | 0 | 0 | 315.3435 | 243.2674 | 227.2915 | 246.575 | 0 | 0 | 0 | 0 | 222.8664 | 115.254 | 115.3354 | 116.5669 | 0 | 0 | 0 | 0 | 0 | -1.0216 | -0.0065066 | 7.5414 | 0 | 0 | 0 | 0 | -48.4031 | 141.0554 | 167.8845 | 150.2653 | 0.40644 | 0.41154 | 0.3922 | 0.38465 | -19.6731 | 58.0499 | 65.8449 | 57.7995
3 | 9 | 19 | 529.1902 | 540.3529 | 555.0891 | 567.9163 | 0 | 0 | 0 | 0 | 329.5375 | 264.878 | 264.6493 | 263.0636 | 0 | 0 | 0 | 0 | 213.5084 | 94.4148 | 92.0119 | 91.0429 | 0 | 0 | 0 | 0 | 0 | 8.3814 | -0.46268 | 16.4353 | 0 | 0 | 0 | 0 | -13.8558 | 172.6787 | 198.8906 | 197.3744 | 0.41784 | 0.42049 | 0.40026 | 0.38866 | -5.7895 | 72.6102 | 79.6085 | 76.7116
3 | 9 | 20 | 527.4839 | 538.9467 | 553.9107 | 566.8257 | 0 | 0 | 0 | 0 | 336.6107 | 277.1671 | 270.752 | 283.2397 | 0 | 0 | 0 | 0 | 202.4302 | 99.3186 | 97.9441 | 97.8999 | 0 | 0 | 0 | 0 | 0 | 22.7348 | 2.3831 | 11.2689 | 0 | 0 | 0 | 0 | -11.557 | 139.7262 | 182.8315 | 174.4173 | 0.41669 | 0.42192 | 0.40093 | 0.38937 | -4.8157 | 58.9539 | 73.302 | 67.9126
3 | 9 | 21 | 511.3811 | 522.7276 | 537.3837 | 549.9062 | 0 | 0 | 0 | 0 | 337.1254 | 283.0234 | 281.0071 | 287.443 | 0 | 0 | 0 | 0 | 196.4957 | 100.9008 | 99.7852 | 99.9185 | 0 | 0 | 0 | 0 | 0 | 13.4262 | 7.4639 | 18.7696 | 0 | 0 | 0 | 0 | -22.24 | 125.3772 | 149.1276 | 143.775 | 0.40725 | 0.41222 | 0.39727 | 0.38658 | -9.0571 | 51.6833 | 59.2437 | 55.58
3 | 9 | 22 | 485.4596 | 496.7469 | 511.1939 | 523.5135 | 0 | 0 | 0 | 0 | 324.8634 | 304.3716 | 286.4969 | 291.8032 | 0 | 0 | 0 | 0 | 180.7029 | 98.4601 | 94.6076 | 92.0246 | 0 | 0 | 0 | 0 | 0 | 7.8296 | 3.2689 | 8.0984 | 0 | 0 | 0 | 0 | -20.1066 | 86.0856 | 126.8206 | 131.5873 | 0.4092 | 0.40681 | 0.39436 | 0.38072 | -8.2277 | 35.0202 | 50.0132 | 50.0983
3 | 9 | 23 | 450.1936 | 460.9283 | 474.5869 | 486.2027 | 0 | 0 | 0 | 0 | 285.7091 | 277.973 | 267.594 | 289.2404 | 0 | 0 | 0 | 0 | 176.4638 | 97.1682 | 93.364 | 90.7894 | 0 | 0 | 0 | 0 | 0 | 7.2553 | 7.7806 | 8.0635 | 0 | 0 | 0 | 0 | -11.9794 | 78.5318 | 105.8483 | 98.1094 | 0.41443 | 0.40564 | 0.38939 | 0.37001 | -4.9646 | 31.8554 | 41.2162 | 36.3014
3 | 9 | 24 | 408.0094 | 416.4268 | 427.2994 | 436.421 | 0 | 0 | 0 | 0 | 254.9217 | 257.5129 | 277.9996 | 271.01 | 0 | 0 | 0 | 0 | 177.8531 | 92.2117 | 87.5604 | 84.1968 | 0 | 0 | 0 | 0 | 0 | 7.6132 | 3.1912 | 2.4583 | 0 | 0 | 0 | 0 | -24.7654 | 59.089 | 58.5483 | 78.7559 | 0.41271 | 0.40699 | 0.38318 | 0.36432 | -10.2209 | 24.0486 | 22.4346 | 28.6921
3 | 10 | 1 | 380.203 | 386.1869 | 394.1909 | 400.7157 | 0 | 0 | 0 | 0 | 209.5439 | 285.3994 | 256.3246 | 260.0062 | 0 | 0 | 0 | 0 | 184.224 | 94.3909 | 88.4781 | 83.9173 | 0 | 0 | 0 | 0 | 0 | 10.3458 | 13.8688 | 1.4417 | 0 | 0 | 0 | 0 | -13.565 | -3.9492 | 35.5194 | 55.3506 | 0.41329 | 0.40425 | 0.37696 | 0.36409 | -5.6062 | -1.5965 | 13.3893 | 20.1524
3 | 10 | 2 | 362.7819 | 366.7431 | 372.4443 | 376.9474 | 0 | 0 | 0 | 0 | 199.2324 | 262.8971 | 266.9306 | 203.2864 | 0 | 0 | 0 | 0 | 191.1543 | 109.0025 | 101.4681 | 95.4346 | 0 | 0 | 0 | 0 | 0 | 0.61276 | 8.0623 | -0.98024 | 0 | 0 | 0 | 0 | -27.6048 | -5.7692 | -4.0167 | 79.2067 | 0.41212 | 0.40593 | 0.37263 | 0.36396 | -11.3765 | -2.3419 | -1.4967 | 28.8279
3 | 10 | 3 | 352.2193 | 354.2902 | 357.8838 | 360.5562 | 0 | 0 | 0 | 0 | 205.8009 | 235.662 | 282.2043 | 199.3432 | 0 | 0 | 0 | 0 | 206.8661 | 134.4833 | 126.7617 | 120.6619 | 0 | 0 | 0 | 0 | 0 | 2.9683 | 6.3453 | -0.3229 | 0 | 0 | 0 | 0 | -60.4478 | -18.8234 | -57.4276 | 40.874 | 0.41162 | 0.4062 | 0.3735 | 0.36453 | -24.8814 | -7.6461 | -21.4492 | 14.8997
3 | 10 | 4 | 347.181 | 347.7506 | 349.6669 | 350.8582 | 0 | 0 | 0 | 0 | 204.7347 | 232.0682 | 249.4304 | 199.5077 | 0 | 0 | 0 | 0 | 201.816 | 153.7779 | 144.1293 | 136.2407 | 0 | 0 | 0 | 0 | 0 | 1.4304 | 9.4804 | -0.41265 | 0 | 0 | 0 | 0 | -59.3697 | -39.5259 | -53.3733 | 15.5225 | 0.4116 | 0.40613 | 0.376 | 0.36469 | -24.4364 | -16.0528 | -20.0683 | 5.6609
3 | 10 | 5 | 348.1461 | 347.0822 | 347.2028 | 346.8044 | 0 | 0 | 0 | 0 | 239.1056 | 253.5814 | 238.7258 | 222.0079 | 0 | 0 | 0 | 0 | 196.5754 | 159.2733 | 146.7935 | 136.2409 | 0 | 0 | 0 | 0 | 0 | 6.8862 | 15.6013 | -1.5047 | 0 | 0 | 0 | 0 | -87.5349 | -72.6586 | -53.9179 | -9.9397 | 0.41177 | 0.4071 | 0.37726 | 0.36626 | -36.0443 | -29.5793 | -20.3409 | -3.6405
3 | 10 | 6 | 361.0231 | 358.7522 | 357.6557 | 356.2401 | 0 | 0 | 0 | 0 | 301.5071 | 258.7581 | 250.0148 | 265.2364 | 0 | 0 | 0 | 0 | 210.3252 | 162.798 | 151.8808 | 142.8733 | 0 | 0 | 0 | 0 | 0 | 22.3779 | 16.4125 | 10.3748 | 0 | 0 | 0 | 0 | -150.8091 | -85.1818 | -60.6524 | -62.2445 | 0.41056 | 0.40853 | 0.38849 | 0.36647 | -61.9169 | -34.7991 | -23.5626 | -22.8108
3 | 10 | 7 | 368.8455 | 365.163 | 362.7548 | 360.4237 | 0 | 0 | 0 | 0 | 310.4125 | 259.5307 | 251.3328 | 250.0593 | 0 | 0 | 0 | 0 | 247.6122 | 182.9719 | 174.638 | 168.074 | 0 | 0 | 0 | 0 | 0 | 5.8865 | 2.7668 | 4.2464 | 0 | 0 | 0 | 0 | -189.1791 | -83.226 | -65.9827 | -61.9559 | 0.41103 | 0.41035 | 0.39423 | 0.37873 | -77.7575 | -34.1516 | -26.0126 | -23.4646
3 | 10 | 8 | 393.3633 | 389.9574 | 388.3719 | 387.2463 | 0 | 0 | 0 | 0 | 283.8875 | 214.374 | 205.1429 | 204.7797 | 0 | 0 | 0 | 0 | 302.1232 | 303.0746 | 306.535 | 309.9465 | 0 | 0 | 0 | 0 | 0 | -3.5547 | 2.1012 | 5.3554 | 0 | 0 | 0 | 0 | -192.6474 | -123.9365 | -125.4073 | -132.8354 | 0.409 | 0.28561 | 0.40476 | 0.39541 | -78.7932 | -35.3978 | -50.7601 | -52.5243
3 | 10 | 9 | 422.2926 | 420.0624 | 420.2932 | 421.2298 | 0 | 0 | 0 | 0 | 248.7911 | 194.9509 | 177.3793 | 184.5594 | 0 | 0 | 0 | 0 | 334.4013 | 394.2157 | 422.5028 | 448.0297 | 0 | 0 | 0 | 0 | 0 | -8.9851 | -7.0547 | -9.8195 | 0 | 0 | 0 | 0 | -160.8998 | -160.1191 | -172.5341 | -201.5399 | 0.40919 | 0.27247 | 0.26264 | 0.26837 | -65.8389 | -43.6284 | -45.3151 | -54.0869
3 | 10 | 10 | 435.1935 | 433.1201 | 433.5284 | 434.5514 | 0 | 0 | 0 | 0 | 232.9665 | 170.2743 | 165.5491 | 175.7915 | 0 | 0 | 0 | 0 | 385.2476 | 475.5187 | 519.5569 | 559.0369 | 0 | 0 | 0 | 0 | 0 | -24.2656 | -20.4567 | -21.2725 | 0 | 0 | 0 | 0 | -183.0206 | -188.4073 | -231.1209 | -279.0046 | 0.40293 | 0.26868 | 0.26582 | 0.087318 | -73.7438 | -50.6205 | -61.4361 | -24.362
3 | 10 | 11 | 447.6507 | 446.0365 | 446.7132 | 447.6145 | 0 | 0 | 0 | 0 | 221.3167 | 171.6663 | 161.6298 | 163.8649 | 0 | 0 | 0 | 0 | 401.9468 | 513.4916 | 567.1898 | 615.2488 | 0 | 0 | 0 | 0 | 0 | -22.7809 | -20.6608 | -21.8928 | 0 | 0 | 0 | 0 | -175.6128 | -216.3405 | -261.4456 | -309.6064 | 0.39688 | 0.26972 | 0.26885 | 0 | -69.6968 | -58.3513 | -70.2909 | 0
3 | 10 | 12 | 443.8856 | 442.4092 | 443.0118 | 443.5969 | 0 | 0 | 0 | 0 | 205.2173 | 167.0002 | 160.0568 | 158.7006 | 0 | 0 | 0 | 0 | 408.2524 | 523.8356 | 582.5741 | 635.1675 | 0 | 0 | 0 | 0 | 0 | -27.5045 | -26.408 | -26.6776 | 0 | 0 | 0 | 0 | -169.5841 | -220.9221 | -273.2112 | -323.5937 | 0.3979 | 0.26972 | 0.26972 | 0 | -67.4769 | -59.587 | -73.6902 | 0
3 | 10 | 13 | 440.6707 | 440.0682 | 441.5406 | 442.8004 | 0 | 0 | 0 | 0 | 201.6603 | 168.5639 | 161.5904 | 156.8932 | 0 | 0 | 0 | 0 | 410.1583 | 537.1421 | 595.2106 | 647.1145 | 0 | 0 | 0 | 0 | 0 | -28.091 | -26.7185 | -28.5959 | 0 | 0 | 0 | 0 | -171.1478 | -237.5468 | -288.5419 | -332.6114 | 0.39853 | 0.26972 | 0.26972 | 0 | -68.207 | -64.071 | -77.8252 | 0
3 | 10 | 14 | 437.4211 | 437.3349 | 439.3912 | 441.2036 | 0 | 0 | 0 | 0 | 221.9409 | 166.6694 | 159.5054 | 154.7355 | 0 | 0 | 0 | 0 | 410.0754 | 542.3792 | 595.6621 | 643.1141 | 0 | 0 | 0 | 0 | 0 | -28.0965 | -26.1007 | -18.5606 | 0 | 0 | 0 | 0 | -194.5952 | -243.6172 | -289.6757 | -338.0853 | 0.39819 | 0.26972 | 0.26972 | 0 | -77.4851 | -65.7083 | -78.131 | 0
3 | 10 | 15 | 433.7427 | 434.3535 | 437.1359 | 439.5614 | 0 | 0 | 0 | 0 | 233.5384 | 173.3733 | 165.6083 | 171.7017 | 0 | 0 | 0 | 0 | 400.9209 | 514.6147 | 559.921 | 600.2214 | 0 | 0 | 0 | 0 | 0 | -18.7764 | -14.7671 | -11.4376 | 0 | 0 | 0 | 0 | -200.7167 | -234.8581 | -273.6263 | -320.924 | 0.40065 | 0.26972 | 0.26972 | 0 | -80.4168 | -63.3458 | -73.8022 | 0
3 | 10 | 16 | 432.1345 | 434.7681 | 439.7821 | 444.1928 | 0 | 0 | 0 | 0 | 243.0192 | 181.5864 | 172.2297 | 192.5798 | 0 | 0 | 0 | 0 | 379.6066 | 446.5567 | 479.2029 | 508.2481 | 0 | 0 | 0 | 0 | 0 | -4.9125 | -4.0235 | -1.4725 | 0 | 0 | 0 | 0 | -190.4913 | -188.4625 | -207.6269 | -255.1626 | 0.40929 | 0.26149 | 0.26306 | 0.18532 | -77.9666 | -49.2803 | -54.6184 | -47.2866
3 | 10 | 17 | 435.9027 | 441.0735 | 448.8704 | 455.7049 | 0 | 0 | 0 | 0 | 273.2778 | 190.531 | 188.5305 | 201.9218 | 0 | 0 | 0 | 0 | 319.13 | 331.6622 | 343.7126 | 354.3982 | 0 | 0 | 0 | 0 | 0 | -0.78254 | 0.89981 | 1.0318 | 0 | 0 | 0 | 0 | -156.5052 | -80.3371 | -84.2725 | -101.6469 | 0.40752 | 0.28291 | 0.38057 | 0.3842 | -63.7784 | -22.7283 | -32.0718 | -39.0526
3 | 10 | 18 | 444.3521 | 451.6264 | 461.7662 | 470.6503 | 0 | 0 | 0 | 0 | 315.3435 | 243.2674 | 227.2915 | 246.575 | 0 | 0 | 0 | 0 | 246.8579 | 192.042 | 184.8568 | 178.6957 | 0 | 0 | 0 | 0 | 0 | -1.0216 | -0.0065066 | 7.5414 | 0 | 0 | 0 | 0 | -117.8493 | 17.3387 | 49.6244 | 37.8382 | 0.40644 | 0.41154 | 0.3922 | 0.38465 | -47.8989 | 7.1355 | 19.4629 | 14.5544
3 | 10 | 19 | 490.3882 | 500.2927 | 513.4838 | 524.9796 | 0 | 0 | 0 | 0 | 329.5375 | 264.878 | 264.6493 | 263.0636 | 0 | 0 | 0 | 0 | 220.7135 | 124.8413 | 112.8909 | 102.5848 | 0 | 0 | 0 | 0 | 0 | 8.3814 | -0.46268 | 16.4353 | 0 | 0 | 0 | 0 | -59.8628 | 102.192 | 136.4062 | 142.8959 | 0.41784 | 0.42049 | 0.40026 | 0.38866 | -25.0133 | 42.971 | 54.5983 | 55.5379
3 | 10 | 20 | 496.1309 | 506.577 | 520.2926 | 532.1318 | 0 | 0 | 0 | 0 | 336.6107 | 277.1671 | 270.752 | 283.2397 | 0 | 0 | 0 | 0 | 230.1504 | 136.3448 | 123.4132 | 112.2149 | 0 | 0 | 0 | 0 | 0 | 22.7348 | 2.3831 | 11.2689 | 0 | 0 | 0 | 0 | -70.6301 | 70.3304 | 123.7442 | 125.4083 | 0.41669 | 0.42192 | 0.40093 | 0.38937 | -29.4308 | 29.6741 | 49.6124 | 48.83
3 | 10 | 21 | 483.3546 | 493.7922 | 507.3323 | 518.8932 | 0 | 0 | 0 | 0 | 337.1254 | 283.0234 | 281.0071 | 287.443 | 0 | 0 | 0 | 0 | 248.5362 | 160.7506 | 148.0829 | 137.2188 | 0 | 0 | 0 | 0 | 0 | 13.4262 | 7.4639 | 18.7696 | 0 | 0 | 0 | 0 | -102.307 | 36.592 | 70.7785 | 75.4617 | 0.40725 | 0.41222 | 0.39727 | 0.38658 | -41.6641 | 15.0841 | 28.1181 | 29.1717
3 | 10 | 22 | 460.1579 | 470.6247 | 484.0641 | 495.5156 | 0 | 0 | 0 | 0 | 324.8634 | 304.3716 | 286.4969 | 291.8032 | 0 | 0 | 0 | 0 | 270.5407 | 183.3345 | 170.2818 | 159.1645 | 0 | 0 | 0 | 0 | 0 | 7.8296 | 3.2689 | 8.0984 | 0 | 0 | 0 | 0 | -135.2462 | -24.911 | 24.0165 | 36.4494 | 0.4092 | 0.40681 | 0.39436 | 0.38072 | -55.343 | -10.134 | 9.4712 | 13.8771
3 | 10 | 23 | 428.2713 | 438.2951 | 451.0807 | 461.9444 | 0 | 0 | 0 | 0 | 285.7091 | 277.973 | 267.594 | 289.2404 | 0 | 0 | 0 | 0 | 271.6677 | 194.855 | 178.0887 | 163.5138 | 0 | 0 | 0 | 0 | 0 | 7.2553 | 7.7806 | 8.0635 | 0 | 0 | 0 | 0 | -129.1056 | -41.7882 | -2.3825 | 1.1267 | 0.41443 | 0.40564 | 0.38939 | 0.37001 | -53.5048 | -16.9508 | -0.92773 | 0.41687
3 | 10 | 24 | 394.5624 | 402.5437 | 412.8808 | 421.541 | 0 | 0 | 0 | 0 | 254.9217 | 257.5129 | 277.9996 | 271.01 | 0 | 0 | 0 | 0 | 269.0932 | 202.5917 | 184.7228 | 169.1581 | 0 | 0 | 0 | 0 | 0 | 7.6132 | 3.1912 | 2.4583 | 0 | 0 | 0 | 0 | -129.4526 | -65.1741 | -53.0328 | -21.0854 | 0.41271 | 0.40699 | 0.38318 | 0.36432 | -53.4262 | -26.5252 | -20.3212 | -7.6817
3 | 11 | 1 | 366.2782 | 371.8105 | 379.26 | 385.3071 | 0 | 0 | 0 | 0 | 209.5439 | 285.3994 | 256.3246 | 260.0062 | 0 | 0 | 0 | 0 | 269.4188 | 200.9333 | 183.1247 | 167.6699 | 0 | 0 | 0 | 0 | 0 | 10.3458 | 13.8688 | 1.4417 | 0 | 0 | 0 | 0 | -112.6846 | -124.868 | -74.058 | -43.8107 | 0.41329 | 0.40425 | 0.37696 | 0.36409 | -46.5708 | -50.4777 | -27.9166 | -15.9509
3 | 11 | 2 | 350.5026 | 354.0656 | 359.2779 | 363.3596 | 0 | 0 | 0 | 0 | 199.2324 | 262.8971 | 266.9306 | 203.2864 | 0 | 0 | 0 | 0 | 265.5203 | 195.994 | 177.9089 | 162.2186 | 0 | 0 | 0 | 0 | 0 | 0.61276 | 8.0623 | -0.98024 | 0 | 0 | 0 | 0 | -114.2501 | -105.4382 | -93.624 | -1.1651 | 0.41212 | 0.40593 | 0.37263 | 0.36396 | -47.0848 | -42.8006 | -34.8868 | -0.42405
3 | 11 | 3 | 343.3017 | 345.0835 | 348.322 | 350.6884 | 0 | 0 | 0 | 0 | 205.8009 | 235.662 | 282.2043 | 199.3432 | 0 | 0 | 0 | 0 | 263.1851 | 177.835 | 160.0765 | 144.7125 | 0 | 0 | 0 | 0 | 0 | 2.9683 | 6.3453 | -0.3229 | 0 | 0 | 0 | 0 | -125.6843 | -71.3818 | -100.3041 | 6.9556 | 0.41162 | 0.4062 | 0.3735 | 0.36453 | -51.7338 | -28.9953 | -37.4637 | 2.5355
3 | 11 | 4 | 337.0426 | 337.2834 | 338.796 | 339.6395 | 0 | 0 | 0 | 0 | 204.7347 | 232.0682 | 249.4304 | 199.5077 | 0 | 0 | 0 | 0 | 248.2067 | 173.5292 | 154.4055 | 137.718 | 0 | 0 | 0 | 0 | 0 | 1.4304 | 9.4804 | -0.41265 | 0 | 0 | 0 | 0 | -115.8988 | -69.7445 | -74.5203 | 2.8265 | 0.4116 | 0.40613 | 0.376 | 0.36469 | -47.7037 | -28.3255 | -28.0195 | 1.0308
3 | 11 | 5 | 340.1132 | 338.7889 | 338.5895 | 337.9155 | 0 | 0 | 0 | 0 | 239.1056 | 253.5814 | 238.7258 | 222.0079 | 0 | 0 | 0 | 0 | 240.0777 | 165.9595 | 146.7376 | 129.9298 | 0 | 0 | 0 | 0 | 0 | 6.8862 | 15.6013 | -1.5047 | 0 | 0 | 0 | 0 | -139.0701 | -87.6382 | -62.4752 | -12.5175 | 0.41177 | 0.4071 | 0.37726 | 0.36626 | -57.2649 | -35.6775 | -23.5692 | -4.5846
3 | 11 | 6 | 349.7877 | 347.1524 | 345.6086 | 343.8074 | 0 | 0 | 0 | 0 | 301.5071 | 258.7581 | 250.0148 | 265.2364 | 0 | 0 | 0 | 0 | 234.0452 | 183.4272 | 164.5925 | 148.1174 | 0 | 0 | 0 | 0 | 0 | 22.3779 | 16.4125 | 10.3748 | 0 | 0 | 0 | 0 | -185.7645 | -117.4108 | -85.4113 | -79.9212 | 0.41056 | 0.40853 | 0.38849 | 0.36647 | -76.2684 | -47.9656 | -33.1811 | -29.2888
3 | 11 | 7 | 354.9915 | 350.8597 | 347.8998 | 345.0934 | 0 | 0 | 0 | 0 | 310.4125 | 259.5307 | 251.3328 | 250.0593 | 0 | 0 | 0 | 0 | 259.6343 | 242.4676 | 223.3354 | 206.3979 | 0 | 0 | 0 | 0 | 0 | 5.8865 | 2.7668 | 4.2464 | 0 | 0 | 0 | 0 | -215.0553 | -157.025 | -129.5351 | -115.6101 | 0.41103 | 0.41035 | 0.39423 | 0.37873 | -88.3933 | -64.4349 | -51.0671 | -43.7851
3 | 11 | 8 | 370.7864 | 366.6483 | 364.1638 | 362.2636 | 0 | 0 | 0 | 0 | 283.8875 | 214.374 | 205.1429 | 204.7797 | 0 | 0 | 0 | 0 | 334.9129 | 401.3554 | 394.7241 | 388.4861 | 0 | 0 | 0 | 0 | 0 | -3.5547 | 2.1012 | 5.3554 | 0 | 0 | 0 | 0 | -248.0141 | -245.5264 | -237.8045 | -236.3577 | 0.409 | 0.28561 | 0.40476 | 0.39541 | -101.4383 | -70.1253 | -96.2542 | -93.458
3 | 11 | 9 | 390.285 | 387.0168 | 385.9731 | 385.8114 | 0 | 0 | 0 | 0 | 248.7911 | 194.9509 | 177.3793 | 184.5594 | 0 | 0 | 0 | 0 | 392.5374 | 508.0175 | 523.8372 | 537.5354 | 0 | 0 | 0 | 0 | 0 | -8.9851 | -7.0547 | -9.8195 | 0 | 0 | 0 | 0 | -251.0435 | -306.9664 | -308.1887 | -326.4638 | 0.40919 | 0.27247 | 0.26264 | 0.26837 | -102.725 | -83.6407 | -80.9439 | -87.6125
3 | 11 | 10 | 408.0162 | 405.0615 | 404.3876 | 404.4781 | 0 | 0 | 0 | 0 | 232.9665 | 170.2743 | 165.5491 | 175.7915 | 0 | 0 | 0 | 0 | 428.7019 | 564.2855 | 598.2795 | 628.2559 | 0 | 0 | 0 | 0 | 0 | -24.2656 | -20.4567 | -21.2725 | 0 | 0 | 0 | 0 | -253.6522 | -305.2326 | -338.9843 | -378.2968 | 0.40293 | 0.26868 | 0.26582 | 0.087318 | -102.2032 | -82.0087 | -90.1082 | -33.0319
3 | 11 | 11 | 422.4728 | 420.0421 | 419.7162 | 419.7537 | 0 | 0 | 0 | 0 | 221.3167 | 171.6663 | 161.6298 | 163.8649 | 0 | 0 | 0 | 0 | 461.1934 | 608.4038 | 652.4611 | 691.4142 | 0 | 0 | 0 | 0 | 0 | -22.7809 | -20.6608 | -21.8928 | 0 | 0 | 0 | 0 | -260.0373 | -337.2471 | -373.7138 | -413.6326 | 0.39688 | 0.26972 | 0.26885 | 0 | -103.203 | -90.9621 | -100.4748 | 0
3 | 11 | 12 | 430.2969 | 428.3799 | 428.4414 | 428.5602 | 0 | 0 | 0 | 0 | 205.2173 | 167.0002 | 160.0568 | 158.7006 | 0 | 0 | 0 | 0 | 470.5581 | 597.3858 | 647.4951 | 691.9272 | 0 | 0 | 0 | 0 | 0 | -27.5045 | -26.408 | -26.6776 | 0 | 0 | 0 | 0 | -245.4785 | -308.5015 | -352.7025 | -395.39 | 0.3979 | 0.26972 | 0.26972 | 0 | -97.675 | -83.2089 | -95.1305 | 0
3 | 11 | 13 | 435.9996 | 435.2457 | 436.532 | 437.6316 | 0 | 0 | 0 | 0 | 201.6603 | 168.5639 | 161.5904 | 156.8932 | 0 | 0 | 0 | 0 | 461.26 | 581.3244 | 632.6483 | 678.2817 | 0 | 0 | 0 | 0 | 0 | -28.091 | -26.7185 | -28.5959 | 0 | 0 | 0 | 0 | -226.9206 | -286.5517 | -330.9882 | -368.9475 | 0.39853 | 0.26972 | 0.26972 | 0 | -90.434 | -77.2886 | -89.2737 | 0
3 | 11 | 14 | 439.969 | 439.9654 | 442.1231 | 444.023 | 0 | 0 | 0 | 0 | 221.9409 | 166.6694 | 159.5054 | 154.7355 | 0 | 0 | 0 | 0 | 470.1017 | 594.6145 | 643.9444 | 687.7372 | 0 | 0 | 0 | 0 | 0 | -28.0965 | -26.1007 | -18.5606 | 0 | 0 | 0 | 0 | -252.0737 | -293.222 | -335.226 | -379.8891 | 0.39819 | 0.26972 | 0.26972 | 0 | -100.3722 | -79.0877 | -90.4168 | 0
3 | 11 | 15 | 444.3234 | 445.2774 | 448.4811 | 451.2696 | 0 | 0 | 0 | 0 | 233.5384 | 173.3733 | 165.6083 | 171.7017 | 0 | 0 | 0 | 0 | 451.4788 | 565.5012 | 608.9994 | 647.6167 | 0 | 0 | 0 | 0 | 0 | -18.7764 | -14.7671 | -11.4376 | 0 | 0 | 0 | 0 | -240.6938 | -274.8208 | -311.3595 | -356.6112 | 0.40065 | 0.26972 | 0.26972 | 0 | -96.4336 | -74.1245 | -83.9795 | 0
3 | 11 | 16 | 449.4919 | 452.6883 | 458.3935 | 463.3998 | 0 | 0 | 0 | 0 | 243.0192 | 181.5864 | 172.2297 | 192.5798 | 0 | 0 | 0 | 0 | 395.5307 | 480.4735 | 513.5808 | 543.1432 | 0 | 0 | 0 | 0 | 0 | -4.9125 | -4.0235 | -1.4725 | 0 | 0 | 0 | 0 | -189.058 | -204.4591 | -223.3934 | -270.8508 | 0.40929 | 0.26149 | 0.26306 | 0.18532 | -77.38 | -53.4632 | -58.766 | -50.1939
3 | 11 | 17 | 454.357 | 460.1263 | 468.6581 | 476.1257 | 0 | 0 | 0 | 0 | 273.2778 | 190.531 | 188.5305 | 201.9218 | 0 | 0 | 0 | 0 | 311.4568 | 364.5379 | 379.8545 | 393.6987 | 0 | 0 | 0 | 0 | 0 | -0.78254 | 0.89981 | 1.0318 | 0 | 0 | 0 | 0 | -130.3776 | -94.16 | -100.6267 | -120.5266 | 0.40752 | 0.28291 | 0.38057 | 0.3842 | -53.131 | -26.639 | -38.2957 | -46.3062
3 | 11 | 18 | 464.7174 | 472.6521 | 483.6028 | 493.1857 | 0 | 0 | 0 | 0 | 315.3435 | 243.2674 | 227.2915 | 246.575 | 0 | 0 | 0 | 0 | 219.3704 | 215.0107 | 210.7446 | 207.4422 | 0 | 0 | 0 | 0 | 0 | -1.0216 | -0.0065066 | 7.5414 | 0 | 0 | 0 | 0 | -69.9965 | 15.3956 | 45.5732 | 31.627 | 0.40644 | 0.41154 | 0.3922 | 0.38465 | -28.4495 | 6.3359 | 17.874 | 12.1653
3 | 11 | 19 | 505.0916 | 515.4729 | 529.2494 | 541.2497 | 0 | 0 | 0 | 0 | 329.5375 | 264.878 | 264.6493 | 263.0636 | 0 | 0 | 0 | 0 | 189.5235 | 147.3281 | 138.3252 | 130.8498 | 0 | 0 | 0 | 0 | 0 | 8.3814 | -0.46268 | 16.4353 | 0 | 0 | 0 | 0 | -13.9695 | 94.8853 | 126.7375 | 130.901 | 0.41784 | 0.42049 | 0.40026 | 0.38866 | -5.8371 | 39.8986 | 50.7283 | 50.876
3 | 11 | 20 | 511.7012 | 522.6523 | 536.9878 | 549.3613 | 0 | 0 | 0 | 0 | 336.6107 | 277.1671 | 270.752 | 283.2397 | 0 | 0 | 0 | 0 | 187.3771 | 139.8292 | 130.167 | 122.0566 | 0 | 0 | 0 | 0 | 0 | 22.7348 | 2.3831 | 11.2689 | 0 | 0 | 0 | 0 | -12.2865 | 82.9212 | 133.6857 | 132.7962 | 0.41669 | 0.42192 | 0.40093 | 0.38937 | -5.1197 | 34.9865 | 53.5982 | 51.7066
3 | 11 | 21 | 488.1672 | 498.7609 | 512.4927 | 524.2187 | 0 | 0 | 0 | 0 | 337.1254 | 283.0234 | 281.0071 | 287.443 | 0 | 0 | 0 | 0 | 180.2769 | 134.5932 | 122.8382 | 112.7299 | 0 | 0 | 0 | 0 | 0 | 13.4262 | 7.4639 | 18.7696 | 0 | 0 | 0 | 0 | -29.2351 | 67.7182 | 101.1835 | 105.2761 | 0.40725 | 0.41222 | 0.39727 | 0.38658 | -11.9058 | 27.915 | 40.197 | 40.6972
3 | 11 | 22 | 445.8615 | 455.8647 | 468.7348 | 479.6958 | 0 | 0 | 0 | 0 | 324.8634 | 304.3716 | 286.4969 | 291.8032 | 0 | 0 | 0 | 0 | 170.7396 | 129.0328 | 117.3157 | 107.2071 | 0 | 0 | 0 | 0 | 0 | 7.8296 | 3.2689 | 8.0984 | 0 | 0 | 0 | 0 | -49.7415 | 14.6307 | 61.6534 | 72.5871 | 0.4092 | 0.40681 | 0.39436 | 0.38072 | -20.3543 | 5.9519 | 24.3138 | 27.6356
3 | 11 | 23 | 406.2605 | 415.5706 | 427.4797 | 437.5882 | 0 | 0 | 0 | 0 | 285.7091 | 277.973 | 267.594 | 289.2404 | 0 | 0 | 0 | 0 | 170.7785 | 126.5989 | 114.9838 | 104.9536 | 0 | 0 | 0 | 0 | 0 | 7.2553 | 7.7806 | 8.0635 | 0 | 0 | 0 | 0 | -50.2271 | 3.7434 | 37.1213 | 35.3306 | 0.41443 | 0.40564 | 0.38939 | 0.37001 | -20.8155 | 1.5185 | 14.4547 | 13.0727
3 | 11 | 24 | 372.41 | 379.673 | 389.128 | 397.0281 | 0 | 0 | 0 | 0 | 254.9217 | 257.5129 | 277.9996 | 271.01 | 0 | 0 | 0 | 0 | 167.3885 | 120.2329 | 108.5329 | 98.4143 | 0 | 0 | 0 | 0 | 0 | 7.6132 | 3.1912 | 2.4583 | 0 | 0 | 0 | 0 | -49.9002 | -5.686 | -0.59558 | 25.1456 | 0.41271 | 0.40699 | 0.38318 | 0.36432 | -20.5942 | -2.3141 | -0.22822 | 9.161
3 | 12 | 1 | 351.3448 | 356.3929 | 363.2478 | 368.7824 | 0 | 0 | 0 | 0 | 209.5439 | 285.3994 | 256.3246 | 260.0062 | 0 | 0 | 0 | 0 | 165.6865 | 112.8414 | 101.1315 | 91.0039 | 0 | 0 | 0 | 0 | 0 | 10.3458 | 13.8688 | 1.4417 | 0 | 0 | 0 | 0 | -23.8856 | -52.1937 | -8.0771 | 16.3306 | 0.41329 | 0.40425 | 0.37696 | 0.36409 | -9.8716 | -21.0992 | -3.0447 | 5.9458
3 | 12 | 2 | 341.7443 | 345.0233 | 349.8868 | 353.668 | 0 | 0 | 0 | 0 | 199.2324 | 262.8971 | 266.9306 | 203.2864 | 0 | 0 | 0 | 0 | 162.6394 | 105.7044 | 95.2988 | 86.4072 | 0 | 0 | 0 | 0 | 0 | 0.61276 | 8.0623 | -0.98024 | 0 | 0 | 0 | 0 | -20.1275 | -24.191 | -20.4049 | 64.9547 | 0.41212 | 0.40593 | 0.37263 | 0.36396 | -8.2949 | -9.8198 | -7.6034 | 23.6407
3 | 12 | 3 | 337.8344 | 339.4389 | 342.4597 | 344.6385 | 0 | 0 | 0 | 0 | 205.8009 | 235.662 | 282.2043 | 199.3432 | 0 | 0 | 0 | 0 | 157.7388 | 101.2666 | 91.5237 | 83.2418 | 0 | 0 | 0 | 0 | 0 | 2.9683 | 6.3453 | -0.3229 | 0 | 0 | 0 | 0 | -25.7053 | -0.45794 | -37.6136 | 62.3764 | 0.41162 | 0.4062 | 0.3735 | 0.36453 | -10.5807 | -0.18602 | -14.0487 | 22.7379
3 | 12 | 4 | 344.6685 | 345.1566 | 346.9729 | 348.078 | 0 | 0 | 0 | 0 | 204.7347 | 232.0682 | 249.4304 | 199.5077 | 0 | 0 | 0 | 0 | 150.1904 | 107.8331 | 95.4018 | 84.5229 | 0 | 0 | 0 | 0 | 0 | 1.4304 | 9.4804 | -0.41265 | 0 | 0 | 0 | 0 | -10.2566 | 3.8249 | -7.3397 | 64.4601 | 0.4116 | 0.40613 | 0.376 | 0.36469 | -4.2216 | 1.5534 | -2.7597 | 23.508
3 | 12 | 5 | 368.6352 | 368.2358 | 369.1722 | 369.4768 | 0 | 0 | 0 | 0 | 239.1056 | 253.5814 | 238.7258 | 222.0079 | 0 | 0 | 0 | 0 | 144.1212 | 121.2852 | 106.1868 | 92.7293 | 0 | 0 | 0 | 0 | 0 | 6.8862 | 15.6013 | -1.5047 | 0 | 0 | 0 | 0 | -14.5916 | -13.517 | 8.6582 | 56.2442 | 0.41177 | 0.4071 | 0.37726 | 0.36626 | -6.0084 | -5.5028 | 3.2664 | 20.5998
3 | 12 | 6 | 421.1281 | 420.8062 | 422.1031 | 422.7498 | 0 | 0 | 0 | 0 | 301.5071 | 258.7581 | 250.0148 | 265.2364 | 0 | 0 | 0 | 0 | 143.7162 | 127.4645 | 112.2573 | 98.6825 | 0 | 0 | 0 | 0 | 0 | 22.3779 | 16.4125 | 10.3748 | 0 | 0 | 0 | 0 | -24.0952 | 12.2057 | 43.4185 | 48.4561 | 0.41056 | 0.40853 | 0.38849 | 0.36647 | -9.8926 | 4.9864 | 16.8675 | 17.7577
3 | 12 | 7 | 456.9063 | 456.0794 | 457.1778 | 457.8682 | 0 | 0 | 0 | 0 | 310.4125 | 259.5307 | 251.3328 | 250.0593 | 0 | 0 | 0 | 0 | 168.0369 | 157.7727 | 142.8319 | 129.355 | 0 | 0 | 0 | 0 | 0 | 5.8865 | 2.7668 | 4.2464 | 0 | 0 | 0 | 0 | -21.5432 | 32.8896 | 60.2464 | 74.2076 | 0.41103 | 0.41035 | 0.39423 | 0.37873 | -8.8548 | 13.4962 | 23.7511 | 28.1047
3 | 12 | 8 | 473.9751 | 473.1833 | 474.8077 | 476.448 | 0 | 0 | 0 | 0 | 283.8875 | 214.374 | 205.1429 | 204.7797 | 0 | 0 | 0 | 0 | 241.6742 | 280.6202 | 280.2228 | 279.5077 | 0 | 0 | 0 | 0 | 0 | -3.5547 | 2.1012 | 5.3554 | 0 | 0 | 0 | 0 | -51.5867 | -18.2562 | -12.6593 | -13.1949 | 0.409 | 0.28561 | 0.40476 | 0.39541 | -21.0991 | -5.2142 | -5.124 | -5.2174
3 | 12 | 9 | 495.1192 | 495.2506 | 498.3814 | 501.8167 | 0 | 0 | 0 | 0 | 248.7911 | 194.9509 | 177.3793 | 184.5594 | 0 | 0 | 0 | 0 | 306.72 | 395.8493 | 415.9736 | 433.4747 | 0 | 0 | 0 | 0 | 0 | -8.9851 | -7.0547 | -9.8195 | 0 | 0 | 0 | 0 | -60.3919 | -86.5644 | -87.9168 | -106.3978 | 0.40919 | 0.27247 | 0.26264 | 0.26837 | -24.7119 | -23.5866 | -23.0908 | -28.5538
3 | 12 | 10 | 516.106 | 516.6565 | 520.2867 | 524.0859 | 0 | 0 | 0 | 0 | 232.9665 | 170.2743 | 165.5491 | 175.7915 | 0 | 0 | 0 | 0 | 364.1887 | 479.0519 | 512.7957 | 542.3245 | 0 | 0 | 0 | 0 | 0 | -24.2656 | -20.4567 | -21.2725 | 0 | 0 | 0 | 0 | -81.0492 | -108.4041 | -137.6013 | -172.7576 | 0.40293 | 0.26868 | 0.26582 | 0.087318 | -32.6569 | -29.1256 | -36.5769 | -15.0848
3 | 12 | 11 | 532.9335 | 534.0849 | 538.1575 | 541.9851 | 0 | 0 | 0 | 0 | 221.3167 | 171.6663 | 161.6298 | 163.8649 | 0 | 0 | 0 | 0 | 415.5376 | 540.655 | 580.6466 | 615.5412 | 0 | 0 | 0 | 0 | 0 | -22.7809 | -20.6608 | -21.8928 | 0 | 0 | 0 | 0 | -103.9207 | -155.4555 | -183.458 | -215.5282 | 0.39688 | 0.26972 | 0.26885 | 0 | -41.2438 | -41.9294 | -49.3236 | 0
3 | 12 | 12 | 544.031 | 545.8022 | 550.3925 | 554.4138 | 0 | 0 | 0 | 0 | 205.2173 | 167.0002 | 160.0568 | 158.7006 | 0 | 0 | 0 | 0 | 408.757 | 542.2304 | 588.6985 | 629.5276 | 0 | 0 | 0 | 0 | 0 | -27.5045 | -26.408 | -26.6776 | 0 | 0 | 0 | 0 | -69.9433 | -135.9239 | -171.9548 | -207.1369 | 0.3979 | 0.26972 | 0.26972 | 0 | -27.8302 | -36.6613 | -46.3795 | 0
3 | 12 | 13 | 557.4658 | 560.6507 | 566.7739 | 572.0411 | 0 | 0 | 0 | 0 | 201.6603 | 168.5639 | 161.5904 | 156.8932 | 0 | 0 | 0 | 0 | 392.7082 | 528.4625 | 577.2392 | 620.2855 | 0 | 0 | 0 | 0 | 0 | -28.091 | -26.7185 | -28.5959 | 0 | 0 | 0 | 0 | -36.9027 | -108.2847 | -145.3372 | -176.5418 | 0.39853 | 0.26972 | 0.26972 | 0 | -14.7067 | -29.2065 | -39.2002 | 0
3 | 12 | 14 | 561.1874 | 565.1147 | 572.0994 | 578.1584 | 0 | 0 | 0 | 0 | 221.9409 | 166.6694 | 159.5054 | 154.7355 | 0 | 0 | 0 | 0 | 386.6406 | 520.0957 | 566.6419 | 607.6893 | 0 | 0 | 0 | 0 | 0 | -28.0965 | -26.1007 | -18.5606 | 0 | 0 | 0 | 0 | -47.3942 | -93.5539 | -127.9473 | -165.7058 | 0.39819 | 0.26972 | 0.26972 | 0 | -18.8717 | -25.2333 | -34.5098 | 0
3 | 12 | 15 | 563.7371 | 568.5634 | 576.5222 | 583.408 | 0 | 0 | 0 | 0 | 233.5384 | 173.3733 | 165.6083 | 171.7017 | 0 | 0 | 0 | 0 | 367.1184 | 483.501 | 523.4828 | 558.7203 | 0 | 0 | 0 | 0 | 0 | -18.7764 | -14.7671 | -11.4376 | 0 | 0 | 0 | 0 | -36.9197 | -69.5345 | -97.8018 | -135.5764 | 0.40065 | 0.26972 | 0.26972 | 0 | -14.7918 | -18.7548 | -26.379 | 0
3 | 12 | 16 | 560.3596 | 567.1513 | 577.2712 | 586.0815 | 0 | 0 | 0 | 0 | 243.0192 | 181.5864 | 172.2297 | 192.5798 | 0 | 0 | 0 | 0 | 325.7913 | 408.1258 | 437.3567 | 463.1407 | 0 | 0 | 0 | 0 | 0 | -4.9125 | -4.0235 | -1.4725 | 0 | 0 | 0 | 0 | -8.4509 | -17.6484 | -28.2916 | -68.1665 | 0.40929 | 0.26149 | 0.26306 | 0.18532 | -3.4589 | -4.6148 | -7.4424 | -12.6326
3 | 12 | 17 | 551.6892 | 560.6147 | 573.0223 | 583.8295 | 0 | 0 | 0 | 0 | 273.2778 | 190.531 | 188.5305 | 201.9218 | 0 | 0 | 0 | 0 | 237.6501 | 276.1405 | 288.4963 | 299.5189 | 0 | 0 | 0 | 0 | 0 | -0.78254 | 0.89981 | 1.0318 | 0 | 0 | 0 | 0 | 40.7612 | 94.7258 | 95.0957 | 81.357 | 0.40752 | 0.28291 | 0.38057 | 0.3842 | 16.6109 | 26.7991 | 36.1908 | 31.2573
3 | 12 | 18 | 540.3927 | 550.7813 | 564.7455 | 576.9249 | 0 | 0 | 0 | 0 | 315.3435 | 243.2674 | 227.2915 | 246.575 | 0 | 0 | 0 | 0 | 139.948 | 126.002 | 118.2675 | 111.6113 | 0 | 0 | 0 | 0 | 0 | -1.0216 | -0.0065066 | 7.5414 | 0 | 0 | 0 | 0 | 85.1012 | 182.5336 | 219.1929 | 211.1971 | 0.40644 | 0.41154 | 0.3922 | 0.38465 | 34.5887 | 75.1198 | 85.9683 | 81.2369
3 | 12 | 19 | 568.576 | 581.016 | 597.3204 | 611.499 | 0 | 0 | 0 | 0 | 329.5375 | 264.878 | 264.6493 | 263.0636 | 0 | 0 | 0 | 0 | 111.4703 | 67.0728 | 56.6422 | 47.7275 | 0 | 0 | 0 | 0 | 0 | 8.3814 | -0.46268 | 16.4353 | 0 | 0 | 0 | 0 | 127.5682 | 240.6837 | 276.4916 | 284.2726 | 0.41784 | 0.42049 | 0.40026 | 0.38866 | 53.3036 | 101.2059 | 110.6692 | 110.4854
3 | 12 | 20 | 563.6495 | 576.2851 | 592.6892 | 606.8451 | 0 | 0 | 0 | 0 | 336.6107 | 277.1671 | 270.752 | 283.2397 | 0 | 0 | 0 | 0 | 110.8013 | 61.7978 | 52.0275 | 43.7786 | 0 | 0 | 0 | 0 | 0 | 22.7348 | 2.3831 | 11.2689 | 0 | 0 | 0 | 0 | 116.2375 | 214.5854 | 267.5266 | 268.5579 | 0.41669 | 0.42192 | 0.40093 | 0.38937 | 48.4349 | 90.5388 | 107.2586 | 104.568
3 | 12 | 21 | 527.3584 | 539.223 | 554.5153 | 567.586 | 0 | 0 | 0 | 0 | 337.1254 | 283.0234 | 281.0071 | 287.443 | 0 | 0 | 0 | 0 | 109.2956 | 61.6329 | 52.7993 | 45.433 | 0 | 0 | 0 | 0 | 0 | 13.4262 | 7.4639 | 18.7696 | 0 | 0 | 0 | 0 | 80.9374 | 181.1405 | 213.2451 | 215.9404 | 0.40725 | 0.41222 | 0.39727 | 0.38658 | 32.9614 | 74.6702 | 84.7156 | 83.4774
3 | 12 | 22 | 474.2242 | 485.1472 | 499.1467 | 511.0808 | 0 | 0 | 0 | 0 | 324.8634 | 304.3716 | 286.4969 | 291.8032 | 0 | 0 | 0 | 0 | 112.1837 | 60.0519 | 53.9455 | 49.1665 | 0 | 0 | 0 | 0 | 0 | 7.8296 | 3.2689 | 8.0984 | 0 | 0 | 0 | 0 | 37.1772 | 112.8942 | 155.4355 | 162.0127 | 0.4092 | 0.40681 | 0.39436 | 0.38072 | 15.213 | 45.9261 | 61.2978 | 61.6819
3 | 12 | 23 | 425.4934 | 435.4271 | 448.1021 | 458.8705 | 0 | 0 | 0 | 0 | 285.7091 | 277.973 | 267.594 | 289.2404 | 0 | 0 | 0 | 0 | 107.7048 | 59.3237 | 53.6926 | 49.3651 | 0 | 0 | 0 | 0 | 0 | 7.2553 | 7.7806 | 8.0635 | 0 | 0 | 0 | 0 | 32.0794 | 90.8752 | 119.035 | 112.2015 | 0.41443 | 0.40564 | 0.38939 | 0.37001 | 13.2946 | 36.8624 | 46.351 | 41.5156
3 | 12 | 24 | 389.8205 | 397.648 | 407.7963 | 416.2938 | 0 | 0 | 0 | 0 | 254.9217 | 257.5129 | 277.9996 | 271.01 | 0 | 0 | 0 | 0 | 97.5803 | 56.74 | 50.1442 | 44.8812 | 0 | 0 | 0 | 0 | 0 | 7.6132 | 3.1912 | 2.4583 | 0 | 0 | 0 | 0 | 37.3184 | 75.782 | 76.4614 | 97.9444 | 0.41271 | 0.40699 | 0.38318 | 0.36432 | 15.4016 | 30.8425 | 29.2986 | 35.6827
3 | 13 | 1 | 368.0298 | 373.619 | 381.1382 | 387.2454 | 0 | 0 | 0 | 0 | 209.5439 | 285.3994 | 256.3246 | 260.0062 | 0 | 0 | 0 | 0 | 97.0672 | 54.2046 | 46.8556 | 40.88 | 0 | 0 | 0 | 0 | 0 | 10.3458 | 13.8688 | 1.4417 | 0 | 0 | 0 | 0 | 61.4187 | 23.6692 | 64.0893 | 84.9175 | 0.41329 | 0.40425 | 0.37696 | 0.36409 | 25.3834 | 9.5682 | 24.1588 | 30.9173
3 | 13 | 2 | 356.5891 | 360.3495 | 365.8042 | 370.0948 | 0 | 0 | 0 | 0 | 199.2324 | 262.8971 | 266.9306 | 203.2864 | 0 | 0 | 0 | 0 | 100.916 | 53.8343 | 46.0506 | 39.6638 | 0 | 0 | 0 | 0 | 0 | 0.61276 | 8.0623 | -0.98024 | 0 | 0 | 0 | 0 | 56.4407 | 43.0054 | 44.7606 | 128.1248 | 0.41212 | 0.40593 | 0.37263 | 0.36396 | 23.2604 | 17.4572 | 16.679 | 46.632
3 | 13 | 3 | 352.06 | 354.1258 | 357.7131 | 360.38 | 0 | 0 | 0 | 0 | 205.8009 | 235.662 | 282.2043 | 199.3432 | 0 | 0 | 0 | 0 | 103.1393 | 52.7959 | 45.1327 | 38.8693 | 0 | 0 | 0 | 0 | 0 | 2.9683 | 6.3453 | -0.3229 | 0 | 0 | 0 | 0 | 43.1198 | 62.6996 | 24.0307 | 122.4904 | 0.41162 | 0.4062 | 0.3735 | 0.36453 | 17.7489 | 25.4686 | 8.9755 | 44.6511
3 | 13 | 4 | 356.0809 | 356.939 | 359.2097 | 360.7065 | 0 | 0 | 0 | 0 | 204.7347 | 232.0682 | 249.4304 | 199.5077 | 0 | 0 | 0 | 0 | 106.4053 | 52.3593 | 45.248 | 39.5123 | 0 | 0 | 0 | 0 | 0 | 1.4304 | 9.4804 | -0.41265 | 0 | 0 | 0 | 0 | 44.9409 | 71.0811 | 55.0509 | 122.0991 | 0.4116 | 0.40613 | 0.376 | 0.36469 | 18.4976 | 28.8684 | 20.6991 | 44.5284
3 | 13 | 5 | 381.4276 | 381.443 | 382.8888 | 383.6324 | 0 | 0 | 0 | 0 | 239.1056 | 253.5814 | 238.7258 | 222.0079 | 0 | 0 | 0 | 0 | 105.9923 | 55.6687 | 49.9727 | 45.5706 | 0 | 0 | 0 | 0 | 0 | 6.8862 | 15.6013 | -1.5047 | 0 | 0 | 0 | 0 | 36.3298 | 65.3067 | 78.5889 | 117.5585 | 0.41177 | 0.4071 | 0.37726 | 0.36626 | 14.9595 | 26.5864 | 29.6482 | 43.0565
3 | 13 | 6 | 431.4788 | 431.4926 | 433.2017 | 434.2035 | 0 | 0 | 0 | 0 | 301.5071 | 258.7581 | 250.0148 | 265.2364 | 0 | 0 | 0 | 0 | 99.0127 | 58.0625 | 53.1747 | 49.5221 | 0 | 0 | 0 | 0 | 0 | 22.3779 | 16.4125 | 10.3748 | 0 | 0 | 0 | 0 | 30.959 | 92.294 | 113.5996 | 109.0701 | 0.41056 | 0.40853 | 0.38849 | 0.36647 | 12.7107 | 37.7047 | 44.1319 | 39.971
3 | 13 | 7 | 462.2674 | 461.6144 | 462.9263 | 463.8006 | 0 | 0 | 0 | 0 | 310.4125 | 259.5307 | 251.3328 | 250.0593 | 0 | 0 | 0 | 0 | 124.6731 | 93.7497 | 87.6567 | 82.6607 | 0 | 0 | 0 | 0 | 0 | 5.8865 | 2.7668 | 4.2464 | 0 | 0 | 0 | 0 | 27.1818 | 102.4475 | 121.17 | 126.8342 | 0.41103 | 0.41035 | 0.39423 | 0.37873 | 11.1724 | 42.0391 | 47.7693 | 48.0361
3 | 13 | 8 | 476.2929 | 475.5763 | 477.293 | 479.0129 | 0 | 0 | 0 | 0 | 283.8875 | 214.374 | 205.1429 | 204.7797 | 0 | 0 | 0 | 0 | 193.8924 | 232.305 | 239.4935 | 246.0653 | 0 | 0 | 0 | 0 | 0 | -3.5547 | 2.1012 | 5.3554 | 0 | 0 | 0 | 0 | -1.487 | 32.452 | 30.5553 | 22.8124 | 0.409 | 0.28561 | 0.40476 | 0.39541 | -0.6082 | 9.2687 | 12.3676 | 9.0202
3 | 13 | 9 | 495.7562 | 495.9082 | 499.0644 | 502.5216 | 0 | 0 | 0 | 0 | 248.7911 | 194.9509 | 177.3793 | 184.5594 | 0 | 0 | 0 | 0 | 257.2649 | 368.4177 | 394.0573 | 416.8559 | 0 | 0 | 0 | 0 | 0 | -8.9851 | -7.0547 | -9.8195 | 0 | 0 | 0 | 0 | -10.2999 | -58.4752 | -65.3175 | -89.0742 | 0.40919 | 0.27247 | 0.26264 | 0.26837 | -4.2146 | -15.933 | -17.1552 | -23.9047
3 | 13 | 10 | 514.2659 | 514.7567 | 518.3137 | 522.0497 | 0 | 0 | 0 | 0 | 232.9665 | 170.2743 | 165.5491 | 175.7915 | 0 | 0 | 0 | 0 | 303.3226 | 452.1436 | 493.1044 | 529.5703 | 0 | 0 | 0 | 0 | 0 | -24.2656 | -20.4567 | -21.2725 | 0 | 0 | 0 | 0 | -22.0232 | -83.3956 | -119.8831 | -162.0396 | 0.40293 | 0.26868 | 0.26582 | 0.087318 | -8.8737 | -22.4064 | -31.8671 | -14.1489
3 | 13 | 11 | 528.404 | 529.4085 | 533.3007 | 536.9729 | 0 | 0 | 0 | 0 | 221.3167 | 171.6663 | 161.6298 | 163.8649 | 0 | 0 | 0 | 0 | 331.6164 | 505.1906 | 555.1202 | 599.5557 | 0 | 0 | 0 | 0 | 0 | -22.7809 | -20.6608 | -21.8928 | 0 | 0 | 0 | 0 | -24.5291 | -124.6675 | -162.7885 | -204.5549 | 0.39688 | 0.26972 | 0.26885 | 0 | -9.7351 | -33.6253 | -43.7665 | 0
3 | 13 | 12 | 535.6796 | 537.18 | 541.4378 | 545.1725 | 0 | 0 | 0 | 0 | 205.2173 | 167.0002 | 160.0568 | 158.7006 | 0 | 0 | 0 | 0 | 348.9309 | 532.8583 | 586.5066 | 634.2285 | 0 | 0 | 0 | 0 | 0 | -27.5045 | -26.408 | -26.6776 | 0 | 0 | 0 | 0 | -18.4686 | -135.174 | -178.7176 | -221.0791 | 0.3979 | 0.26972 | 0.26972 | 0 | -7.3486 | -36.4591 | -48.2035 | 0
3 | 13 | 13 | 545.3634 | 548.1559 | 553.7971 | 558.6491 | 0 | 0 | 0 | 0 | 201.6603 | 168.5639 | 161.5904 | 156.8932 | 0 | 0 | 0 | 0 | 355.7367 | 522.2933 | 576.6467 | 625.1126 | 0 | 0 | 0 | 0 | 0 | -28.091 | -26.7185 | -28.5959 | 0 | 0 | 0 | 0 | -12.0336 | -114.6104 | -157.7215 | -194.7608 | 0.39853 | 0.26972 | 0.26972 | 0 | -4.7957 | -30.9127 | -42.5405 | 0
3 | 13 | 14 | 548.8196 | 552.3459 | 558.838 | 564.4727 | 0 | 0 | 0 | 0 | 221.9409 | 166.6694 | 159.5054 | 154.7355 | 0 | 0 | 0 | 0 | 363.5292 | 506.8042 | 560.0679 | 607.7214 | 0 | 0 | 0 | 0 | 0 | -28.0965 | -26.1007 | -18.5606 | 0 | 0 | 0 | 0 | -36.6505 | -93.0312 | -134.6346 | -179.4236 | 0.39819 | 0.26972 | 0.26972 | 0 | -14.5937 | -25.0923 | -36.3135 | 0
3 | 13 | 15 | 546.9282 | 551.2095 | 558.4989 | 564.808 | 0 | 0 | 0 | 0 | 233.5384 | 173.3733 | 165.6083 | 171.7017 | 0 | 0 | 0 | 0 | 372.5451 | 493.6612 | 544.0876 | 589.4143 | 0 | 0 | 0 | 0 | 0 | -18.7764 | -14.7671 | -11.4376 | 0 | 0 | 0 | 0 | -59.1553 | -97.0486 | -136.4298 | -184.8704 | 0.40065 | 0.26972 | 0.26972 | 0 | -23.7005 | -26.1759 | -36.7977 | 0
3 | 13 | 16 | 541.7283 | 547.9158 | 557.2938 | 565.4649 | 0 | 0 | 0 | 0 | 243.0192 | 181.5864 | 172.2297 | 192.5798 | 0 | 0 | 0 | 0 | 347.2933 | 441.277 | 481.19 | 517.2802 | 0 | 0 | 0 | 0 | 0 | -4.9125 | -4.0235 | -1.4725 | 0 | 0 | 0 | 0 | -48.5843 | -70.0351 | -92.1023 | -142.9227 | 0.40929 | 0.26149 | 0.26306 | 0.18532 | -19.8852 | -18.3132 | -24.2285 | -26.4863
3 | 13 | 17 | 531.5716 | 539.8448 | 551.4513 | 561.5683 | 0 | 0 | 0 | 0 | 273.2778 | 190.531 | 188.5305 | 201.9218 | 0 | 0 | 0 | 0 | 281.6703 | 340.2552 | 360.971 | 380.0282 | 0 | 0 | 0 | 0 | 0 | -0.78254 | 0.89981 | 1.0318 | 0 | 0 | 0 | 0 | -23.3765 | 9.8412 | 1.05 | -21.4135 | 0.40752 | 0.28291 | 0.38057 | 0.3842 | -9.5263 | 2.7842 | 0.3996 | -8.227
3 | 13 | 18 | 523.9731 | 533.8293 | 547.1396 | 558.7556 | 0 | 0 | 0 | 0 | 315.3435 | 243.2674 | 227.2915 | 246.575 | 0 | 0 | 0 | 0 | 196.7878 | 190.3931 | 191.7692 | 194.0245 | 0 | 0 | 0 | 0 | 0 | -1.0216 | -0.0065066 | 7.5414 | 0 | 0 | 0 | 0 | 11.8417 | 101.1904 | 128.0854 | 110.6147 | 0.40644 | 0.41154 | 0.3922 | 0.38465 | 4.813 | 41.6439 | 50.2356 | 42.5479
3 | 13 | 19 | 551.9971 | 563.8995 | 579.5438 | 593.1536 | 0 | 0 | 0 | 0 | 329.5375 | 264.878 | 264.6493 | 263.0636 | 0 | 0 | 0 | 0 | 188.3458 | 150.9757 | 150.4713 | 151.2724 | 0 | 0 | 0 | 0 | 0 | 8.3814 | -0.46268 | 16.4353 | 0 | 0 | 0 | 0 | 34.1138 | 139.6644 | 164.8858 | 162.3821 | 0.41784 | 0.42049 | 0.40026 | 0.38866 | 14.2542 | 58.7279 | 65.9976 | 63.1115
3 | 13 | 20 | 551.034 | 563.2605 | 579.1623 | 592.8853 | 0 | 0 | 0 | 0 | 336.6107 | 277.1671 | 270.752 | 283.2397 | 0 | 0 | 0 | 0 | 180.7288 | 151.039 | 149.3708 | 149.0849 | 0 | 0 | 0 | 0 | 0 | 22.7348 | 2.3831 | 11.2689 | 0 | 0 | 0 | 0 | 33.6945 | 112.3196 | 156.6563 | 149.2918 | 0.41669 | 0.42192 | 0.40093 | 0.38937 | 14.0401 | 47.3903 | 62.8077 | 58.1295
3 | 13 | 21 | 518.9894 | 530.5826 | 545.5416 | 558.3252 | 0 | 0 | 0 | 0 | 337.1254 | 283.0234 | 281.0071 | 287.443 | 0 | 0 | 0 | 0 | 172.5859 | 161.0464 | 157.8956 | 156.1891 | 0 | 0 | 0 | 0 | 0 | 13.4262 | 7.4639 | 18.7696 | 0 | 0 | 0 | 0 | 9.278 | 73.0866 | 99.175 | 95.9234 | 0.40725 | 0.41222 | 0.39727 | 0.38658 | 3.7784 | 30.1279 | 39.3991 | 37.0817
3 | 13 | 22 | 473.6049 | 484.5078 | 498.4827 | 510.3956 | 0 | 0 | 0 | 0 | 324.8634 | 304.3716 | 286.4969 | 291.8032 | 0 | 0 | 0 | 0 | 159.1973 | 170.0608 | 164.7477 | 160.9293 | 0 | 0 | 0 | 0 | 0 | 7.8296 | 3.2689 | 8.0984 | 0 | 0 | 0 | 0 | -10.4558 | 2.2458 | 43.9693 | 49.5646 | 0.4092 | 0.40681 | 0.39436 | 0.38072 | -4.2785 | 0.91362 | 17.3398 | 18.8704
3 | 13 | 23 | 424.6087 | 434.5138 | 447.1536 | 457.8916 | 0 | 0 | 0 | 0 | 285.7091 | 277.973 | 267.594 | 289.2404 | 0 | 0 | 0 | 0 | 162.3854 | 180.5663 | 172.7717 | 166.5618 | 0 | 0 | 0 | 0 | 0 | 7.2553 | 7.7806 | 8.0635 | 0 | 0 | 0 | 0 | -23.4858 | -31.2808 | -0.99271 | -5.9741 | 0.41443 | 0.40564 | 0.38939 | 0.37001 | -9.7332 | -12.6886 | -0.38655 | -2.2105
3 | 13 | 24 | 390.369 | 398.2143 | 408.3845 | 416.9008 | 0 | 0 | 0 | 0 | 254.9217 | 257.5129 | 277.9996 | 271.01 | 0 | 0 | 0 | 0 | 179.194 | 183.1457 | 177.2265 | 172.8289 | 0 | 0 | 0 | 0 | 0 | 7.6132 | 3.1912 | 2.4583 | 0 | 0 | 0 | 0 | -43.7467 | -50.0575 | -50.0327 | -29.3964 | 0.41271 | 0.40699 | 0.38318 | 0.36432 | -18.0546 | -20.3729 | -19.1716 | -10.7096
3 | 14 | 1 | 369.6399 | 375.2813 | 382.8647 | 389.0271 | 0 | 0 | 0 | 0 | 209.5439 | 285.3994 | 256.3246 | 260.0062 | 0 | 0 | 0 | 0 | 181.5307 | 184.145 | 178.9574 | 175.2547 | 0 | 0 | 0 | 0 | 0 | 10.3458 | 13.8688 | 1.4417 | 0 | 0 | 0 | 0 | -21.4347 | -104.6089 | -66.2861 | -47.6755 | 0.41329 | 0.40425 | 0.37696 | 0.36409 | -8.8586 | -42.288 | -24.9869 | -17.358
3 | 14 | 2 | 358.2523 | 362.0667 | 367.5875 | 371.9352 | 0 | 0 | 0 | 0 | 199.2324 | 262.8971 | 266.9306 | 203.2864 | 0 | 0 | 0 | 0 | 170.2284 | 185.1965 | 177.6311 | 171.6323 | 0 | 0 | 0 | 0 | 0 | 0.61276 | 8.0623 | -0.98024 | 0 | 0 | 0 | 0 | -11.2085 | -86.6396 | -85.0365 | -2.0032 | 0.41212 | 0.40593 | 0.37263 | 0.36396 | -4.6192 | -35.1697 | -31.6868 | -0.72909
3 | 14 | 3 | 353.3871 | 355.4959 | 359.1359 | 361.8484 | 0 | 0 | 0 | 0 | 205.8009 | 235.662 | 282.2043 | 199.3432 | 0 | 0 | 0 | 0 | 164.2119 | 180.4735 | 172.7656 | 166.6051 | 0 | 0 | 0 | 0 | 0 | 2.9683 | 6.3453 | -0.3229 | 0 | 0 | 0 | 0 | -16.6258 | -63.6079 | -102.1793 | -3.777 | 0.41162 | 0.4062 | 0.3735 | 0.36453 | -6.8435 | -25.8375 | -38.1641 | -1.3768
3 | 14 | 4 | 358.2041 | 359.1311 | 361.4863 | 363.0559 | 0 | 0 | 0 | 0 | 204.7347 | 232.0682 | 249.4304 | 199.5077 | 0 | 0 | 0 | 0 | 172.482 | 178.3633 | 171.5631 | 166.2409 | 0 | 0 | 0 | 0 | 0 | 1.4304 | 9.4804 | -0.41265 | 0 | 0 | 0 | 0 | -19.0126 | -52.7308 | -68.9876 | -2.28 | 0.4116 | 0.40613 | 0.376 | 0.36469 | -7.8256 | -21.4157 | -25.9392 | -0.83149
3 | 14 | 5 | 384.6833 | 384.8042 | 386.3797 | 387.2349 | 0 | 0 | 0 | 0 | 239.1056 | 253.5814 | 238.7258 | 222.0079 | 0 | 0 | 0 | 0 | 167.8701 | 175.2377 | 168.0555 | 162.3477 | 0 | 0 | 0 | 0 | 0 | 6.8862 | 15.6013 | -1.5047 | 0 | 0 | 0 | 0 | -22.2924 | -50.9011 | -36.003 | 4.3839 | 0.41177 | 0.4071 | 0.37726 | 0.36626 | -9.1794 | -20.7219 | -13.5823 | 1.6056
3 | 14 | 6 | 435.389 | 435.5297 | 437.3944 | 438.5304 | 0 | 0 | 0 | 0 | 301.5071 | 258.7581 | 250.0148 | 265.2364 | 0 | 0 | 0 | 0 | 168.7673 | 177.7322 | 170.5154 | 164.7615 | 0 | 0 | 0 | 0 | 0 | 22.3779 | 16.4125 | 10.3748 | 0 | 0 | 0 | 0 | -34.8853 | -23.3386 | 0.45178 | -1.8423 | 0.41056 | 0.40853 | 0.38849 | 0.36647 | -14.3227 | -9.5345 | 0.17551 | -0.67515
3 | 14 | 7 | 470.9549 | 470.5836 | 472.2414 | 473.4139 | 0 | 0 | 0 | 0 | 310.4125 | 259.5307 | 251.3328 | 250.0593 | 0 | 0 | 0 | 0 | 209.196 | 217.4274 | 208.8813 | 201.6848 | 0 | 0 | 0 | 0 | 0 | 5.8865 | 2.7668 | 4.2464 | 0 | 0 | 0 | 0 | -48.6535 | -12.2609 | 9.2606 | 17.4235 | 0.41103 | 0.41035 | 0.39423 | 0.37873 | -19.9979 | -5.0312 | 3.6508 | 6.5988
3 | 14 | 8 | 479.0885 | 478.4625 | 480.2906 | 482.1063 | 0 | 0 | 0 | 0 | 283.8875 | 214.374 | 205.1429 | 204.7797 | 0 | 0 | 0 | 0 | 277.9101 | 339.076 | 344.4726 | 349.4451 | 0 | 0 | 0 | 0 | 0 | -3.5547 | 2.1012 | 5.3554 | 0 | 0 | 0 | 0 | -82.7091 | -71.4328 | -71.4262 | -77.4739 | 0.409 | 0.28561 | 0.40476 | 0.39541 | -33.8282 | -20.4021 | -28.9106 | -30.6339
3 | 14 | 9 | 494.4823 | 494.593 | 497.6984 | 501.1119 | 0 | 0 | 0 | 0 | 248.7911 | 194.9509 | 177.3793 | 184.5594 | 0 | 0 | 0 | 0 | 320.2725 | 430.9117 | 456.6675 | 479.6407 | 0 | 0 | 0 | 0 | 0 | -8.9851 | -7.0547 | -9.8195 | 0 | 0 | 0 | 0 | -74.5814 | -122.2845 | -129.2937 | -153.2687 | 0.40919 | 0.27247 | 0.26264 | 0.26837 | -30.5181 | -33.3195 | -33.9582 | -41.1324
3 | 14 | 10 | 507.0116 | 507.2671 | 510.5352 | 514.0223 | 0 | 0 | 0 | 0 | 232.9665 | 170.2743 | 165.5491 | 175.7915 | 0 | 0 | 0 | 0 | 335.9636 | 481.7208 | 525.316 | 564.3372 | 0 | 0 | 0 | 0 | 0 | -24.2656 | -20.4567 | -21.2725 | 0 | 0 | 0 | 0 | -61.9186 | -120.4624 | -159.8732 | -204.8339 | 0.40293 | 0.26868 | 0.26582 | 0.087318 | -24.9486 | -32.3654 | -42.4972 | -17.8856
3 | 14 | 11 | 514.8861 | 515.4522 | 518.8062 | 522.0145 | 0 | 0 | 0 | 0 | 221.3167 | 171.6663 | 161.6298 | 163.8649 | 0 | 0 | 0 | 0 | 341.8289 | 484.4349 | 539.4424 | 588.8347 | 0 | 0 | 0 | 0 | 0 | -22.7809 | -20.6608 | -21.8928 | 0 | 0 | 0 | 0 | -48.2594 | -117.868 | -161.6052 | -208.7923 | 0.39688 | 0.26972 | 0.26885 | 0 | -19.1531 | -31.7913 | -43.4484 | 0
3 | 14 | 12 | 513.4566 | 514.2363 | 517.6092 | 520.5813 | 0 | 0 | 0 | 0 | 205.2173 | 167.0002 | 160.0568 | 158.7006 | 0 | 0 | 0 | 0 | 356.968 | 499.207 | 559.1292 | 612.9111 | 0 | 0 | 0 | 0 | 0 | -27.5045 | -26.408 | -26.6776 | 0 | 0 | 0 | 0 | -48.7287 | -124.4664 | -175.1689 | -224.3528 | 0.3979 | 0.26972 | 0.26972 | 0 | -19.389 | -33.571 | -47.2463 | 0
3 | 14 | 13 | 517.4076 | 519.2935 | 523.8216 | 527.7144 | 0 | 0 | 0 | 0 | 201.6603 | 168.5639 | 161.5904 | 156.8932 | 0 | 0 | 0 | 0 | 358.031 | 500.5698 | 563.3724 | 619.8482 | 0 | 0 | 0 | 0 | 0 | -28.091 | -26.7185 | -28.5959 | 0 | 0 | 0 | 0 | -42.2837 | -121.7491 | -174.4227 | -220.4312 | 0.39853 | 0.26972 | 0.26972 | 0 | -16.8512 | -32.8381 | -47.0451 | 0
3 | 14 | 14 | 519.7137 | 522.2961 | 527.6293 | 532.2653 | 0 | 0 | 0 | 0 | 221.9409 | 166.6694 | 159.5054 | 154.7355 | 0 | 0 | 0 | 0 | 361.2279 | 501.9405 | 563.7357 | 619.3984 | 0 | 0 | 0 | 0 | 0 | -28.0965 | -26.1007 | -18.5606 | 0 | 0 | 0 | 0 | -63.4551 | -118.2173 | -169.5111 | -223.308 | 0.39819 | 0.26972 | 0.26972 | 0 | -25.2669 | -31.8855 | -45.7203 | 0
3 | 14 | 15 | 521.3257 | 524.7767 | 531.0467 | 536.4772 | 0 | 0 | 0 | 0 | 233.5384 | 173.3733 | 165.6083 | 171.7017 | 0 | 0 | 0 | 0 | 355.1605 | 473.0873 | 529.5715 | 580.6427 | 0 | 0 | 0 | 0 | 0 | -18.7764 | -14.7671 | -11.4376 | 0 | 0 | 0 | 0 | -67.3732 | -102.9075 | -149.366 | -204.4295 | 0.40065 | 0.26972 | 0.26972 | 0 | -26.993 | -27.7562 | -40.2868 | 0
3 | 14 | 16 | 507.3851 | 512.4589 | 520.4694 | 527.4621 | 0 | 0 | 0 | 0 | 243.0192 | 181.5864 | 172.2297 | 192.5798 | 0 | 0 | 0 | 0 | 329.8143 | 417.1755 | 462.5936 | 503.8607 | 0 | 0 | 0 | 0 | 0 | -4.9125 | -4.0235 | -1.4725 | 0 | 0 | 0 | 0 | -65.4484 | -81.3905 | -110.3303 | -167.5059 | 0.40929 | 0.26149 | 0.26306 | 0.18532 | -26.7875 | -21.2825 | -29.0235 | -31.0421
3 | 14 | 17 | 496.2907 | 503.4198 | 513.6214 | 522.5278 | 0 | 0 | 0 | 0 | 273.2778 | 190.531 | 188.5305 | 201.9218 | 0 | 0 | 0 | 0 | 268.8494 | 310.6483 | 336.9053 | 361.203 | 0 | 0 | 0 | 0 | 0 | -0.78254 | 0.89981 | 1.0318 | 0 | 0 | 0 | 0 | -45.8365 | 3.0231 | -12.7142 | -41.6288 | 0.40752 | 0.28291 | 0.38057 | 0.3842 | -18.6791 | 0.85526 | -4.8387 | -15.9937
3 | 14 | 18 | 493.6286 | 502.5009 | 514.6028 | 525.1777 | 0 | 0 | 0 | 0 | 315.3435 | 243.2674 | 227.2915 | 246.575 | 0 | 0 | 0 | 0 | 191.041 | 142.1547 | 152.8113 | 163.9059 | 0 | 0 | 0 | 0 | 0 | -1.0216 | -0.0065066 | 7.5414 | 0 | 0 | 0 | 0 | -12.7559 | 118.1003 | 134.5065 | 107.1554 | 0.40644 | 0.41154 | 0.3922 | 0.38465 | -5.1845 | 48.603 | 52.754 | 41.2173
3 | 14 | 19 | 530.3048 | 541.5038 | 556.2843 | 569.1498 | 0 | 0 | 0 | 0 | 329.5375 | 264.878 | 264.6493 | 263.0636 | 0 | 0 | 0 | 0 | 171.7146 | 106.826 | 112.7032 | 119.5876 | 0 | 0 | 0 | 0 | 0 | 8.3814 | -0.46268 | 16.4353 | 0 | 0 | 0 | 0 | 29.0527 | 161.4183 | 179.3945 | 170.0632 | 0.41784 | 0.42049 | 0.40026 | 0.38866 | 12.1395 | 67.8753 | 71.8049 | 66.0968
3 | 14 | 20 | 538.6839 | 550.5099 | 565.9199 | 579.2192 | 0 | 0 | 0 | 0 | 336.6107 | 277.1671 | 270.752 | 283.2397 | 0 | 0 | 0 | 0 | 183.6905 | 100.382 | 107.8902 | 116.3754 | 0 | 0 | 0 | 0 | 0 | 22.7348 | 2.3831 | 11.2689 | 0 | 0 | 0 | 0 | 18.3827 | 150.226 | 184.8946 | 168.3352 | 0.41669 | 0.42192 | 0.40093 | 0.38937 | 7.6599 | 63.384 | 74.1292 | 65.5444
3 | 14 | 21 | 516.1053 | 527.605 | 542.4492 | 555.1338 | 0 | 0 | 0 | 0 | 337.1254 | 283.0234 | 281.0071 | 287.443 | 0 | 0 | 0 | 0 | 175.7725 | 88.1512 | 96.8279 | 106.4181 | 0 | 0 | 0 | 0 | 0 | 13.4262 | 7.4639 | 18.7696 | 0 | 0 | 0 | 0 | 3.2074 | 143.0042 | 157.1504 | 142.503 | 0.40725 | 0.41222 | 0.39727 | 0.38658 | 1.3062 | 58.9496 | 62.4309 | 55.0882
3 | 14 | 22 | 467.5007 | 478.2056 | 491.9374 | 503.6408 | 0 | 0 | 0 | 0 | 324.8634 | 304.3716 | 286.4969 | 291.8032 | 0 | 0 | 0 | 0 | 155.0986 | 86.2624 | 91.8677 | 98.5184 | 0 | 0 | 0 | 0 | 0 | 7.8296 | 3.2689 | 8.0984 | 0 | 0 | 0 | 0 | -12.4613 | 79.742 | 110.304 | 105.2208 | 0.4092 | 0.40681 | 0.39436 | 0.38072 | -5.0992 | 32.4396 | 43.4997 | 40.06
3 | 14 | 23 | 418.5221 | 428.2298 | 440.6272 | 451.1564 | 0 | 0 | 0 | 0 | 285.7091 | 277.973 | 267.594 | 289.2404 | 0 | 0 | 0 | 0 | 146.6569 | 89.9114 | 93.3712 | 98.0248 | 0 | 0 | 0 | 0 | 0 | 7.2553 | 7.7806 | 8.0635 | 0 | 0 | 0 | 0 | -13.8439 | 53.0901 | 71.8815 | 55.8277 | 0.41443 | 0.40564 | 0.38939 | 0.37001 | -5.7373 | 21.5353 | 27.9899 | 20.6568
3 | 14 | 24 | 385.2556 | 392.9351 | 402.9016 | 411.2425 | 0 | 0 | 0 | 0 | 254.9217 | 257.5129 | 277.9996 | 271.01 | 0 | 0 | 0 | 0 | 162.3258 | 89.8028 | 95.4586 | 102.3011 | 0 | 0 | 0 | 0 | 0 | 7.6132 | 3.1912 | 2.4583 | 0 | 0 | 0 | 0 | -31.992 | 38.0062 | 26.2523 | 35.4731 | 0.41271 | 0.40699 | 0.38318 | 0.36432 | -13.2034 | 15.4681 | 10.0594 | 12.9234
3 | 15 | 1 | 365.712 | 371.2259 | 378.6529 | 384.6805 | 0 | 0 | 0 | 0 | 209.5439 | 285.3994 | 256.3246 | 260.0062 | 0 | 0 | 0 | 0 | 171.2005 | 86.8101 | 92.5166 | 99.4656 | 0 | 0 | 0 | 0 | 0 | 10.3458 | 13.8688 | 1.4417 | 0 | 0 | 0 | 0 | -15.0324 | -11.3293 | 15.9429 | 23.767 | 0.41329 | 0.40425 | 0.37696 | 0.36409 | -6.2127 | -4.5799 | 6.0098 | 8.6533
3 | 15 | 2 | 353.4397 | 357.098 | 362.4272 | 366.6097 | 0 | 0 | 0 | 0 | 199.2324 | 262.8971 | 266.9306 | 203.2864 | 0 | 0 | 0 | 0 | 173.6536 | 90.1346 | 94.6118 | 100.4407 | 0 | 0 | 0 | 0 | 0 | 0.61276 | 8.0623 | -0.98024 | 0 | 0 | 0 | 0 | -19.4463 | 3.4536 | -7.1775 | 63.8629 | 0.41212 | 0.40593 | 0.37263 | 0.36396 | -8.0142 | 1.4019 | -2.6745 | 23.2434
3 | 15 | 3 | 350.1491 | 352.153 | 355.6641 | 358.2655 | 0 | 0 | 0 | 0 | 205.8009 | 235.662 | 282.2043 | 199.3432 | 0 | 0 | 0 | 0 | 166.6344 | 94.3566 | 96.599 | 100.3305 | 0 | 0 | 0 | 0 | 0 | 2.9683 | 6.3453 | -0.3229 | 0 | 0 | 0 | 0 | -22.2862 | 19.1661 | -29.4846 | 58.9146 | 0.41162 | 0.4062 | 0.3735 | 0.36453 | -9.1734 | 7.7853 | -11.0125 | 21.476
3 | 15 | 4 | 357.3548 | 358.2543 | 360.5757 | 362.1161 | 0 | 0 | 0 | 0 | 204.7347 | 232.0682 | 249.4304 | 199.5077 | 0 | 0 | 0 | 0 | 161.0549 | 101.3269 | 101.603 | 103.4814 | 0 | 0 | 0 | 0 | 0 | 1.4304 | 9.4804 | -0.41265 | 0 | 0 | 0 | 0 | -8.4348 | 23.4287 | 0.061921 | 59.5397 | 0.4116 | 0.40613 | 0.376 | 0.36469 | -3.4717 | 9.5152 | 0.023282 | 21.7136
3 | 15 | 5 | 385.7626 | 385.9185 | 387.537 | 388.4292 | 0 | 0 | 0 | 0 | 239.1056 | 253.5814 | 238.7258 | 222.0079 | 0 | 0 | 0 | 0 | 144.9427 | 106.2833 | 103.5242 | 102.4826 | 0 | 0 | 0 | 0 | 0 | 6.8862 | 15.6013 | -1.5047 | 0 | 0 | 0 | 0 | 1.7142 | 19.1676 | 29.6856 | 65.4434 | 0.41177 | 0.4071 | 0.37726 | 0.36626 | 0.70586 | 7.8031 | 11.1991 | 23.969
3 | 15 | 6 | 436.3091 | 436.4796 | 438.381 | 439.5485 | 0 | 0 | 0 | 0 | 301.5071 | 258.7581 | 250.0148 | 265.2364 | 0 | 0 | 0 | 0 | 141.0048 | 118.743 | 114.4938 | 112.0315 | 0 | 0 | 0 | 0 | 0 | 22.3779 | 16.4125 | 10.3748 | 0 | 0 | 0 | 0 | -6.2027 | 36.6006 | 57.4598 | 51.9059 | 0.41056 | 0.40853 | 0.38849 | 0.36647 | -2.5466 | 14.9523 | 22.3223 | 19.022
3 | 15 | 7 | 472.4058 | 472.0815 | 473.7971 | 475.0194 | 0 | 0 | 0 | 0 | 310.4125 | 259.5307 | 251.3328 | 250.0593 | 0 | 0 | 0 | 0 | 168.3974 | 153.9149 | 147.2355 | 142.2467 | 0 | 0 | 0 | 0 | 0 | 5.8865 | 2.7668 | 4.2464 | 0 | 0 | 0 | 0 | -6.4041 | 52.7495 | 72.4621 | 78.467 | 0.41103 | 0.41035 | 0.39423 | 0.37873 | -2.6322 | 21.6456 | 28.567 | 29.7179
3 | 15 | 8 | 482.6449 | 482.1342 | 484.1039 | 486.0417 | 0 | 0 | 0 | 0 | 283.8875 | 214.374 | 205.1429 | 204.7797 | 0 | 0 | 0 | 0 | 239.1563 | 295.932 | 299.6724 | 303.3692 | 0 | 0 | 0 | 0 | 0 | -3.5547 | 2.1012 | 5.3554 | 0 | 0 | 0 | 0 | -40.399 | -24.6171 | -22.8126 | -27.4627 | 0.409 | 0.28561 | 0.40476 | 0.39541 | -16.5233 | -7.0309 | -9.2337 | -10.859
3 | 15 | 9 | 496.1101 | 496.2736 | 499.4438 | 502.9132 | 0 | 0 | 0 | 0 | 248.7911 | 194.9509 | 177.3793 | 184.5594 | 0 | 0 | 0 | 0 | 286.1201 | 394.7492 | 419.5828 | 441.9283 | 0 | 0 | 0 | 0 | 0 | -8.9851 | -7.0547 | -9.8195 | 0 | 0 | 0 | 0 | -38.8012 | -84.4414 | -90.4636 | -113.7551 | 0.40919 | 0.27247 | 0.26264 | 0.26837 | -15.8771 | -23.0082 | -23.7597 | -30.5282
3 | 15 | 10 | 506.9054 | 507.1575 | 510.4214 | 513.9049 | 0 | 0 | 0 | 0 | 232.9665 | 170.2743 | 165.5491 | 175.7915 | 0 | 0 | 0 | 0 | 322.8376 | 461.1031 | 501.8106 | 538.2359 | 0 | 0 | 0 | 0 | 0 | -24.2656 | -20.4567 | -21.2725 | 0 | 0 | 0 | 0 | -48.8987 | -99.9543 | -136.4816 | -178.8501 | 0.40293 | 0.26868 | 0.26582 | 0.087318 | -19.7026 | -26.8553 | -36.2793 | -15.6167
3 | 15 | 11 | 515.47 | 516.0551 | 519.4323 | 522.6606 | 0 | 0 | 0 | 0 | 221.3167 | 171.6663 | 161.6298 | 163.8649 | 0 | 0 | 0 | 0 | 343.7588 | 492.5852 | 543.8316 | 589.727 | 0 | 0 | 0 | 0 | 0 | -22.7809 | -20.6608 | -21.8928 | 0 | 0 | 0 | 0 | -49.6055 | -125.4155 | -165.3682 | -209.0384 | 0.39688 | 0.26972 | 0.26885 | 0 | -19.6873 | -33.827 | -44.4601 | 0
3 | 15 | 12 | 522.0733 | 523.1324 | 526.8485 | 530.1163 | 0 | 0 | 0 | 0 | 205.2173 | 167.0002 | 160.0568 | 158.7006 | 0 | 0 | 0 | 0 | 355.1566 | 500.1696 | 557.1066 | 608.1664 | 0 | 0 | 0 | 0 | 0 | -27.5045 | -26.408 | -26.6776 | 0 | 0 | 0 | 0 | -38.3006 | -116.5329 | -163.907 | -210.0732 | 0.3979 | 0.26972 | 0.26972 | 0 | -15.2397 | -31.4312 | -44.2088 | 0
3 | 15 | 13 | 531.2439 | 533.5786 | 538.6576 | 543.0251 | 0 | 0 | 0 | 0 | 201.6603 | 168.5639 | 161.5904 | 156.8932 | 0 | 0 | 0 | 0 | 353.9152 | 491.9889 | 550.2755 | 602.5962 | 0 | 0 | 0 | 0 | 0 | -28.091 | -26.7185 | -28.5959 | 0 | 0 | 0 | 0 | -24.3315 | -98.8833 | -146.4899 | -187.8685 | 0.39853 | 0.26972 | 0.26972 | 0 | -9.6968 | -26.6707 | -39.5111 | 0
3 | 15 | 14 | 535.3548 | 538.4444 | 544.4005 | 549.5731 | 0 | 0 | 0 | 0 | 221.9409 | 166.6694 | 159.5054 | 154.7355 | 0 | 0 | 0 | 0 | 348.3613 | 488.263 | 545.5199 | 596.935 | 0 | 0 | 0 | 0 | 0 | -28.0965 | -26.1007 | -18.5606 | 0 | 0 | 0 | 0 | -34.9475 | -88.3915 | -134.5242 | -183.5367 | 0.39819 | 0.26972 | 0.26972 | 0 | -13.9156 | -23.8409 | -36.2837 | 0
3 | 15 | 15 | 533.4634 | 537.308 | 544.0614 | 549.9084 | 0 | 0 | 0 | 0 | 233.5384 | 173.3733 | 165.6083 | 171.7017 | 0 | 0 | 0 | 0 | 334.6251 | 477.7817 | 529.7824 | 576.5032 | 0 | 0 | 0 | 0 | 0 | -18.7764 | -14.7671 | -11.4376 | 0 | 0 | 0 | 0 | -34.7001 | -95.0706 | -136.5622 | -186.8589 | 0.40065 | 0.26972 | 0.26972 | 0 | -13.9025 | -25.6424 | -36.8334 | 0
3 | 15 | 16 | 530.1744 | 535.9872 | 544.9052 | 552.6798 | 0 | 0 | 0 | 0 | 243.0192 | 181.5864 | 172.2297 | 192.5798 | 0 | 0 | 0 | 0 | 292.8048 | 419.7939 | 460.614 | 497.4084 | 0 | 0 | 0 | 0 | 0 | -4.9125 | -4.0235 | -1.4725 | 0 | 0 | 0 | 0 | -5.6496 | -60.4805 | -83.9149 | -135.8359 | 0.40929 | 0.26149 | 0.26306 | 0.18532 | -2.3123 | -15.8148 | -22.0747 | -25.173
3 | 15 | 17 | 524.2111 | 532.2456 | 543.559 | 553.4234 | 0 | 0 | 0 | 0 | 273.2778 | 190.531 | 188.5305 | 201.9218 | 0 | 0 | 0 | 0 | 223.5667 | 311.3158 | 334.7556 | 356.2396 | 0 | 0 | 0 | 0 | 0 | -0.78254 | 0.89981 | 1.0318 | 0 | 0 | 0 | 0 | 27.3666 | 31.1814 | 19.3731 | -5.7697 | 0.40752 | 0.28291 | 0.38057 | 0.3842 | 11.1523 | 8.8216 | 7.3729 | -2.2167
3 | 15 | 18 | 517.2495 | 526.8877 | 539.9303 | 551.3156 | 0 | 0 | 0 | 0 | 315.3435 | 243.2674 | 227.2915 | 246.575 | 0 | 0 | 0 | 0 | 136.7448 | 158.7346 | 161.4717 | 164.9576 | 0 | 0 | 0 | 0 | 0 | -1.0216 | -0.0065066 | 7.5414 | 0 | 0 | 0 | 0 | 65.1612 | 125.9073 | 151.1736 | 132.2415 | 0.40644 | 0.41154 | 0.3922 | 0.38465 | 26.4843 | 51.8159 | 59.2909 | 50.8667
3 | 15 | 19 | 547.8745 | 559.6432 | 575.1233 | 588.5917 | 0 | 0 | 0 | 0 | 329.5375 | 264.878 | 264.6493 | 263.0636 | 0 | 0 | 0 | 0 | 116.4884 | 98.4058 | 97.3423 | 97.6575 | 0 | 0 | 0 | 0 | 0 | 8.3814 | -0.46268 | 16.4353 | 0 | 0 | 0 | 0 | 101.8486 | 187.978 | 213.5944 | 211.4352 | 0.41784 | 0.42049 | 0.40026 | 0.38866 | 42.5568 | 79.0435 | 85.4939 | 82.1765
3 | 15 | 20 | 549.8131 | 562 | 577.8532 | 591.5343 | 0 | 0 | 0 | 0 | 336.6107 | 277.1671 | 270.752 | 283.2397 | 0 | 0 | 0 | 0 | 108.0734 | 93.4857 | 92.095 | 92.0332 | 0 | 0 | 0 | 0 | 0 | 22.7348 | 2.3831 | 11.2689 | 0 | 0 | 0 | 0 | 105.1291 | 168.6125 | 212.6231 | 204.9926 | 0.41669 | 0.42192 | 0.40093 | 0.38937 | 43.8062 | 71.1417 | 85.2463 | 79.8177
3 | 15 | 21 | 517.6624 | 529.2125 | 544.1187 | 556.8568 | 0 | 0 | 0 | 0 | 337.1254 | 283.0234 | 281.0071 | 287.443 | 0 | 0 | 0 | 0 | 96.3003 | 99.3124 | 95.3363 | 92.7535 | 0 | 0 | 0 | 0 | 0 | 13.4262 | 7.4639 | 18.7696 | 0 | 0 | 0 | 0 | 84.2366 | 133.4505 | 160.3115 | 157.8906 | 0.40725 | 0.41222 | 0.39727 | 0.38658 | 34.305 | 55.0113 | 63.6867 | 61.0367
3 | 15 | 22 | 472.8264 | 483.7041 | 497.648 | 509.5341 | 0 | 0 | 0 | 0 | 324.8634 | 304.3716 | 286.4969 | 291.8032 | 0 | 0 | 0 | 0 | 95.1325 | 96.1412 | 90.0731 | 85.4751 | 0 | 0 | 0 | 0 | 0 | 7.8296 | 3.2689 | 8.0984 | 0 | 0 | 0 | 0 | 52.8305 | 75.3617 | 117.8091 | 124.1573 | 0.4092 | 0.40681 | 0.39436 | 0.38072 | 21.6184 | 30.6577 | 46.4594 | 47.2695
3 | 15 | 23 | 425.0157 | 434.9339 | 447.5899 | 458.3419 | 0 | 0 | 0 | 0 | 285.7091 | 277.973 | 267.594 | 289.2404 | 0 | 0 | 0 | 0 | 111.8763 | 95.6633 | 89.6191 | 85.0813 | 0 | 0 | 0 | 0 | 0 | 7.2553 | 7.7806 | 8.0635 | 0 | 0 | 0 | 0 | 27.4302 | 54.0423 | 82.5962 | 75.9567 | 0.41443 | 0.40564 | 0.38939 | 0.37001 | 11.3678 | 21.9216 | 32.1621 | 28.1046
3 | 15 | 24 | 385.9456 | 393.6475 | 403.6415 | 412.006 | 0 | 0 | 0 | 0 | 254.9217 | 257.5129 | 277.9996 | 271.01 | 0 | 0 | 0 | 0 | 118.3324 | 93.7657 | 87.113 | 81.9749 | 0 | 0 | 0 | 0 | 0 | 7.6132 | 3.1912 | 2.4583 | 0 | 0 | 0 | 0 | 12.6915 | 34.7557 | 35.3378 | 56.5629 | 0.41271 | 0.40699 | 0.38318 | 0.36432 | 5.2379 | 14.1452 | 13.5408 | 20.6068
3 | 16 | 1 | 370.6662 | 376.3408 | 383.965 | 390.1627 | 0 | 0 | 0 | 0 | 209.5439 | 285.3994 | 256.3246 | 260.0062 | 0 | 0 | 0 | 0 | 107.8709 | 91.5908 | 81.5958 | 73.2256 | 0 | 0 | 0 | 0 | 0 | 10.3458 | 13.8688 | 1.4417 | 0 | 0 | 0 | 0 | 53.2513 | -10.9952 | 32.1758 | 55.4892 | 0.41329 | 0.40425 | 0.37696 | 0.36409 | 22.008 | -4.4448 | 12.1289 | 20.2029
3 | 16 | 2 | 364.4805 | 368.4968 | 374.2656 | 378.827 | 0 | 0 | 0 | 0 | 199.2324 | 262.8971 | 266.9306 | 203.2864 | 0 | 0 | 0 | 0 | 105.4102 | 91.8311 | 80.5032 | 70.8614 | 0 | 0 | 0 | 0 | 0 | 0.61276 | 8.0623 | -0.98024 | 0 | 0 | 0 | 0 | 59.8379 | 13.1558 | 18.7695 | 105.6595 | 0.41212 | 0.40593 | 0.37263 | 0.36396 | 24.6604 | 5.3404 | 6.994 | 38.4556
3 | 16 | 3 | 356.2888 | 358.4917 | 362.2473 | 365.0593 | 0 | 0 | 0 | 0 | 205.8009 | 235.662 | 282.2043 | 199.3432 | 0 | 0 | 0 | 0 | 106.3603 | 87.7135 | 76.1635 | 66.3267 | 0 | 0 | 0 | 0 | 0 | 2.9683 | 6.3453 | -0.3229 | 0 | 0 | 0 | 0 | 44.1276 | 32.1479 | -2.4658 | 99.7123 | 0.41162 | 0.4062 | 0.3735 | 0.36453 | 18.1637 | 13.0585 | -0.92098 | 36.3479
3 | 16 | 4 | 358.0271 | 358.9484 | 361.2966 | 362.8601 | 0 | 0 | 0 | 0 | 204.7347 | 232.0682 | 249.4304 | 199.5077 | 0 | 0 | 0 | 0 | 106.1618 | 78.8192 | 67.2942 | 57.4802 | 0 | 0 | 0 | 0 | 0 | 1.4304 | 9.4804 | -0.41265 | 0 | 0 | 0 | 0 | 47.1307 | 46.6307 | 35.0916 | 106.2849 | 0.4116 | 0.40613 | 0.376 | 0.36469 | 19.3989 | 18.9382 | 13.1944 | 38.7611
3 | 16 | 5 | 385.6033 | 385.7541 | 387.3662 | 388.253 | 0 | 0 | 0 | 0 | 239.1056 | 253.5814 | 238.7258 | 222.0079 | 0 | 0 | 0 | 0 | 102.3708 | 74.1846 | 63.1327 | 53.7525 | 0 | 0 | 0 | 0 | 0 | 6.8862 | 15.6013 | -1.5047 | 0 | 0 | 0 | 0 | 44.1269 | 51.1019 | 69.9063 | 113.9972 | 0.41177 | 0.4071 | 0.37726 | 0.36626 | 18.1701 | 20.8036 | 26.3726 | 41.7521
3 | 16 | 6 | 435.389 | 435.5297 | 437.3944 | 438.5304 | 0 | 0 | 0 | 0 | 301.5071 | 258.7581 | 250.0148 | 265.2364 | 0 | 0 | 0 | 0 | 99.1223 | 70.3625 | 59.7201 | 50.7113 | 0 | 0 | 0 | 0 | 0 | 22.3779 | 16.4125 | 10.3748 | 0 | 0 | 0 | 0 | 34.7597 | 84.0312 | 111.247 | 112.2079 | 0.41056 | 0.40853 | 0.38849 | 0.36647 | 14.2711 | 34.3291 | 43.2179 | 41.1209
3 | 16 | 7 | 472.1404 | 471.8075 | 473.5125 | 474.7257 | 0 | 0 | 0 | 0 | 310.4125 | 259.5307 | 251.3328 | 250.0593 | 0 | 0 | 0 | 0 | 127.3963 | 107.248 | 97.1361 | 88.392 | 0 | 0 | 0 | 0 | 0 | 5.8865 | 2.7668 | 4.2464 | 0 | 0 | 0 | 0 | 34.3316 | 99.1424 | 122.2769 | 132.028 | 0.41103 | 0.41035 | 0.39423 | 0.37873 | 14.1112 | 40.6829 | 48.2056 | 50.0031
3 | 16 | 8 | 482.0433 | 481.5131 | 483.4589 | 485.376 | 0 | 0 | 0 | 0 | 283.8875 | 214.374 | 205.1429 | 204.7797 | 0 | 0 | 0 | 0 | 205.5868 | 253.8387 | 258.5921 | 262.8002 | 0 | 0 | 0 | 0 | 0 | -3.5547 | 2.1012 | 5.3554 | 0 | 0 | 0 | 0 | -7.431 | 16.8551 | 17.6227 | 12.4407 | 0.409 | 0.28561 | 0.40476 | 0.39541 | -3.0393 | 4.814 | 7.133 | 4.9191
3 | 16 | 9 | 499.1357 | 499.3973 | 502.688 | 506.2612 | 0 | 0 | 0 | 0 | 248.7911 | 194.9509 | 177.3793 | 184.5594 | 0 | 0 | 0 | 0 | 256.6651 | 357.0769 | 383.0345 | 406.1112 | 0 | 0 | 0 | 0 | 0 | -8.9851 | -7.0547 | -9.8195 | 0 | 0 | 0 | 0 | -6.3206 | -43.6454 | -50.6711 | -74.5899 | 0.40919 | 0.27247 | 0.26264 | 0.26837 | -2.5863 | -11.8923 | -13.3085 | -20.0176
3 | 16 | 10 | 516.6191 | 517.1862 | 520.8369 | 524.6537 | 0 | 0 | 0 | 0 | 232.9665 | 170.2743 | 165.5491 | 175.7915 | 0 | 0 | 0 | 0 | 289.5331 | 422.4908 | 464.7792 | 502.4535 | 0 | 0 | 0 | 0 | 0 | -24.2656 | -20.4567 | -21.2725 | 0 | 0 | 0 | 0 | -5.8804 | -51.3132 | -89.0347 | -132.3189 | 0.40293 | 0.26868 | 0.26582 | 0.087318 | -2.3694 | -13.7866 | -23.667 | -11.5538
3 | 16 | 11 | 524.9007 | 525.7915 | 529.5443 | 533.0962 | 0 | 0 | 0 | 0 | 221.3167 | 171.6663 | 161.6298 | 163.8649 | 0 | 0 | 0 | 0 | 306.0747 | 451.2889 | 503.9996 | 551.0623 | 0 | 0 | 0 | 0 | 0 | -22.7809 | -20.6608 | -21.8928 | 0 | 0 | 0 | 0 | -2.4907 | -74.3827 | -115.4243 | -159.9381 | 0.39688 | 0.26972 | 0.26885 | 0 | -0.98851 | -20.0625 | -31.0324 | 0
3 | 16 | 12 | 535.4319 | 536.9243 | 541.1722 | 544.8984 | 0 | 0 | 0 | 0 | 205.2173 | 167.0002 | 160.0568 | 158.7006 | 0 | 0 | 0 | 0 | 312.2757 | 463.3922 | 520.5907 | 571.704 | 0 | 0 | 0 | 0 | 0 | -27.5045 | -26.408 | -26.6776 | 0 | 0 | 0 | 0 | 17.9389 | -65.9636 | -113.0674 | -158.8287 | 0.3979 | 0.26972 | 0.26972 | 0 | 7.1378 | -17.7917 | -30.4964 | 0
3 | 16 | 13 | 545.7173 | 548.5212 | 554.1766 | 559.0407 | 0 | 0 | 0 | 0 | 201.6603 | 168.5639 | 161.5904 | 156.8932 | 0 | 0 | 0 | 0 | 317.2449 | 479.0393 | 536.5744 | 587.9464 | 0 | 0 | 0 | 0 | 0 | -28.091 | -26.7185 | -28.5959 | 0 | 0 | 0 | 0 | 26.8121 | -70.991 | -117.2697 | -157.203 | 0.39853 | 0.26972 | 0.26972 | 0 | 10.6853 | -19.1477 | -31.6299 | 0
3 | 16 | 14 | 550.8721 | 554.4649 | 561.0388 | 566.7439 | 0 | 0 | 0 | 0 | 221.9409 | 166.6694 | 159.5054 | 154.7355 | 0 | 0 | 0 | 0 | 314.2508 | 479.7111 | 534.7765 | 583.9333 | 0 | 0 | 0 | 0 | 0 | -28.0965 | -26.1007 | -18.5606 | 0 | 0 | 0 | 0 | 14.6804 | -63.8192 | -107.1425 | -153.3643 | 0.39819 | 0.26972 | 0.26972 | 0 | 5.8455 | -17.2133 | -28.8983 | 0
3 | 16 | 15 | 548.4322 | 552.7622 | 560.1116 | 566.4722 | 0 | 0 | 0 | 0 | 233.5384 | 173.3733 | 165.6083 | 171.7017 | 0 | 0 | 0 | 0 | 300.5888 | 461.8871 | 509.9092 | 552.7624 | 0 | 0 | 0 | 0 | 0 | -18.7764 | -14.7671 | -11.4376 | 0 | 0 | 0 | 0 | 14.305 | -63.7219 | -100.6389 | -146.5543 | 0.40065 | 0.26972 | 0.26972 | 0 | 5.7313 | -17.187 | -27.1442 | 0
3 | 16 | 16 | 542.3298 | 548.5369 | 557.9389 | 566.1306 | 0 | 0 | 0 | 0 | 243.0192 | 181.5864 | 172.2297 | 192.5798 | 0 | 0 | 0 | 0 | 268.2889 | 415.7253 | 452.1873 | 484.736 | 0 | 0 | 0 | 0 | 0 | -4.9125 | -4.0235 | -1.4725 | 0 | 0 | 0 | 0 | 31.0217 | -43.8623 | -62.4546 | -109.7128 | 0.40929 | 0.26149 | 0.26306 | 0.18532 | 12.697 | -11.4694 | -16.4293 | -20.3319
3 | 16 | 17 | 531.2 | 539.4612 | 551.0529 | 561.1571 | 0 | 0 | 0 | 0 | 273.2778 | 190.531 | 188.5305 | 201.9218 | 0 | 0 | 0 | 0 | 203.681 | 320.5136 | 338.3025 | 354.2646 | 0 | 0 | 0 | 0 | 0 | -0.78254 | 0.89981 | 1.0318 | 0 | 0 | 0 | 0 | 54.2413 | 29.1992 | 23.3201 | 3.939 | 0.40752 | 0.28291 | 0.38057 | 0.3842 | 22.1042 | 8.2608 | 8.875 | 1.5133
3 | 16 | 18 | 519.0189 | 528.7144 | 541.8274 | 553.2735 | 0 | 0 | 0 | 0 | 315.3435 | 243.2674 | 227.2915 | 246.575 | 0 | 0 | 0 | 0 | 83.2238 | 117.5413 | 115.8901 | 115.0572 | 0 | 0 | 0 | 0 | 0 | -1.0216 | -0.0065066 | 7.5414 | 0 | 0 | 0 | 0 | 120.4515 | 168.9273 | 198.6524 | 184.0999 | 0.40644 | 0.41154 | 0.3922 | 0.38465 | 48.9566 | 69.5203 | 77.9122 | 70.814
3 | 16 | 19 | 540.1601 | 551.6787 | 566.8516 | 580.0552 | 0 | 0 | 0 | 0 | 329.5375 | 264.878 | 264.6493 | 263.0636 | 0 | 0 | 0 | 0 | 57.0738 | 67.5174 | 61.9593 | 57.7383 | 0 | 0 | 0 | 0 | 0 | 8.3814 | -0.46268 | 16.4353 | 0 | 0 | 0 | 0 | 153.5489 | 210.9018 | 240.7057 | 242.818 | 0.41784 | 0.42049 | 0.40026 | 0.38866 | 64.1594 | 88.6828 | 96.3455 | 94.3737
3 | 16 | 20 | 541.0371 | 552.9395 | 568.4432 | 581.8232 | 0 | 0 | 0 | 0 | 336.6107 | 277.1671 | 270.752 | 283.2397 | 0 | 0 | 0 | 0 | 51.594 | 71.2195 | 66.3768 | 62.7875 | 0 | 0 | 0 | 0 | 0 | 22.7348 | 2.3831 | 11.2689 | 0 | 0 | 0 | 0 | 152.8324 | 181.8181 | 228.9312 | 224.5271 | 0.41669 | 0.42192 | 0.40093 | 0.38937 | 63.6836 | 76.7135 | 91.7847 | 87.4238
3 | 16 | 21 | 512.7082 | 524.0977 | 538.8066 | 551.3747 | 0 | 0 | 0 | 0 | 337.1254 | 283.0234 | 281.0071 | 287.443 | 0 | 0 | 0 | 0 | 49.0643 | 84.1286 | 79.6278 | 76.3321 | 0 | 0 | 0 | 0 | 0 | 13.4262 | 7.4639 | 18.7696 | 0 | 0 | 0 | 0 | 126.5184 | 143.5195 | 170.7078 | 168.8299 | 0.40725 | 0.41222 | 0.39727 | 0.38658 | 51.524 | 59.162 | 67.8169 | 65.2656
3 | 16 | 22 | 476.2413 | 487.2297 | 501.3095 | 513.3128 | 0 | 0 | 0 | 0 | 324.8634 | 304.3716 | 286.4969 | 291.8032 | 0 | 0 | 0 | 0 | 49.7059 | 96.6629 | 92.109 | 88.7442 | 0 | 0 | 0 | 0 | 0 | 7.8296 | 3.2689 | 8.0984 | 0 | 0 | 0 | 0 | 101.672 | 78.3656 | 119.4348 | 124.6671 | 0.4092 | 0.40681 | 0.39436 | 0.38072 | 41.6044 | 31.8797 | 47.1005 | 47.4636
3 | 16 | 23 | 432.6947 | 442.8619 | 455.8237 | 466.8392 | 0 | 0 | 0 | 0 | 285.7091 | 277.973 | 267.594 | 289.2404 | 0 | 0 | 0 | 0 | 52.681 | 104.0762 | 99.1812 | 95.4806 | 0 | 0 | 0 | 0 | 0 | 7.2553 | 7.7806 | 8.0635 | 0 | 0 | 0 | 0 | 94.3046 | 53.5575 | 81.2679 | 74.0546 | 0.41443 | 0.40564 | 0.38939 | 0.37001 | 39.0824 | 21.7249 | 31.6449 | 27.4009
3 | 16 | 24 | 393.0761 | 401.0092 | 411.2872 | 419.8964 | 0 | 0 | 0 | 0 | 254.9217 | 257.5129 | 277.9996 | 271.01 | 0 | 0 | 0 | 0 | 60.8836 | 125.5503 | 119.6755 | 115.0431 | 0 | 0 | 0 | 0 | 0 | 7.6132 | 3.1912 | 2.4583 | 0 | 0 | 0 | 0 | 77.2708 | 10.3328 | 10.4209 | 31.385 | 0.41271 | 0.40699 | 0.38318 | 0.36432 | 31.8903 | 4.2053 | 3.9931 | 11.4341
3 | 17 | 1 | 371.5155 | 377.2176 | 384.8757 | 391.1024 | 0 | 0 | 0 | 0 | 209.5439 | 285.3994 | 256.3246 | 260.0062 | 0 | 0 | 0 | 0 | 67.7887 | 140.4406 | 133.7633 | 128.3631 | 0 | 0 | 0 | 0 | 0 | 10.3458 | 13.8688 | 1.4417 | 0 | 0 | 0 | 0 | 94.1828 | -58.9682 | -19.081 | 1.2914 | 0.41329 | 0.40425 | 0.37696 | 0.36409 | 38.9243 | -23.8378 | -7.1927 | 0.47019
3 | 17 | 2 | 358.3408 | 362.158 | 367.6824 | 372.0331 | 0 | 0 | 0 | 0 | 199.2324 | 262.8971 | 266.9306 | 203.2864 | 0 | 0 | 0 | 0 | 73.0059 | 141.2611 | 134.1984 | 128.4269 | 0 | 0 | 0 | 0 | 0 | 0.61276 | 8.0623 | -0.98024 | 0 | 0 | 0 | 0 | 86.1025 | -42.6129 | -41.5089 | 41.3 | 0.41212 | 0.40593 | 0.37263 | 0.36396 | 35.4846 | -17.2979 | -15.4673 | 15.0315
3 | 17 | 3 | 348.7337 | 350.6916 | 354.1463 | 356.6991 | 0 | 0 | 0 | 0 | 205.8009 | 235.662 | 282.2043 | 199.3432 | 0 | 0 | 0 | 0 | 76.1862 | 143.8604 | 136.2033 | 129.8529 | 0 | 0 | 0 | 0 | 0 | 2.9683 | 6.3453 | -0.3229 | 0 | 0 | 0 | 0 | 66.7466 | -31.7991 | -70.6066 | 27.826 | 0.41162 | 0.4062 | 0.3735 | 0.36453 | 27.474 | -12.9168 | -26.3716 | 10.1433
3 | 17 | 4 | 347.0571 | 347.6227 | 349.5341 | 350.7212 | 0 | 0 | 0 | 0 | 204.7347 | 232.0682 | 249.4304 | 199.5077 | 0 | 0 | 0 | 0 | 78.3024 | 143.0981 | 135.1786 | 128.5732 | 0 | 0 | 0 | 0 | 0 | 1.4304 | 9.4804 | -0.41265 | 0 | 0 | 0 | 0 | 64.0201 | -28.974 | -44.5553 | 23.053 | 0.4116 | 0.40613 | 0.376 | 0.36469 | 26.3505 | -11.7673 | -16.7528 | 8.4072
3 | 17 | 5 | 358.9922 | 358.2801 | 358.8325 | 358.8063 | 0 | 0 | 0 | 0 | 239.1056 | 253.5814 | 238.7258 | 222.0079 | 0 | 0 | 0 | 0 | 77.3533 | 144.585 | 136.7798 | 130.2823 | 0 | 0 | 0 | 0 | 0 | 6.8862 | 15.6013 | -1.5047 | 0 | 0 | 0 | 0 | 42.5333 | -46.7725 | -32.2744 | 8.0207 | 0.41177 | 0.4071 | 0.37726 | 0.36626 | 17.514 | -19.0411 | -12.1757 | 2.9376
3 | 17 | 6 | 371.4623 | 369.5299 | 368.8491 | 367.7916 | 0 | 0 | 0 | 0 | 301.5071 | 258.7581 | 250.0148 | 265.2364 | 0 | 0 | 0 | 0 | 76.2788 | 147.8264 | 140.1573 | 133.7837 | 0 | 0 | 0 | 0 | 0 | 22.3779 | 16.4125 | 10.3748 | 0 | 0 | 0 | 0 | -6.3236 | -59.4325 | -37.7355 | -41.6032 | 0.41056 | 0.40853 | 0.38849 | 0.36647 | -2.5962 | -24.2798 | -14.6597 | -15.2464
3 | 17 | 7 | 383.425 | 380.2153 | 378.3876 | 376.5568 | 0 | 0 | 0 | 0 | 310.4125 | 259.5307 | 251.3328 | 250.0593 | 0 | 0 | 0 | 0 | 115.7888 | 195.4534 | 186.8954 | 179.4641 | 0 | 0 | 0 | 0 | 0 | 5.8865 | 2.7668 | 4.2464 | 0 | 0 | 0 | 0 | -42.7762 | -80.6552 | -62.6074 | -57.213 | 0.41103 | 0.41035 | 0.39423 | 0.37873 | -17.5821 | -33.0967 | -24.6819 | -21.6683
3 | 17 | 8 | 405.4657 | 402.4523 | 401.3487 | 400.6383 | 0 | 0 | 0 | 0 | 283.8875 | 214.374 | 205.1429 | 204.7797 | 0 | 0 | 0 | 0 | 201.1088 | 333.3597 | 338.1522 | 342.2939 | 0 | 0 | 0 | 0 | 0 | -3.5547 | 2.1012 | 5.3554 | 0 | 0 | 0 | 0 | -79.5307 | -141.7268 | -144.0477 | -151.7908 | 0.409 | 0.28561 | 0.40476 | 0.39541 | -32.5282 | -40.4789 | -58.305 | -60.0195
3 | 17 | 9 | 435.3328 | 433.5254 | 434.2755 | 435.6595 | 0 | 0 | 0 | 0 | 248.7911 | 194.9509 | 177.3793 | 184.5594 | 0 | 0 | 0 | 0 | 254.4124 | 419.3328 | 444.2578 | 466.3444 | 0 | 0 | 0 | 0 | 0 | -8.9851 | -7.0547 | -9.8195 | 0 | 0 | 0 | 0 | -67.8708 | -171.7732 | -180.3069 | -205.4248 | 0.40919 | 0.27247 | 0.26264 | 0.26837 | -27.7722 | -46.8039 | -47.3565 | -55.1295
3 | 17 | 10 | 450.1622 | 448.5742 | 449.5786 | 451.1152 | 0 | 0 | 0 | 0 | 232.9665 | 170.2743 | 165.5491 | 175.7915 | 0 | 0 | 0 | 0 | 296.8245 | 473.948 | 512.6318 | 546.9565 | 0 | 0 | 0 | 0 | 0 | -24.2656 | -20.4567 | -21.2725 | 0 | 0 | 0 | 0 | -79.6287 | -171.3824 | -208.1456 | -250.3604 | 0.40293 | 0.26868 | 0.26582 | 0.087318 | -32.0845 | -46.0463 | -55.3289 | -21.8609
3 | 17 | 11 | 455.949 | 454.6038 | 455.611 | 456.797 | 0 | 0 | 0 | 0 | 221.3167 | 171.6663 | 161.6298 | 163.8649 | 0 | 0 | 0 | 0 | 322.3262 | 499.1391 | 545.3626 | 586.4131 | 0 | 0 | 0 | 0 | 0 | -22.7809 | -20.6608 | -21.8928 | 0 | 0 | 0 | 0 | -87.694 | -193.4206 | -230.7206 | -271.5881 | 0.39688 | 0.26972 | 0.26885 | 0 | -34.8038 | -52.1693 | -62.0304 | 0
3 | 17 | 12 | 459.5797 | 458.6123 | 459.8398 | 460.9634 | 0 | 0 | 0 | 0 | 205.2173 | 167.0002 | 160.0568 | 158.7006 | 0 | 0 | 0 | 0 | 339.7473 | 509.5893 | 559.8875 | 604.5849 | 0 | 0 | 0 | 0 | 0 | -27.5045 | -26.408 | -26.6776 | 0 | 0 | 0 | 0 | -85.3848 | -190.4727 | -233.6965 | -275.6446 | 0.3979 | 0.26972 | 0.26972 | 0 | -33.9743 | -51.3742 | -63.0323 | 0
3 | 17 | 13 | 459.5851 | 459.596 | 461.8215 | 463.7303 | 0 | 0 | 0 | 0 | 201.6603 | 168.5639 | 161.5904 | 156.8932 | 0 | 0 | 0 | 0 | 360.0659 | 519.7377 | 570.8823 | 616.3156 | 0 | 0 | 0 | 0 | 0 | -28.091 | -26.7185 | -28.5959 | 0 | 0 | 0 | 0 | -102.141 | -200.6146 | -243.9327 | -280.8826 | 0.39853 | 0.26972 | 0.26972 | 0 | -40.706 | -54.1097 | -65.7932 | 0
3 | 17 | 14 | 459.8742 | 460.5161 | 463.4665 | 466.0493 | 0 | 0 | 0 | 0 | 221.9409 | 166.6694 | 159.5054 | 154.7355 | 0 | 0 | 0 | 0 | 375.3694 | 520.0206 | 566.2311 | 607.1834 | 0 | 0 | 0 | 0 | 0 | -28.0965 | -26.1007 | -18.5606 | 0 | 0 | 0 | 0 | -137.4361 | -198.0774 | -236.1694 | -277.3089 | 0.39819 | 0.26972 | 0.26972 | 0 | -54.7251 | -53.4253 | -63.6993 | 0
3 | 17 | 15 | 457.859 | 459.2518 | 462.9946 | 466.2475 | 0 | 0 | 0 | 0 | 233.5384 | 173.3733 | 165.6083 | 171.7017 | 0 | 0 | 0 | 0 | 376.9991 | 508.5331 | 548.1374 | 583.2035 | 0 | 0 | 0 | 0 | 0 | -18.7764 | -14.7671 | -11.4376 | 0 | 0 | 0 | 0 | -152.6785 | -203.8782 | -235.984 | -277.2201 | 0.40065 | 0.26972 | 0.26972 | 0 | -61.1704 | -54.9899 | -63.6493 | 0
3 | 17 | 16 | 459.5595 | 463.0824 | 469.1885 | 474.5402 | 0 | 0 | 0 | 0 | 243.0192 | 181.5864 | 172.2297 | 192.5798 | 0 | 0 | 0 | 0 | 370.6645 | 467.4199 | 496.8952 | 523.0402 | 0 | 0 | 0 | 0 | 0 | -4.9125 | -4.0235 | -1.4725 | 0 | 0 | 0 | 0 | -154.1242 | -181.0114 | -195.9128 | -239.6073 | 0.40929 | 0.26149 | 0.26306 | 0.18532 | -63.0818 | -47.3319 | -51.5369 | -44.4039
3 | 17 | 17 | 458.1965 | 464.0903 | 472.775 | 480.3743 | 0 | 0 | 0 | 0 | 273.2778 | 190.531 | 188.5305 | 201.9218 | 0 | 0 | 0 | 0 | 334.3578 | 380.7827 | 396.8331 | 411.4065 | 0 | 0 | 0 | 0 | 0 | -0.78254 | 0.89981 | 1.0318 | 0 | 0 | 0 | 0 | -149.4391 | -106.4408 | -113.4884 | -133.9857 | 0.40752 | 0.28291 | 0.38057 | 0.3842 | -60.8989 | -30.1134 | -43.1906 | -51.4771
3 | 17 | 18 | 459.2501 | 467.0075 | 477.7405 | 487.1358 | 0 | 0 | 0 | 0 | 315.3435 | 243.2674 | 227.2915 | 246.575 | 0 | 0 | 0 | 0 | 273.6126 | 212.0071 | 213.1809 | 215.3776 | 0 | 0 | 0 | 0 | 0 | -1.0216 | -0.0065066 | 7.5414 | 0 | 0 | 0 | 0 | -129.706 | 12.7546 | 37.2746 | 17.6417 | 0.40644 | 0.41154 | 0.3922 | 0.38465 | -52.718 | 5.249 | 14.6192 | 6.7859
3 | 17 | 19 | 491.556 | 501.4984 | 514.7359 | 526.2718 | 0 | 0 | 0 | 0 | 329.5375 | 264.878 | 264.6493 | 263.0636 | 0 | 0 | 0 | 0 | 297.0555 | 166.3756 | 168.3254 | 171.7675 | 0 | 0 | 0 | 0 | 0 | 8.3814 | -0.46268 | 16.4353 | 0 | 0 | 0 | 0 | -135.037 | 61.8633 | 82.2238 | 75.0054 | 0.41784 | 0.42049 | 0.40026 | 0.38866 | -56.4244 | 26.0131 | 32.9111 | 29.1516
3 | 17 | 20 | 493.7777 | 504.1475 | 517.7693 | 529.5278 | 0 | 0 | 0 | 0 | 336.6107 | 277.1671 | 270.752 | 283.2397 | 0 | 0 | 0 | 0 | 294.3984 | 169.6516 | 171.8713 | 175.5693 | 0 | 0 | 0 | 0 | 0 | 22.7348 | 2.3831 | 11.2689 | 0 | 0 | 0 | 0 | -137.2313 | 34.594 | 72.7629 | 59.4499 | 0.41669 | 0.42192 | 0.40093 | 0.38937 | -57.1828 | 14.596 | 29.1726 | 23.1479
3 | 17 | 21 | 469.7306 | 479.7264 | 492.724 | 503.8174 | 0 | 0 | 0 | 0 | 337.1254 | 283.0234 | 281.0071 | 287.443 | 0 | 0 | 0 | 0 | 266.2699 | 173.8613 | 173.9725 | 175.5605 | 0 | 0 | 0 | 0 | 0 | 13.4262 | 7.4639 | 18.7696 | 0 | 0 | 0 | 0 | -133.6648 | 9.4155 | 30.2805 | 22.0442 | 0.40725 | 0.41222 | 0.39727 | 0.38658 | -54.4344 | 3.8813 | 12.0295 | 8.5218
3 | 17 | 22 | 440.9604 | 450.8046 | 463.4796 | 474.2724 | 0 | 0 | 0 | 0 | 324.8634 | 304.3716 | 286.4969 | 291.8032 | 0 | 0 | 0 | 0 | 223.6094 | 176.881 | 171.0206 | 166.7448 | 0 | 0 | 0 | 0 | 0 | 7.8296 | 3.2689 | 8.0984 | 0 | 0 | 0 | 0 | -107.5124 | -38.2776 | 2.6933 | 7.626 | 0.4092 | 0.40681 | 0.39436 | 0.38072 | -43.9943 | -15.5716 | 1.0621 | 2.9034
3 | 17 | 23 | 408.8261 | 418.2193 | 430.2306 | 440.4271 | 0 | 0 | 0 | 0 | 285.7091 | 277.973 | 267.594 | 289.2404 | 0 | 0 | 0 | 0 | 196.7324 | 170.9404 | 163.3383 | 157.3337 | 0 | 0 | 0 | 0 | 0 | 7.2553 | 7.7806 | 8.0635 | 0 | 0 | 0 | 0 | -73.6155 | -37.9494 | -8.4822 | -14.2105 | 0.41443 | 0.40564 | 0.38939 | 0.37001 | -30.5082 | -15.3937 | -3.3029 | -5.258
3 | 17 | 24 | 377.9481 | 385.3907 | 395.0662 | 403.1564 | 0 | 0 | 0 | 0 | 254.9217 | 257.5129 | 277.9996 | 271.01 | 0 | 0 | 0 | 0 | 188.6206 | 160.6663 | 155.1404 | 151.1049 | 0 | 0 | 0 | 0 | 0 | 7.6132 | 3.1912 | 2.4583 | 0 | 0 | 0 | 0 | -65.5943 | -40.4018 | -41.2649 | -21.4168 | 0.41271 | 0.40699 | 0.38318 | 0.36432 | -27.0713 | -16.4431 | -15.8119 | -7.8025
3 | 18 | 1 | 357.9268 | 363.1883 | 370.3053 | 376.0658 | 0 | 0 | 0 | 0 | 209.5439 | 285.3994 | 256.3246 | 260.0062 | 0 | 0 | 0 | 0 | 187.2383 | 155.3866 | 150.8835 | 147.8146 | 0 | 0 | 0 | 0 | 0 | 10.3458 | 13.8688 | 1.4417 | 0 | 0 | 0 | 0 | -38.8554 | -87.9434 | -50.7716 | -33.1966 | 0.41329 | 0.40425 | 0.37696 | 0.36409 | -16.0584 | -35.551 | -19.1387 | -12.0865
3 | 18 | 2 | 351.3695 | 354.9607 | 360.2075 | 364.319 | 0 | 0 | 0 | 0 | 199.2324 | 262.8971 | 266.9306 | 203.2864 | 0 | 0 | 0 | 0 | 176.7438 | 153.0343 | 149.1243 | 146.5717 | 0 | 0 | 0 | 0 | 0 | 0.61276 | 8.0623 | -0.98024 | 0 | 0 | 0 | 0 | -24.6066 | -61.5834 | -63.9097 | 15.4412 | 0.41212 | 0.40593 | 0.37263 | 0.36396 | -10.1409 | -24.9986 | -23.8144 | 5.6199
3 | 18 | 3 | 340.5769 | 342.2703 | 345.4003 | 347.6732 | 0 | 0 | 0 | 0 | 205.8009 | 235.662 | 282.2043 | 199.3432 | 0 | 0 | 0 | 0 | 166.7276 | 144.5484 | 142.2175 | 141.1606 | 0 | 0 | 0 | 0 | 0 | 2.9683 | 6.3453 | -0.3229 | 0 | 0 | 0 | 0 | -31.9516 | -40.9084 | -85.3668 | 7.4924 | 0.41162 | 0.4062 | 0.3735 | 0.36453 | -13.1519 | -16.617 | -31.8846 | 2.7312
3 | 18 | 4 | 338.175 | 338.4525 | 340.0102 | 340.8926 | 0 | 0 | 0 | 0 | 204.7347 | 232.0682 | 249.4304 | 199.5077 | 0 | 0 | 0 | 0 | 166.3934 | 143.7816 | 143.4353 | 144.2703 | 0 | 0 | 0 | 0 | 0 | 1.4304 | 9.4804 | -0.41265 | 0 | 0 | 0 | 0 | -32.9531 | -38.8277 | -62.3359 | -2.4728 | 0.4116 | 0.40613 | 0.376 | 0.36469 | -13.5634 | -15.7692 | -23.4382 | -0.9018
3 | 18 | 5 | 339.9363 | 338.6062 | 338.3998 | 337.7197 | 0 | 0 | 0 | 0 | 239.1056 | 253.5814 | 238.7258 | 222.0079 | 0 | 0 | 0 | 0 | 157.7058 | 138.3379 | 138.9032 | 140.586 | 0 | 0 | 0 | 0 | 0 | 6.8862 | 15.6013 | -1.5047 | 0 | 0 | 0 | 0 | -56.8751 | -60.1993 | -54.8305 | -23.3695 | 0.41177 | 0.4071 | 0.37726 | 0.36626 | -23.4195 | -24.5072 | -20.6852 | -8.5592
3 | 18 | 6 | 350.9909 | 348.3946 | 346.8987 | 345.1388 | 0 | 0 | 0 | 0 | 301.5071 | 258.7581 | 250.0148 | 265.2364 | 0 | 0 | 0 | 0 | 152.5809 | 126.4767 | 128.633 | 131.8002 | 0 | 0 | 0 | 0 | 0 | 22.3779 | 16.4125 | 10.3748 | 0 | 0 | 0 | 0 | -103.0971 | -59.2181 | -48.1617 | -62.2726 | 0.41056 | 0.40853 | 0.38849 | 0.36647 | -42.3281 | -24.1922 | -18.7101 | -22.8211
3 | 18 | 7 | 359.5564 | 355.5727 | 352.7946 | 350.1448 | 0 | 0 | 0 | 0 | 310.4125 | 259.5307 | 251.3328 | 250.0593 | 0 | 0 | 0 | 0 | 190.2863 | 178.7377 | 181.238 | 184.4858 | 0 | 0 | 0 | 0 | 0 | 5.8865 | 2.7668 | 4.2464 | 0 | 0 | 0 | 0 | -141.1423 | -88.5822 | -82.543 | -88.6467 | 0.41103 | 0.41035 | 0.39423 | 0.37873 | -58.0131 | -36.3495 | -32.5412 | -33.5732
3 | 18 | 8 | 383.2957 | 379.5633 | 377.5769 | 376.1059 | 0 | 0 | 0 | 0 | 283.8875 | 214.374 | 205.1429 | 204.7797 | 0 | 0 | 0 | 0 | 263.8635 | 314.7057 | 329.7364 | 343.726 | 0 | 0 | 0 | 0 | 0 | -3.5547 | 2.1012 | 5.3554 | 0 | 0 | 0 | 0 | -164.4553 | -145.9616 | -159.4037 | -177.7553 | 0.409 | 0.28561 | 0.40476 | 0.39541 | -67.2626 | -41.6884 | -64.5206 | -70.2861
3 | 18 | 9 | 402.352 | 399.4751 | 398.9119 | 399.1643 | 0 | 0 | 0 | 0 | 248.7911 | 194.9509 | 177.3793 | 184.5594 | 0 | 0 | 0 | 0 | 316.1247 | 417.5196 | 452.0638 | 483.38 | 0 | 0 | 0 | 0 | 0 | -8.9851 | -7.0547 | -9.8195 | 0 | 0 | 0 | 0 | -162.5638 | -204.0102 | -223.4765 | -258.9556 | 0.40919 | 0.27247 | 0.26264 | 0.26837 | -66.5198 | -55.5877 | -58.6948 | -69.4954
3 | 18 | 10 | 415.9429 | 413.2453 | 412.887 | 413.2495 | 0 | 0 | 0 | 0 | 232.9665 | 170.2743 | 165.5491 | 175.7915 | 0 | 0 | 0 | 0 | 365.4336 | 489.2175 | 541.376 | 588.5101 | 0 | 0 | 0 | 0 | 0 | -24.2656 | -20.4567 | -21.2725 | 0 | 0 | 0 | 0 | -182.4572 | -221.9809 | -273.5813 | -329.7797 | 0.40293 | 0.26868 | 0.26582 | 0.087318 | -73.5168 | -59.6409 | -72.7229 | -28.7955
3 | 18 | 11 | 423.039 | 420.6267 | 420.3233 | 420.3802 | 0 | 0 | 0 | 0 | 221.3167 | 171.6663 | 161.6298 | 163.8649 | 0 | 0 | 0 | 0 | 384.4353 | 523.7195 | 586.0352 | 642.2839 | 0 | 0 | 0 | 0 | 0 | -22.7809 | -20.6608 | -21.8928 | 0 | 0 | 0 | 0 | -182.713 | -251.9782 | -306.6809 | -363.8758 | 0.39688 | 0.26972 | 0.26885 | 0 | -72.5147 | -67.9634 | -82.4527 | 0
3 | 18 | 12 | 424.5465 | 422.4431 | 422.2755 | 422.1971 | 0 | 0 | 0 | 0 | 205.2173 | 167.0002 | 160.0568 | 158.7006 | 0 | 0 | 0 | 0 | 389.5861 | 536.1033 | 602.457 | 662.3044 | 0 | 0 | 0 | 0 | 0 | -27.5045 | -26.408 | -26.6776 | 0 | 0 | 0 | 0 | -170.2568 | -253.1559 | -313.8303 | -372.1304 | 0.3979 | 0.26972 | 0.26972 | 0 | -67.7446 | -68.2811 | -84.6459 | 0
3 | 18 | 13 | 425.5428 | 424.4497 | 425.3197 | 426.0604 | 0 | 0 | 0 | 0 | 201.6603 | 168.5639 | 161.5904 | 156.8932 | 0 | 0 | 0 | 0 | 395.5936 | 534.7772 | 602.1049 | 662.7768 | 0 | 0 | 0 | 0 | 0 | -28.091 | -26.7185 | -28.5959 | 0 | 0 | 0 | 0 | -171.7111 | -250.8004 | -311.6571 | -365.0137 | 0.39853 | 0.26972 | 0.26972 | 0 | -68.4315 | -67.6458 | -84.0598 | 0
3 | 18 | 14 | 428.4505 | 428.0734 | 429.7725 | 431.2771 | 0 | 0 | 0 | 0 | 221.9409 | 166.6694 | 159.5054 | 154.7355 | 0 | 0 | 0 | 0 | 392.2174 | 500.0965 | 564.622 | 622.7793 | 0 | 0 | 0 | 0 | 0 | -28.0965 | -26.1007 | -18.5606 | 0 | 0 | 0 | 0 | -185.7078 | -210.5961 | -268.2543 | -327.6771 | 0.39819 | 0.26972 | 0.26972 | 0 | -73.9463 | -56.8019 | -72.3532 | 0
3 | 18 | 15 | 426.9837 | 427.3754 | 429.8887 | 432.0823 | 0 | 0 | 0 | 0 | 233.5384 | 173.3733 | 165.6083 | 171.7017 | 0 | 0 | 0 | 0 | 377.824 | 471.4305 | 529.4616 | 581.8921 | 0 | 0 | 0 | 0 | 0 | -18.7764 | -14.7671 | -11.4376 | 0 | 0 | 0 | 0 | -184.3787 | -198.652 | -250.4141 | -310.0739 | 0.40065 | 0.26972 | 0.26972 | 0 | -73.871 | -53.5803 | -67.5414 | 0
3 | 18 | 16 | 430.489 | 433.0692 | 438.0177 | 442.372 | 0 | 0 | 0 | 0 | 243.0192 | 181.5864 | 172.2297 | 192.5798 | 0 | 0 | 0 | 0 | 356.5768 | 439.8849 | 485.4157 | 526.7236 | 0 | 0 | 0 | 0 | 0 | -4.9125 | -4.0235 | -1.4725 | 0 | 0 | 0 | 0 | -169.107 | -183.4896 | -215.6041 | -275.4589 | 0.40929 | 0.26149 | 0.26306 | 0.18532 | -69.2142 | -47.9799 | -56.7169 | -51.0479
3 | 18 | 17 | 436.7873 | 441.9868 | 449.819 | 456.6838 | 0 | 0 | 0 | 0 | 273.2778 | 190.531 | 188.5305 | 201.9218 | 0 | 0 | 0 | 0 | 312.6648 | 340.8651 | 368.7928 | 394.7309 | 0 | 0 | 0 | 0 | 0 | -0.78254 | 0.89981 | 1.0318 | 0 | 0 | 0 | 0 | -149.1552 | -88.6266 | -108.4041 | -141.0007 | 0.40752 | 0.28291 | 0.38057 | 0.3842 | -60.7832 | -25.0735 | -41.2556 | -54.1723
3 | 18 | 18 | 453.5882 | 461.1619 | 471.6695 | 480.8705 | 0 | 0 | 0 | 0 | 315.3435 | 243.2674 | 227.2915 | 246.575 | 0 | 0 | 0 | 0 | 229.4263 | 138.2328 | 149.9633 | 162.2984 | 0 | 0 | 0 | 0 | 0 | -1.0216 | -0.0065066 | 7.5414 | 0 | 0 | 0 | 0 | -91.1817 | 80.6833 | 94.4212 | 64.4557 | 0.40644 | 0.41154 | 0.3922 | 0.38465 | -37.0601 | 33.2044 | 37.0324 | 24.7929
3 | 18 | 19 | 493.8208 | 503.8366 | 517.1643 | 528.778 | 0 | 0 | 0 | 0 | 329.5375 | 264.878 | 264.6493 | 263.0636 | 0 | 0 | 0 | 0 | 223.193 | 97.0697 | 102.0135 | 108.3179 | 0 | 0 | 0 | 0 | 0 | 8.3814 | -0.46268 | 16.4353 | 0 | 0 | 0 | 0 | -58.9098 | 133.5075 | 150.9641 | 140.9611 | 0.41784 | 0.42049 | 0.40026 | 0.38866 | -24.6151 | 56.139 | 60.4253 | 54.786
3 | 18 | 20 | 501.2621 | 511.8746 | 525.7944 | 537.8097 | 0 | 0 | 0 | 0 | 336.6107 | 277.1671 | 270.752 | 283.2397 | 0 | 0 | 0 | 0 | 220.3879 | 108.2272 | 110.166 | 113.6856 | 0 | 0 | 0 | 0 | 0 | 22.7348 | 2.3831 | 11.2689 | 0 | 0 | 0 | 0 | -55.7366 | 103.7455 | 142.4933 | 129.6156 | 0.41669 | 0.42192 | 0.40093 | 0.38937 | -23.2248 | 43.7727 | 57.1294 | 50.4682
3 | 18 | 21 | 476.6487 | 486.8689 | 500.142 | 511.4728 | 0 | 0 | 0 | 0 | 337.1254 | 283.0234 | 281.0071 | 287.443 | 0 | 0 | 0 | 0 | 207.351 | 123.7541 | 125.0499 | 127.896 | 0 | 0 | 0 | 0 | 0 | 13.4262 | 7.4639 | 18.7696 | 0 | 0 | 0 | 0 | -67.8277 | 66.6652 | 86.6211 | 77.3641 | 0.40725 | 0.41222 | 0.39727 | 0.38658 | -27.6225 | 27.4809 | 34.4119 | 29.9071
3 | 18 | 22 | 437.2978 | 447.0233 | 459.5525 | 470.2196 | 0 | 0 | 0 | 0 | 324.8634 | 304.3716 | 286.4969 | 291.8032 | 0 | 0 | 0 | 0 | 206.5326 | 122.6186 | 124.0863 | 127.0146 | 0 | 0 | 0 | 0 | 0 | 7.8296 | 3.2689 | 8.0984 | 0 | 0 | 0 | 0 | -94.0981 | 12.2035 | 45.7004 | 43.3033 | 0.4092 | 0.40681 | 0.39436 | 0.38072 | -38.5052 | 4.9645 | 18.0225 | 16.4866
3 | 18 | 23 | 395.9452 | 404.9207 | 416.4191 | 426.1737 | 0 | 0 | 0 | 0 | 285.7091 | 277.973 | 267.594 | 289.2404 | 0 | 0 | 0 | 0 | 208.1553 | 128.2366 | 127.9631 | 129.1993 | 0 | 0 | 0 | 0 | 0 | 7.2553 | 7.7806 | 8.0635 | 0 | 0 | 0 | 0 | -97.9193 | -8.5442 | 13.0815 | -0.32951 | 0.41443 | 0.40564 | 0.38939 | 0.37001 | -40.5804 | -3.4658 | 5.0938 | -0.12192
3 | 18 | 24 | 359.9007 | 366.758 | 375.7149 | 383.1858 | 0 | 0 | 0 | 0 | 254.9217 | 257.5129 | 277.9996 | 271.01 | 0 | 0 | 0 | 0 | 206.7037 | 142.0339 | 138.5609 | 136.7005 | 0 | 0 | 0 | 0 | 0 | 7.6132 | 3.1912 | 2.4583 | 0 | 0 | 0 | 0 | -101.7247 | -40.4019 | -44.0368 | -26.983 | 0.41271 | 0.40699 | 0.38318 | 0.36432 | -41.9826 | -16.4432 | -16.8741 | -9.8303
3 | 19 | 1 | 342.0203 | 346.766 | 353.2496 | 358.4643 | 0 | 0 | 0 | 0 | 209.5439 | 285.3994 | 256.3246 | 260.0062 | 0 | 0 | 0 | 0 | 200.4153 | 165.3231 | 158.5715 | 153.5179 | 0 | 0 | 0 | 0 | 0 | 10.3458 | 13.8688 | 1.4417 | 0 | 0 | 0 | 0 | -67.9389 | -114.3023 | -75.5152 | -56.5015 | 0.41329 | 0.40425 | 0.37696 | 0.36409 | -28.0781 | -46.2065 | -28.4659 | -20.5714
3 | 19 | 2 | 338.1348 | 341.2967 | 346.0165 | 349.6739 | 0 | 0 | 0 | 0 | 199.2324 | 262.8971 | 266.9306 | 203.2864 | 0 | 0 | 0 | 0 | 189.1853 | 161.712 | 153.8984 | 147.7489 | 0 | 0 | 0 | 0 | 0 | 0.61276 | 8.0623 | -0.98024 | 0 | 0 | 0 | 0 | -50.2829 | -83.9251 | -82.8748 | -0.38115 | 0.41212 | 0.40593 | 0.37263 | 0.36396 | -20.7226 | -34.0677 | -30.8813 | -0.13872
3 | 19 | 3 | 336.4897 | 338.0506 | 341.0178 | 343.1505 | 0 | 0 | 0 | 0 | 205.8009 | 235.662 | 282.2043 | 199.3432 | 0 | 0 | 0 | 0 | 182.5066 | 157.6864 | 148.1838 | 140.4103 | 0 | 0 | 0 | 0 | 0 | 2.9683 | 6.3453 | -0.3229 | 0 | 0 | 0 | 0 | -51.8178 | -58.2661 | -95.7156 | 3.7199 | 0.41162 | 0.4062 | 0.3735 | 0.36453 | -21.3291 | -23.6677 | -35.7499 | 1.356
3 | 19 | 4 | 342.0145 | 342.4165 | 344.1271 | 345.1412 | 0 | 0 | 0 | 0 | 204.7347 | 232.0682 | 249.4304 | 199.5077 | 0 | 0 | 0 | 0 | 175.7276 | 164.8855 | 154.8761 | 146.5668 | 0 | 0 | 0 | 0 | 0 | 1.4304 | 9.4804 | -0.41265 | 0 | 0 | 0 | 0 | -38.4478 | -55.9676 | -69.6598 | -0.52066 | 0.4116 | 0.40613 | 0.376 | 0.36469 | -15.825 | -22.7303 | -26.192 | -0.18988
3 | 19 | 5 | 369.7145 | 369.3501 | 370.3295 | 370.6711 | 0 | 0 | 0 | 0 | 239.1056 | 253.5814 | 238.7258 | 222.0079 | 0 | 0 | 0 | 0 | 169.6532 | 164.9638 | 154.6985 | 146.1004 | 0 | 0 | 0 | 0 | 0 | 6.8862 | 15.6013 | -1.5047 | 0 | 0 | 0 | 0 | -39.0443 | -56.0813 | -38.6962 | 4.0675 | 0.41177 | 0.4071 | 0.37726 | 0.36626 | -16.0773 | -22.8307 | -14.5984 | 1.4897
3 | 19 | 6 | 427.02 | 426.8892 | 428.4208 | 429.2696 | 0 | 0 | 0 | 0 | 301.5071 | 258.7581 | 250.0148 | 265.2364 | 0 | 0 | 0 | 0 | 172.2174 | 165.2853 | 153.7704 | 143.9548 | 0 | 0 | 0 | 0 | 0 | 22.3779 | 16.4125 | 10.3748 | 0 | 0 | 0 | 0 | -46.7045 | -19.532 | 8.2231 | 9.7036 | 0.41056 | 0.40853 | 0.38849 | 0.36647 | -19.1752 | -7.9794 | 3.1945 | 3.5561
3 | 19 | 7 | 467.8232 | 467.3503 | 468.8834 | 469.9484 | 0 | 0 | 0 | 0 | 310.4125 | 259.5307 | 251.3328 | 250.0593 | 0 | 0 | 0 | 0 | 202.8645 | 197.5747 | 184.4934 | 172.9726 | 0 | 0 | 0 | 0 | 0 | 5.8865 | 2.7668 | 4.2464 | 0 | 0 | 0 | 0 | -45.4538 | 4.3585 | 30.2904 | 42.6702 | 0.41103 | 0.41035 | 0.39423 | 0.37873 | -18.6827 | 1.7885 | 11.9415 | 16.1605
3 | 19 | 8 | 486.4667 | 486.08 | 488.2018 | 490.2708 | 0 | 0 | 0 | 0 | 283.8875 | 214.374 | 205.1429 | 204.7797 | 0 | 0 | 0 | 0 | 256.7851 | 301.6258 | 302.2439 | 302.5814 | 0 | 0 | 0 | 0 | 0 | -3.5547 | 2.1012 | 5.3554 | 0 | 0 | 0 | 0 | -54.2059 | -26.3651 | -21.2862 | -22.4457 | 0.409 | 0.28561 | 0.40476 | 0.39541 | -22.1703 | -7.5302 | -8.6158 | -8.8753
3 | 19 | 9 | 499.7903 | 500.0732 | 503.39 | 506.9856 | 0 | 0 | 0 | 0 | 248.7911 | 194.9509 | 177.3793 | 184.5594 | 0 | 0 | 0 | 0 | 313.4537 | 396.8089 | 415.6313 | 432.0264 | 0 | 0 | 0 | 0 | 0 | -8.9851 | -7.0547 | -9.8195 | 0 | 0 | 0 | 0 | -62.4545 | -82.7015 | -82.5659 | -99.7807 | 0.40919 | 0.27247 | 0.26264 | 0.26837 | -25.5559 | -22.5341 | -21.6854 | -26.778
3 | 19 | 10 | 511.5942 | 511.9983 | 515.4489 | 519.0933 | 0 | 0 | 0 | 0 | 232.9665 | 170.2743 | 165.5491 | 175.7915 | 0 | 0 | 0 | 0 | 363.232 | 468.1687 | 500.273 | 528.4151 | 0 | 0 | 0 | 0 | 0 | -24.2656 | -20.4567 | -21.2725 | 0 | 0 | 0 | 0 | -84.6043 | -102.1791 | -129.9165 | -163.8408 | 0.40293 | 0.26868 | 0.26582 | 0.087318 | -34.0893 | -27.4531 | -34.5342 | -14.3062
3 | 19 | 11 | 513.8422 | 514.3745 | 517.6869 | 520.8594 | 0 | 0 | 0 | 0 | 221.3167 | 171.6663 | 161.6298 | 163.8649 | 0 | 0 | 0 | 0 | 388.2356 | 501.3761 | 542.1269 | 578.1133 | 0 | 0 | 0 | 0 | 0 | -22.7809 | -20.6608 | -21.8928 | 0 | 0 | 0 | 0 | -95.7101 | -135.887 | -165.409 | -199.2261 | 0.39688 | 0.26972 | 0.26885 | 0 | -37.9852 | -36.6514 | -44.471 | 0
3 | 19 | 12 | 516.5352 | 517.4148 | 520.9103 | 523.9881 | 0 | 0 | 0 | 0 | 205.2173 | 167.0002 | 160.0568 | 158.7006 | 0 | 0 | 0 | 0 | 403.8144 | 513.4961 | 555.2013 | 592.1502 | 0 | 0 | 0 | 0 | 0 | -27.5045 | -26.408 | -26.6776 | 0 | 0 | 0 | 0 | -92.4964 | -135.577 | -167.9399 | -200.1852 | 0.3979 | 0.26972 | 0.26972 | 0 | -36.804 | -36.5678 | -45.2965 | 0
3 | 19 | 13 | 516.2398 | 518.0879 | 522.5694 | 526.4221 | 0 | 0 | 0 | 0 | 201.6603 | 168.5639 | 161.5904 | 156.8932 | 0 | 0 | 0 | 0 | 434.4771 | 519.6827 | 562.8845 | 601.4577 | 0 | 0 | 0 | 0 | 0 | -28.091 | -26.7185 | -28.5959 | 0 | 0 | 0 | 0 | -119.8976 | -142.0677 | -175.187 | -203.3329 | 0.39853 | 0.26972 | 0.26972 | 0 | -47.7824 | -38.3184 | -47.2512 | 0
3 | 19 | 14 | 514.848 | 517.2726 | 522.4121 | 526.8811 | 0 | 0 | 0 | 0 | 221.9409 | 166.6694 | 159.5054 | 154.7355 | 0 | 0 | 0 | 0 | 466.5785 | 512.9316 | 559.5965 | 601.761 | 0 | 0 | 0 | 0 | 0 | -28.0965 | -26.1007 | -18.5606 | 0 | 0 | 0 | 0 | -173.6714 | -134.2319 | -170.5892 | -211.0547 | 0.39819 | 0.26972 | 0.26972 | 0 | -69.1535 | -36.205 | -46.0111 | 0
3 | 19 | 15 | 509.3295 | 512.3914 | 518.1837 | 523.2027 | 0 | 0 | 0 | 0 | 233.5384 | 173.3733 | 165.6083 | 171.7017 | 0 | 0 | 0 | 0 | 471.5951 | 474.359 | 518.3674 | 558.6151 | 0 | 0 | 0 | 0 | 0 | -18.7764 | -14.7671 | -11.4376 | 0 | 0 | 0 | 0 | -195.8041 | -116.5645 | -151.0249 | -195.6765 | 0.40065 | 0.26972 | 0.26972 | 0 | -78.4486 | -31.4397 | -40.7343 | 0
3 | 19 | 16 | 504.2357 | 509.2074 | 517.0925 | 523.9771 | 0 | 0 | 0 | 0 | 243.0192 | 181.5864 | 172.2297 | 192.5798 | 0 | 0 | 0 | 0 | 481.2925 | 469.8112 | 502.5864 | 532.7722 | 0 | 0 | 0 | 0 | 0 | -4.9125 | -4.0235 | -1.4725 | 0 | 0 | 0 | 0 | -220.0761 | -137.2777 | -153.7 | -199.9025 | 0.40929 | 0.26149 | 0.26306 | 0.18532 | -90.0754 | -35.8962 | -40.4324 | -37.0458
3 | 19 | 17 | 497.83 | 505.009 | 515.2719 | 524.2312 | 0 | 0 | 0 | 0 | 273.2778 | 190.531 | 188.5305 | 201.9218 | 0 | 0 | 0 | 0 | 438.7361 | 384.7476 | 400.1271 | 414.9893 | 0 | 0 | 0 | 0 | 0 | -0.78254 | 0.89981 | 1.0318 | 0 | 0 | 0 | 0 | -214.1839 | -69.487 | -74.2855 | -93.7116 | 0.40752 | 0.28291 | 0.38057 | 0.3842 | -87.2834 | -19.6587 | -28.271 | -36.0039
3 | 19 | 18 | 504.7048 | 513.9362 | 526.4792 | 537.4341 | 0 | 0 | 0 | 0 | 315.3435 | 243.2674 | 227.2915 | 246.575 | 0 | 0 | 0 | 0 | 402.1548 | 272.2267 | 271.0316 | 271.6191 | 0 | 0 | 0 | 0 | 0 | -1.0216 | -0.0065066 | 7.5414 | 0 | 0 | 0 | 0 | -212.7936 | -0.53625 | 28.1626 | 11.6986 | 0.40644 | 0.41154 | 0.3922 | 0.38465 | -86.4883 | -0.22069 | 11.0455 | 4.4999
3 | 19 | 19 | 542.8319 | 554.437 | 569.7164 | 583.0117 | 0 | 0 | 0 | 0 | 329.5375 | 264.878 | 264.6493 | 263.0636 | 0 | 0 | 0 | 0 | 370.0766 | 221.6485 | 218.6703 | 217.8652 | 0 | 0 | 0 | 0 | 0 | 8.3814 | -0.46268 | 16.4353 | 0 | 0 | 0 | 0 | -156.7823 | 59.5291 | 86.8594 | 85.6475 | 0.41784 | 0.42049 | 0.40026 | 0.38866 | -65.5105 | 25.0316 | 34.7666 | 33.2878
3 | 19 | 20 | 540.2763 | 552.154 | 567.6274 | 580.9813 | 0 | 0 | 0 | 0 | 336.6107 | 277.1671 | 270.752 | 283.2397 | 0 | 0 | 0 | 0 | 353.8596 | 216.12 | 211.4465 | 208.9327 | 0 | 0 | 0 | 0 | 0 | 22.7348 | 2.3831 | 11.2689 | 0 | 0 | 0 | 0 | -150.194 | 36.1321 | 83.0457 | 77.54 | 0.41669 | 0.42192 | 0.40093 | 0.38937 | -62.5842 | 15.245 | 33.2953 | 30.1916
3 | 19 | 21 | 509.8064 | 521.1019 | 535.6952 | 548.1637 | 0 | 0 | 0 | 0 | 337.1254 | 283.0234 | 281.0071 | 287.443 | 0 | 0 | 0 | 0 | 322.0196 | 198.9037 | 191.2711 | 185.8868 | 0 | 0 | 0 | 0 | 0 | 13.4262 | 7.4639 | 18.7696 | 0 | 0 | 0 | 0 | -149.3386 | 25.7486 | 55.9531 | 56.0643 | 0.40725 | 0.41222 | 0.39727 | 0.38658 | -60.8174 | 10.6141 | 22.2284 | 21.6731
3 | 19 | 22 | 467.4122 | 478.1143 | 491.8426 | 503.5429 | 0 | 0 | 0 | 0 | 324.8634 | 304.3716 | 286.4969 | 291.8032 | 0 | 0 | 0 | 0 | 295.7558 | 193.1319 | 180.6276 | 170.572 | 0 | 0 | 0 | 0 | 0 | 7.8296 | 3.2689 | 8.0984 | 0 | 0 | 0 | 0 | -153.207 | -27.2188 | 21.4492 | 33.0693 | 0.4092 | 0.40681 | 0.39436 | 0.38072 | -62.6926 | -11.0728 | 8.4587 | 12.5902
3 | 19 | 23 | 421.9193 | 431.7371 | 444.2698 | 454.9156 | 0 | 0 | 0 | 0 | 285.7091 | 277.973 | 267.594 | 289.2404 | 0 | 0 | 0 | 0 | 284.7884 | 179.0103 | 166.9272 | 157.2273 | 0 | 0 | 0 | 0 | 0 | 7.2553 | 7.7806 | 8.0635 | 0 | 0 | 0 | 0 | -148.5782 | -32.5014 | 1.968 | 0.38436 | 0.41443 | 0.40564 | 0.38939 | 0.37001 | -61.5748 | -13.1838 | 0.76633 | 0.14222
3 | 19 | 24 | 384.3001 | 391.9486 | 401.8771 | 410.1852 | 0 | 0 | 0 | 0 | 254.9217 | 257.5129 | 277.9996 | 271.01 | 0 | 0 | 0 | 0 | 292.0957 | 169.2711 | 156.9985 | 147.0866 | 0 | 0 | 0 | 0 | 0 | 7.6132 | 3.1912 | 2.4583 | 0 | 0 | 0 | 0 | -162.7174 | -42.4485 | -36.3122 | -10.3697 | 0.41271 | 0.40699 | 0.38318 | 0.36432 | -67.1548 | -17.2761 | -13.9141 | -3.7778
3 | 20 | 1 | 367.9237 | 373.5094 | 381.0244 | 387.1279 | 0 | 0 | 0 | 0 | 209.5439 | 285.3994 | 256.3246 | 260.0062 | 0 | 0 | 0 | 0 | 293.9096 | 161.9821 | 151.604 | 143.463 | 0 | 0 | 0 | 0 | 0 | 10.3458 | 13.8688 | 1.4417 | 0 | 0 | 0 | 0 | -135.5298 | -84.2179 | -40.7729 | -17.783 | 0.41329 | 0.40425 | 0.37696 | 0.36409 | -56.0125 | -34.045 | -15.3696 | -6.4746
3 | 20 | 2 | 357.35 | 361.135 | 366.62 | 370.9367 | 0 | 0 | 0 | 0 | 199.2324 | 262.8971 | 266.9306 | 203.2864 | 0 | 0 | 0 | 0 | 308.0636 | 158.4251 | 150.0542 | 143.8046 | 0 | 0 | 0 | 0 | 0 | 0.61276 | 8.0623 | -0.98024 | 0 | 0 | 0 | 0 | -149.9461 | -60.7999 | -58.4271 | 24.8259 | 0.41212 | 0.40593 | 0.37263 | 0.36396 | -61.7958 | -24.6805 | -21.7715 | 9.0356
3 | 20 | 3 | 353.7409 | 355.8612 | 359.5154 | 362.24 | 0 | 0 | 0 | 0 | 205.8009 | 235.662 | 282.2043 | 199.3432 | 0 | 0 | 0 | 0 | 317.7995 | 149.9415 | 142.7341 | 137.558 | 0 | 0 | 0 | 0 | 0 | 2.9683 | 6.3453 | -0.3229 | 0 | 0 | 0 | 0 | -169.8595 | -32.7106 | -71.7684 | 25.6617 | 0.41162 | 0.4062 | 0.3735 | 0.36453 | -69.9171 | -13.287 | -26.8055 | 9.3544
3 | 20 | 4 | 358.8941 | 359.8435 | 362.2262 | 363.8195 | 0 | 0 | 0 | 0 | 204.7347 | 232.0682 | 249.4304 | 199.5077 | 0 | 0 | 0 | 0 | 290.9782 | 128.9903 | 123.5333 | 119.9166 | 0 | 0 | 0 | 0 | 0 | 1.4304 | 9.4804 | -0.41265 | 0 | 0 | 0 | 0 | -136.8187 | -2.6454 | -20.2179 | 44.8079 | 0.4116 | 0.40613 | 0.376 | 0.36469 | -56.3143 | -1.0744 | -7.6019 | 16.341
3 | 20 | 5 | 386.9303 | 387.1242 | 388.7891 | 389.7214 | 0 | 0 | 0 | 0 | 239.1056 | 253.5814 | 238.7258 | 222.0079 | 0 | 0 | 0 | 0 | 263.43 | 112.638 | 108.6492 | 106.3057 | 0 | 0 | 0 | 0 | 0 | 6.8862 | 15.6013 | -1.5047 | 0 | 0 | 0 | 0 | -115.6053 | 14.0185 | 25.8128 | 62.9125 | 0.41177 | 0.4071 | 0.37726 | 0.36626 | -47.6028 | 5.7069 | 9.738 | 23.042
3 | 20 | 6 | 441.3872 | 441.7223 | 443.8259 | 445.1677 | 0 | 0 | 0 | 0 | 301.5071 | 258.7581 | 250.0148 | 265.2364 | 0 | 0 | 0 | 0 | 251.4396 | 112.9828 | 107.8276 | 104.247 | 0 | 0 | 0 | 0 | 0 | 22.3779 | 16.4125 | 10.3748 | 0 | 0 | 0 | 0 | -111.5595 | 47.6035 | 69.571 | 65.3095 | 0.41056 | 0.40853 | 0.38849 | 0.36647 | -45.8024 | 19.4473 | 27.0274 | 23.934
3 | 20 | 7 | 477.1477 | 476.9772 | 478.8816 | 480.2665 | 0 | 0 | 0 | 0 | 310.4125 | 259.5307 | 251.3328 | 250.0593 | 0 | 0 | 0 | 0 | 255.1232 | 128.9275 | 120.4397 | 113.468 | 0 | 0 | 0 | 0 | 0 | 5.8865 | 2.7668 | 4.2464 | 0 | 0 | 0 | 0 | -88.388 | 82.6326 | 104.3424 | 112.4929 | 0.41103 | 0.41035 | 0.39423 | 0.37873 | -36.3298 | 33.9081 | 41.1352 | 42.6045
3 | 20 | 8 | 490.9609 | 490.7199 | 493.0207 | 495.2438 | 0 | 0 | 0 | 0 | 283.8875 | 214.374 | 205.1429 | 204.7797 | 0 | 0 | 0 | 0 | 262.504 | 158.565 | 150.3365 | 143.204 | 0 | 0 | 0 | 0 | 0 | -3.5547 | 2.1012 | 5.3554 | 0 | 0 | 0 | 0 | -55.4307 | 121.3355 | 135.44 | 141.9047 | 0.409 | 0.28561 | 0.40476 | 0.39541 | -22.6713 | 34.6549 | 54.821 | 56.1104
3 | 20 | 9 | 504.3552 | 504.7861 | 508.2847 | 512.037 | 0 | 0 | 0 | 0 | 248.7911 | 194.9509 | 177.3793 | 184.5594 | 0 | 0 | 0 | 0 | 302.1792 | 221.0455 | 219.3015 | 217.7693 | 0 | 0 | 0 | 0 | 0 | -8.9851 | -7.0547 | -9.8195 | 0 | 0 | 0 | 0 | -46.6151 | 97.7749 | 118.6586 | 119.5277 | 0.40919 | 0.27247 | 0.26264 | 0.26837 | -19.0745 | 26.6412 | 31.165 | 32.0774
3 | 20 | 10 | 514.9559 | 515.4691 | 519.0536 | 522.8133 | 0 | 0 | 0 | 0 | 232.9665 | 170.2743 | 165.5491 | 175.7915 | 0 | 0 | 0 | 0 | 324.5449 | 275.3424 | 282.7993 | 289.588 | 0 | 0 | 0 | 0 | 0 | -24.2656 | -20.4567 | -21.2725 | 0 | 0 | 0 | 0 | -42.5554 | 94.118 | 91.1619 | 78.7062 | 0.40293 | 0.26868 | 0.26582 | 0.087318 | -17.1467 | 25.2873 | 24.2325 | 6.8724
3 | 20 | 11 | 516.8501 | 517.4799 | 520.9121 | 524.1878 | 0 | 0 | 0 | 0 | 221.3167 | 171.6663 | 161.6298 | 163.8649 | 0 | 0 | 0 | 0 | 363.1644 | 314.263 | 328.3939 | 341.3279 | 0 | 0 | 0 | 0 | 0 | -22.7809 | -20.6608 | -21.8928 | 0 | 0 | 0 | 0 | -67.631 | 54.3315 | 51.5492 | 40.8878 | 0.39688 | 0.26972 | 0.26885 | 0 | -26.8412 | 14.6543 | 13.8593 | 0
3 | 20 | 12 | 514.642 | 515.4602 | 518.8803 | 521.8931 | 0 | 0 | 0 | 0 | 205.2173 | 167.0002 | 160.0568 | 158.7006 | 0 | 0 | 0 | 0 | 410.0924 | 350.9045 | 379.897 | 406.5596 | 0 | 0 | 0 | 0 | 0 | -27.5045 | -26.408 | -26.6776 | 0 | 0 | 0 | 0 | -100.6676 | 25.06 | 5.3344 | -16.6896 | 0.3979 | 0.26972 | 0.26972 | 0 | -40.0553 | 6.7592 | 1.4388 | 0
3 | 20 | 13 | 512.3296 | 514.0508 | 518.3767 | 522.0952 | 0 | 0 | 0 | 0 | 201.6603 | 168.5639 | 161.5904 | 156.8932 | 0 | 0 | 0 | 0 | 425.3701 | 366.0869 | 397.0618 | 425.6194 | 0 | 0 | 0 | 0 | 0 | -28.091 | -26.7185 | -28.5959 | 0 | 0 | 0 | 0 | -114.7008 | 7.491 | -13.5571 | -31.8215 | 0.39853 | 0.26972 | 0.26972 | 0 | -45.7114 | 2.0205 | -3.6566 | 0
3 | 20 | 14 | 506.1782 | 508.3217 | 513.1159 | 517.2874 | 0 | 0 | 0 | 0 | 221.9409 | 166.6694 | 159.5054 | 154.7355 | 0 | 0 | 0 | 0 | 456.2486 | 401.4374 | 428.0672 | 452.6428 | 0 | 0 | 0 | 0 | 0 | -28.0965 | -26.1007 | -18.5606 | 0 | 0 | 0 | 0 | -172.0114 | -31.6887 | -48.3561 | -71.5302 | 0.39819 | 0.26972 | 0.26972 | 0 | -68.4925 | -8.5471 | -13.0425 | 0
3 | 20 | 15 | 500.7304 | 503.5135 | 508.9634 | 513.6873 | 0 | 0 | 0 | 0 | 233.5384 | 173.3733 | 165.6083 | 171.7017 | 0 | 0 | 0 | 0 | 482.2266 | 417.3697 | 445.3189 | 471.2446 | 0 | 0 | 0 | 0 | 0 | -18.7764 | -14.7671 | -11.4376 | 0 | 0 | 0 | 0 | -215.0346 | -68.4531 | -87.1967 | -117.8213 | 0.40065 | 0.26972 | 0.26972 | 0 | -86.1533 | -18.4631 | -23.5186 | 0
3 | 20 | 16 | 498.3968 | 503.1792 | 510.8317 | 517.516 | 0 | 0 | 0 | 0 | 243.0192 | 181.5864 | 172.2297 | 192.5798 | 0 | 0 | 0 | 0 | 488.3171 | 430.7002 | 448.312 | 464.709 | 0 | 0 | 0 | 0 | 0 | -4.9125 | -4.0235 | -1.4725 | 0 | 0 | 0 | 0 | -232.9395 | -104.195 | -105.6864 | -138.3003 | 0.40929 | 0.26149 | 0.26306 | 0.18532 | -95.3403 | -27.2455 | -27.8019 | -25.6297
3 | 20 | 17 | 497.37 | 504.5341 | 514.7787 | 523.7221 | 0 | 0 | 0 | 0 | 273.2778 | 190.531 | 188.5305 | 201.9218 | 0 | 0 | 0 | 0 | 444.3776 | 346.5667 | 361.2565 | 375.4615 | 0 | 0 | 0 | 0 | 0 | -0.78254 | 0.89981 | 1.0318 | 0 | 0 | 0 | 0 | -220.2854 | -31.781 | -35.9082 | -54.693 | 0.40752 | 0.28291 | 0.38057 | 0.3842 | -89.7699 | -8.9912 | -13.6657 | -21.013
3 | 20 | 18 | 503.6609 | 512.8584 | 525.3599 | 536.279 | 0 | 0 | 0 | 0 | 315.3435 | 243.2674 | 227.2915 | 246.575 | 0 | 0 | 0 | 0 | 359.2184 | 212.8198 | 218.7084 | 225.5446 | 0 | 0 | 0 | 0 | 0 | -1.0216 | -0.0065066 | 7.5414 | 0 | 0 | 0 | 0 | -170.9011 | 57.7928 | 79.3665 | 56.6179 | 0.40644 | 0.41154 | 0.3922 | 0.38465 | -69.4614 | 23.7841 | 31.1278 | 21.7781
3 | 20 | 19 | 533.4189 | 544.7188 | 559.6233 | 572.5957 | 0 | 0 | 0 | 0 | 329.5375 | 264.878 | 264.6493 | 263.0636 | 0 | 0 | 0 | 0 | 336.6 | 160.916 | 167.1478 | 174.6518 | 0 | 0 | 0 | 0 | 0 | 8.3814 | -0.46268 | 16.4353 | 0 | 0 | 0 | 0 | -132.7187 | 110.5433 | 128.2889 | 118.4449 | 0.41784 | 0.42049 | 0.40026 | 0.38866 | -55.4557 | 46.4827 | 51.3493 | 46.0348
3 | 20 | 20 | 535.4283 | 547.1487 | 562.4291 | 575.6167 | 0 | 0 | 0 | 0 | 336.6107 | 277.1671 | 270.752 | 283.2397 | 0 | 0 | 0 | 0 | 320.6423 | 170.5861 | 171.424 | 173.7633 | 0 | 0 | 0 | 0 | 0 | 22.7348 | 2.3831 | 11.2689 | 0 | 0 | 0 | 0 | -121.8247 | 76.6608 | 117.87 | 107.3448 | 0.41669 | 0.42192 | 0.40093 | 0.38937 | -50.7631 | 32.345 | 47.2572 | 41.7967
3 | 20 | 21 | 503.2598 | 514.343 | 528.6756 | 540.9195 | 0 | 0 | 0 | 0 | 337.1254 | 283.0234 | 281.0071 | 287.443 | 0 | 0 | 0 | 0 | 286.4806 | 167.8004 | 161.3299 | 156.6593 | 0 | 0 | 0 | 0 | 0 | 13.4262 | 7.4639 | 18.7696 | 0 | 0 | 0 | 0 | -120.3462 | 50.093 | 78.8747 | 78.0475 | 0.40725 | 0.41222 | 0.39727 | 0.38658 | -49.0104 | 20.6495 | 31.3345 | 30.1713
3 | 20 | 22 | 459.9809 | 470.442 | 483.8744 | 495.3198 | 0 | 0 | 0 | 0 | 324.8634 | 304.3716 | 286.4969 | 291.8032 | 0 | 0 | 0 | 0 | 299.747 | 179.3875 | 174.5228 | 171.5009 | 0 | 0 | 0 | 0 | 0 | 7.8296 | 3.2689 | 8.0984 | 0 | 0 | 0 | 0 | -164.6295 | -21.1467 | 19.5858 | 23.9172 | 0.4092 | 0.40681 | 0.39436 | 0.38072 | -67.3667 | -8.6026 | 7.7239 | 9.1058
3 | 20 | 23 | 414.7003 | 424.2841 | 436.5293 | 446.9274 | 0 | 0 | 0 | 0 | 285.7091 | 277.973 | 267.594 | 289.2404 | 0 | 0 | 0 | 0 | 328.5813 | 190.5106 | 191.0077 | 193.2528 | 0 | 0 | 0 | 0 | 0 | 7.2553 | 7.7806 | 8.0635 | 0 | 0 | 0 | 0 | -199.5901 | -51.4548 | -29.853 | -43.6293 | 0.41443 | 0.40564 | 0.38939 | 0.37001 | -82.7155 | -20.872 | -11.6244 | -16.1432
3 | 20 | 24 | 385.6979 | 393.3918 | 403.3759 | 411.7319 | 0 | 0 | 0 | 0 | 254.9217 | 257.5129 | 277.9996 | 271.01 | 0 | 0 | 0 | 0 | 346.4296 | 194.5124 | 197.3297 | 201.8795 | 0 | 0 | 0 | 0 | 0 | 7.6132 | 3.1912 | 2.4583 | 0 | 0 | 0 | 0 | -215.6535 | -66.2467 | -75.1446 | -63.6158 | 0.41271 | 0.40699 | 0.38318 | 0.36432 | -89.002 | -26.9617 | -28.794 | -23.1763
3 | 21 | 1 | 368.3483 | 373.9478 | 381.4797 | 387.5978 | 0 | 0 | 0 | 0 | 209.5439 | 285.3994 | 256.3246 | 260.0062 | 0 | 0 | 0 | 0 | 325.831 | 185.4109 | 187.3099 | 191.0745 | 0 | 0 | 0 | 0 | 0 | 10.3458 | 13.8688 | 1.4417 | 0 | 0 | 0 | 0 | -167.0266 | -107.2083 | -76.0235 | -64.9245 | 0.41329 | 0.40425 | 0.37696 | 0.36409 | -69.0296 | -43.3388 | -28.6575 | -23.6382
3 | 21 | 2 | 358.1992 | 362.0119 | 367.5306 | 371.8764 | 0 | 0 | 0 | 0 | 199.2324 | 262.8971 | 266.9306 | 203.2864 | 0 | 0 | 0 | 0 | 284.3301 | 178.7037 | 176.3187 | 176.0186 | 0 | 0 | 0 | 0 | 0 | 0.61276 | 8.0623 | -0.98024 | 0 | 0 | 0 | 0 | -125.3632 | -80.2017 | -83.781 | -6.4483 | 0.41212 | 0.40593 | 0.37263 | 0.36396 | -51.6647 | -32.5563 | -31.219 | -2.3469
3 | 21 | 3 | 354.0063 | 356.1352 | 359.8 | 362.5337 | 0 | 0 | 0 | 0 | 205.8009 | 235.662 | 282.2043 | 199.3432 | 0 | 0 | 0 | 0 | 257.2285 | 178.9767 | 173.3592 | 169.9644 | 0 | 0 | 0 | 0 | 0 | 2.9683 | 6.3453 | -0.3229 | 0 | 0 | 0 | 0 | -109.0231 | -61.4717 | -102.1089 | -6.4511 | 0.41162 | 0.4062 | 0.3735 | 0.36453 | -44.8758 | -24.9698 | -38.1378 | -2.3516
3 | 21 | 4 | 362.2382 | 363.2961 | 365.8119 | 367.5199 | 0 | 0 | 0 | 0 | 204.7347 | 232.0682 | 249.4304 | 199.5077 | 0 | 0 | 0 | 0 | 232.1951 | 180.3102 | 170.6935 | 163.4616 | 0 | 0 | 0 | 0 | 0 | 1.4304 | 9.4804 | -0.41265 | 0 | 0 | 0 | 0 | -74.6915 | -50.5128 | -63.7924 | 4.9633 | 0.4116 | 0.40613 | 0.376 | 0.36469 | -30.7429 | -20.5149 | -23.9859 | 1.8101
3 | 21 | 5 | 387.355 | 387.5626 | 389.2444 | 390.1913 | 0 | 0 | 0 | 0 | 239.1056 | 253.5814 | 238.7258 | 222.0079 | 0 | 0 | 0 | 0 | 227.1926 | 174.6523 | 163.8845 | 155.5984 | 0 | 0 | 0 | 0 | 0 | 6.8862 | 15.6013 | -1.5047 | 0 | 0 | 0 | 0 | -78.9432 | -47.5573 | -28.9672 | 14.0897 | 0.41177 | 0.4071 | 0.37726 | 0.36626 | -32.5065 | -19.3606 | -10.9281 | 5.1604
3 | 21 | 6 | 443.2804 | 443.6769 | 445.8559 | 447.2626 | 0 | 0 | 0 | 0 | 301.5071 | 258.7581 | 250.0148 | 265.2364 | 0 | 0 | 0 | 0 | 214.1878 | 165.4545 | 153.7655 | 144.5716 | 0 | 0 | 0 | 0 | 0 | 22.3779 | 16.4125 | 10.3748 | 0 | 0 | 0 | 0 | -72.4145 | -2.9137 | 25.6631 | 27.0798 | 0.41056 | 0.40853 | 0.38849 | 0.36647 | -29.7309 | -1.1903 | 9.9698 | 9.924
3 | 21 | 7 | 474.7413 | 474.4928 | 476.3014 | 477.6038 | 0 | 0 | 0 | 0 | 310.4125 | 259.5307 | 251.3328 | 250.0593 | 0 | 0 | 0 | 0 | 234.2417 | 199.0865 | 186.7346 | 176.6807 | 0 | 0 | 0 | 0 | 0 | 5.8865 | 2.7668 | 4.2464 | 0 | 0 | 0 | 0 | -69.9128 | 9.9892 | 35.4673 | 46.6174 | 0.41103 | 0.41035 | 0.39423 | 0.37873 | -28.736 | 4.099 | 13.9824 | 17.6555
3 | 21 | 8 | 487.1391 | 486.7741 | 488.9228 | 491.0148 | 0 | 0 | 0 | 0 | 283.8875 | 214.374 | 205.1429 | 204.7797 | 0 | 0 | 0 | 0 | 289.7688 | 318.7192 | 312.7093 | 307.6487 | 0 | 0 | 0 | 0 | 0 | -3.5547 | 2.1012 | 5.3554 | 0 | 0 | 0 | 0 | -86.5173 | -42.7643 | -31.0307 | -26.7691 | 0.409 | 0.28561 | 0.40476 | 0.39541 | -35.3858 | -12.214 | -12.56 | -10.5847
3 | 21 | 9 | 496.5878 | 496.7668 | 499.956 | 503.4418 | 0 | 0 | 0 | 0 | 248.7911 | 194.9509 | 177.3793 | 184.5594 | 0 | 0 | 0 | 0 | 325.5685 | 406.3246 | 411.4494 | 415.9016 | 0 | 0 | 0 | 0 | 0 | -8.9851 | -7.0547 | -9.8195 | 0 | 0 | 0 | 0 | -77.7718 | -95.5236 | -81.8179 | -87.1997 | 0.40919 | 0.27247 | 0.26264 | 0.26837 | -31.8236 | -26.0278 | -21.489 | -23.4016
3 | 21 | 10 | 503.2428 | 503.3761 | 506.4942 | 509.852 | 0 | 0 | 0 | 0 | 232.9665 | 170.2743 | 165.5491 | 175.7915 | 0 | 0 | 0 | 0 | 337.5856 | 457.7346 | 476.0311 | 492.2515 | 0 | 0 | 0 | 0 | 0 | -24.2656 | -20.4567 | -21.2725 | 0 | 0 | 0 | 0 | -67.3093 | -100.3672 | -114.6292 | -136.9186 | 0.40293 | 0.26868 | 0.26582 | 0.087318 | -27.1207 | -26.9662 | -30.4705 | -11.9554
3 | 21 | 11 | 505.8624 | 506.1359 | 509.1306 | 512.0293 | 0 | 0 | 0 | 0 | 221.3167 | 171.6663 | 161.6298 | 163.8649 | 0 | 0 | 0 | 0 | 350.9024 | 485.8026 | 507.5351 | 526.7537 | 0 | 0 | 0 | 0 | 0 | -22.7809 | -20.6608 | -21.8928 | 0 | 0 | 0 | 0 | -66.3566 | -128.5521 | -139.3735 | -156.6965 | 0.39688 | 0.26972 | 0.26885 | 0 | -26.3355 | -34.673 | -37.4713 | 0
3 | 21 | 12 | 501.1773 | 501.5588 | 504.4427 | 506.9935 | 0 | 0 | 0 | 0 | 205.2173 | 167.0002 | 160.0568 | 158.7006 | 0 | 0 | 0 | 0 | 362.1788 | 513.0555 | 539.7612 | 563.462 | 0 | 0 | 0 | 0 | 0 | -27.5045 | -26.408 | -26.6776 | 0 | 0 | 0 | 0 | -66.2188 | -150.9924 | -168.9673 | -188.4916 | 0.3979 | 0.26972 | 0.26972 | 0 | -26.3482 | -40.7256 | -45.5737 | 0
3 | 21 | 13 | 501.8904 | 503.2731 | 507.1833 | 510.5436 | 0 | 0 | 0 | 0 | 201.6603 | 168.5639 | 161.5904 | 156.8932 | 0 | 0 | 0 | 0 | 385.7446 | 524.4841 | 554.886 | 582.0645 | 0 | 0 | 0 | 0 | 0 | -28.091 | -26.7185 | -28.5959 | 0 | 0 | 0 | 0 | -85.5145 | -161.6839 | -182.5746 | -199.8182 | 0.39853 | 0.26972 | 0.26972 | 0 | -34.0798 | -43.6093 | -49.2438 | 0
3 | 21 | 14 | 500.2332 | 502.1838 | 506.7413 | 510.7089 | 0 | 0 | 0 | 0 | 221.9409 | 166.6694 | 159.5054 | 154.7355 | 0 | 0 | 0 | 0 | 395.9312 | 525.6547 | 551.4354 | 574.4941 | 0 | 0 | 0 | 0 | 0 | -28.0965 | -26.1007 | -18.5606 | 0 | 0 | 0 | 0 | -117.639 | -162.0438 | -178.0988 | -199.9601 | 0.39819 | 0.26972 | 0.26972 | 0 | -46.8422 | -43.7064 | -48.0366 | 0
3 | 21 | 15 | 492.4321 | 494.9462 | 500.0656 | 504.5048 | 0 | 0 | 0 | 0 | 233.5384 | 173.3733 | 165.6083 | 171.7017 | 0 | 0 | 0 | 0 | 400.6862 | 518.38 | 546.047 | 571.099 | 0 | 0 | 0 | 0 | 0 | -18.7764 | -14.7671 | -11.4376 | 0 | 0 | 0 | 0 | -141.7925 | -178.0307 | -196.8226 | -226.8583 | 0.40065 | 0.26972 | 0.26972 | 0 | -56.8089 | -48.0184 | -53.0868 | 0
3 | 21 | 16 | 486.6837 | 491.0862 | 498.2724 | 504.5547 | 0 | 0 | 0 | 0 | 243.0192 | 181.5864 | 172.2297 | 192.5798 | 0 | 0 | 0 | 0 | 396.0577 | 485.1665 | 510.4675 | 533.7208 | 0 | 0 | 0 | 0 | 0 | -4.9125 | -4.0235 | -1.4725 | 0 | 0 | 0 | 0 | -152.3933 | -170.7542 | -180.4013 | -220.2734 | 0.40929 | 0.26149 | 0.26306 | 0.18532 | -62.3734 | -44.6498 | -47.4565 | -40.8209
3 | 21 | 17 | 482.8436 | 489.5366 | 499.2028 | 507.6478 | 0 | 0 | 0 | 0 | 273.2778 | 190.531 | 188.5305 | 201.9218 | 0 | 0 | 0 | 0 | 367.5658 | 412.4564 | 425.2513 | 437.518 | 0 | 0 | 0 | 0 | 0 | -0.78254 | 0.89981 | 1.0318 | 0 | 0 | 0 | 0 | -158 | -112.6682 | -115.4788 | -132.8237 | 0.40752 | 0.28291 | 0.38057 | 0.3842 | -64.3876 | -31.8751 | -43.9481 | -51.0307
3 | 21 | 18 | 485.9143 | 494.5363 | 506.3311 | 516.6413 | 0 | 0 | 0 | 0 | 315.3435 | 243.2674 | 227.2915 | 246.575 | 0 | 0 | 0 | 0 | 270.1596 | 231.2904 | 227.0024 | 224.4877 | 0 | 0 | 0 | 0 | 0 | -1.0216 | -0.0065066 | 7.5414 | 0 | 0 | 0 | 0 | -99.5889 | 21.0002 | 52.0437 | 38.0371 | 0.40644 | 0.41154 | 0.3922 | 0.38465 | -40.4771 | 8.6424 | 20.4117 | 14.631
3 | 21 | 19 | 520.7857 | 531.676 | 546.0774 | 558.6163 | 0 | 0 | 0 | 0 | 329.5375 | 264.878 | 264.6493 | 263.0636 | 0 | 0 | 0 | 0 | 248.6278 | 161.1607 | 157.6521 | 156.3148 | 0 | 0 | 0 | 0 | 0 | 8.3814 | -0.46268 | 16.4353 | 0 | 0 | 0 | 0 | -57.3796 | 97.2558 | 124.2387 | 122.8025 | 0.41784 | 0.42049 | 0.40026 | 0.38866 | -23.9757 | 40.8954 | 49.7281 | 47.7285
3 | 21 | 20 | 531.6772 | 543.2761 | 558.4071 | 571.4659 | 0 | 0 | 0 | 0 | 336.6107 | 277.1671 | 270.752 | 283.2397 | 0 | 0 | 0 | 0 | 250.3593 | 162.0951 | 162.0202 | 163.9301 | 0 | 0 | 0 | 0 | 0 | 22.7348 | 2.3831 | 11.2689 | 0 | 0 | 0 | 0 | -55.2928 | 81.2791 | 123.2517 | 113.0273 | 0.41669 | 0.42192 | 0.40093 | 0.38937 | -23.0399 | 34.2936 | 49.4149 | 44.0093
3 | 21 | 21 | 504.3568 | 515.4755 | 529.8519 | 542.1334 | 0 | 0 | 0 | 0 | 337.1254 | 283.0234 | 281.0071 | 287.443 | 0 | 0 | 0 | 0 | 255.31 | 115.2937 | 116.8245 | 120.2599 | 0 | 0 | 0 | 0 | 0 | 13.4262 | 7.4639 | 18.7696 | 0 | 0 | 0 | 0 | -88.0786 | 103.7323 | 124.5564 | 115.6608 | 0.40725 | 0.41222 | 0.39727 | 0.38658 | -35.8696 | 42.7608 | 49.4824 | 44.7117
3 | 21 | 22 | 459.0255 | 469.4556 | 482.8499 | 494.2625 | 0 | 0 | 0 | 0 | 324.8634 | 304.3716 | 286.4969 | 291.8032 | 0 | 0 | 0 | 0 | 263.4575 | 131.0162 | 133.9078 | 138.6503 | 0 | 0 | 0 | 0 | 0 | 7.8296 | 3.2689 | 8.0984 | 0 | 0 | 0 | 0 | -129.2954 | 26.2382 | 59.1764 | 55.7106 | 0.4092 | 0.40681 | 0.39436 | 0.38072 | -52.9079 | 10.6739 | 23.3369 | 21.2103
3 | 21 | 23 | 415.5673 | 425.1792 | 437.4589 | 447.8867 | 0 | 0 | 0 | 0 | 285.7091 | 277.973 | 267.594 | 289.2404 | 0 | 0 | 0 | 0 | 261.7431 | 145.6468 | 150.2783 | 156.6605 | 0 | 0 | 0 | 0 | 0 | 7.2553 | 7.7806 | 8.0635 | 0 | 0 | 0 | 0 | -131.885 | -5.6959 | 11.8061 | -6.0777 | 0.41443 | 0.40564 | 0.38939 | 0.37001 | -54.6567 | -2.3105 | 4.5972 | -2.2488
3 | 21 | 24 | 390.2805 | 398.123 | 408.2896 | 416.8029 | 0 | 0 | 0 | 0 | 254.9217 | 257.5129 | 277.9996 | 271.01 | 0 | 0 | 0 | 0 | 271.1413 | 141.5493 | 148.1903 | 156.5203 | 0 | 0 | 0 | 0 | 0 | 7.6132 | 3.1912 | 2.4583 | 0 | 0 | 0 | 0 | -135.7825 | -8.5524 | -21.0914 | -13.1856 | 0.41271 | 0.40699 | 0.38318 | 0.36432 | -56.0386 | -3.4807 | -8.0818 | -4.8037
3 | 22 | 1 | 372.2055 | 377.93 | 385.6156 | 391.866 | 0 | 0 | 0 | 0 | 209.5439 | 285.3994 | 256.3246 | 260.0062 | 0 | 0 | 0 | 0 | 279.684 | 117.3904 | 124.1779 | 132.662 | 0 | 0 | 0 | 0 | 0 | 10.3458 | 13.8688 | 1.4417 | 0 | 0 | 0 | 0 | -117.0224 | -35.2056 | -8.7557 | -2.2439 | 0.41329 | 0.40425 | 0.37696 | 0.36409 | -48.3636 | -14.2318 | -3.3005 | -0.81697
3 | 22 | 2 | 362.0564 | 365.9941 | 371.6665 | 376.1447 | 0 | 0 | 0 | 0 | 199.2324 | 262.8971 | 266.9306 | 203.2864 | 0 | 0 | 0 | 0 | 276.8489 | 105.6073 | 112.0987 | 120.2823 | 0 | 0 | 0 | 0 | 0 | 0.61276 | 8.0623 | -0.98024 | 0 | 0 | 0 | 0 | -114.0249 | -3.123 | -15.4251 | 53.5563 | 0.41212 | 0.40593 | 0.37263 | 0.36396 | -46.992 | -1.2677 | -5.7478 | 19.4922
3 | 22 | 3 | 352.06 | 354.1258 | 357.7131 | 360.38 | 0 | 0 | 0 | 0 | 205.8009 | 235.662 | 282.2043 | 199.3432 | 0 | 0 | 0 | 0 | 269.4587 | 104.2297 | 111.5964 | 120.5768 | 0 | 0 | 0 | 0 | 0 | 2.9683 | 6.3453 | -0.3229 | 0 | 0 | 0 | 0 | -123.1996 | 11.2658 | -42.433 | 40.7828 | 0.41162 | 0.4062 | 0.3735 | 0.36453 | -50.7111 | 4.5762 | -15.8488 | 14.8665
3 | 22 | 4 | 361.3712 | 362.401 | 364.8823 | 366.5606 | 0 | 0 | 0 | 0 | 204.7347 | 232.0682 | 249.4304 | 199.5077 | 0 | 0 | 0 | 0 | 261.6362 | 104.0865 | 112.1118 | 121.6719 | 0 | 0 | 0 | 0 | 0 | 1.4304 | 9.4804 | -0.41265 | 0 | 0 | 0 | 0 | -104.9996 | 24.8159 | -6.1403 | 45.7937 | 0.4116 | 0.40613 | 0.376 | 0.36469 | -43.2176 | 10.0785 | -2.3087 | 16.7005
3 | 22 | 5 | 387.0011 | 387.1972 | 388.865 | 389.7997 | 0 | 0 | 0 | 0 | 239.1056 | 253.5814 | 238.7258 | 222.0079 | 0 | 0 | 0 | 0 | 248.5594 | 88.0345 | 94.3041 | 102.1438 | 0 | 0 | 0 | 0 | 0 | 6.8862 | 15.6013 | -1.5047 | 0 | 0 | 0 | 0 | -100.6639 | 38.6952 | 40.2338 | 67.1527 | 0.41177 | 0.4071 | 0.37726 | 0.36626 | -41.4504 | 15.7528 | 15.1784 | 24.595
3 | 22 | 6 | 440.7325 | 441.0464 | 443.1239 | 444.4433 | 0 | 0 | 0 | 0 | 301.5071 | 258.7581 | 250.0148 | 265.2364 | 0 | 0 | 0 | 0 | 224.0725 | 92.9994 | 95.9464 | 100.5644 | 0 | 0 | 0 | 0 | 0 | 22.3779 | 16.4125 | 10.3748 | 0 | 0 | 0 | 0 | -84.8471 | 66.911 | 80.7502 | 68.2677 | 0.41056 | 0.40853 | 0.38849 | 0.36647 | -34.8352 | 27.335 | 31.3703 | 25.0181
3 | 22 | 7 | 473.9805 | 473.7073 | 475.4856 | 476.7619 | 0 | 0 | 0 | 0 | 310.4125 | 259.5307 | 251.3328 | 250.0593 | 0 | 0 | 0 | 0 | 232.3103 | 121.1127 | 124.1471 | 128.7209 | 0 | 0 | 0 | 0 | 0 | 5.8865 | 2.7668 | 4.2464 | 0 | 0 | 0 | 0 | -68.7423 | 87.1775 | 97.2389 | 93.7354 | 0.41103 | 0.41035 | 0.39423 | 0.37873 | -28.2549 | 35.7731 | 38.3348 | 35.5005
3 | 22 | 8 | 484.3258 | 483.8696 | 485.9062 | 487.9017 | 0 | 0 | 0 | 0 | 283.8875 | 214.374 | 205.1429 | 204.7797 | 0 | 0 | 0 | 0 | 309.0846 | 248.573 | 266.8049 | 284.7402 | 0 | 0 | 0 | 0 | 0 | -3.5547 | 2.1012 | 5.3554 | 0 | 0 | 0 | 0 | -108.6463 | 24.4773 | 11.8571 | -6.9737 | 0.409 | 0.28561 | 0.40476 | 0.39541 | -44.4366 | 6.991 | 4.7993 | -2.7575
3 | 22 | 9 | 493.7568 | 493.844 | 496.9205 | 500.3092 | 0 | 0 | 0 | 0 | 248.7911 | 194.9509 | 177.3793 | 184.5594 | 0 | 0 | 0 | 0 | 352.7399 | 328.3994 | 370.3752 | 409.653 | 0 | 0 | 0 | 0 | 0 | -8.9851 | -7.0547 | -9.8195 | 0 | 0 | 0 | 0 | -107.7742 | -20.5211 | -43.7792 | -84.0837 | 0.40919 | 0.27247 | 0.26264 | 0.26837 | -44.1003 | -5.5915 | -11.4984 | -22.5654
3 | 22 | 10 | 502.3228 | 502.4263 | 505.5077 | 508.8339 | 0 | 0 | 0 | 0 | 232.9665 | 170.2743 | 165.5491 | 175.7915 | 0 | 0 | 0 | 0 | 371.7659 | 381.8948 | 440.341 | 494.4014 | 0 | 0 | 0 | 0 | 0 | -24.2656 | -20.4567 | -21.2725 | 0 | 0 | 0 | 0 | -102.4096 | -25.4772 | -79.9257 | -140.0865 | 0.40293 | 0.26868 | 0.26582 | 0.087318 | -41.2635 | -6.8451 | -21.2457 | -12.232
3 | 22 | 11 | 506.6232 | 506.9214 | 509.9464 | 512.8712 | 0 | 0 | 0 | 0 | 221.3167 | 171.6663 | 161.6298 | 163.8649 | 0 | 0 | 0 | 0 | 388.2551 | 412.9202 | 473.9242 | 530.0925 | 0 | 0 | 0 | 0 | 0 | -22.7809 | -20.6608 | -21.8928 | 0 | 0 | 0 | 0 | -102.9486 | -54.8841 | -104.9468 | -159.1934 | 0.39688 | 0.26972 | 0.26885 | 0 | -40.858 | -14.8033 | -28.2155 | 0
3 | 22 | 12 | 509.1393 | 509.779 | 512.98 | 515.8041 | 0 | 0 | 0 | 0 | 205.2173 | 167.0002 | 160.0568 | 158.7006 | 0 | 0 | 0 | 0 | 392.0537 | 437.5848 | 494.2189 | 546.0344 | 0 | 0 | 0 | 0 | 0 | -27.5045 | -26.408 | -26.6776 | 0 | 0 | 0 | 0 | -88.1316 | -67.3015 | -114.8877 | -162.2534 | 0.3979 | 0.26972 | 0.26972 | 0 | -35.0673 | -18.1525 | -30.9874 | 0
3 | 22 | 13 | 513.7804 | 515.5487 | 519.9323 | 523.7007 | 0 | 0 | 0 | 0 | 201.6603 | 168.5639 | 161.5904 | 156.8932 | 0 | 0 | 0 | 0 | 380.4715 | 441.5856 | 497.2658 | 548.0798 | 0 | 0 | 0 | 0 | 0 | -28.091 | -26.7185 | -28.5959 | 0 | 0 | 0 | 0 | -68.3514 | -66.5097 | -112.2053 | -152.6765 | 0.39853 | 0.26972 | 0.26972 | 0 | -27.2399 | -17.939 | -30.2639 | 0
3 | 22 | 14 | 512.8663 | 515.2267 | 520.2872 | 524.6883 | 0 | 0 | 0 | 0 | 221.9409 | 166.6694 | 159.5054 | 154.7355 | 0 | 0 | 0 | 0 | 364.1279 | 437.6344 | 482.8786 | 524.1174 | 0 | 0 | 0 | 0 | 0 | -28.0965 | -26.1007 | -18.5606 | 0 | 0 | 0 | 0 | -73.2025 | -60.9807 | -95.9962 | -135.604 | 0.39819 | 0.26972 | 0.26972 | 0 | -29.1482 | -16.4477 | -25.892 | 0
3 | 22 | 15 | 510.975 | 514.0903 | 519.9481 | 525.0236 | 0 | 0 | 0 | 0 | 233.5384 | 173.3733 | 165.6083 | 171.7017 | 0 | 0 | 0 | 0 | 338.2575 | 401.7892 | 443.937 | 482.5911 | 0 | 0 | 0 | 0 | 0 | -18.7764 | -14.7671 | -11.4376 | 0 | 0 | 0 | 0 | -60.8209 | -42.2958 | -74.8301 | -117.8317 | 0.40065 | 0.26972 | 0.26972 | 0 | -24.3678 | -11.408 | -20.1831 | 0
3 | 22 | 16 | 507.969 | 513.0618 | 521.0955 | 528.1082 | 0 | 0 | 0 | 0 | 243.0192 | 181.5864 | 172.2297 | 192.5798 | 0 | 0 | 0 | 0 | 302.9106 | 318.6344 | 347.7483 | 374.6528 | 0 | 0 | 0 | 0 | 0 | -4.9125 | -4.0235 | -1.4725 | 0 | 0 | 0 | 0 | -37.9608 | 17.7534 | 5.1411 | -37.6519 | 0.40929 | 0.26149 | 0.26306 | 0.18532 | -15.5371 | 4.6423 | 1.3524 | -6.9776
3 | 22 | 17 | 500.6787 | 507.9501 | 518.3264 | 527.3834 | 0 | 0 | 0 | 0 | 273.2778 | 190.531 | 188.5305 | 201.9218 | 0 | 0 | 0 | 0 | 258.1345 | 238.2073 | 260.6862 | 281.9427 | 0 | 0 | 0 | 0 | 0 | -0.78254 | 0.89981 | 1.0318 | 0 | 0 | 0 | 0 | -30.7336 | 79.9943 | 68.2099 | 42.4872 | 0.40752 | 0.28291 | 0.38057 | 0.3842 | -12.5244 | 22.6313 | 25.9588 | 16.3235
3 | 22 | 18 | 496.4596 | 505.4236 | 517.6383 | 528.3103 | 0 | 0 | 0 | 0 | 315.3435 | 243.2674 | 227.2915 | 246.575 | 0 | 0 | 0 | 0 | 198.4563 | 133.6672 | 142.1035 | 150.9971 | 0 | 0 | 0 | 0 | 0 | -1.0216 | -0.0065066 | 7.5414 | 0 | 0 | 0 | 0 | -17.3402 | 129.5106 | 148.2498 | 123.1968 | 0.40644 | 0.41154 | 0.3922 | 0.38465 | -7.0478 | 53.2988 | 58.1441 | 47.3876
3 | 22 | 19 | 530.9241 | 542.1431 | 556.9483 | 569.835 | 0 | 0 | 0 | 0 | 329.5375 | 264.878 | 264.6493 | 263.0636 | 0 | 0 | 0 | 0 | 190.7402 | 77.743 | 86.8751 | 96.8133 | 0 | 0 | 0 | 0 | 0 | 8.3814 | -0.46268 | 16.4353 | 0 | 0 | 0 | 0 | 10.6464 | 191.1407 | 205.8865 | 193.5228 | 0.41784 | 0.42049 | 0.40026 | 0.38866 | 4.4485 | 80.3734 | 82.4087 | 75.2146
3 | 22 | 20 | 535.7998 | 547.5323 | 562.8275 | 576.0278 | 0 | 0 | 0 | 0 | 336.6107 | 277.1671 | 270.752 | 283.2397 | 0 | 0 | 0 | 0 | 209.1667 | 83.6926 | 93.0112 | 103.1982 | 0 | 0 | 0 | 0 | 0 | 22.7348 | 2.3831 | 11.2689 | 0 | 0 | 0 | 0 | -9.9775 | 163.9379 | 196.6811 | 178.3211 | 0.41669 | 0.42192 | 0.40093 | 0.38937 | -4.1575 | 69.1693 | 78.8547 | 69.4326
3 | 22 | 21 | 506.7985 | 517.9964 | 532.47 | 544.8353 | 0 | 0 | 0 | 0 | 337.1254 | 283.0234 | 281.0071 | 287.443 | 0 | 0 | 0 | 0 | 204.1771 | 89.381 | 94.1051 | 99.9078 | 0 | 0 | 0 | 0 | 0 | 13.4262 | 7.4639 | 18.7696 | 0 | 0 | 0 | 0 | -34.504 | 132.1659 | 149.8939 | 138.7149 | 0.40725 | 0.41222 | 0.39727 | 0.38658 | -14.0516 | 54.4818 | 59.5482 | 53.6238
3 | 22 | 22 | 461.8918 | 472.4149 | 485.9234 | 497.4343 | 0 | 0 | 0 | 0 | 324.8634 | 304.3716 | 286.4969 | 291.8032 | 0 | 0 | 0 | 0 | 177.9975 | 82.1105 | 78.8537 | 76.9999 | 0 | 0 | 0 | 0 | 0 | 7.8296 | 3.2689 | 8.0984 | 0 | 0 | 0 | 0 | -40.969 | 78.1032 | 117.3039 | 120.5327 | 0.4092 | 0.40681 | 0.39436 | 0.38072 | -16.7646 | 31.7729 | 46.2602 | 45.8896
3 | 22 | 23 | 418.3452 | 428.0472 | 440.4375 | 450.9606 | 0 | 0 | 0 | 0 | 285.7091 | 277.973 | 267.594 | 289.2404 | 0 | 0 | 0 | 0 | 168.3153 | 81.5682 | 75.7073 | 71.3721 | 0 | 0 | 0 | 0 | 0 | 7.2553 | 7.7806 | 8.0635 | 0 | 0 | 0 | 0 | -35.6792 | 61.2507 | 89.3556 | 82.2846 | 0.41443 | 0.40564 | 0.38939 | 0.37001 | -14.7864 | 24.8456 | 34.7941 | 30.446
3 | 22 | 24 | 386.1579 | 393.8667 | 403.8692 | 412.241 | 0 | 0 | 0 | 0 | 254.9217 | 257.5129 | 277.9996 | 271.01 | 0 | 0 | 0 | 0 | 164.3754 | 84.5418 | 76.688 | 70.4553 | 0 | 0 | 0 | 0 | 0 | 7.6132 | 3.1912 | 2.4583 | 0 | 0 | 0 | 0 | -33.1393 | 44.1988 | 45.9904 | 68.3175 | 0.41271 | 0.40699 | 0.38318 | 0.36432 | -13.6768 | 17.9885 | 17.6227 | 24.8892
3 | 23 | 1 | 367.5167 | 373.0892 | 380.5881 | 386.6776 | 0 | 0 | 0 | 0 | 209.5439 | 285.3994 | 256.3246 | 260.0062 | 0 | 0 | 0 | 0 | 151.8202 | 86.7955 | 76.4381 | 67.8421 | 0 | 0 | 0 | 0 | 0 | 10.3458 | 13.8688 | 1.4417 | 0 | 0 | 0 | 0 | 6.1526 | -9.4515 | 33.9566 | 57.3876 | 0.41329 | 0.40425 | 0.37696 | 0.36409 | 2.5428 | -3.8207 | 12.8001 | 20.8941
3 | 23 | 2 | 355.7575 | 359.491 | 364.9125 | 369.1746 | 0 | 0 | 0 | 0 | 199.2324 | 262.8971 | 266.9306 | 203.2864 | 0 | 0 | 0 | 0 | 141.3873 | 80.5551 | 70.3722 | 61.9921 | 0 | 0 | 0 | 0 | 0 | 0.61276 | 8.0623 | -0.98024 | 0 | 0 | 0 | 0 | 15.1379 | 15.4261 | 19.5474 | 104.8763 | 0.41212 | 0.40593 | 0.37263 | 0.36396 | 6.2386 | 6.2619 | 7.2839 | 38.1705
3 | 23 | 3 | 350.503 | 352.5183 | 356.0435 | 358.657 | 0 | 0 | 0 | 0 | 205.8009 | 235.662 | 282.2043 | 199.3432 | 0 | 0 | 0 | 0 | 133.3172 | 69.8277 | 62.0488 | 55.9648 | 0 | 0 | 0 | 0 | 0 | 2.9683 | 6.3453 | -0.3229 | 0 | 0 | 0 | 0 | 11.3849 | 44.0604 | 5.4451 | 103.6719 | 0.41162 | 0.4062 | 0.3735 | 0.36453 | 4.6862 | 17.8973 | 2.0337 | 37.7913
3 | 23 | 4 | 358.6641 | 359.6061 | 361.9796 | 363.565 | 0 | 0 | 0 | 0 | 204.7347 | 232.0682 | 249.4304 | 199.5077 | 0 | 0 | 0 | 0 | 128.4761 | 61.6621 | 55.9519 | 51.8439 | 0 | 0 | 0 | 0 | 0 | 1.4304 | 9.4804 | -0.41265 | 0 | 0 | 0 | 0 | 25.4533 | 64.4454 | 47.1169 | 112.626 | 0.4116 | 0.40613 | 0.376 | 0.36469 | 10.4765 | 26.1734 | 17.7159 | 41.0736
3 | 23 | 5 | 385.8687 | 386.0281 | 387.6508 | 388.5467 | 0 | 0 | 0 | 0 | 239.1056 | 253.5814 | 238.7258 | 222.0079 | 0 | 0 | 0 | 0 | 116.8509 | 51.8741 | 48.94 | 47.4671 | 0 | 0 | 0 | 0 | 0 | 6.8862 | 15.6013 | -1.5047 | 0 | 0 | 0 | 0 | 29.9123 | 73.6864 | 84.3836 | 120.5764 | 0.41177 | 0.4071 | 0.37726 | 0.36626 | 12.317 | 29.9978 | 31.8343 | 44.1618
3 | 23 | 6 | 432.5935 | 432.6434 | 434.3969 | 435.4369 | 0 | 0 | 0 | 0 | 301.5071 | 258.7581 | 250.0148 | 265.2364 | 0 | 0 | 0 | 0 | 114.3963 | 48.4194 | 46.8119 | 46.63 | 0 | 0 | 0 | 0 | 0 | 22.3779 | 16.4125 | 10.3748 | 0 | 0 | 0 | 0 | 16.6901 | 103.088 | 121.1577 | 113.1957 | 0.41056 | 0.40853 | 0.38849 | 0.36647 | 6.8524 | 42.1143 | 47.0681 | 41.4829
3 | 23 | 7 | 465.93 | 465.3957 | 466.8534 | 467.8535 | 0 | 0 | 0 | 0 | 310.4125 | 259.5307 | 251.3328 | 250.0593 | 0 | 0 | 0 | 0 | 145.2439 | 112.0844 | 108.5255 | 106.2454 | 0 | 0 | 0 | 0 | 0 | 5.8865 | 2.7668 | 4.2464 | 0 | 0 | 0 | 0 | 10.2735 | 87.8941 | 104.2284 | 107.3025 | 0.41103 | 0.41035 | 0.39423 | 0.37873 | 4.2227 | 36.0672 | 41.0903 | 40.6388
3 | 23 | 8 | 480.5217 | 479.9422 | 481.8273 | 483.6922 | 0 | 0 | 0 | 0 | 283.8875 | 214.374 | 205.1429 | 204.7797 | 0 | 0 | 0 | 0 | 210.5132 | 245.7376 | 252.0623 | 258.1254 | 0 | 0 | 0 | 0 | 0 | -3.5547 | 2.1012 | 5.3554 | 0 | 0 | 0 | 0 | -13.8791 | 23.3852 | 22.5208 | 15.4317 | 0.409 | 0.28561 | 0.40476 | 0.39541 | -5.6766 | 6.6791 | 9.1156 | 6.1018
3 | 23 | 9 | 492.766 | 492.821 | 495.8581 | 499.2127 | 0 | 0 | 0 | 0 | 248.7911 | 194.9509 | 177.3793 | 184.5594 | 0 | 0 | 0 | 0 | 258.2336 | 338.4347 | 360.2247 | 379.9044 | 0 | 0 | 0 | 0 | 0 | -8.9851 | -7.0547 | -9.8195 | 0 | 0 | 0 | 0 | -14.2587 | -31.5794 | -34.6911 | -55.4315 | 0.40919 | 0.27247 | 0.26264 | 0.26837 | -5.8346 | -8.6046 | -9.1114 | -14.8761
3 | 23 | 10 | 504.5875 | 504.7645 | 507.9361 | 511.34 | 0 | 0 | 0 | 0 | 232.9665 | 170.2743 | 165.5491 | 175.7915 | 0 | 0 | 0 | 0 | 283.8605 | 383.4056 | 422.3148 | 457.5527 | 0 | 0 | 0 | 0 | 0 | -24.2656 | -20.4567 | -21.2725 | 0 | 0 | 0 | 0 | -12.2395 | -24.6499 | -59.4711 | -100.7318 | 0.40293 | 0.26868 | 0.26582 | 0.087318 | -4.9316 | -6.6228 | -15.8085 | -8.7957
3 | 23 | 11 | 508.5695 | 508.9308 | 512.0333 | 515.0249 | 0 | 0 | 0 | 0 | 221.3167 | 171.6663 | 161.6298 | 163.8649 | 0 | 0 | 0 | 0 | 317.692 | 431.7025 | 480.274 | 524.1011 | 0 | 0 | 0 | 0 | 0 | -22.7809 | -20.6608 | -21.8928 | 0 | 0 | 0 | 0 | -30.4392 | -71.657 | -109.2097 | -151.0484 | 0.39688 | 0.26972 | 0.26885 | 0 | -12.0806 | -19.3273 | -29.3616 | 0
3 | 23 | 12 | 513.1558 | 513.9257 | 517.2866 | 520.2485 | 0 | 0 | 0 | 0 | 205.2173 | 167.0002 | 160.0568 | 158.7006 | 0 | 0 | 0 | 0 | 337.6463 | 478.0315 | 532.7373 | 582.072 | 0 | 0 | 0 | 0 | 0 | -27.5045 | -26.408 | -26.6776 | 0 | 0 | 0 | 0 | -29.7078 | -103.6015 | -149.0995 | -193.8466 | 0.3979 | 0.26972 | 0.26972 | 0 | -11.8206 | -27.9434 | -40.2149 | 0
3 | 23 | 13 | 516.806 | 518.6725 | 523.1765 | 527.0487 | 0 | 0 | 0 | 0 | 201.6603 | 168.5639 | 161.5904 | 156.8932 | 0 | 0 | 0 | 0 | 354.0804 | 515.3512 | 573.2098 | 625.342 | 0 | 0 | 0 | 0 | 0 | -28.091 | -26.7185 | -28.5959 | 0 | 0 | 0 | 0 | -38.9347 | -137.1517 | -184.9052 | -226.5906 | 0.39853 | 0.26972 | 0.26972 | 0 | -15.5165 | -36.9925 | -49.8724 | 0
3 | 23 | 14 | 512.9194 | 515.2815 | 520.3441 | 524.747 | 0 | 0 | 0 | 0 | 221.9409 | 166.6694 | 159.5054 | 154.7355 | 0 | 0 | 0 | 0 | 366.9069 | 516.0945 | 572.3553 | 623.0596 | 0 | 0 | 0 | 0 | 0 | -28.0965 | -26.1007 | -18.5606 | 0 | 0 | 0 | 0 | -75.9285 | -139.3859 | -185.4159 | -234.4875 | 0.39819 | 0.26972 | 0.26972 | 0 | -30.2337 | -37.5951 | -50.0101 | 0
3 | 23 | 15 | 507.6663 | 510.6743 | 516.4004 | 521.3623 | 0 | 0 | 0 | 0 | 233.5384 | 173.3733 | 165.6083 | 171.7017 | 0 | 0 | 0 | 0 | 375.7103 | 502.3051 | 556.6485 | 605.7986 | 0 | 0 | 0 | 0 | 0 | -18.7764 | -14.7671 | -11.4376 | 0 | 0 | 0 | 0 | -101.5825 | -146.2277 | -191.0893 | -244.7004 | 0.40065 | 0.26972 | 0.26972 | 0 | -40.6988 | -39.4405 | -51.5404 | 0
3 | 23 | 16 | 502.9617 | 507.8921 | 515.7265 | 522.5674 | 0 | 0 | 0 | 0 | 243.0192 | 181.5864 | 172.2297 | 192.5798 | 0 | 0 | 0 | 0 | 357.7181 | 392.0875 | 440.0686 | 484.0143 | 0 | 0 | 0 | 0 | 0 | -4.9125 | -4.0235 | -1.4725 | 0 | 0 | 0 | 0 | -97.7756 | -60.8692 | -92.5482 | -152.5543 | 0.40929 | 0.26149 | 0.26306 | 0.18532 | -40.0188 | -15.9164 | -24.3458 | -28.2712
3 | 23 | 17 | 494.1321 | 501.1912 | 511.3068 | 520.1392 | 0 | 0 | 0 | 0 | 273.2778 | 190.531 | 188.5305 | 201.9218 | 0 | 0 | 0 | 0 | 329.3408 | 289.3706 | 325.3941 | 359.2455 | 0 | 0 | 0 | 0 | 0 | -0.78254 | 0.89981 | 1.0318 | 0 | 0 | 0 | 0 | -108.4865 | 22.0722 | -3.5176 | -42.0599 | 0.40752 | 0.28291 | 0.38057 | 0.3842 | -44.21 | 6.2445 | -1.3387 | -16.1593
3 | 23 | 18 | 485.8612 | 494.4815 | 506.2742 | 516.5825 | 0 | 0 | 0 | 0 | 315.3435 | 243.2674 | 227.2915 | 246.575 | 0 | 0 | 0 | 0 | 259.5233 | 152.9017 | 168.4383 | 184.1795 | 0 | 0 | 0 | 0 | 0 | -1.0216 | -0.0065066 | 7.5414 | 0 | 0 | 0 | 0 | -89.0057 | 99.334 | 110.5509 | 78.2866 | 0.40644 | 0.41154 | 0.3922 | 0.38465 | -36.1757 | 40.8799 | 43.3585 | 30.1129
3 | 23 | 19 | 511.762 | 522.3596 | 536.4018 | 548.631 | 0 | 0 | 0 | 0 | 329.5375 | 264.878 | 264.6493 | 263.0636 | 0 | 0 | 0 | 0 | 239.71 | 96.8152 | 108.2351 | 120.3605 | 0 | 0 | 0 | 0 | 0 | 8.3814 | -0.46268 | 16.4353 | 0 | 0 | 0 | 0 | -57.4855 | 152.285 | 163.9801 | 148.7716 | 0.41784 | 0.42049 | 0.40026 | 0.38866 | -24.02 | 64.0348 | 65.6351 | 57.8216
3 | 23 | 20 | 520.8134 | 532.0599 | 546.7583 | 559.4444 | 0 | 0 | 0 | 0 | 336.6107 | 277.1671 | 270.752 | 283.2397 | 0 | 0 | 0 | 0 | 243.3354 | 78.7843 | 89.774 | 101.5139 | 0 | 0 | 0 | 0 | 0 | 22.7348 | 2.3831 | 11.2689 | 0 | 0 | 0 | 0 | -59.1327 | 153.3738 | 183.8493 | 163.422 | 0.41669 | 0.42192 | 0.40093 | 0.38937 | -24.64 | 64.7121 | 73.7101 | 63.6314
3 | 23 | 21 | 498.1287 | 509.0454 | 523.1738 | 535.2416 | 0 | 0 | 0 | 0 | 337.1254 | 283.0234 | 281.0071 | 287.443 | 0 | 0 | 0 | 0 | 247.6937 | 90.8397 | 102.1089 | 114.1219 | 0 | 0 | 0 | 0 | 0 | 13.4262 | 7.4639 | 18.7696 | 0 | 0 | 0 | 0 | -86.6904 | 121.7561 | 132.5939 | 114.907 | 0.40725 | 0.41222 | 0.39727 | 0.38658 | -35.3043 | 50.1906 | 52.6754 | 44.4203
3 | 23 | 22 | 460.5117 | 470.99 | 484.4436 | 495.9072 | 0 | 0 | 0 | 0 | 324.8634 | 304.3716 | 286.4969 | 291.8032 | 0 | 0 | 0 | 0 | 238.1534 | 105.6748 | 114.2581 | 123.6951 | 0 | 0 | 0 | 0 | 0 | 7.8296 | 3.2689 | 8.0984 | 0 | 0 | 0 | 0 | -102.505 | 53.1141 | 80.4197 | 72.3105 | 0.4092 | 0.40681 | 0.39436 | 0.38072 | -41.9453 | 21.6072 | 31.7144 | 27.5302
3 | 23 | 23 | 418.8583 | 428.5769 | 440.9877 | 451.5284 | 0 | 0 | 0 | 0 | 285.7091 | 277.973 | 267.594 | 289.2404 | 0 | 0 | 0 | 0 | 233.9706 | 117.8799 | 125.8433 | 134.6619 | 0 | 0 | 0 | 0 | 0 | 7.2553 | 7.7806 | 8.0635 | 0 | 0 | 0 | 0 | -100.8214 | 25.4687 | 39.7699 | 19.5626 | 0.41443 | 0.40564 | 0.38939 | 0.37001 | -41.7831 | 10.3311 | 15.486 | 7.2383
3 | 23 | 24 | 386.8834 | 394.6157 | 404.647 | 413.0437 | 0 | 0 | 0 | 0 | 254.9217 | 257.5129 | 277.9996 | 271.01 | 0 | 0 | 0 | 0 | 219.135 | 105.6383 | 110.9971 | 117.3089 | 0 | 0 | 0 | 0 | 0 | 7.6132 | 3.1912 | 2.4583 | 0 | 0 | 0 | 0 | -87.1734 | 23.8513 | 12.4592 | 22.2666 | 0.41271 | 0.40699 | 0.38318 | 0.36432 | -35.9772 | 9.7072 | 4.7741 | 8.1121
3 | 24 | 1 | 366.7028 | 372.2489 | 379.7153 | 385.777 | 0 | 0 | 0 | 0 | 209.5439 | 285.3994 | 256.3246 | 260.0062 | 0 | 0 | 0 | 0 | 210.8552 | 109.6891 | 110.0311 | 111.5277 | 0 | 0 | 0 | 0 | 0 | 10.3458 | 13.8688 | 1.4417 | 0 | 0 | 0 | 0 | -53.6963 | -33.1853 | -0.50913 | 12.8014 | 0.41329 | 0.40425 | 0.37696 | 0.36409 | -22.1919 | -13.4151 | -0.19192 | 4.6608
3 | 24 | 2 | 353.8466 | 357.5181 | 362.8635 | 367.06 | 0 | 0 | 0 | 0 | 199.2324 | 262.8971 | 266.9306 | 203.2864 | 0 | 0 | 0 | 0 | 202.4138 | 123.513 | 119.7898 | 117.3927 | 0 | 0 | 0 | 0 | 0 | 0.61276 | 8.0623 | -0.98024 | 0 | 0 | 0 | 0 | -47.7995 | -29.5047 | -31.9192 | 47.3613 | 0.41212 | 0.40593 | 0.37263 | 0.36396 | -19.6991 | -11.9769 | -11.8939 | 17.2375
3 | 24 | 3 | 345.4957 | 347.3487 | 350.6745 | 353.1162 | 0 | 0 | 0 | 0 | 205.8009 | 235.662 | 282.2043 | 199.3432 | 0 | 0 | 0 | 0 | 183.6742 | 128.9679 | 122.7688 | 117.9409 | 0 | 0 | 0 | 0 | 0 | 2.9683 | 6.3453 | -0.3229 | 0 | 0 | 0 | 0 | -43.9794 | -20.2496 | -60.644 | 36.155 | 0.41162 | 0.4062 | 0.3735 | 0.36453 | -18.1027 | -8.2254 | -22.6506 | 13.1795
3 | 24 | 4 | 345.4117 | 345.9238 | 347.7697 | 348.9004 | 0 | 0 | 0 | 0 | 204.7347 | 232.0682 | 249.4304 | 199.5077 | 0 | 0 | 0 | 0 | 166.8302 | 132.1069 | 122.1515 | 113.6841 | 0 | 0 | 0 | 0 | 0 | 1.4304 | 9.4804 | -0.41265 | 0 | 0 | 0 | 0 | -26.1532 | -19.6817 | -33.2926 | 36.1212 | 0.4116 | 0.40613 | 0.376 | 0.36469 | -10.7646 | -7.9934 | -12.518 | 13.173
3 | 24 | 5 | 355.8959 | 355.0833 | 355.5124 | 355.3799 | 0 | 0 | 0 | 0 | 239.1056 | 253.5814 | 238.7258 | 222.0079 | 0 | 0 | 0 | 0 | 156.5923 | 159.0811 | 145.711 | 133.9604 | 0 | 0 | 0 | 0 | 0 | 6.8862 | 15.6013 | -1.5047 | 0 | 0 | 0 | 0 | -39.802 | -64.4654 | -44.5257 | 0.91632 | 0.41177 | 0.4071 | 0.37726 | 0.36626 | -16.3893 | -26.2439 | -16.7976 | 0.33561
3 | 24 | 6 | 374.5233 | 372.6901 | 372.1312 | 371.1788 | 0 | 0 | 0 | 0 | 301.5071 | 258.7581 | 250.0148 | 265.2364 | 0 | 0 | 0 | 0 | 157.1732 | 171.3155 | 155.5502 | 141.4938 | 0 | 0 | 0 | 0 | 0 | 22.3779 | 16.4125 | 10.3748 | 0 | 0 | 0 | 0 | -84.157 | -79.7614 | -49.8463 | -45.9262 | 0.41056 | 0.40853 | 0.38849 | 0.36647 | -34.5519 | -32.5847 | -19.3646 | -16.8306
3 | 24 | 7 | 384.292 | 381.1104 | 379.3173 | 377.5162 | 0 | 0 | 0 | 0 | 310.4125 | 259.5307 | 251.3328 | 250.0593 | 0 | 0 | 0 | 0 | 203.1313 | 233.4943 | 216.2889 | 200.6757 | 0 | 0 | 0 | 0 | 0 | 5.8865 | 2.7668 | 4.2464 | 0 | 0 | 0 | 0 | -129.2518 | -117.8011 | -91.0712 | -77.4652 | 0.41103 | 0.41035 | 0.39423 | 0.37873 | -53.1258 | -48.3394 | -35.9033 | -29.3385
3 | 24 | 8 | 408.8098 | 405.9048 | 404.9343 | 404.3387 | 0 | 0 | 0 | 0 | 283.8875 | 214.374 | 205.1429 | 204.7797 | 0 | 0 | 0 | 0 | 283.5788 | 374.7802 | 373.1116 | 371.1073 | 0 | 0 | 0 | 0 | 0 | -3.5547 | 2.1012 | 5.3554 | 0 | 0 | 0 | 0 | -158.6566 | -179.6947 | -175.4215 | -176.9038 | 0.409 | 0.28561 | 0.40476 | 0.39541 | -64.8909 | -51.323 | -71.0039 | -69.9494
3 | 24 | 9 | 425.9375 | 423.8254 | 424.2014 | 425.263 | 0 | 0 | 0 | 0 | 248.7911 | 194.9509 | 177.3793 | 184.5594 | 0 | 0 | 0 | 0 | 336.4656 | 471.1065 | 491.5363 | 509.2567 | 0 | 0 | 0 | 0 | 0 | -8.9851 | -7.0547 | -9.8195 | 0 | 0 | 0 | 0 | -159.3193 | -233.2469 | -237.6595 | -258.7336 | 0.40919 | 0.27247 | 0.26264 | 0.26837 | -65.1922 | -63.5539 | -62.4198 | -69.4358
3 | 24 | 10 | 442.784 | 440.9568 | 441.6673 | 442.9507 | 0 | 0 | 0 | 0 | 232.9665 | 170.2743 | 165.5491 | 175.7915 | 0 | 0 | 0 | 0 | 373.8583 | 533.9935 | 569.604 | 600.9029 | 0 | 0 | 0 | 0 | 0 | -24.2656 | -20.4567 | -21.2725 | 0 | 0 | 0 | 0 | -164.0408 | -239.0454 | -273.0291 | -312.4712 | 0.40293 | 0.26868 | 0.26582 | 0.087318 | -66.0964 | -64.2258 | -72.5761 | -27.2842
3 | 24 | 11 | 449.2608 | 447.6988 | 448.4396 | 449.3962 | 0 | 0 | 0 | 0 | 221.3167 | 171.6663 | 161.6298 | 163.8649 | 0 | 0 | 0 | 0 | 393.2148 | 566.757 | 611.3718 | 650.738 | 0 | 0 | 0 | 0 | 0 | -22.7809 | -20.6608 | -21.8928 | 0 | 0 | 0 | 0 | -165.2707 | -267.9435 | -303.9012 | -343.314 | 0.39688 | 0.26972 | 0.26885 | 0 | -65.5923 | -72.2696 | -81.7053 | 0
3 | 24 | 12 | 446.3627 | 444.9666 | 445.6679 | 446.3379 | 0 | 0 | 0 | 0 | 205.2173 | 167.0002 | 160.0568 | 158.7006 | 0 | 0 | 0 | 0 | 416.1588 | 585.1552 | 632.3517 | 673.9157 | 0 | 0 | 0 | 0 | 0 | -27.5045 | -26.408 | -26.6776 | 0 | 0 | 0 | 0 | -175.0135 | -279.6842 | -320.3327 | -359.6008 | 0.3979 | 0.26972 | 0.26972 | 0 | -69.6372 | -75.4363 | -86.3997 | 0
3 | 24 | 13 | 442.6878 | 442.1507 | 443.7034 | 445.0324 | 0 | 0 | 0 | 0 | 201.6603 | 168.5639 | 161.5904 | 156.8932 | 0 | 0 | 0 | 0 | 410.7618 | 570.865 | 614.8371 | 653.5459 | 0 | 0 | 0 | 0 | 0 | -28.091 | -26.7185 | -28.5959 | 0 | 0 | 0 | 0 | -169.7343 | -269.1872 | -306.0056 | -336.8108 | 0.39853 | 0.26972 | 0.26972 | 0 | -67.6437 | -72.6051 | -82.5355 | 0
3 | 24 | 14 | 440.5175 | 440.5317 | 442.7113 | 444.6299 | 0 | 0 | 0 | 0 | 221.9409 | 166.6694 | 159.5054 | 154.7355 | 0 | 0 | 0 | 0 | 402.599 | 555.3286 | 596.4784 | 632.7666 | 0 | 0 | 0 | 0 | 0 | -28.0965 | -26.1007 | -18.5606 | 0 | 0 | 0 | 0 | -184.0225 | -253.3699 | -287.1719 | -324.3115 | 0.39819 | 0.26972 | 0.26972 | 0 | -73.2752 | -68.3388 | -77.4557 | 0
3 | 24 | 15 | 436.9806 | 437.6964 | 440.6078 | 443.1444 | 0 | 0 | 0 | 0 | 233.5384 | 173.3733 | 165.6083 | 171.7017 | 0 | 0 | 0 | 0 | 395.4559 | 530.432 | 563.3058 | 592.223 | 0 | 0 | 0 | 0 | 0 | -18.7764 | -14.7671 | -11.4376 | 0 | 0 | 0 | 0 | -192.0137 | -247.3325 | -273.5393 | -309.3428 | 0.40065 | 0.26972 | 0.26972 | 0 | -76.93 | -66.7104 | -73.7787 | 0
3 | 24 | 16 | 436.2748 | 439.0426 | 444.2215 | 448.7743 | 0 | 0 | 0 | 0 | 243.0192 | 181.5864 | 172.2297 | 192.5798 | 0 | 0 | 0 | 0 | 390.1614 | 502.7538 | 523.1889 | 540.9023 | 0 | 0 | 0 | 0 | 0 | -4.9125 | -4.0235 | -1.4725 | 0 | 0 | 0 | 0 | -196.9058 | -240.3851 | -247.1735 | -283.2353 | 0.40929 | 0.26149 | 0.26306 | 0.18532 | -80.592 | -62.8573 | -65.0216 | -52.489
3 | 24 | 17 | 437.1589 | 442.3705 | 450.2174 | 457.095 | 0 | 0 | 0 | 0 | 273.2778 | 190.531 | 188.5305 | 201.9218 | 0 | 0 | 0 | 0 | 342.4367 | 414.255 | 415.9743 | 417.1133 | 0 | 0 | 0 | 0 | 0 | -0.78254 | 0.89981 | 1.0318 | 0 | 0 | 0 | 0 | -178.5556 | -161.633 | -155.1872 | -162.9719 | 0.40752 | 0.28291 | 0.38057 | 0.3842 | -72.7644 | -45.7279 | -59.06 | -62.6136
3 | 24 | 18 | 442.1051 | 449.3065 | 459.3568 | 468.1638 | 0 | 0 | 0 | 0 | 315.3435 | 243.2674 | 227.2915 | 246.575 | 0 | 0 | 0 | 0 | 266.6757 | 247.8808 | 234.6229 | 223.1309 | 0 | 0 | 0 | 0 | 0 | -1.0216 | -0.0065066 | 7.5414 | 0 | 0 | 0 | 0 | -139.9142 | -40.8202 | -2.5512 | -9.0835 | 0.40644 | 0.41154 | 0.3922 | 0.38465 | -56.867 | -16.7991 | -1.0006 | -3.494
3 | 24 | 19 | 475.5434 | 484.9665 | 497.5664 | 508.5529 | 0 | 0 | 0 | 0 | 329.5375 | 264.878 | 264.6493 | 263.0636 | 0 | 0 | 0 | 0 | 239.5855 | 166.1112 | 150.867 | 138.0591 | 0 | 0 | 0 | 0 | 0 | 8.3814 | -0.46268 | 16.4353 | 0 | 0 | 0 | 0 | -93.5797 | 45.5958 | 82.5127 | 90.9948 | 0.41784 | 0.42049 | 0.40026 | 0.38866 | -39.1017 | 19.1727 | 33.0268 | 35.3661
3 | 24 | 20 | 484.9309 | 495.0138 | 508.2834 | 519.7383 | 0 | 0 | 0 | 0 | 336.6107 | 277.1671 | 270.752 | 283.2397 | 0 | 0 | 0 | 0 | 253.7802 | 171.5251 | 158.6805 | 148.2318 | 0 | 0 | 0 | 0 | 0 | 22.7348 | 2.3831 | 11.2689 | 0 | 0 | 0 | 0 | -105.46 | 23.5868 | 76.4677 | 76.998 | 0.41669 | 0.42192 | 0.40093 | 0.38937 | -43.944 | 9.9519 | 30.658 | 29.9806
3 | 24 | 21 | 468.4743 | 478.4294 | 491.377 | 502.4273 | 0 | 0 | 0 | 0 | 337.1254 | 283.0234 | 281.0071 | 287.443 | 0 | 0 | 0 | 0 | 256.3512 | 173.6162 | 162.6917 | 154.0153 | 0 | 0 | 0 | 0 | 0 | 13.4262 | 7.4639 | 18.7696 | 0 | 0 | 0 | 0 | -125.0023 | 8.3636 | 40.2143 | 42.1994 | 0.40725 | 0.41222 | 0.39727 | 0.38658 | -50.9066 | 3.4477 | 15.9759 | 16.3133
3 | 24 | 22 | 439.1025 | 448.8866 | 461.4876 | 472.2166 | 0 | 0 | 0 | 0 | 324.8634 | 304.3716 | 286.4969 | 291.8032 | 0 | 0 | 0 | 0 | 235.9979 | 168.4485 | 153.6425 | 141.1997 | 0 | 0 | 0 | 0 | 0 | 7.8296 | 3.2689 | 8.0984 | 0 | 0 | 0 | 0 | -121.7587 | -31.7631 | 18.0793 | 31.1153 | 0.4092 | 0.40681 | 0.39436 | 0.38072 | -49.8239 | -12.9214 | 7.1298 | 11.8463
3 | 24 | 23 | 402.651 | 411.8441 | 423.6095 | 433.5941 | 0 | 0 | 0 | 0 | 285.7091 | 277.973 | 267.594 | 289.2404 | 0 | 0 | 0 | 0 | 219.8788 | 166.2261 | 147.8729 | 132.0094 | 0 | 0 | 0 | 0 | 0 | 7.2553 | 7.7806 | 8.0635 | 0 | 0 | 0 | 0 | -102.9369 | -39.6103 | 0.36197 | 4.2808 | 0.41443 | 0.40564 | 0.38939 | 0.37001 | -42.6598 | -16.0674 | 0.14095 | 1.5839
3 | 24 | 24 | 375.648 | 383.0159 | 392.5999 | 400.6111 | 0 | 0 | 0 | 0 | 254.9217 | 257.5129 | 277.9996 | 271.01 | 0 | 0 | 0 | 0 | 211.8843 | 162.0591 | 143.4535 | 127.2943 | 0 | 0 | 0 | 0 | 0 | 7.6132 | 3.1912 | 2.4583 | 0 | 0 | 0 | 0 | -91.158 | -44.1693 | -32.0443 | -0.15149 | 0.41271 | 0.40699 | 0.38318 | 0.36432 | -37.6217 | -17.9764 | -12.2788 | -0.05519
3 | 25 | 1 | 354.0696 | 359.2061 | 366.1694 | 371.7976 | 0 | 0 | 0 | 0 | 209.5439 | 285.3994 | 256.3246 | 260.0062 | 0 | 0 | 0 | 0 | 206.8908 | 149.5405 | 131.9505 | 116.6844 | 0 | 0 | 0 | 0 | 0 | 10.3458 | 13.8688 | 1.4417 | 0 | 0 | 0 | 0 | -62.3651 | -86.0797 | -35.9744 | -6.3347 | 0.41329 | 0.40425 | 0.37696 | 0.36409 | -25.7746 | -34.7976 | -13.5608 | -2.3064
3 | 25 | 2 | 340.2226 | 343.4523 | 348.2552 | 351.9842 | 0 | 0 | 0 | 0 | 199.2324 | 262.8971 | 266.9306 | 203.2864 | 0 | 0 | 0 | 0 | 195.6135 | 144.4042 | 127.2206 | 112.2703 | 0 | 0 | 0 | 0 | 0 | 0.61276 | 8.0623 | -0.98024 | 0 | 0 | 0 | 0 | -54.6233 | -64.4617 | -53.9583 | 37.4078 | 0.41212 | 0.40593 | 0.37263 | 0.36396 | -22.5114 | -26.167 | -20.1063 | 13.6149
3 | 25 | 3 | 336.7551 | 338.3246 | 341.3024 | 343.4442 | 0 | 0 | 0 | 0 | 205.8009 | 235.662 | 282.2043 | 199.3432 | 0 | 0 | 0 | 0 | 200.9613 | 144.2757 | 126.2507 | 110.5292 | 0 | 0 | 0 | 0 | 0 | 2.9683 | 6.3453 | -0.3229 | 0 | 0 | 0 | 0 | -70.0071 | -44.5814 | -73.4979 | 33.8947 | 0.41162 | 0.4062 | 0.3735 | 0.36453 | -28.8161 | -18.109 | -27.4515 | 12.3555
3 | 25 | 4 | 336.618 | 336.845 | 338.3407 | 339.1696 | 0 | 0 | 0 | 0 | 204.7347 | 232.0682 | 249.4304 | 199.5077 | 0 | 0 | 0 | 0 | 196.8529 | 137.5498 | 119.4664 | 103.6715 | 0 | 0 | 0 | 0 | 0 | 1.4304 | 9.4804 | -0.41265 | 0 | 0 | 0 | 0 | -64.9696 | -34.2034 | -40.0365 | 36.403 | 0.4116 | 0.40613 | 0.376 | 0.36469 | -26.7414 | -13.8911 | -15.0537 | 13.2758
3 | 25 | 5 | 338.9101 | 337.5467 | 337.2995 | 336.5841 | 0 | 0 | 0 | 0 | 239.1056 | 253.5814 | 238.7258 | 222.0079 | 0 | 0 | 0 | 0 | 189.283 | 132.9455 | 115.0767 | 99.4781 | 0 | 0 | 0 | 0 | 0 | 6.8862 | 15.6013 | -1.5047 | 0 | 0 | 0 | 0 | -89.4785 | -55.8664 | -32.1044 | 16.6028 | 0.41177 | 0.4071 | 0.37726 | 0.36626 | -36.8446 | -22.7432 | -12.1116 | 6.0809
3 | 25 | 6 | 348.5846 | 345.9103 | 344.3185 | 342.4761 | 0 | 0 | 0 | 0 | 301.5071 | 258.7581 | 250.0148 | 265.2364 | 0 | 0 | 0 | 0 | 188.0125 | 127.8623 | 110.6052 | 95.5607 | 0 | 0 | 0 | 0 | 0 | 22.3779 | 16.4125 | 10.3748 | 0 | 0 | 0 | 0 | -140.935 | -63.0881 | -32.714 | -28.6959 | 0.41056 | 0.40853 | 0.38849 | 0.36647 | -57.863 | -25.7732 | -12.7089 | -10.5162
3 | 25 | 7 | 357.1324 | 353.0701 | 350.1954 | 347.4625 | 0 | 0 | 0 | 0 | 310.4125 | 259.5307 | 251.3328 | 250.0593 | 0 | 0 | 0 | 0 | 210.3308 | 138.7656 | 125.0005 | 113.1121 | 0 | 0 | 0 | 0 | 0 | 5.8865 | 2.7668 | 4.2464 | 0 | 0 | 0 | 0 | -163.6108 | -51.1127 | -28.9046 | -19.9553 | 0.41103 | 0.41035 | 0.39423 | 0.37873 | -67.2483 | -20.974 | -11.3952 | -7.5577
3 | 25 | 8 | 382.8711 | 379.1249 | 377.1216 | 375.636 | 0 | 0 | 0 | 0 | 283.8875 | 214.374 | 205.1429 | 204.7797 | 0 | 0 | 0 | 0 | 252.8586 | 212.711 | 215.8684 | 219.1146 | 0 | 0 | 0 | 0 | 0 | -3.5547 | 2.1012 | 5.3554 | 0 | 0 | 0 | 0 | -153.875 | -44.4054 | -45.991 | -53.6138 | 0.409 | 0.28561 | 0.40476 | 0.39541 | -62.9352 | -12.6827 | -18.6154 | -21.1994
3 | 25 | 9 | 398.4417 | 395.438 | 394.7191 | 394.8373 | 0 | 0 | 0 | 0 | 248.7911 | 194.9509 | 177.3793 | 184.5594 | 0 | 0 | 0 | 0 | 335.9533 | 327.0152 | 347.1836 | 365.5326 | 0 | 0 | 0 | 0 | 0 | -8.9851 | -7.0547 | -9.8195 | 0 | 0 | 0 | 0 | -186.3027 | -117.5429 | -122.789 | -145.4351 | 0.40919 | 0.27247 | 0.26264 | 0.26837 | -76.2335 | -32.0275 | -32.2498 | -39.0302
3 | 25 | 10 | 410.3518 | 407.4728 | 406.8919 | 407.0625 | 0 | 0 | 0 | 0 | 232.9665 | 170.2743 | 165.5491 | 175.7915 | 0 | 0 | 0 | 0 | 374.8885 | 401.4057 | 438.0532 | 471.1469 | 0 | 0 | 0 | 0 | 0 | -24.2656 | -20.4567 | -21.2725 | 0 | 0 | 0 | 0 | -197.5032 | -139.9416 | -176.2537 | -218.6035 | 0.40293 | 0.26868 | 0.26582 | 0.087318 | -79.5793 | -37.5989 | -46.8514 | -19.0879
3 | 25 | 11 | 417.9609 | 415.3839 | 414.8784 | 414.761 | 0 | 0 | 0 | 0 | 221.3167 | 171.6663 | 161.6298 | 163.8649 | 0 | 0 | 0 | 0 | 394.6024 | 439.1339 | 485.3561 | 527.0042 | 0 | 0 | 0 | 0 | 0 | -22.7809 | -20.6608 | -21.8928 | 0 | 0 | 0 | 0 | -197.9582 | -172.6354 | -211.4467 | -254.2152 | 0.39688 | 0.26972 | 0.26885 | 0 | -78.5652 | -46.5631 | -56.8485 | 0
3 | 25 | 12 | 420.5832 | 418.3512 | 418.0259 | 417.8114 | 0 | 0 | 0 | 0 | 205.2173 | 167.0002 | 160.0568 | 158.7006 | 0 | 0 | 0 | 0 | 410.791 | 461.3286 | 511.449 | 556.4928 | 0 | 0 | 0 | 0 | 0 | -27.5045 | -26.408 | -26.6776 | 0 | 0 | 0 | 0 | -195.4251 | -182.4732 | -227.072 | -270.7045 | 0.3979 | 0.26972 | 0.26972 | 0 | -77.759 | -49.2166 | -61.2456 | 0
3 | 25 | 13 | 422.9418 | 421.7644 | 422.5308 | 423.1823 | 0 | 0 | 0 | 0 | 201.6603 | 168.5639 | 161.5904 | 156.8932 | 0 | 0 | 0 | 0 | 408.8386 | 441.5706 | 492.0103 | 537.4545 | 0 | 0 | 0 | 0 | 0 | -28.091 | -26.7185 | -28.5959 | 0 | 0 | 0 | 0 | -187.5571 | -160.2791 | -204.3514 | -242.5695 | 0.39853 | 0.26972 | 0.26972 | 0 | -74.7465 | -43.2304 | -55.1174 | 0
3 | 25 | 14 | 426.2388 | 425.79 | 427.401 | 428.8297 | 0 | 0 | 0 | 0 | 221.9409 | 166.6694 | 159.5054 | 154.7355 | 0 | 0 | 0 | 0 | 425.0155 | 431.233 | 482.7587 | 529.4984 | 0 | 0 | 0 | 0 | 0 | -28.0965 | -26.1007 | -18.5606 | 0 | 0 | 0 | 0 | -220.7177 | -144.0159 | -188.7624 | -236.8436 | 0.39819 | 0.26972 | 0.26972 | 0 | -87.8867 | -38.8439 | -50.9128 | 0
3 | 25 | 15 | 421.5341 | 421.7491 | 424.0454 | 426.0519 | 0 | 0 | 0 | 0 | 233.5384 | 173.3733 | 165.6083 | 171.7017 | 0 | 0 | 0 | 0 | 416.6536 | 365.7675 | 414.9875 | 460.1601 | 0 | 0 | 0 | 0 | 0 | -18.7764 | -14.7671 | -11.4376 | 0 | 0 | 0 | 0 | -228.6579 | -98.6153 | -141.7834 | -194.3722 | 0.40065 | 0.26972 | 0.26972 | 0 | -91.6114 | -26.5985 | -38.2416 | 0
3 | 25 | 16 | 423.5354 | 425.8902 | 430.5618 | 434.6775 | 0 | 0 | 0 | 0 | 243.0192 | 181.5864 | 172.2297 | 192.5798 | 0 | 0 | 0 | 0 | 409.3619 | 342.749 | 381.4293 | 417.1901 | 0 | 0 | 0 | 0 | 0 | -4.9125 | -4.0235 | -1.4725 | 0 | 0 | 0 | 0 | -228.8456 | -93.5327 | -119.0736 | -173.62 | 0.40929 | 0.26149 | 0.26306 | 0.18532 | -93.6647 | -24.4575 | -31.3236 | -32.1751
3 | 25 | 17 | 428.0998 | 433.0176 | 440.5038 | 447.0705 | 0 | 0 | 0 | 0 | 273.2778 | 190.531 | 188.5305 | 201.9218 | 0 | 0 | 0 | 0 | 362.2634 | 278.9225 | 301.6005 | 323.1824 | 0 | 0 | 0 | 0 | 0 | -0.78254 | 0.89981 | 1.0318 | 0 | 0 | 0 | 0 | -207.4414 | -35.6534 | -50.5269 | -79.0655 | 0.40752 | 0.28291 | 0.38057 | 0.3842 | -84.5358 | -10.0868 | -19.2291 | -30.3768
3 | 25 | 18 | 438.6548 | 445.7443 | 455.6572 | 464.3459 | 0 | 0 | 0 | 0 | 315.3435 | 243.2674 | 227.2915 | 246.575 | 0 | 0 | 0 | 0 | 278.7756 | 161.8688 | 169.185 | 177.2988 | 0 | 0 | 0 | 0 | 0 | -1.0216 | -0.0065066 | 7.5414 | 0 | 0 | 0 | 0 | -155.4643 | 41.6298 | 59.1872 | 32.9306 | 0.40644 | 0.41154 | 0.3922 | 0.38465 | -63.1873 | 17.1323 | 23.2135 | 12.6668
3 | 25 | 19 | 479.5952 | 489.1497 | 501.9109 | 513.0365 | 0 | 0 | 0 | 0 | 329.5375 | 264.878 | 264.6493 | 263.0636 | 0 | 0 | 0 | 0 | 235.8117 | 85.1052 | 91.795 | 99.6914 | 0 | 0 | 0 | 0 | 0 | 8.3814 | -0.46268 | 16.4353 | 0 | 0 | 0 | 0 | -85.7541 | 130.785 | 145.9292 | 133.8461 | 0.41784 | 0.42049 | 0.40026 | 0.38866 | -35.8318 | 54.9942 | 58.41 | 52.0207
3 | 25 | 20 | 493.4415 | 503.8004 | 517.4089 | 529.1558 | 0 | 0 | 0 | 0 | 336.6107 | 277.1671 | 270.752 | 283.2397 | 0 | 0 | 0 | 0 | 204.545 | 78.0098 | 83.7615 | 90.7204 | 0 | 0 | 0 | 0 | 0 | 22.7348 | 2.3831 | 11.2689 | 0 | 0 | 0 | 0 | -47.7141 | 125.8888 | 160.5122 | 143.9268 | 0.41669 | 0.42192 | 0.40093 | 0.38937 | -19.882 | 53.1155 | 64.3537 | 56.0405
3 | 25 | 21 | 470.2968 | 480.311 | 493.3311 | 504.4439 | 0 | 0 | 0 | 0 | 337.1254 | 283.0234 | 281.0071 | 287.443 | 0 | 0 | 0 | 0 | 169.3029 | 72.7724 | 78.1379 | 84.6569 | 0 | 0 | 0 | 0 | 0 | 13.4262 | 7.4639 | 18.7696 | 0 | 0 | 0 | 0 | -36.1316 | 111.089 | 126.7222 | 113.5744 | 0.40725 | 0.41222 | 0.39727 | 0.38658 | -14.7144 | 45.7934 | 50.3428 | 43.9051
3 | 25 | 22 | 433.936 | 443.5525 | 455.9478 | 466.4996 | 0 | 0 | 0 | 0 | 324.8634 | 304.3716 | 286.4969 | 291.8032 | 0 | 0 | 0 | 0 | 146.8912 | 62.8538 | 68.5552 | 75.3312 | 0 | 0 | 0 | 0 | 0 | 7.8296 | 3.2689 | 8.0984 | 0 | 0 | 0 | 0 | -37.8185 | 68.4975 | 97.6268 | 91.2667 | 0.4092 | 0.40681 | 0.39436 | 0.38072 | -15.4754 | 27.8653 | 38.5003 | 34.7473
3 | 25 | 23 | 394.7774 | 403.7151 | 415.167 | 424.8815 | 0 | 0 | 0 | 0 | 285.7091 | 277.973 | 267.594 | 289.2404 | 0 | 0 | 0 | 0 | 136.5808 | 58.3159 | 62.5975 | 67.9842 | 0 | 0 | 0 | 0 | 0 | 7.2553 | 7.7806 | 8.0635 | 0 | 0 | 0 | 0 | -27.5125 | 60.171 | 77.1949 | 59.5933 | 0.41443 | 0.40564 | 0.38939 | 0.37001 | -11.4019 | 24.4076 | 30.0589 | 22.0501
3 | 25 | 24 | 366.872 | 373.9553 | 383.1898 | 390.8999 | 0 | 0 | 0 | 0 | 254.9217 | 257.5129 | 277.9996 | 271.01 | 0 | 0 | 0 | 0 | 139.2784 | 63.2875 | 66.6316 | 71.1408 | 0 | 0 | 0 | 0 | 0 | 7.6132 | 3.1912 | 2.4583 | 0 | 0 | 0 | 0 | -27.3282 | 45.5417 | 35.3675 | 46.2909 | 0.41271 | 0.40699 | 0.38318 | 0.36432 | -11.2786 | 18.535 | 13.5522 | 16.8645
3 | 26 | 1 | 346.9568 | 351.8626 | 358.5427 | 363.9269 | 0 | 0 | 0 | 0 | 209.5439 | 285.3994 | 256.3246 | 260.0062 | 0 | 0 | 0 | 0 | 146.2868 | 65.0557 | 67.6129 | 71.3877 | 0 | 0 | 0 | 0 | 0 | 10.3458 | 13.8688 | 1.4417 | 0 | 0 | 0 | 0 | -8.8739 | -8.9383 | 20.7365 | 31.0913 | 0.41329 | 0.40425 | 0.37696 | 0.36409 | -3.6674 | -3.6133 | 7.8167 | 11.3199
3 | 26 | 2 | 339.1256 | 342.3197 | 347.079 | 350.7703 | 0 | 0 | 0 | 0 | 199.2324 | 262.8971 | 266.9306 | 203.2864 | 0 | 0 | 0 | 0 | 162.6398 | 85.2506 | 86.2635 | 88.5717 | 0 | 0 | 0 | 0 | 0 | 0.61276 | 8.0623 | -0.98024 | 0 | 0 | 0 | 0 | -22.7466 | -6.4408 | -14.1775 | 59.8925 | 0.41212 | 0.40593 | 0.37263 | 0.36396 | -9.3743 | -2.6145 | -5.2829 | 21.7983
3 | 26 | 3 | 336.8436 | 338.4159 | 341.3973 | 343.5421 | 0 | 0 | 0 | 0 | 205.8009 | 235.662 | 282.2043 | 199.3432 | 0 | 0 | 0 | 0 | 179.3412 | 111.6943 | 110.2953 | 110.3306 | 0 | 0 | 0 | 0 | 0 | 2.9683 | 6.3453 | -0.3229 | 0 | 0 | 0 | 0 | -48.2986 | -11.9086 | -57.4477 | 34.1912 | 0.41162 | 0.4062 | 0.3735 | 0.36453 | -19.8805 | -4.8373 | -21.4567 | 12.4636
3 | 26 | 4 | 349.0742 | 349.7052 | 351.6969 | 352.9532 | 0 | 0 | 0 | 0 | 204.7347 | 232.0682 | 249.4304 | 199.5077 | 0 | 0 | 0 | 0 | 191.266 | 128.7413 | 124.3728 | 121.6236 | 0 | 0 | 0 | 0 | 0 | 1.4304 | 9.4804 | -0.41265 | 0 | 0 | 0 | 0 | -46.9265 | -12.5348 | -31.5868 | 32.2345 | 0.4116 | 0.40613 | 0.376 | 0.36469 | -19.3149 | -5.0908 | -11.8766 | 11.7556
3 | 26 | 5 | 375.9603 | 375.7984 | 377.0265 | 377.5825 | 0 | 0 | 0 | 0 | 239.1056 | 253.5814 | 238.7258 | 222.0079 | 0 | 0 | 0 | 0 | 193.501 | 136.6641 | 131.7092 | 128.4629 | 0 | 0 | 0 | 0 | 0 | 6.8862 | 15.6013 | -1.5047 | 0 | 0 | 0 | 0 | -56.6462 | -21.3333 | -9.0098 | 28.6163 | 0.41177 | 0.4071 | 0.37726 | 0.36626 | -23.3252 | -8.6848 | -3.399 | 10.4809
3 | 26 | 6 | 429.2494 | 429.1909 | 430.8112 | 431.7365 | 0 | 0 | 0 | 0 | 301.5071 | 258.7581 | 250.0148 | 265.2364 | 0 | 0 | 0 | 0 | 193.012 | 140.2149 | 133.8468 | 129.2381 | 0 | 0 | 0 | 0 | 0 | 22.3779 | 16.4125 | 10.3748 | 0 | 0 | 0 | 0 | -65.2696 | 7.84 | 30.5371 | 26.8873 | 0.41056 | 0.40853 | 0.38849 | 0.36647 | -26.7974 | 3.2029 | 11.8633 | 9.8534
3 | 26 | 7 | 467.3278 | 466.8388 | 468.3522 | 469.4002 | 0 | 0 | 0 | 0 | 310.4125 | 259.5307 | 251.3328 | 250.0593 | 0 | 0 | 0 | 0 | 215.421 | 173.7131 | 165.576 | 159.0326 | 0 | 0 | 0 | 0 | 0 | 5.8865 | 2.7668 | 4.2464 | 0 | 0 | 0 | 0 | -58.5058 | 27.7085 | 48.6766 | 56.0619 | 0.41103 | 0.41035 | 0.39423 | 0.37873 | -24.0474 | 11.3701 | 19.19 | 21.2324
3 | 26 | 8 | 482.8572 | 482.3534 | 484.3316 | 486.2767 | 0 | 0 | 0 | 0 | 283.8875 | 214.374 | 205.1429 | 204.7797 | 0 | 0 | 0 | 0 | 247.7675 | 234.6692 | 236.5792 | 238.846 | 0 | 0 | 0 | 0 | 0 | -3.5547 | 2.1012 | 5.3554 | 0 | 0 | 0 | 0 | -48.7978 | 36.865 | 40.5082 | 37.2955 | 0.409 | 0.28561 | 0.40476 | 0.39541 | -19.9584 | 10.5291 | 16.3962 | 14.747
3 | 26 | 9 | 494.5884 | 494.7026 | 497.8122 | 501.2294 | 0 | 0 | 0 | 0 | 248.7911 | 194.9509 | 177.3793 | 184.5594 | 0 | 0 | 0 | 0 | 301.6475 | 291.4753 | 308.2232 | 323.8931 | 0 | 0 | 0 | 0 | 0 | -8.9851 | -7.0547 | -9.8195 | 0 | 0 | 0 | 0 | -55.8502 | 17.2615 | 19.2644 | 2.5964 | 0.40919 | 0.27247 | 0.26264 | 0.26837 | -22.8535 | 4.7033 | 5.0597 | 0.6968
3 | 26 | 10 | 509.3825 | 509.7149 | 513.0774 | 516.6459 | 0 | 0 | 0 | 0 | 232.9665 | 170.2743 | 165.5491 | 175.7915 | 0 | 0 | 0 | 0 | 346.2308 | 303.9715 | 335.3312 | 364.5257 | 0 | 0 | 0 | 0 | 0 | -24.2656 | -20.4567 | -21.2725 | 0 | 0 | 0 | 0 | -69.8148 | 59.7347 | 32.6539 | -2.3988 | 0.40293 | 0.26868 | 0.26582 | 0.087318 | -28.1302 | 16.0493 | 8.68 | -0.20946
3 | 26 | 11 | 512.7452 | 513.2419 | 516.5107 | 519.6455 | 0 | 0 | 0 | 0 | 221.3167 | 171.6663 | 161.6298 | 163.8649 | 0 | 0 | 0 | 0 | 405.3619 | 315.325 | 356.1113 | 394.1668 | 0 | 0 | 0 | 0 | 0 | -22.7809 | -20.6608 | -21.8928 | 0 | 0 | 0 | 0 | -113.9334 | 49.0315 | 19.4303 | -16.4934 | 0.39688 | 0.26972 | 0.26885 | 0 | -45.2176 | 13.2248 | 5.2239 | 0
3 | 26 | 12 | 515.4736 | 516.3187 | 519.772 | 522.8133 | 0 | 0 | 0 | 0 | 205.2173 | 167.0002 | 160.0568 | 158.7006 | 0 | 0 | 0 | 0 | 465.3187 | 351.4602 | 396.3844 | 438.3467 | 0 | 0 | 0 | 0 | 0 | -27.5045 | -26.408 | -26.6776 | 0 | 0 | 0 | 0 | -155.0624 | 25.3628 | -10.2613 | -47.5564 | 0.3979 | 0.26972 | 0.26972 | 0 | -61.6988 | 6.8408 | -2.7677 | 0
3 | 26 | 13 | 514.9659 | 516.7727 | 521.2035 | 525.0125 | 0 | 0 | 0 | 0 | 201.6603 | 168.5639 | 161.5904 | 156.8932 | 0 | 0 | 0 | 0 | 510.3502 | 355.7019 | 404.1075 | 449.5217 | 0 | 0 | 0 | 0 | 0 | -28.091 | -26.7185 | -28.5959 | 0 | 0 | 0 | 0 | -197.0446 | 20.5978 | -17.7759 | -52.8066 | 0.39853 | 0.26972 | 0.26972 | 0 | -78.5276 | 5.5556 | -4.7945 | 0
3 | 26 | 14 | 506.6205 | 508.7783 | 513.5901 | 517.7769 | 0 | 0 | 0 | 0 | 221.9409 | 166.6694 | 159.5054 | 154.7355 | 0 | 0 | 0 | 0 | 515.3028 | 329.9164 | 377.1144 | 421.7168 | 0 | 0 | 0 | 0 | 0 | -28.0965 | -26.1007 | -18.5606 | 0 | 0 | 0 | 0 | -230.6232 | 40.2891 | 3.071 | -40.1148 | 0.39819 | 0.26972 | 0.26972 | 0 | -91.8309 | 10.8667 | 0.8283 | 0
3 | 26 | 15 | 502.7121 | 505.5595 | 511.0883 | 515.8802 | 0 | 0 | 0 | 0 | 233.5384 | 173.3733 | 165.6083 | 171.7017 | 0 | 0 | 0 | 0 | 504.8405 | 302.2562 | 342.5156 | 381.0097 | 0 | 0 | 0 | 0 | 0 | -18.7764 | -14.7671 | -11.4376 | 0 | 0 | 0 | 0 | -235.6669 | 48.7063 | 17.7315 | -25.3936 | 0.40065 | 0.26972 | 0.26972 | 0 | -94.4195 | 13.1371 | 4.7825 | 0
3 | 26 | 16 | 502.0594 | 506.9605 | 514.7589 | 521.5689 | 0 | 0 | 0 | 0 | 243.0192 | 181.5864 | 172.2297 | 192.5798 | 0 | 0 | 0 | 0 | 489.7548 | 276.5289 | 307.1199 | 336.9306 | 0 | 0 | 0 | 0 | 0 | -4.9125 | -4.0235 | -1.4725 | 0 | 0 | 0 | 0 | -230.7146 | 53.7577 | 39.4329 | -6.4691 | 0.40929 | 0.26149 | 0.26306 | 0.18532 | -94.4297 | 14.0569 | 10.3732 | -1.1988
3 | 26 | 17 | 497.1223 | 504.2784 | 514.5131 | 523.448 | 0 | 0 | 0 | 0 | 273.2778 | 190.531 | 188.5305 | 201.9218 | 0 | 0 | 0 | 0 | 462.6117 | 266.7169 | 286.1459 | 305.8269 | 0 | 0 | 0 | 0 | 0 | -0.78254 | 0.89981 | 1.0318 | 0 | 0 | 0 | 0 | -238.7672 | 47.8131 | 38.9369 | 14.6676 | 0.40752 | 0.28291 | 0.38057 | 0.3842 | -97.3016 | 13.5269 | 14.8183 | 5.6353
3 | 26 | 18 | 507.1288 | 516.4388 | 529.0783 | 540.1165 | 0 | 0 | 0 | 0 | 315.3435 | 243.2674 | 227.2915 | 246.575 | 0 | 0 | 0 | 0 | 371.7673 | 181.5605 | 186.306 | 192.662 | 0 | 0 | 0 | 0 | 0 | -1.0216 | -0.0065066 | 7.5414 | 0 | 0 | 0 | 0 | -179.982 | 92.6326 | 115.4874 | 93.338 | 0.40644 | 0.41154 | 0.3922 | 0.38465 | -73.1523 | 38.122 | 45.2946 | 35.9024
3 | 26 | 19 | 525.1029 | 536.1332 | 550.7066 | 563.3935 | 0 | 0 | 0 | 0 | 329.5375 | 264.878 | 264.6493 | 263.0636 | 0 | 0 | 0 | 0 | 290.265 | 120.2206 | 119.5036 | 120.6462 | 0 | 0 | 0 | 0 | 0 | 8.3814 | -0.46268 | 16.4353 | 0 | 0 | 0 | 0 | -94.6995 | 142.6531 | 167.0164 | 163.2483 | 0.41784 | 0.42049 | 0.40026 | 0.38866 | -39.5696 | 59.9847 | 66.8504 | 63.4481
3 | 26 | 20 | 528.1739 | 539.6591 | 554.6506 | 567.5893 | 0 | 0 | 0 | 0 | 336.6107 | 277.1671 | 270.752 | 283.2397 | 0 | 0 | 0 | 0 | 311.6926 | 128.6704 | 129.8354 | 132.8033 | 0 | 0 | 0 | 0 | 0 | 22.7348 | 2.3831 | 11.2689 | 0 | 0 | 0 | 0 | -120.1293 | 111.0869 | 151.6801 | 140.2774 | 0.41669 | 0.42192 | 0.40093 | 0.38937 | -50.0566 | 46.8702 | 60.8126 | 54.6196
3 | 26 | 21 | 498.7657 | 509.7031 | 523.8568 | 535.9465 | 0 | 0 | 0 | 0 | 337.1254 | 283.0234 | 281.0071 | 287.443 | 0 | 0 | 0 | 0 | 349.5918 | 151.4821 | 153.7115 | 157.7083 | 0 | 0 | 0 | 0 | 0 | 13.4262 | 7.4639 | 18.7696 | 0 | 0 | 0 | 0 | -187.9515 | 61.7714 | 81.6744 | 72.0255 | 0.40725 | 0.41222 | 0.39727 | 0.38658 | -76.5424 | 25.4636 | 32.4467 | 27.8433
3 | 26 | 22 | 455.7699 | 466.0944 | 479.3591 | 490.66 | 0 | 0 | 0 | 0 | 324.8634 | 304.3716 | 286.4969 | 291.8032 | 0 | 0 | 0 | 0 | 363.9036 | 161.1667 | 160.4119 | 161.4495 | 0 | 0 | 0 | 0 | 0 | 7.8296 | 3.2689 | 8.0984 | 0 | 0 | 0 | 0 | -232.9971 | -7.2735 | 29.1814 | 29.3089 | 0.4092 | 0.40681 | 0.39436 | 0.38072 | -95.3429 | -2.9589 | 11.508 | 11.1585
3 | 26 | 23 | 408.6845 | 418.0732 | 430.0789 | 440.2705 | 0 | 0 | 0 | 0 | 285.7091 | 277.973 | 267.594 | 289.2404 | 0 | 0 | 0 | 0 | 359.2921 | 167.4744 | 164.4544 | 163.3298 | 0 | 0 | 0 | 0 | 0 | 7.2553 | 7.7806 | 8.0635 | 0 | 0 | 0 | 0 | -236.3167 | -34.6295 | -9.7501 | -20.3632 | 0.41443 | 0.40564 | 0.38939 | 0.37001 | -97.936 | -14.047 | -3.7966 | -7.5346
3 | 26 | 24 | 374.2325 | 381.5545 | 391.0821 | 399.0448 | 0 | 0 | 0 | 0 | 254.9217 | 257.5129 | 277.9996 | 271.01 | 0 | 0 | 0 | 0 | 351.1124 | 164.8187 | 164.2655 | 165.4058 | 0 | 0 | 0 | 0 | 0 | 7.6132 | 3.1912 | 2.4583 | 0 | 0 | 0 | 0 | -231.8016 | -48.3902 | -54.3741 | -39.8293 | 0.41271 | 0.40699 | 0.38318 | 0.36432 | -95.6664 | -19.6943 | -20.8352 | -14.5105
3 | 27 | 1 | 356.5467 | 361.7635 | 368.8255 | 374.5386 | 0 | 0 | 0 | 0 | 209.5439 | 285.3994 | 256.3246 | 260.0062 | 0 | 0 | 0 | 0 | 363.2876 | 173.7573 | 173.7561 | 175.457 | 0 | 0 | 0 | 0 | 0 | 10.3458 | 13.8688 | 1.4417 | 0 | 0 | 0 | 0 | -216.2848 | -107.739 | -75.124 | -62.3663 | 0.41329 | 0.40425 | 0.37696 | 0.36409 | -89.3873 | -43.5533 | -28.3184 | -22.7067
3 | 27 | 2 | 348.0608 | 351.5447 | 356.6598 | 360.6577 | 0 | 0 | 0 | 0 | 199.2324 | 262.8971 | 266.9306 | 203.2864 | 0 | 0 | 0 | 0 | 359.9683 | 162.9516 | 166.859 | 172.2375 | 0 | 0 | 0 | 0 | 0 | 0.61276 | 8.0623 | -0.98024 | 0 | 0 | 0 | 0 | -211.1398 | -74.9167 | -85.1922 | -13.886 | 0.41212 | 0.40593 | 0.37263 | 0.36396 | -87.015 | -30.411 | -31.7449 | -5.0539
3 | 27 | 3 | 341.4793 | 343.202 | 346.3679 | 348.6718 | 0 | 0 | 0 | 0 | 205.8009 | 235.662 | 282.2043 | 199.3432 | 0 | 0 | 0 | 0 | 346.0159 | 165.8351 | 168.7362 | 173.1042 | 0 | 0 | 0 | 0 | 0 | 2.9683 | 6.3453 | -0.3229 | 0 | 0 | 0 | 0 | -210.3376 | -61.2634 | -110.918 | -23.4527 | 0.41162 | 0.4062 | 0.3735 | 0.36453 | -86.5786 | -24.8852 | -41.428 | -8.5492
3 | 27 | 4 | 349.9589 | 350.6185 | 352.6454 | 353.9321 | 0 | 0 | 0 | 0 | 204.7347 | 232.0682 | 249.4304 | 199.5077 | 0 | 0 | 0 | 0 | 354.928 | 178.8515 | 180.217 | 183.1549 | 0 | 0 | 0 | 0 | 0 | 1.4304 | 9.4804 | -0.41265 | 0 | 0 | 0 | 0 | -209.7037 | -61.7316 | -86.4824 | -28.3178 | 0.4116 | 0.40613 | 0.376 | 0.36469 | -86.3137 | -25.0712 | -32.5173 | -10.3272
3 | 27 | 5 | 377.0396 | 376.9127 | 378.1838 | 378.7768 | 0 | 0 | 0 | 0 | 239.1056 | 253.5814 | 238.7258 | 222.0079 | 0 | 0 | 0 | 0 | 329.1194 | 175.9824 | 173.3563 | 172.4318 | 0 | 0 | 0 | 0 | 0 | 6.8862 | 15.6013 | -1.5047 | 0 | 0 | 0 | 0 | -191.1854 | -59.5373 | -49.4997 | -14.1583 | 0.41177 | 0.4071 | 0.37726 | 0.36626 | -78.7245 | -24.2376 | -18.6741 | -5.1856
3 | 27 | 6 | 437.4061 | 437.6121 | 439.5572 | 440.7624 | 0 | 0 | 0 | 0 | 301.5071 | 258.7581 | 250.0148 | 265.2364 | 0 | 0 | 0 | 0 | 306.4932 | 182.0809 | 174.6197 | 168.9881 | 0 | 0 | 0 | 0 | 0 | 22.3779 | 16.4125 | 10.3748 | 0 | 0 | 0 | 0 | -170.5941 | -25.6048 | -1.4898 | -3.8369 | 0.41056 | 0.40853 | 0.38849 | 0.36647 | -70.04 | -10.4603 | -0.57875 | -1.4061
3 | 27 | 7 | 467.4162 | 466.9302 | 468.4471 | 469.4981 | 0 | 0 | 0 | 0 | 310.4125 | 259.5307 | 251.3328 | 250.0593 | 0 | 0 | 0 | 0 | 355.8614 | 245.1927 | 237.2071 | 230.8419 | 0 | 0 | 0 | 0 | 0 | 5.8865 | 2.7668 | 4.2464 | 0 | 0 | 0 | 0 | -198.8577 | -43.6797 | -22.8596 | -15.6495 | 0.41103 | 0.41035 | 0.39423 | 0.37873 | -81.7356 | -17.9239 | -9.012 | -5.9269
3 | 27 | 8 | 484.025 | 483.5591 | 485.5837 | 487.5689 | 0 | 0 | 0 | 0 | 283.8875 | 214.374 | 205.1429 | 204.7797 | 0 | 0 | 0 | 0 | 452.6669 | 345.3518 | 359.0667 | 372.4195 | 0 | 0 | 0 | 0 | 0 | -3.5547 | 2.1012 | 5.3554 | 0 | 0 | 0 | 0 | -252.5295 | -72.612 | -80.7272 | -94.9858 | 0.409 | 0.28561 | 0.40476 | 0.39541 | -103.2851 | -20.7389 | -32.6753 | -37.5583
3 | 27 | 9 | 494.9423 | 495.0679 | 498.1917 | 501.6209 | 0 | 0 | 0 | 0 | 248.7911 | 194.9509 | 177.3793 | 184.5594 | 0 | 0 | 0 | 0 | 527.2681 | 449.9715 | 481.6666 | 511.001 | 0 | 0 | 0 | 0 | 0 | -8.9851 | -7.0547 | -9.8195 | 0 | 0 | 0 | 0 | -281.1169 | -140.8693 | -153.7995 | -184.1199 | 0.40919 | 0.27247 | 0.26264 | 0.26837 | -115.0308 | -38.3834 | -40.3945 | -49.4119
3 | 27 | 10 | 504.4283 | 504.6001 | 507.7653 | 511.1638 | 0 | 0 | 0 | 0 | 232.9665 | 170.2743 | 165.5491 | 175.7915 | 0 | 0 | 0 | 0 | 560.6316 | 476.9759 | 523.7464 | 566.8852 | 0 | 0 | 0 | 0 | 0 | -24.2656 | -20.4567 | -21.2725 | 0 | 0 | 0 | 0 | -289.1697 | -118.3845 | -161.0734 | -210.2405 | 0.40293 | 0.26868 | 0.26582 | 0.087318 | -116.5141 | -31.8071 | -42.8162 | -18.3577
3 | 27 | 11 | 502.7661 | 502.9391 | 505.8105 | 508.603 | 0 | 0 | 0 | 0 | 221.3167 | 171.6663 | 161.6298 | 163.8649 | 0 | 0 | 0 | 0 | 583.6431 | 509.8585 | 563.0338 | 611.9708 | 0 | 0 | 0 | 0 | 0 | -22.7809 | -20.6608 | -21.8928 | 0 | 0 | 0 | 0 | -302.1938 | -155.8047 | -198.1922 | -245.3399 | 0.39688 | 0.26972 | 0.26885 | 0 | -119.934 | -42.0236 | -53.285 | 0
3 | 27 | 12 | 499.7441 | 500.0791 | 502.906 | 505.4076 | 0 | 0 | 0 | 0 | 205.2173 | 167.0002 | 160.0568 | 158.7006 | 0 | 0 | 0 | 0 | 586.1771 | 510.7444 | 554.2423 | 594.2703 | 0 | 0 | 0 | 0 | 0 | -27.5045 | -26.408 | -26.6776 | 0 | 0 | 0 | 0 | -291.6504 | -150.161 | -184.9851 | -220.8857 | 0.3979 | 0.26972 | 0.26972 | 0 | -116.0467 | -40.5014 | -49.894 | 0
3 | 27 | 13 | 497.3962 | 498.6332 | 502.3644 | 505.5706 | 0 | 0 | 0 | 0 | 201.6603 | 168.5639 | 161.5904 | 156.8932 | 0 | 0 | 0 | 0 | 594.5402 | 549.5452 | 585.5529 | 618.3478 | 0 | 0 | 0 | 0 | 0 | -28.091 | -26.7185 | -28.5959 | 0 | 0 | 0 | 0 | -298.8042 | -191.3849 | -218.0604 | -241.0746 | 0.39853 | 0.26972 | 0.26972 | 0 | -119.0815 | -51.6202 | -58.815 | 0
3 | 27 | 14 | 490.8202 | 492.4656 | 496.6483 | 500.2929 | 0 | 0 | 0 | 0 | 221.9409 | 166.6694 | 159.5054 | 154.7355 | 0 | 0 | 0 | 0 | 581.553 | 525.9204 | 559.2123 | 589.7389 | 0 | 0 | 0 | 0 | 0 | -28.0965 | -26.1007 | -18.5606 | 0 | 0 | 0 | 0 | -312.6738 | -172.0277 | -195.9688 | -225.6209 | 0.39819 | 0.26972 | 0.26972 | 0 | -124.5024 | -46.3992 | -52.8565 | 0
3 | 27 | 15 | 484.1693 | 486.4153 | 491.2058 | 495.3614 | 0 | 0 | 0 | 0 | 233.5384 | 173.3733 | 165.6083 | 171.7017 | 0 | 0 | 0 | 0 | 593.1918 | 561.0979 | 591.7384 | 619.8164 | 0 | 0 | 0 | 0 | 0 | -18.7764 | -14.7671 | -11.4376 | 0 | 0 | 0 | 0 | -342.5609 | -229.2794 | -251.3739 | -284.719 | 0.40065 | 0.26972 | 0.26972 | 0 | -137.2464 | -61.8411 | -67.8003 | 0
3 | 27 | 16 | 476.563 | 480.6373 | 487.4205 | 493.3556 | 0 | 0 | 0 | 0 | 243.0192 | 181.5864 | 172.2297 | 192.5798 | 0 | 0 | 0 | 0 | 592.7654 | 553.2263 | 575.197 | 595.5481 | 0 | 0 | 0 | 0 | 0 | -4.9125 | -4.0235 | -1.4725 | 0 | 0 | 0 | 0 | -359.2216 | -249.2629 | -255.9827 | -293.2998 | 0.40929 | 0.26149 | 0.26306 | 0.18532 | -147.0266 | -65.1787 | -67.3389 | -54.3541
3 | 27 | 17 | 473.0768 | 479.4531 | 488.7303 | 496.8402 | 0 | 0 | 0 | 0 | 273.2778 | 190.531 | 188.5305 | 201.9218 | 0 | 0 | 0 | 0 | 566.3344 | 501.5272 | 510.3519 | 519.0498 | 0 | 0 | 0 | 0 | 0 | -0.78254 | 0.89981 | 1.0318 | 0 | 0 | 0 | 0 | -366.5354 | -211.8225 | -211.0519 | -225.1631 | 0.40752 | 0.28291 | 0.38057 | 0.3842 | -149.3692 | -59.9271 | -80.3205 | -86.5074
3 | 27 | 18 | 479.1553 | 487.5582 | 499.0838 | 509.1621 | 0 | 0 | 0 | 0 | 315.3435 | 243.2674 | 227.2915 | 246.575 | 0 | 0 | 0 | 0 | 458.2197 | 341.7028 | 333.188 | 326.6531 | 0 | 0 | 0 | 0 | 0 | -1.0216 | -0.0065066 | 7.5414 | 0 | 0 | 0 | 0 | -294.4079 | -96.3904 | -61.3891 | -71.6074 | 0.40644 | 0.41154 | 0.3922 | 0.38465 | -119.6598 | -39.6685 | -24.0771 | -27.5438
3 | 27 | 19 | 518.6094 | 529.4291 | 543.7439 | 556.2081 | 0 | 0 | 0 | 0 | 329.5375 | 264.878 | 264.6493 | 263.0636 | 0 | 0 | 0 | 0 | 400.8879 | 273.5227 | 256.3467 | 241.987 | 0 | 0 | 0 | 0 | 0 | 8.3814 | -0.46268 | 16.4353 | 0 | 0 | 0 | 0 | -211.816 | -17.353 | 23.2106 | 34.7221 | 0.41784 | 0.42049 | 0.40026 | 0.38866 | -88.506 | -7.2968 | 9.2903 | 13.4951
3 | 27 | 20 | 531.2526 | 542.8376 | 557.9517 | 570.996 | 0 | 0 | 0 | 0 | 336.6107 | 277.1671 | 270.752 | 283.2397 | 0 | 0 | 0 | 0 | 394.8118 | 277.2412 | 258.0894 | 241.8769 | 0 | 0 | 0 | 0 | 0 | 22.7348 | 2.3831 | 11.2689 | 0 | 0 | 0 | 0 | -200.1698 | -34.3054 | 26.7272 | 34.6105 | 0.41669 | 0.42192 | 0.40093 | 0.38937 | -83.4086 | -14.4743 | 10.7157 | 13.4762
3 | 27 | 21 | 505.0646 | 516.2062 | 530.6108 | 542.9166 | 0 | 0 | 0 | 0 | 337.1254 | 283.0234 | 281.0071 | 287.443 | 0 | 0 | 0 | 0 | 364.3235 | 276.1325 | 251.4722 | 229.9457 | 0 | 0 | 0 | 0 | 0 | 13.4262 | 7.4639 | 18.7696 | 0 | 0 | 0 | 0 | -196.3843 | -56.3759 | -9.3324 | 6.7581 | 0.40725 | 0.41222 | 0.39727 | 0.38658 | -79.9766 | -23.2394 | -3.7075 | 2.6125
3 | 27 | 22 | 461.3433 | 471.8486 | 485.3352 | 496.8274 | 0 | 0 | 0 | 0 | 324.8634 | 304.3716 | 286.4969 | 291.8032 | 0 | 0 | 0 | 0 | 386.8568 | 276.6564 | 255.1759 | 236.7623 | 0 | 0 | 0 | 0 | 0 | 7.8296 | 3.2689 | 8.0984 | 0 | 0 | 0 | 0 | -250.3768 | -117.009 | -59.6065 | -39.8366 | 0.4092 | 0.40681 | 0.39436 | 0.38072 | -102.4547 | -47.6001 | -23.5065 | -15.1667
3 | 27 | 23 | 415.8327 | 425.4532 | 437.7435 | 448.1804 | 0 | 0 | 0 | 0 | 285.7091 | 277.973 | 267.594 | 289.2404 | 0 | 0 | 0 | 0 | 425.312 | 274.2344 | 258.8927 | 246.4704 | 0 | 0 | 0 | 0 | 0 | 7.2553 | 7.7806 | 8.0635 | 0 | 0 | 0 | 0 | -295.1884 | -134.0095 | -96.5238 | -95.5939 | 0.41443 | 0.40564 | 0.38939 | 0.37001 | -122.334 | -54.3592 | -37.5853 | -35.3706
3 | 27 | 24 | 391.7845 | 399.6757 | 409.9022 | 418.4671 | 0 | 0 | 0 | 0 | 254.9217 | 257.5129 | 277.9996 | 271.01 | 0 | 0 | 0 | 0 | 421.4688 | 265.5965 | 250.0722 | 237.526 | 0 | 0 | 0 | 0 | 0 | 7.6132 | 3.1912 | 2.4583 | 0 | 0 | 0 | 0 | -284.6061 | -131.0469 | -121.3608 | -92.5272 | 0.41271 | 0.40699 | 0.38318 | 0.36432 | -117.4592 | -53.3347 | -46.5032 | -33.7091
3 | 28 | 1 | 374.258 | 380.049 | 387.8163 | 394.1372 | 0 | 0 | 0 | 0 | 209.5439 | 285.3994 | 256.3246 | 260.0062 | 0 | 0 | 0 | 0 | 381.0625 | 251.0232 | 232.2382 | 216.5159 | 0 | 0 | 0 | 0 | 0 | 10.3458 | 13.8688 | 1.4417 | 0 | 0 | 0 | 0 | -216.3485 | -166.7194 | -114.6153 | -83.8266 | 0.41329 | 0.40425 | 0.37696 | 0.36409 | -89.4136 | -67.3961 | -43.2049 | -30.5202
3 | 28 | 2 | 363.1711 | 367.145 | 372.8617 | 377.3781 | 0 | 0 | 0 | 0 | 199.2324 | 262.8971 | 266.9306 | 203.2864 | 0 | 0 | 0 | 0 | 352.0158 | 248.8903 | 226.9876 | 208.1821 | 0 | 0 | 0 | 0 | 0 | 0.61276 | 8.0623 | -0.98024 | 0 | 0 | 0 | 0 | -188.077 | -145.2552 | -129.1188 | -33.1101 | 0.41212 | 0.40593 | 0.37263 | 0.36396 | -77.5104 | -58.9635 | -48.1131 | -12.0507
3 | 28 | 3 | 358.9959 | 361.2866 | 365.15 | 368.0549 | 0 | 0 | 0 | 0 | 205.8009 | 235.662 | 282.2043 | 199.3432 | 0 | 0 | 0 | 0 | 328.9839 | 252.8162 | 232.1454 | 214.4195 | 0 | 0 | 0 | 0 | 0 | 2.9683 | 6.3453 | -0.3229 | 0 | 0 | 0 | 0 | -175.7889 | -130.1598 | -155.545 | -45.3849 | 0.41162 | 0.4062 | 0.3735 | 0.36453 | -72.3578 | -52.8709 | -58.0962 | -16.544
3 | 28 | 4 | 374.2167 | 375.663 | 378.6559 | 380.7749 | 0 | 0 | 0 | 0 | 204.7347 | 232.0682 | 249.4304 | 199.5077 | 0 | 0 | 0 | 0 | 296.9065 | 252.5397 | 231.5433 | 213.425 | 0 | 0 | 0 | 0 | 0 | 1.4304 | 9.4804 | -0.41265 | 0 | 0 | 0 | 0 | -127.4244 | -110.3753 | -111.7982 | -31.7451 | 0.4116 | 0.40613 | 0.376 | 0.36469 | -52.4477 | -44.827 | -42.036 | -11.5771
3 | 28 | 5 | 402.943 | 403.6561 | 405.9586 | 407.4404 | 0 | 0 | 0 | 0 | 239.1056 | 253.5814 | 238.7258 | 222.0079 | 0 | 0 | 0 | 0 | 286.6402 | 252.0452 | 231.5626 | 213.9414 | 0 | 0 | 0 | 0 | 0 | 6.8862 | 15.6013 | -1.5047 | 0 | 0 | 0 | 0 | -122.8028 | -108.8567 | -79.9311 | -27.0042 | 0.41177 | 0.4071 | 0.37726 | 0.36626 | -50.5665 | -44.3156 | -30.1545 | -9.8905
3 | 28 | 6 | 455.135 | 455.916 | 458.567 | 460.3805 | 0 | 0 | 0 | 0 | 301.5071 | 258.7581 | 250.0148 | 265.2364 | 0 | 0 | 0 | 0 | 286.7962 | 256.9099 | 236.4544 | 218.9011 | 0 | 0 | 0 | 0 | 0 | 22.3779 | 16.4125 | 10.3748 | 0 | 0 | 0 | 0 | -133.1682 | -82.13 | -44.3147 | -34.1318 | 0.41056 | 0.40853 | 0.38849 | 0.36647 | -54.6742 | -33.5524 | -17.2157 | -12.5083
3 | 28 | 7 | 488.3477 | 488.5404 | 490.8908 | 492.66 | 0 | 0 | 0 | 0 | 310.4125 | 259.5307 | 251.3328 | 250.0593 | 0 | 0 | 0 | 0 | 326.5983 | 330.9104 | 311.2447 | 294.0948 | 0 | 0 | 0 | 0 | 0 | 5.8865 | 2.7668 | 4.2464 | 0 | 0 | 0 | 0 | -148.6631 | -107.7872 | -74.4535 | -55.7404 | 0.41103 | 0.41035 | 0.39423 | 0.37873 | -61.1044 | -44.2302 | -29.3521 | -21.1106
3 | 28 | 8 | 499.4184 | 499.4516 | 502.0892 | 504.6026 | 0 | 0 | 0 | 0 | 283.8875 | 214.374 | 205.1429 | 204.7797 | 0 | 0 | 0 | 0 | 365.0274 | 455.4345 | 448.9219 | 443.0017 | 0 | 0 | 0 | 0 | 0 | -3.5547 | 2.1012 | 5.3554 | 0 | 0 | 0 | 0 | -149.4966 | -166.8021 | -154.0769 | -148.5343 | 0.409 | 0.28561 | 0.40476 | 0.39541 | -61.1444 | -47.6407 | -62.3644 | -58.7318
3 | 28 | 9 | 505.1868 | 505.6447 | 509.1764 | 512.9572 | 0 | 0 | 0 | 0 | 248.7911 | 194.9509 | 177.3793 | 184.5594 | 0 | 0 | 0 | 0 | 413.3496 | 559.2079 | 574.6068 | 588.2687 | 0 | 0 | 0 | 0 | 0 | -8.9851 | -7.0547 | -9.8195 | 0 | 0 | 0 | 0 | -156.9539 | -239.5289 | -235.755 | -250.0514 | 0.40919 | 0.27247 | 0.26264 | 0.26837 | -64.2243 | -65.2656 | -61.9196 | -67.1058
3 | 28 | 10 | 510.0195 | 510.3725 | 513.7604 | 517.3508 | 0 | 0 | 0 | 0 | 232.9665 | 170.2743 | 165.5491 | 175.7915 | 0 | 0 | 0 | 0 | 460.3625 | 612.7807 | 648.2731 | 680.2317 | 0 | 0 | 0 | 0 | 0 | -24.2656 | -20.4567 | -21.2725 | 0 | 0 | 0 | 0 | -183.3095 | -248.4169 | -279.6051 | -317.4 | 0.40293 | 0.26868 | 0.26582 | 0.087318 | -73.8602 | -66.7437 | -74.3241 | -27.7146
3 | 28 | 11 | 509.9673 | 510.3739 | 513.5321 | 516.5716 | 0 | 0 | 0 | 0 | 221.3167 | 171.6663 | 161.6298 | 163.8649 | 0 | 0 | 0 | 0 | 476.4508 | 633.0453 | 683.2416 | 728.6206 | 0 | 0 | 0 | 0 | 0 | -22.7809 | -20.6608 | -21.8928 | 0 | 0 | 0 | 0 | -187.8002 | -271.5567 | -310.6785 | -354.0212 | 0.39688 | 0.26972 | 0.26885 | 0 | -74.5337 | -73.2442 | -83.5275 | 0
3 | 28 | 12 | 502.1858 | 502.6 | 505.5241 | 508.1095 | 0 | 0 | 0 | 0 | 205.2173 | 167.0002 | 160.0568 | 158.7006 | 0 | 0 | 0 | 0 | 477.0679 | 638.0243 | 691.1464 | 739.1355 | 0 | 0 | 0 | 0 | 0 | -27.5045 | -26.408 | -26.6776 | 0 | 0 | 0 | 0 | -180.0994 | -274.92 | -319.2711 | -363.049 | 0.3979 | 0.26972 | 0.26972 | 0 | -71.6609 | -74.1513 | -86.1134 | 0
3 | 28 | 13 | 502.4035 | 503.8029 | 507.7334 | 511.1114 | 0 | 0 | 0 | 0 | 201.6603 | 168.5639 | 161.5904 | 156.8932 | 0 | 0 | 0 | 0 | 480.0426 | 641.1923 | 697.7186 | 748.6937 | 0 | 0 | 0 | 0 | 0 | -28.091 | -26.7185 | -28.5959 | 0 | 0 | 0 | 0 | -179.2993 | -277.8624 | -324.857 | -365.8797 | 0.39853 | 0.26972 | 0.26972 | 0 | -71.4556 | -74.9449 | -87.62 | 0
3 | 28 | 14 | 498.8884 | 500.7955 | 505.2994 | 509.2209 | 0 | 0 | 0 | 0 | 221.9409 | 166.6694 | 159.5054 | 154.7355 | 0 | 0 | 0 | 0 | 497.7871 | 638.53 | 695.7296 | 747.4794 | 0 | 0 | 0 | 0 | 0 | -28.0965 | -26.1007 | -18.5606 | 0 | 0 | 0 | 0 | -220.8396 | -276.3074 | -323.8349 | -374.4334 | 0.39819 | 0.26972 | 0.26972 | 0 | -87.9353 | -74.5255 | -87.3444 | 0
3 | 28 | 15 | 496.077 | 498.7092 | 503.9738 | 508.5381 | 0 | 0 | 0 | 0 | 233.5384 | 173.3733 | 165.6083 | 171.7017 | 0 | 0 | 0 | 0 | 499.0139 | 603.6227 | 656.5903 | 704.8806 | 0 | 0 | 0 | 0 | 0 | -18.7764 | -14.7671 | -11.4376 | 0 | 0 | 0 | 0 | -236.4753 | -259.5103 | -303.4577 | -356.6066 | 0.40065 | 0.26972 | 0.26972 | 0 | -94.7434 | -69.995 | -81.8483 | 0
3 | 28 | 16 | 491.744 | 496.3106 | 503.6983 | 510.1543 | 0 | 0 | 0 | 0 | 243.0192 | 181.5864 | 172.2297 | 192.5798 | 0 | 0 | 0 | 0 | 484.0734 | 558.1311 | 599.6458 | 637.7898 | 0 | 0 | 0 | 0 | 0 | -4.9125 | -4.0235 | -1.4725 | 0 | 0 | 0 | 0 | -235.3486 | -238.4944 | -264.1536 | -318.7428 | 0.40929 | 0.26149 | 0.26306 | 0.18532 | -96.3263 | -62.3629 | -69.4884 | -59.0692
3 | 28 | 17 | 486.5239 | 493.3362 | 503.1489 | 511.7202 | 0 | 0 | 0 | 0 | 273.2778 | 190.531 | 188.5305 | 201.9218 | 0 | 0 | 0 | 0 | 435.2355 | 469.3298 | 495.4403 | 520.04 | 0 | 0 | 0 | 0 | 0 | -0.78254 | 0.89981 | 1.0318 | 0 | 0 | 0 | 0 | -221.9895 | -165.742 | -181.7217 | -211.2733 | 0.40752 | 0.28291 | 0.38057 | 0.3842 | -90.4644 | -46.8903 | -69.1583 | -81.1709
3 | 28 | 18 | 486.3212 | 494.9565 | 506.7674 | 517.0916 | 0 | 0 | 0 | 0 | 315.3435 | 243.2674 | 227.2915 | 246.575 | 0 | 0 | 0 | 0 | 342.028 | 319.1117 | 321.6419 | 325.4367 | 0 | 0 | 0 | 0 | 0 | -1.0216 | -0.0065066 | 7.5414 | 0 | 0 | 0 | 0 | -171.0503 | -66.401 | -42.1594 | -62.4616 | 0.40644 | 0.41154 | 0.3922 | 0.38465 | -69.5221 | -27.3266 | -16.5351 | -24.0258
3 | 28 | 19 | 521.2281 | 532.1327 | 546.5517 | 559.1058 | 0 | 0 | 0 | 0 | 329.5375 | 264.878 | 264.6493 | 263.0636 | 0 | 0 | 0 | 0 | 276.6088 | 206.8103 | 202.549 | 200.5266 | 0 | 0 | 0 | 0 | 0 | 8.3814 | -0.46268 | 16.4353 | 0 | 0 | 0 | 0 | -84.9183 | 52.0629 | 79.8161 | 79.0801 | 0.41784 | 0.42049 | 0.40026 | 0.38866 | -35.4826 | 21.8921 | 31.9474 | 30.7353
3 | 28 | 20 | 535.7468 | 547.4775 | 562.7706 | 575.9691 | 0 | 0 | 0 | 0 | 336.6107 | 277.1671 | 270.752 | 283.2397 | 0 | 0 | 0 | 0 | 251.6588 | 201.5095 | 193.0884 | 187.083 | 0 | 0 | 0 | 0 | 0 | 22.7348 | 2.3831 | 11.2689 | 0 | 0 | 0 | 0 | -52.5227 | 46.0661 | 96.547 | 94.3776 | 0.41669 | 0.42192 | 0.40093 | 0.38937 | -21.8857 | 19.4364 | 38.7083 | 36.7476
3 | 28 | 21 | 510.8503 | 522.1796 | 536.8146 | 549.3189 | 0 | 0 | 0 | 0 | 337.1254 | 283.0234 | 281.0071 | 287.443 | 0 | 0 | 0 | 0 | 226.3933 | 202.6287 | 191.0605 | 181.9972 | 0 | 0 | 0 | 0 | 0 | 13.4262 | 7.4639 | 18.7696 | 0 | 0 | 0 | 0 | -52.6684 | 23.1014 | 57.2831 | 61.109 | 0.40725 | 0.41222 | 0.39727 | 0.38658 | -21.449 | 9.5229 | 22.7568 | 23.6233
3 | 28 | 22 | 464.7759 | 475.3924 | 489.0158 | 500.6257 | 0 | 0 | 0 | 0 | 324.8634 | 304.3716 | 286.4969 | 291.8032 | 0 | 0 | 0 | 0 | 215.9976 | 189.9818 | 181.0319 | 174.4026 | 0 | 0 | 0 | 0 | 0 | 7.8296 | 3.2689 | 8.0984 | 0 | 0 | 0 | 0 | -76.0851 | -26.7905 | 18.2181 | 26.3215 | 0.4092 | 0.40681 | 0.39436 | 0.38072 | -31.1342 | -10.8986 | 7.1845 | 10.0212
3 | 28 | 23 | 428.2536 | 438.2768 | 451.0618 | 461.9248 | 0 | 0 | 0 | 0 | 285.7091 | 277.973 | 267.594 | 289.2404 | 0 | 0 | 0 | 0 | 216.0004 | 171.9419 | 165.073 | 160.4492 | 0 | 0 | 0 | 0 | 0 | 7.2553 | 7.7806 | 8.0635 | 0 | 0 | 0 | 0 | -73.4559 | -18.8934 | 10.6142 | 4.1717 | 0.41443 | 0.40564 | 0.38939 | 0.37001 | -30.4421 | -7.6639 | 4.1331 | 1.5436
3 | 28 | 24 | 392.6691 | 400.5891 | 410.8508 | 419.446 | 0 | 0 | 0 | 0 | 254.9217 | 257.5129 | 277.9996 | 271.01 | 0 | 0 | 0 | 0 | 205.8288 | 158.5838 | 151.9131 | 147.4686 | 0 | 0 | 0 | 0 | 0 | 7.6132 | 3.1912 | 2.4583 | 0 | 0 | 0 | 0 | -68.0814 | -23.1208 | -22.2531 | -1.4908 | 0.41271 | 0.40699 | 0.38318 | 0.36432 | -28.0977 | -9.4099 | -8.527 | -0.54314
3 | 29 | 1 | 374.7711 | 380.5788 | 388.3665 | 394.705 | 0 | 0 | 0 | 0 | 209.5439 | 285.3994 | 256.3246 | 260.0062 | 0 | 0 | 0 | 0 | 210.7525 | 132.7546 | 128.3833 | 126.1465 | 0 | 0 | 0 | 0 | 0 | 10.3458 | 13.8688 | 1.4417 | 0 | 0 | 0 | 0 | -45.5254 | -47.921 | -10.2101 | 7.1106 | 0.41329 | 0.40425 | 0.37696 | 0.36409 | -18.815 | -19.372 | -3.8488 | 2.5889
3 | 29 | 2 | 365.9313 | 369.9947 | 375.8213 | 380.4325 | 0 | 0 | 0 | 0 | 199.2324 | 262.8971 | 266.9306 | 203.2864 | 0 | 0 | 0 | 0 | 216.3266 | 122.6103 | 120.9253 | 121.2454 | 0 | 0 | 0 | 0 | 0 | 0.61276 | 8.0623 | -0.98024 | 0 | 0 | 0 | 0 | -49.6277 | -16.1255 | -20.0969 | 56.881 | 0.41212 | 0.40593 | 0.37263 | 0.36396 | -20.4526 | -6.5458 | -7.4886 | 20.7022
3 | 29 | 3 | 363.5432 | 365.9813 | 370.0258 | 373.0867 | 0 | 0 | 0 | 0 | 205.8009 | 235.662 | 282.2043 | 199.3432 | 0 | 0 | 0 | 0 | 208.6834 | 117.2756 | 115.147 | 115.0231 | 0 | 0 | 0 | 0 | 0 | 2.9683 | 6.3453 | -0.3229 | 0 | 0 | 0 | 0 | -50.9412 | 10.0754 | -33.6708 | 59.0434 | 0.41162 | 0.4062 | 0.3735 | 0.36453 | -20.9683 | 4.0926 | -12.5761 | 21.5229
3 | 29 | 4 | 372.412 | 373.7998 | 376.7207 | 378.7778 | 0 | 0 | 0 | 0 | 204.7347 | 232.0682 | 249.4304 | 199.5077 | 0 | 0 | 0 | 0 | 195.2777 | 107.3758 | 104.5933 | 103.7825 | 0 | 0 | 0 | 0 | 0 | 1.4304 | 9.4804 | -0.41265 | 0 | 0 | 0 | 0 | -27.6004 | 32.9254 | 13.2167 | 75.9003 | 0.4116 | 0.40613 | 0.376 | 0.36469 | -11.3603 | 13.3721 | 4.9694 | 27.6801
3 | 29 | 5 | 402.3591 | 403.0533 | 405.3326 | 406.7943 | 0 | 0 | 0 | 0 | 239.1056 | 253.5814 | 238.7258 | 222.0079 | 0 | 0 | 0 | 0 | 199.3236 | 113.096 | 111.379 | 111.5762 | 0 | 0 | 0 | 0 | 0 | 6.8862 | 15.6013 | -1.5047 | 0 | 0 | 0 | 0 | -36.0701 | 29.4897 | 39.6264 | 74.7148 | 0.41177 | 0.4071 | 0.37726 | 0.36626 | -14.8526 | 12.0053 | 14.9493 | 27.3647
3 | 29 | 6 | 456.1082 | 456.9207 | 459.6105 | 461.4574 | 0 | 0 | 0 | 0 | 301.5071 | 258.7581 | 250.0148 | 265.2364 | 0 | 0 | 0 | 0 | 215.7649 | 117.1748 | 115.1126 | 114.9827 | 0 | 0 | 0 | 0 | 0 | 22.3779 | 16.4125 | 10.3748 | 0 | 0 | 0 | 0 | -61.1638 | 58.6099 | 78.0705 | 70.8635 | 0.41056 | 0.40853 | 0.38849 | 0.36647 | -25.1117 | 23.9438 | 30.3293 | 25.9694
3 | 29 | 7 | 486.5783 | 486.7137 | 488.9936 | 490.7021 | 0 | 0 | 0 | 0 | 310.4125 | 259.5307 | 251.3328 | 250.0593 | 0 | 0 | 0 | 0 | 280.6503 | 196.3047 | 194.1001 | 193.4784 | 0 | 0 | 0 | 0 | 0 | 5.8865 | 2.7668 | 4.2464 | 0 | 0 | 0 | 0 | -104.4845 | 24.9918 | 40.794 | 42.918 | 0.41103 | 0.41035 | 0.39423 | 0.37873 | -42.9458 | 10.2553 | 16.0823 | 16.2544
3 | 29 | 8 | 494.8004 | 494.6839 | 497.1376 | 499.4925 | 0 | 0 | 0 | 0 | 283.8875 | 214.374 | 205.1429 | 204.7797 | 0 | 0 | 0 | 0 | 356.8213 | 333.5139 | 350.7185 | 367.2563 | 0 | 0 | 0 | 0 | 0 | -3.5547 | 2.1012 | 5.3554 | 0 | 0 | 0 | 0 | -145.9084 | -49.6493 | -60.8251 | -77.899 | 0.409 | 0.28561 | 0.40476 | 0.39541 | -59.6769 | -14.1805 | -24.6197 | -30.802
3 | 29 | 9 | 504.7976 | 505.2428 | 508.759 | 512.5264 | 0 | 0 | 0 | 0 | 248.7911 | 194.9509 | 177.3793 | 184.5594 | 0 | 0 | 0 | 0 | 417.1606 | 431.5605 | 474.5499 | 514.2216 | 0 | 0 | 0 | 0 | 0 | -8.9851 | -7.0547 | -9.8195 | 0 | 0 | 0 | 0 | -161.1541 | -112.2834 | -136.1155 | -176.435 | 0.40919 | 0.27247 | 0.26264 | 0.26837 | -65.943 | -30.5944 | -35.7499 | -47.3495
3 | 29 | 10 | 511.5411 | 511.9435 | 515.392 | 519.0345 | 0 | 0 | 0 | 0 | 232.9665 | 170.2743 | 165.5491 | 175.7915 | 0 | 0 | 0 | 0 | 451.5847 | 502.824 | 560.9034 | 613.9877 | 0 | 0 | 0 | 0 | 0 | -24.2656 | -20.4567 | -21.2725 | 0 | 0 | 0 | 0 | -173.0101 | -136.8891 | -190.6038 | -249.4722 | 0.40293 | 0.26868 | 0.26582 | 0.087318 | -69.7103 | -36.7788 | -50.6659 | -21.7833
3 | 29 | 11 | 515.0454 | 515.6166 | 518.977 | 522.1908 | 0 | 0 | 0 | 0 | 221.3167 | 171.6663 | 161.6298 | 163.8649 | 0 | 0 | 0 | 0 | 468.0645 | 530.1888 | 597.6 | 659.0954 | 0 | 0 | 0 | 0 | 0 | -22.7809 | -20.6608 | -21.8928 | 0 | 0 | 0 | 0 | -174.3358 | -163.4575 | -219.592 | -278.8768 | 0.39688 | 0.26972 | 0.26885 | 0 | -69.19 | -44.0877 | -59.0384 | 0
3 | 29 | 12 | 514.8544 | 515.6794 | 519.1079 | 522.1281 | 0 | 0 | 0 | 0 | 205.2173 | 167.0002 | 160.0568 | 158.7006 | 0 | 0 | 0 | 0 | 462.9532 | 539.0797 | 611.5189 | 677.427 | 0 | 0 | 0 | 0 | 0 | -27.5045 | -26.408 | -26.6776 | 0 | 0 | 0 | 0 | -153.3162 | -162.896 | -226.0598 | -287.322 | 0.3979 | 0.26972 | 0.26972 | 0 | -61.004 | -43.9362 | -60.9726 | 0
3 | 29 | 13 | 519.1769 | 521.1203 | 525.7188 | 529.6722 | 0 | 0 | 0 | 0 | 201.6603 | 168.5639 | 161.5904 | 156.8932 | 0 | 0 | 0 | 0 | 438.6849 | 536.0237 | 607.6285 | 672.6003 | 0 | 0 | 0 | 0 | 0 | -28.091 | -26.7185 | -28.5959 | 0 | 0 | 0 | 0 | -121.1683 | -155.3763 | -216.7817 | -271.2254 | 0.39853 | 0.26972 | 0.26972 | 0 | -48.2888 | -41.908 | -58.4701 | 0
3 | 29 | 14 | 516.4581 | 518.935 | 524.1385 | 528.6628 | 0 | 0 | 0 | 0 | 221.9409 | 166.6694 | 159.5054 | 154.7355 | 0 | 0 | 0 | 0 | 404.8239 | 510.2701 | 576.5403 | 636.6789 | 0 | 0 | 0 | 0 | 0 | -28.0965 | -26.1007 | -18.5606 | 0 | 0 | 0 | 0 | -110.3067 | -129.9081 | -185.8065 | -244.191 | 0.39819 | 0.26972 | 0.26972 | 0 | -43.9226 | -35.0388 | -50.1155 | 0
3 | 29 | 15 | 509.5595 | 512.6289 | 518.4304 | 523.4572 | 0 | 0 | 0 | 0 | 233.5384 | 173.3733 | 165.6083 | 171.7017 | 0 | 0 | 0 | 0 | 379.0438 | 478.2496 | 537.2009 | 590.849 | 0 | 0 | 0 | 0 | 0 | -18.7764 | -14.7671 | -11.4376 | 0 | 0 | 0 | 0 | -103.0227 | -120.2176 | -169.6117 | -227.6559 | 0.40065 | 0.26972 | 0.26972 | 0 | -41.2759 | -32.425 | -45.7475 | 0
3 | 29 | 16 | 505.8989 | 510.9245 | 518.8758 | 525.8175 | 0 | 0 | 0 | 0 | 243.0192 | 181.5864 | 172.2297 | 192.5798 | 0 | 0 | 0 | 0 | 354.7964 | 429.8042 | 480.3493 | 526.6321 | 0 | 0 | 0 | 0 | 0 | -4.9125 | -4.0235 | -1.4725 | 0 | 0 | 0 | 0 | -91.9167 | -95.5536 | -129.6796 | -191.922 | 0.40929 | 0.26149 | 0.26306 | 0.18532 | -37.6208 | -24.9859 | -34.1136 | -35.5668
3 | 29 | 17 | 497.9185 | 505.1004 | 515.3668 | 524.3291 | 0 | 0 | 0 | 0 | 273.2778 | 190.531 | 188.5305 | 201.9218 | 0 | 0 | 0 | 0 | 301.2118 | 327.1662 | 361.4623 | 393.431 | 0 | 0 | 0 | 0 | 0 | -0.78254 | 0.89981 | 1.0318 | 0 | 0 | 0 | 0 | -76.5711 | -11.8142 | -35.5258 | -72.0555 | 0.40752 | 0.28291 | 0.38057 | 0.3842 | -31.204 | -3.3424 | -13.5201 | -27.6836
3 | 29 | 18 | 491.3108 | 500.1078 | 512.1175 | 522.6129 | 0 | 0 | 0 | 0 | 315.3435 | 243.2674 | 227.2915 | 246.575 | 0 | 0 | 0 | 0 | 217.1501 | 173.8178 | 183.2027 | 193.0507 | 0 | 0 | 0 | 0 | 0 | -1.0216 | -0.0065066 | 7.5414 | 0 | 0 | 0 | 0 | -41.1829 | 84.0442 | 101.6298 | 75.4458 | 0.40644 | 0.41154 | 0.3922 | 0.38465 | -16.7385 | 34.5875 | 39.8596 | 29.0202
3 | 29 | 19 | 521.405 | 532.3153 | 546.7414 | 559.3015 | 0 | 0 | 0 | 0 | 329.5375 | 264.878 | 264.6493 | 263.0636 | 0 | 0 | 0 | 0 | 148.3229 | 68.6476 | 70.035 | 72.801 | 0 | 0 | 0 | 0 | 0 | 8.3814 | -0.46268 | 16.4353 | 0 | 0 | 0 | 0 | 43.5446 | 190.4083 | 212.5198 | 207.0015 | 0.41784 | 0.42049 | 0.40026 | 0.38866 | 18.1948 | 80.0654 | 85.0637 | 80.4533
3 | 29 | 20 | 533.712 | 545.3768 | 560.5888 | 573.7175 | 0 | 0 | 0 | 0 | 336.6107 | 277.1671 | 270.752 | 283.2397 | 0 | 0 | 0 | 0 | 133.3063 | 60.7505 | 60.7549 | 62.2106 | 0 | 0 | 0 | 0 | 0 | 22.7348 | 2.3831 | 11.2689 | 0 | 0 | 0 | 0 | 63.795 | 184.7244 | 226.6988 | 216.9983 | 0.41669 | 0.42192 | 0.40093 | 0.38937 | 26.5827 | 77.9397 | 90.8896 | 84.4923
3 | 29 | 21 | 511.2396 | 522.5815 | 537.232 | 549.7496 | 0 | 0 | 0 | 0 | 337.1254 | 283.0234 | 281.0071 | 287.443 | 0 | 0 | 0 | 0 | 109.202 | 55.8643 | 53.2035 | 52.0424 | 0 | 0 | 0 | 0 | 0 | 13.4262 | 7.4639 | 18.7696 | 0 | 0 | 0 | 0 | 64.9121 | 170.2676 | 195.5575 | 191.4945 | 0.40725 | 0.41222 | 0.39727 | 0.38658 | 26.4352 | 70.1882 | 77.6889 | 74.0272
3 | 29 | 22 | 471.0571 | 481.8773 | 495.7508 | 507.5762 | 0 | 0 | 0 | 0 | 324.8634 | 304.3716 | 286.4969 | 291.8032 | 0 | 0 | 0 | 0 | 91.5223 | 47.1378 | 43.4484 | 41.2298 | 0 | 0 | 0 | 0 | 0 | 7.8296 | 3.2689 | 8.0984 | 0 | 0 | 0 | 0 | 54.6714 | 122.5384 | 162.5366 | 166.4448 | 0.4092 | 0.40681 | 0.39436 | 0.38072 | 22.3717 | 49.8495 | 64.0982 | 63.3693
3 | 29 | 23 | 419.7784 | 429.5268 | 441.9742 | 452.5465 | 0 | 0 | 0 | 0 | 285.7091 | 277.973 | 267.594 | 289.2404 | 0 | 0 | 0 | 0 | 95.8194 | 41.7224 | 39.387 | 38.4567 | 0 | 0 | 0 | 0 | 0 | 7.2553 | 7.7806 | 8.0635 | 0 | 0 | 0 | 0 | 38.2499 | 102.5761 | 127.2127 | 116.7859 | 0.41443 | 0.40564 | 0.38939 | 0.37001 | 15.8518 | 41.6087 | 49.5353 | 43.2118
3 | 29 | 24 | 391.5368 | 399.42 | 409.6366 | 418.193 | 0 | 0 | 0 | 0 | 254.9217 | 257.5129 | 277.9996 | 271.01 | 0 | 0 | 0 | 0 | 82.8506 | 43.0558 | 39.7794 | 37.8888 | 0 | 0 | 0 | 0 | 0 | 7.6132 | 3.1912 | 2.4583 | 0 | 0 | 0 | 0 | 53.7644 | 91.2381 | 88.6665 | 106.8359 | 0.41271 | 0.40699 | 0.38318 | 0.36432 | 22.189 | 37.1329 | 33.9754 | 38.9221
3 | 30 | 1 | 377.2482 | 383.1362 | 391.0226 | 397.446 | 0 | 0 | 0 | 0 | 209.5439 | 285.3994 | 256.3246 | 260.0062 | 0 | 0 | 0 | 0 | 66.1634 | 36.2415 | 32.5384 | 30.1402 | 0 | 0 | 0 | 0 | 0 | 10.3458 | 13.8688 | 1.4417 | 0 | 0 | 0 | 0 | 101.5409 | 51.1495 | 88.2908 | 105.8579 | 0.41329 | 0.40425 | 0.37696 | 0.36409 | 41.9653 | 20.6771 | 33.2817 | 38.5415
3 | 30 | 2 | 368.4084 | 372.5521 | 378.4774 | 383.1735 | 0 | 0 | 0 | 0 | 199.2324 | 262.8971 | 266.9306 | 203.2864 | 0 | 0 | 0 | 0 | 60.6173 | 38.7451 | 34.7961 | 32.1301 | 0 | 0 | 0 | 0 | 0 | 0.61276 | 8.0623 | -0.98024 | 0 | 0 | 0 | 0 | 108.5587 | 70.2972 | 68.6883 | 148.7373 | 0.41212 | 0.40593 | 0.37263 | 0.36396 | 44.7392 | 28.5358 | 25.5951 | 54.1341
3 | 30 | 3 | 358.8544 | 361.1405 | 364.9982 | 367.8983 | 0 | 0 | 0 | 0 | 205.8009 | 235.662 | 282.2043 | 199.3432 | 0 | 0 | 0 | 0 | 58.8631 | 55.983 | 51.8262 | 48.9453 | 0 | 0 | 0 | 0 | 0 | 2.9683 | 6.3453 | -0.3229 | 0 | 0 | 0 | 0 | 94.1903 | 66.5272 | 24.6224 | 119.9327 | 0.41162 | 0.4062 | 0.3735 | 0.36453 | 38.7704 | 27.0233 | 9.1965 | 43.7188
3 | 30 | 4 | 361.9905 | 363.0403 | 365.5463 | 367.2458 | 0 | 0 | 0 | 0 | 204.7347 | 232.0682 | 249.4304 | 199.5077 | 0 | 0 | 0 | 0 | 56.0988 | 59.906 | 56.4171 | 54.1265 | 0 | 0 | 0 | 0 | 0 | 1.4304 | 9.4804 | -0.41265 | 0 | 0 | 0 | 0 | 101.1571 | 69.6357 | 50.2185 | 114.0243 | 0.4116 | 0.40613 | 0.376 | 0.36469 | 41.6361 | 28.2813 | 18.8821 | 41.5836
3 | 30 | 5 | 388.0096 | 388.2385 | 389.9464 | 390.9157 | 0 | 0 | 0 | 0 | 239.1056 | 253.5814 | 238.7258 | 222.0079 | 0 | 0 | 0 | 0 | 55.1168 | 55.6746 | 51.7097 | 48.9385 | 0 | 0 | 0 | 0 | 0 | 6.8862 | 15.6013 | -1.5047 | 0 | 0 | 0 | 0 | 93.7872 | 72.0962 | 83.9096 | 121.4739 | 0.41177 | 0.4071 | 0.37726 | 0.36626 | 38.6188 | 29.3504 | 31.6554 | 44.4905
3 | 30 | 6 | 435.336 | 435.4749 | 437.3375 | 438.4717 | 0 | 0 | 0 | 0 | 301.5071 | 258.7581 | 250.0148 | 265.2364 | 0 | 0 | 0 | 0 | 61.1067 | 61.1761 | 55.5518 | 51.1588 | 0 | 0 | 0 | 0 | 0 | 22.3779 | 16.4125 | 10.3748 | 0 | 0 | 0 | 0 | 72.7222 | 93.1628 | 115.3585 | 111.7017 | 0.41056 | 0.40853 | 0.38849 | 0.36647 | 29.8572 | 38.0596 | 44.8152 | 40.9354
3 | 30 | 7 | 467.7347 | 467.259 | 468.7886 | 469.8505 | 0 | 0 | 0 | 0 | 310.4125 | 259.5307 | 251.3328 | 250.0593 | 0 | 0 | 0 | 0 | 122.2125 | 142.4033 | 136.3498 | 131.2574 | 0 | 0 | 0 | 0 | 0 | 5.8865 | 2.7668 | 4.2464 | 0 | 0 | 0 | 0 | 35.1097 | 59.4385 | 78.3392 | 84.2874 | 0.41103 | 0.41035 | 0.39423 | 0.37873 | 14.431 | 24.3905 | 30.8839 | 31.9223
3 | 30 | 8 | 483.1934 | 482.7005 | 484.6921 | 486.6487 | 0 | 0 | 0 | 0 | 283.8875 | 214.374 | 205.1429 | 204.7797 | 0 | 0 | 0 | 0 | 189.5575 | 260.6219 | 272.46 | 283.2067 | 0 | 0 | 0 | 0 | 0 | -3.5547 | 2.1012 | 5.3554 | 0 | 0 | 0 | 0 | 9.7483 | 11.2593 | 4.9878 | -6.6932 | 0.409 | 0.28561 | 0.40476 | 0.39541 | 3.9871 | 3.2158 | 2.0189 | -2.6465
3 | 30 | 9 | 494.1107 | 494.2094 | 497.3 | 500.7007 | 0 | 0 | 0 | 0 | 248.7911 | 194.9509 | 177.3793 | 184.5594 | 0 | 0 | 0 | 0 | 253.6731 | 386.3024 | 418.7916 | 447.8198 | 0 | 0 | 0 | 0 | 0 | -8.9851 | -7.0547 | -9.8195 | 0 | 0 | 0 | 0 | -8.3535 | -78.0588 | -91.8162 | -121.859 | 0.40919 | 0.27247 | 0.26264 | 0.26837 | -3.4182 | -21.2691 | -24.115 | -32.7031
3 | 30 | 10 | 507.2062 | 507.468 | 510.7439 | 514.2377 | 0 | 0 | 0 | 0 | 232.9665 | 170.2743 | 165.5491 | 175.7915 | 0 | 0 | 0 | 0 | 299.6478 | 470.0739 | 517.7101 | 560.1909 | 0 | 0 | 0 | 0 | 0 | -24.2656 | -20.4567 | -21.2725 | 0 | 0 | 0 | 0 | -25.408 | -108.6145 | -152.0586 | -200.4723 | 0.40293 | 0.26868 | 0.26582 | 0.087318 | -10.2376 | -29.1821 | -40.4199 | -17.5047
3 | 30 | 11 | 510.7635 | 511.196 | 514.3858 | 517.4526 | 0 | 0 | 0 | 0 | 221.3167 | 171.6663 | 161.6298 | 163.8649 | 0 | 0 | 0 | 0 | 323.5296 | 489.1926 | 545.9166 | 596.541 | 0 | 0 | 0 | 0 | 0 | -22.7809 | -20.6608 | -21.8928 | 0 | 0 | 0 | 0 | -34.0828 | -126.882 | -172.4998 | -221.0604 | 0.39688 | 0.26972 | 0.26885 | 0 | -13.5267 | -34.2226 | -46.3774 | 0
3 | 30 | 12 | 511.4218 | 512.1355 | 515.4274 | 518.3297 | 0 | 0 | 0 | 0 | 205.2173 | 167.0002 | 160.0568 | 158.7006 | 0 | 0 | 0 | 0 | 344.6026 | 504.1295 | 563.0808 | 615.6091 | 0 | 0 | 0 | 0 | 0 | -27.5045 | -26.408 | -26.6776 | 0 | 0 | 0 | 0 | -38.3981 | -131.4897 | -181.3023 | -229.3024 | 0.3979 | 0.26972 | 0.26972 | 0 | -15.2785 | -35.4653 | -48.9006 | 0
3 | 30 | 13 | 512.8781 | 514.6171 | 518.9648 | 522.7021 | 0 | 0 | 0 | 0 | 201.6603 | 168.5639 | 161.5904 | 156.8932 | 0 | 0 | 0 | 0 | 355.8011 | 502.5982 | 561.2459 | 613.4922 | 0 | 0 | 0 | 0 | 0 | -28.091 | -26.7185 | -28.5959 | 0 | 0 | 0 | 0 | -44.5833 | -128.454 | -177.153 | -219.0874 | 0.39853 | 0.26972 | 0.26972 | 0 | -17.7676 | -34.6465 | -47.7815 | 0
3 | 30 | 14 | 508.9384 | 511.1714 | 516.0755 | 520.3418 | 0 | 0 | 0 | 0 | 221.9409 | 166.6694 | 159.5054 | 154.7355 | 0 | 0 | 0 | 0 | 370.502 | 506.2514 | 559.5811 | 606.9342 | 0 | 0 | 0 | 0 | 0 | -28.0965 | -26.1007 | -18.5606 | 0 | 0 | 0 | 0 | -83.5046 | -133.653 | -176.9104 | -222.7674 | 0.39819 | 0.26972 | 0.26972 | 0 | -33.2504 | -36.0488 | -47.716 | 0
3 | 30 | 15 | 504.9592 | 507.8794 | 513.4977 | 518.3667 | 0 | 0 | 0 | 0 | 233.5384 | 173.3733 | 165.6083 | 171.7017 | 0 | 0 | 0 | 0 | 368.3577 | 482.6243 | 526.9965 | 566.288 | 0 | 0 | 0 | 0 | 0 | -18.7764 | -14.7671 | -11.4376 | 0 | 0 | 0 | 0 | -96.9369 | -129.3418 | -164.3401 | -208.1854 | 0.40065 | 0.26972 | 0.26972 | 0 | -38.8376 | -34.886 | -44.3256 | 0
3 | 30 | 16 | 499.2284 | 504.0377 | 511.7234 | 518.4362 | 0 | 0 | 0 | 0 | 243.0192 | 181.5864 | 172.2297 | 192.5798 | 0 | 0 | 0 | 0 | 342.5584 | 416.4194 | 446.988 | 473.9953 | 0 | 0 | 0 | 0 | 0 | -4.9125 | -4.0235 | -1.4725 | 0 | 0 | 0 | 0 | -86.3492 | -89.0556 | -103.4707 | -146.6664 | 0.40929 | 0.26149 | 0.26306 | 0.18532 | -35.3421 | -23.2868 | -27.219 | -27.1801
3 | 30 | 17 | 494.3267 | 501.3921 | 511.5155 | 520.3546 | 0 | 0 | 0 | 0 | 273.2778 | 190.531 | 188.5305 | 201.9218 | 0 | 0 | 0 | 0 | 323.0886 | 367.0034 | 379.6398 | 390.7672 | 0 | 0 | 0 | 0 | 0 | -0.78254 | 0.89981 | 1.0318 | 0 | 0 | 0 | 0 | -102.0397 | -55.3597 | -57.5546 | -73.3662 | 0.40752 | 0.28291 | 0.38057 | 0.3842 | -41.5829 | -15.6619 | -21.9037 | -28.1872
3 | 30 | 18 | 484.3395 | 492.9105 | 504.6426 | 514.8988 | 0 | 0 | 0 | 0 | 315.3435 | 243.2674 | 227.2915 | 246.575 | 0 | 0 | 0 | 0 | 242.0757 | 231.1986 | 222.9923 | 215.8172 | 0 | 0 | 0 | 0 | 0 | -1.0216 | -0.0065066 | 7.5414 | 0 | 0 | 0 | 0 | -73.0797 | 19.4661 | 54.3653 | 44.9652 | 0.40644 | 0.41154 | 0.3922 | 0.38465 | -29.7027 | 8.0111 | 21.3223 | 17.2958
3 | 30 | 19 | 503.6407 | 513.975 | 527.6937 | 539.6443 | 0 | 0 | 0 | 0 | 329.5375 | 264.878 | 264.6493 | 263.0636 | 0 | 0 | 0 | 0 | 215.1176 | 122.4824 | 109.4557 | 98.3111 | 0 | 0 | 0 | 0 | 0 | 8.3814 | -0.46268 | 16.4353 | 0 | 0 | 0 | 0 | -41.0144 | 118.2331 | 154.0514 | 161.8342 | 0.41784 | 0.42049 | 0.40026 | 0.38866 | -17.1376 | 49.7162 | 61.661 | 62.8985
3 | 30 | 20 | 512.7805 | 523.7666 | 538.1451 | 550.5556 | 0 | 0 | 0 | 0 | 336.6107 | 277.1671 | 270.752 | 283.2397 | 0 | 0 | 0 | 0 | 225.021 | 130.9796 | 116.5254 | 104.0771 | 0 | 0 | 0 | 0 | 0 | 22.7348 | 2.3831 | 11.2689 | 0 | 0 | 0 | 0 | -48.8511 | 92.8851 | 148.4845 | 151.97 | 0.41669 | 0.42192 | 0.40093 | 0.38937 | -20.3558 | 39.1905 | 59.5314 | 59.1723
3 | 30 | 21 | 494.0592 | 504.844 | 518.8103 | 530.7384 | 0 | 0 | 0 | 0 | 337.1254 | 283.0234 | 281.0071 | 287.443 | 0 | 0 | 0 | 0 | 225.3622 | 131.8653 | 118.0115 | 106.13 | 0 | 0 | 0 | 0 | 0 | 13.4262 | 7.4639 | 18.7696 | 0 | 0 | 0 | 0 | -68.4284 | 76.5291 | 112.3278 | 118.3957 | 0.40725 | 0.41222 | 0.39727 | 0.38658 | -27.8672 | 31.547 | 44.6243 | 45.7689
3 | 30 | 22 | 464.1743 | 474.7714 | 488.3707 | 499.96 | 0 | 0 | 0 | 0 | 324.8634 | 304.3716 | 286.4969 | 291.8032 | 0 | 0 | 0 | 0 | 213.6525 | 128.6357 | 116.2341 | 105.6895 | 0 | 0 | 0 | 0 | 0 | 7.8296 | 3.2689 | 8.0984 | 0 | 0 | 0 | 0 | -74.3416 | 33.9344 | 82.3709 | 94.3688 | 0.4092 | 0.40681 | 0.39436 | 0.38072 | -30.4207 | 13.8048 | 32.4839 | 35.9284
3 | 30 | 23 | 422.4324 | 432.2669 | 444.82 | 455.4834 | 0 | 0 | 0 | 0 | 285.7091 | 277.973 | 267.594 | 289.2404 | 0 | 0 | 0 | 0 | 188.4494 | 141.8753 | 129.7091 | 119.3036 | 0 | 0 | 0 | 0 | 0 | 7.2553 | 7.7806 | 8.0635 | 0 | 0 | 0 | 0 | -51.7262 | 5.1633 | 39.7364 | 38.8758 | 0.41443 | 0.40564 | 0.38939 | 0.37001 | -21.4367 | 2.0944 | 15.4729 | 14.3844
3 | 30 | 24 | 388.2635 | 396.0405 | 406.1268 | 414.5709 | 0 | 0 | 0 | 0 | 254.9217 | 257.5129 | 277.9996 | 271.01 | 0 | 0 | 0 | 0 | 175.5698 | 152.4821 | 140.5614 | 130.3584 | 0 | 0 | 0 | 0 | 0 | 7.6132 | 3.1912 | 2.4583 | 0 | 0 | 0 | 0 | -42.2281 | -21.5677 | -15.6253 | 10.7442 | 0.41271 | 0.40699 | 0.38318 | 0.36432 | -17.4279 | -8.7778 | -5.9873 | 3.9143
3 | 31 | 1 | 367.0567 | 372.6143 | 380.0948 | 386.1685 | 0 | 0 | 0 | 0 | 209.5439 | 285.3994 | 256.3246 | 260.0062 | 0 | 0 | 0 | 0 | 182.3338 | 164.2338 | 153.1827 | 143.8047 | 0 | 0 | 0 | 0 | 0 | 10.3458 | 13.8688 | 1.4417 | 0 | 0 | 0 | 0 | -24.821 | -87.3647 | -43.2813 | -19.084 | 0.41329 | 0.40425 | 0.37696 | 0.36409 | -10.2582 | -35.3171 | -16.3152 | -6.9482
3 | 31 | 2 | 356.6599 | 360.4226 | 365.8801 | 370.1731 | 0 | 0 | 0 | 0 | 199.2324 | 262.8971 | 266.9306 | 203.2864 | 0 | 0 | 0 | 0 | 165.0343 | 170.2243 | 158.9169 | 149.2619 | 0 | 0 | 0 | 0 | 0 | 0.61276 | 8.0623 | -0.98024 | 0 | 0 | 0 | 0 | -7.6068 | -73.3115 | -68.0297 | 18.6051 | 0.41212 | 0.40593 | 0.37263 | 0.36396 | -3.1349 | -29.7594 | -25.3497 | 6.7715
3 | 31 | 3 | 348.1321 | 350.0705 | 353.5013 | 356.0335 | 0 | 0 | 0 | 0 | 205.8009 | 235.662 | 282.2043 | 199.3432 | 0 | 0 | 0 | 0 | 146.8961 | 171.2101 | 159.2705 | 149.006 | 0 | 0 | 0 | 0 | 0 | 2.9683 | 6.3453 | -0.3229 | 0 | 0 | 0 | 0 | -4.565 | -59.7699 | -94.3188 | 8.0072 | 0.41162 | 0.4062 | 0.3735 | 0.36453 | -1.879 | -24.2785 | -35.2281 | 2.9188
3 | 31 | 4 | 347.9064 | 348.4995 | 350.4447 | 351.661 | 0 | 0 | 0 | 0 | 204.7347 | 232.0682 | 249.4304 | 199.5077 | 0 | 0 | 0 | 0 | 138.4187 | 161.9644 | 149.777 | 139.2894 | 0 | 0 | 0 | 0 | 0 | 1.4304 | 9.4804 | -0.41265 | 0 | 0 | 0 | 0 | 4.7531 | -46.9635 | -58.2431 | 13.2765 | 0.4116 | 0.40613 | 0.376 | 0.36469 | 1.9564 | -19.0734 | -21.8993 | 4.8418
3 | 31 | 5 | 356.8336 | 356.0515 | 356.518 | 356.4176 | 0 | 0 | 0 | 0 | 239.1056 | 253.5814 | 238.7258 | 222.0079 | 0 | 0 | 0 | 0 | 142.5314 | 154.7447 | 141.2687 | 129.5642 | 0 | 0 | 0 | 0 | 0 | 6.8862 | 15.6013 | -1.5047 | 0 | 0 | 0 | 0 | -24.8034 | -59.1609 | -39.0779 | 6.3501 | 0.41177 | 0.4071 | 0.37726 | 0.36626 | -10.2133 | -24.0844 | -14.7424 | 2.3258
3 | 31 | 6 | 372.4177 | 370.5163 | 369.8736 | 368.8489 | 0 | 0 | 0 | 0 | 301.5071 | 258.7581 | 250.0148 | 265.2364 | 0 | 0 | 0 | 0 | 150.004 | 165.6746 | 151.3998 | 138.8829 | 0 | 0 | 0 | 0 | 0 | 22.3779 | 16.4125 | 10.3748 | 0 | 0 | 0 | 0 | -79.0933 | -76.2943 | -47.9535 | -45.6452 | 0.41056 | 0.40853 | 0.38849 | 0.36647 | -32.4729 | -31.1683 | -18.6293 | -16.7276
3 | 31 | 7 | 385.9729 | 382.8458 | 381.1196 | 379.3762 | 0 | 0 | 0 | 0 | 310.4125 | 259.5307 | 251.3328 | 250.0593 | 0 | 0 | 0 | 0 | 212.2132 | 246.6641 | 231.4496 | 217.6547 | 0 | 0 | 0 | 0 | 0 | 5.8865 | 2.7668 | 4.2464 | 0 | 0 | 0 | 0 | -136.6528 | -129.2355 | -104.4296 | -92.5842 | 0.41103 | 0.41035 | 0.39423 | 0.37873 | -56.1678 | -53.0315 | -41.1696 | -35.0645
3 | 31 | 8 | 411.2692 | 408.4439 | 407.5714 | 407.0602 | 0 | 0 | 0 | 0 | 283.8875 | 214.374 | 205.1429 | 204.7797 | 0 | 0 | 0 | 0 | 286.8154 | 377.2114 | 379.2138 | 380.5303 | 0 | 0 | 0 | 0 | 0 | -3.5547 | 2.1012 | 5.3554 | 0 | 0 | 0 | 0 | -159.4337 | -179.5868 | -178.8865 | -183.6053 | 0.409 | 0.28561 | 0.40476 | 0.39541 | -65.2087 | -51.2922 | -72.4065 | -72.5992
3 | 31 | 9 | 431.2102 | 429.2691 | 429.855 | 431.0976 | 0 | 0 | 0 | 0 | 248.7911 | 194.9509 | 177.3793 | 184.5594 | 0 | 0 | 0 | 0 | 354.7875 | 477.5741 | 498.5586 | 516.7542 | 0 | 0 | 0 | 0 | 0 | -8.9851 | -7.0547 | -9.8195 | 0 | 0 | 0 | 0 | -172.3685 | -234.2708 | -239.0281 | -260.3965 | 0.40919 | 0.27247 | 0.26264 | 0.26837 | -70.5318 | -63.8329 | -62.7793 | -69.8821
3 | 31 | 10 | 443.7395 | 441.9432 | 442.6918 | 444.008 | 0 | 0 | 0 | 0 | 232.9665 | 170.2743 | 165.5491 | 175.7915 | 0 | 0 | 0 | 0 | 398.3975 | 538.6802 | 573.2243 | 603.5529 | 0 | 0 | 0 | 0 | 0 | -24.2656 | -20.4567 | -21.2725 | 0 | 0 | 0 | 0 | -187.6245 | -242.7457 | -275.6249 | -314.0639 | 0.40293 | 0.26868 | 0.26582 | 0.087318 | -75.5989 | -65.2199 | -73.2661 | -27.4233
3 | 31 | 11 | 448.8185 | 447.2421 | 447.9653 | 448.9067 | 0 | 0 | 0 | 0 | 221.3167 | 171.6663 | 161.6298 | 163.8649 | 0 | 0 | 0 | 0 | 435.5945 | 586.9894 | 628.4256 | 664.8242 | 0 | 0 | 0 | 0 | 0 | -22.7809 | -20.6608 | -21.8928 | 0 | 0 | 0 | 0 | -208.0927 | -288.6326 | -321.4293 | -357.8896 | 0.39688 | 0.26972 | 0.26885 | 0 | -82.5874 | -77.8499 | -86.4179 | 0
3 | 31 | 12 | 449.2998 | 447.999 | 448.8172 | 449.588 | 0 | 0 | 0 | 0 | 205.2173 | 167.0002 | 160.0568 | 158.7006 | 0 | 0 | 0 | 0 | 445.8241 | 588.783 | 633.5703 | 673.0709 | 0 | 0 | 0 | 0 | 0 | -27.5045 | -26.408 | -26.6776 | 0 | 0 | 0 | 0 | -201.7416 | -280.2797 | -318.4019 | -355.506 | 0.3979 | 0.26972 | 0.26972 | 0 | -80.2723 | -75.5969 | -85.879 | 0
3 | 31 | 13 | 449.8183 | 449.5124 | 451.3491 | 452.9227 | 0 | 0 | 0 | 0 | 201.6603 | 168.5639 | 161.5904 | 156.8932 | 0 | 0 | 0 | 0 | 452.5223 | 588.9746 | 633.9892 | 673.7368 | 0 | 0 | 0 | 0 | 0 | -28.091 | -26.7185 | -28.5959 | 0 | 0 | 0 | 0 | -204.3643 | -279.935 | -317.512 | -349.1114 | 0.39853 | 0.26972 | 0.26972 | 0 | -81.4447 | -75.504 | -85.6389 | 0
3 | 31 | 14 | 448.7096 | 448.9895 | 451.4952 | 453.695 | 0 | 0 | 0 | 0 | 221.9409 | 166.6694 | 159.5054 | 154.7355 | 0 | 0 | 0 | 0 | 446.6001 | 560.6438 | 602.2861 | 639.1309 | 0 | 0 | 0 | 0 | 0 | -28.0965 | -26.1007 | -18.5606 | 0 | 0 | 0 | 0 | -219.8315 | -250.2273 | -284.1956 | -321.6108 | 0.39819 | 0.26972 | 0.26972 | 0 | -87.5338 | -67.4912 | -76.6529 | 0
3 | 31 | 15 | 447.8621 | 448.9308 | 452.2755 | 455.1854 | 0 | 0 | 0 | 0 | 233.5384 | 173.3733 | 165.6083 | 171.7017 | 0 | 0 | 0 | 0 | 468.9857 | 555.5035 | 591.4206 | 623.2439 | 0 | 0 | 0 | 0 | 0 | -18.7764 | -14.7671 | -11.4376 | 0 | 0 | 0 | 0 | -254.662 | -261.1696 | -289.9864 | -328.3226 | 0.40065 | 0.26972 | 0.26972 | 0 | -102.0299 | -70.4426 | -78.2148 | 0
3 | 31 | 16 | 448.2533 | 451.4096 | 457.0655 | 462.0293 | 0 | 0 | 0 | 0 | 243.0192 | 181.5864 | 172.2297 | 192.5798 | 0 | 0 | 0 | 0 | 463.3256 | 527.3936 | 551.5906 | 573.0671 | 0 | 0 | 0 | 0 | 0 | -4.9125 | -4.0235 | -1.4725 | 0 | 0 | 0 | 0 | -258.0915 | -252.6579 | -262.7312 | -302.1452 | 0.40929 | 0.26149 | 0.26306 | 0.18532 | -105.6348 | -66.0665 | -69.1142 | -55.9933
3 | 31 | 17 | 448.5712 | 454.1529 | 462.4543 | 469.7234 | 0 | 0 | 0 | 0 | 273.2778 | 190.531 | 188.5305 | 201.9218 | 0 | 0 | 0 | 0 | 413.0753 | 436.5352 | 446.0309 | 454.6705 | 0 | 0 | 0 | 0 | 0 | -0.78254 | 0.89981 | 1.0318 | 0 | 0 | 0 | 0 | -237.7819 | -172.1308 | -173.007 | -187.9007 | 0.40752 | 0.28291 | 0.38057 | 0.3842 | -96.9 | -48.6978 | -65.8417 | -72.1912
3 | 31 | 18 | 448.8994 | 456.3211 | 466.642 | 475.6821 | 0 | 0 | 0 | 0 | 315.3435 | 243.2674 | 227.2915 | 246.575 | 0 | 0 | 0 | 0 | 318.3801 | 299.2265 | 287.6672 | 277.7393 | 0 | 0 | 0 | 0 | 0 | -1.0216 | -0.0065066 | 7.5414 | 0 | 0 | 0 | 0 | -184.8243 | -85.1511 | -48.3103 | -56.1736 | 0.40644 | 0.41154 | 0.3922 | 0.38465 | -75.1204 | -35.0431 | -18.9475 | -21.6072
3 | 31 | 19 | 472.447 | 481.7697 | 494.2463 | 505.1266 | 0 | 0 | 0 | 0 | 329.5375 | 264.878 | 264.6493 | 263.0636 | 0 | 0 | 0 | 0 | 251.2158 | 199.6008 | 183.6543 | 170.0707 | 0 | 0 | 0 | 0 | 0 | 8.3814 | -0.46268 | 16.4353 | 0 | 0 | 0 | 0 | -108.3064 | 8.9095 | 46.4054 | 55.5569 | 0.41784 | 0.42049 | 0.40026 | 0.38866 | -45.2551 | 3.7464 | 18.5743 | 21.5928
3 | 31 | 20 | 486.0987 | 496.2195 | 509.5355 | 521.0305 | 0 | 0 | 0 | 0 | 336.6107 | 277.1671 | 270.752 | 283.2397 | 0 | 0 | 0 | 0 | 243.868 | 189.3756 | 176.1864 | 165.2366 | 0 | 0 | 0 | 0 | 0 | 22.7348 | 2.3831 | 11.2689 | 0 | 0 | 0 | 0 | -94.38 | 6.942 | 60.214 | 61.2853 | 0.41669 | 0.42192 | 0.40093 | 0.38937 | -39.3271 | 2.929 | 24.1414 | 23.8626
3 | 31 | 21 | 464.5287 | 474.3558 | 487.1462 | 498.0612 | 0 | 0 | 0 | 0 | 337.1254 | 283.0234 | 281.0071 | 287.443 | 0 | 0 | 0 | 0 | 261.1878 | 206.2025 | 194.8941 | 185.7634 | 0 | 0 | 0 | 0 | 0 | 13.4262 | 7.4639 | 18.7696 | 0 | 0 | 0 | 0 | -133.7845 | -28.2963 | 3.7811 | 6.0851 | 0.40725 | 0.41222 | 0.39727 | 0.38658 | -54.4831 | -11.6644 | 1.5021 | 2.3523
3 | 31 | 22 | 442.7474 | 452.6496 | 465.3958 | 476.2499 | 0 | 0 | 0 | 0 | 324.8634 | 304.3716 | 286.4969 | 291.8032 | 0 | 0 | 0 | 0 | 257.5353 | 217.1724 | 205.4708 | 195.9254 | 0 | 0 | 0 | 0 | 0 | 7.8296 | 3.2689 | 8.0984 | 0 | 0 | 0 | 0 | -139.6512 | -76.7239 | -29.8408 | -19.5772 | 0.4092 | 0.40681 | 0.39436 | 0.38072 | -57.1456 | -31.2118 | -11.7681 | -7.4535
3 | 31 | 23 | 407.906 | 417.2694 | 429.2441 | 439.409 | 0 | 0 | 0 | 0 | 285.7091 | 277.973 | 267.594 | 289.2404 | 0 | 0 | 0 | 0 | 243.4616 | 214.9947 | 203.4415 | 193.9797 | 0 | 0 | 0 | 0 | 0 | 7.2553 | 7.7806 | 8.0635 | 0 | 0 | 0 | 0 | -121.2647 | -82.9535 | -49.572 | -51.8745 | 0.41443 | 0.40564 | 0.38939 | 0.37001 | -50.2554 | -33.649 | -19.3028 | -19.194
3 | 31 | 24 | 376.4619 | 383.8562 | 393.4726 | 401.5117 | 0 | 0 | 0 | 0 | 254.9217 | 257.5129 | 277.9996 | 271.01 | 0 | 0 | 0 | 0 | 219.1078 | 206.2744 | 195.2686 | 186.2373 | 0 | 0 | 0 | 0 | 0 | 7.6132 | 3.1912 | 2.4583 | 0 | 0 | 0 | 0 | -97.5677 | -87.5442 | -82.9868 | -58.1938 | 0.41271 | 0.40699 | 0.38318 | 0.36432 | -40.267 | -35.6296 | -31.799 | -21.201
4 | 1 | 1 | 356.195 | 362.0056 | 369.7201 | 376.0115 | 0 | 0 | 0 | 0 | 321.3714 | 314.8661 | 318.9783 | 312.074 | 0 | 0 | 0 | 0 | 210.0845 | 197.9594 | 188.3496 | 180.5749 | 0 | 0 | 0 | 0 | 0 | 8.0922 | 6.467 | 7.4543 | 0 | 0 | 0 | 0 | -175.261 | -158.912 | -144.0748 | -124.0918 | 0.4113 | 0.42149 | 0.41495 | 0.39673 | -72.0848 | -66.9798 | -59.7838 | -49.2315
4 | 1 | 2 | 347.1639 | 351.0942 | 356.7052 | 361.1531 | 0 | 0 | 0 | 0 | 309.5704 | 327.4481 | 312.2151 | 291.1103 | 0 | 0 | 0 | 0 | 180.4842 | 185.5902 | 175.9621 | 168.1111 | 0 | 0 | 0 | 0 | 0 | 5.0685 | 8.1312 | 2.6014 | 0 | 0 | 0 | 0 | -142.8907 | -167.0126 | -139.6031 | -100.6697 | 0.41115 | 0.42158 | 0.41337 | 0.39654 | -58.7495 | -70.4086 | -57.7071 | -39.9191
4 | 1 | 3 | 340.7007 | 342.8465 | 346.4822 | 349.2111 | 0 | 0 | 0 | 0 | 302.4887 | 299.4118 | 287.4281 | 286.7439 | 0 | 0 | 0 | 0 | 168.6113 | 179.0089 | 169.7447 | 162.2087 | 0 | 0 | 0 | 0 | 0 | 13.8768 | 7.0164 | 0.1835 | 0 | 0 | 0 | 0 | -130.3993 | -149.4509 | -117.7071 | -99.925 | 0.41121 | 0.42135 | 0.41593 | 0.39646 | -53.621 | -62.9705 | -48.9576 | -39.6165
4 | 1 | 4 | 338.9894 | 339.4142 | 341.1398 | 342.1731 | 0 | 0 | 0 | 0 | 313.8182 | 301.0992 | 287.0032 | 283.627 | 0 | 0 | 0 | 0 | 156.3003 | 163.6778 | 155.8508 | 149.6639 | 0 | 0 | 0 | 0 | 0 | 13.0613 | 5.2222 | -0.047055 | 0 | 0 | 0 | 0 | -131.1291 | -138.424 | -106.9363 | -91.0707 | 0.41164 | 0.4221 | 0.41529 | 0.39674 | -53.9776 | -58.4281 | -44.4095 | -36.131
4 | 1 | 5 | 341.5947 | 339.7622 | 339.0026 | 337.8227 | 0 | 0 | 0 | 0 | 334.2882 | 282.5186 | 275.1775 | 280.3812 | 0 | 0 | 0 | 0 | 135.9472 | 146.0855 | 139.5594 | 134.5837 | 0 | 0 | 0 | 0 | 0 | 18.6414 | 12.9269 | 1.2688 | 0 | 0 | 0 | 0 | -128.6407 | -107.4833 | -88.6611 | -78.411 | 0.41274 | 0.42228 | 0.41522 | 0.39874 | -53.095 | -45.3882 | -36.8141 | -31.2659
4 | 1 | 6 | 350.4886 | 347.0502 | 344.6136 | 342.0077 | 0 | 0 | 0 | 0 | 334.0065 | 278.147 | 266.2518 | 271.3461 | 0 | 0 | 0 | 0 | 133.843 | 133.2479 | 127.1005 | 122.4403 | 0 | 0 | 0 | 0 | 0 | 16.5202 | 10.1375 | 10.4522 | 0 | 0 | 0 | 0 | -117.361 | -80.8649 | -58.8761 | -62.2309 | 0.41319 | 0.42246 | 0.41499 | 0.39779 | -48.4925 | -34.1623 | -24.433 | -24.7551
4 | 1 | 7 | 356.9965 | 352.0247 | 348.1338 | 344.4837 | 0 | 0 | 0 | 0 | 311.4552 | 246.9523 | 224.6657 | 229.2248 | 0 | 0 | 0 | 0 | 160.1172 | 142.5424 | 139.8948 | 138.3823 | 0 | 0 | 0 | 0 | 0 | 0.83179 | -1.1359 | -0.3322 | 0 | 0 | 0 | 0 | -114.5759 | -38.3018 | -15.2908 | -22.7912 | 0.41464 | 0.33736 | 0.33191 | 0.39149 | -47.508 | -12.9214 | -5.0751 | -8.9224
4 | 1 | 8 | 383.9614 | 379.564 | 376.8326 | 374.6828 | 0 | 0 | 0 | 0 | 271.9192 | 212.0888 | 211.938 | 208.7674 | 0 | 0 | 0 | 0 | 183.22 | 185.2164 | 201.6167 | 217.2517 | 0 | 0 | 0 | 0 | 0 | -9.4983 | -8.7241 | 11.6353 | 0 | 0 | 0 | 0 | -71.1777 | -8.2429 | -27.998 | -62.9717 | 0.41395 | 0.28029 | 0.32029 | 0.31141 | -29.4637 | -2.3104 | -8.9674 | -19.6099
4 | 1 | 9 | 402.0594 | 398.8104 | 397.8208 | 397.6771 | 0 | 0 | 0 | 0 | 245.0372 | 208.0654 | 203.5581 | 200.8254 | 0 | 0 | 0 | 0 | 215.9617 | 252.5967 | 287.9532 | 320.5464 | 0 | 0 | 0 | 0 | 0 | -10.9633 | -10.7015 | -23.7148 | 0 | 0 | 0 | 0 | -58.9395 | -50.8883 | -82.989 | -99.9799 | 0.39087 | 0 | 0.0068178 | 0 | -23.0377 | 0 | -0.5658 | 0
4 | 1 | 10 | 414.0282 | 411.1848 | 410.6474 | 410.8399 | 0 | 0 | 0 | 0 | 231.4582 | 196.5659 | 200.1169 | 179.488 | 0 | 0 | 0 | 0 | 272.0595 | 347.955 | 393.3393 | 434.6221 | 0 | 0 | 0 | 0 | 0 | -23.1169 | -15.2378 | -24.997 | 0 | 0 | 0 | 0 | -89.4895 | -110.2191 | -167.571 | -178.2732 | 0.39163 | 0 | 0 | 0 | -35.0464 | 0 | 0 | 0
4 | 1 | 11 | 421.4177 | 418.9062 | 418.4809 | 418.424 | 0 | 0 | 0 | 0 | 231.6847 | 200.05 | 196.4409 | 184.2234 | 0 | 0 | 0 | 0 | 305.4256 | 372.9064 | 423.1491 | 468.7837 | 0 | 0 | 0 | 0 | 0 | -24.2148 | -22.4697 | -25.809 | 0 | 0 | 0 | 0 | -115.6927 | -129.8354 | -178.6393 | -208.7741 | 0.38888 | 0 | 0 | 0 | -44.9908 | 0 | 0 | 0
4 | 1 | 12 | 425.606 | 423.5233 | 423.3799 | 423.3181 | 0 | 0 | 0 | 0 | 227.798 | 192.6254 | 197.1346 | 174.7138 | 0 | 0 | 0 | 0 | 354.396 | 433.074 | 483.7579 | 529.5004 | 0 | 0 | 0 | 0 | 0 | -24.9294 | -27.6041 | -25.5972 | 0 | 0 | 0 | 0 | -156.588 | -177.2467 | -229.9085 | -255.2989 | 0.38632 | 0 | 0 | 0 | -60.4926 | 0 | 0 | 0
4 | 1 | 13 | 425.7681 | 424.7229 | 425.646 | 426.4329 | 0 | 0 | 0 | 0 | 217.9335 | 200.3211 | 196.9604 | 174.7154 | 0 | 0 | 0 | 0 | 385.598 | 452.7985 | 501.6475 | 545.7155 | 0 | 0 | 0 | 0 | 0 | -24.3225 | -27.0277 | -27.1342 | 0 | 0 | 0 | 0 | -177.7633 | -204.0742 | -245.9343 | -266.8638 | 0.38495 | 0 | 0 | 0 | -68.4304 | 0 | 0 | 0
4 | 1 | 14 | 427.5338 | 427.4474 | 429.4656 | 431.2571 | 0 | 0 | 0 | 0 | 223.05 | 201.4013 | 197.335 | 174.7138 | 0 | 0 | 0 | 0 | 433.1427 | 466.185 | 515.2279 | 559.6808 | 0 | 0 | 0 | 0 | 0 | -24.3123 | -25.1264 | -21.1017 | 0 | 0 | 0 | 0 | -228.6589 | -215.8266 | -257.9709 | -282.0358 | 0.38305 | 0 | 0 | 0 | -87.587 | 0 | 0 | 0
4 | 1 | 15 | 428.9806 | 429.9335 | 433.0785 | 435.8362 | 0 | 0 | 0 | 0 | 225.601 | 201.0921 | 200.0101 | 174.7462 | 0 | 0 | 0 | 0 | 457.3678 | 426.2108 | 473.5546 | 517.0393 | 0 | 0 | 0 | 0 | 0 | -23.24 | -21.8491 | -19.5198 | 0 | 0 | 0 | 0 | -253.9882 | -174.1295 | -218.6371 | -236.4294 | 0.38528 | 0 | 0 | 0 | -97.8573 | 0 | 0 | 0
4 | 1 | 16 | 431.8116 | 435.0034 | 440.6377 | 445.6064 | 0 | 0 | 0 | 0 | 241.9318 | 212.1965 | 208.8029 | 186.5785 | 0 | 0 | 0 | 0 | 469.015 | 412.0624 | 449.0305 | 483.3519 | 0 | 0 | 0 | 0 | 0 | -12.4087 | -3.6325 | -12.2715 | 0 | 0 | 0 | 0 | -279.1353 | -176.8467 | -213.5632 | -212.0524 | 0.41156 | 0 | 0.007326 | 0 | -114.8798 | 0 | -1.5646 | 0
4 | 1 | 17 | 435.6911 | 441.2601 | 449.4999 | 456.7333 | 0 | 0 | 0 | 0 | 266.4292 | 212.7757 | 213.0054 | 214.0634 | 0 | 0 | 0 | 0 | 449.0333 | 381.172 | 399.3683 | 416.816 | 0 | 0 | 0 | 0 | 0 | -1.4842 | -0.55054 | 7.6349 | 0 | 0 | 0 | 0 | -279.7714 | -151.2033 | -162.3231 | -181.781 | 0.40997 | 0.23762 | 0.31375 | 0.26988 | -114.6985 | -35.9289 | -50.9282 | -49.0599
4 | 1 | 18 | 441.0411 | 449.1537 | 460.2154 | 469.9341 | 0 | 0 | 0 | 0 | 307.9198 | 249.7023 | 222.2379 | 261.3484 | 0 | 0 | 0 | 0 | 379.1892 | 285.0282 | 283.1273 | 282.6895 | 0 | 0 | 0 | 0 | 0 | -3.4989 | -1.6766 | 2.709 | 0 | 0 | 0 | 0 | -246.0679 | -82.0779 | -43.4732 | -76.8128 | 0.41329 | 0.42469 | 0.41897 | 0.40593 | -101.6968 | -34.8579 | -18.2138 | -31.1805
4 | 1 | 19 | 474.1038 | 484.1663 | 497.4743 | 509.1015 | 0 | 0 | 0 | 0 | 339.6128 | 284.5256 | 269.8903 | 283.8407 | 0 | 0 | 0 | 0 | 347.2518 | 198.7004 | 196.991 | 197.2032 | 0 | 0 | 0 | 0 | 0 | 7.9521 | 16.9986 | 13.3662 | 0 | 0 | 0 | 0 | -212.7608 | -7.0118 | 13.5945 | 14.6913 | 0.4157 | 0.42239 | 0.41303 | 0.40197 | -88.4439 | -2.9617 | 5.6149 | 5.9054
4 | 1 | 20 | 491.6647 | 503.1086 | 517.9213 | 530.7569 | 0 | 0 | 0 | 0 | 336.2401 | 293.638 | 288.552 | 296.4943 | 0 | 0 | 0 | 0 | 338.3218 | 186.7649 | 185.1112 | 185.4076 | 0 | 0 | 0 | 0 | 0 | 10.6491 | 11.9474 | 25.2463 | 0 | 0 | 0 | 0 | -182.8972 | 12.0566 | 32.3107 | 23.6086 | 0.42087 | 0.43174 | 0.42154 | 0.40469 | -76.9768 | 5.2053 | 13.6201 | 9.5541
4 | 1 | 21 | 472.2887 | 483.6962 | 498.2797 | 510.8005 | 0 | 0 | 0 | 0 | 343.7245 | 303.3633 | 298.7679 | 306.033 | 0 | 0 | 0 | 0 | 318.4345 | 196.9414 | 190.3924 | 185.9894 | 0 | 0 | 0 | 0 | 0 | 15.0197 | 2.6975 | 9.646 | 0 | 0 | 0 | 0 | -189.8703 | -31.6282 | 6.4219 | 9.1321 | 0.41808 | 0.42369 | 0.41303 | 0.4036 | -79.3812 | -13.4005 | 2.6525 | 3.6858
4 | 1 | 22 | 436.4731 | 447.5998 | 461.6908 | 473.7688 | 0 | 0 | 0 | 0 | 347.7036 | 302.0322 | 310.8906 | 315.7552 | 0 | 0 | 0 | 0 | 290.189 | 202.2934 | 193.5428 | 186.9619 | 0 | 0 | 0 | 0 | 0 | 7.8274 | 5.7217 | 11.9813 | 0 | 0 | 0 | 0 | -201.4195 | -64.5532 | -48.4642 | -40.9295 | 0.41431 | 0.4215 | 0.41126 | 0.40084 | -83.4497 | -27.2091 | -19.9313 | -16.4061
4 | 1 | 23 | 398.0282 | 408.451 | 421.5728 | 432.7887 | 0 | 0 | 0 | 0 | 340.1984 | 320.3119 | 314.8109 | 322.0066 | 0 | 0 | 0 | 0 | 262.0973 | 196.1464 | 188.3746 | 182.6209 | 0 | 0 | 0 | 0 | 0 | 9.5741 | 19.3634 | 8.9645 | 0 | 0 | 0 | 0 | -204.2674 | -117.5813 | -100.976 | -80.8033 | 0.41263 | 0.42045 | 0.41146 | 0.39726 | -84.2877 | -49.4374 | -41.5471 | -32.0999
4 | 1 | 24 | 368.0238 | 376.0749 | 386.3951 | 395.0842 | 0 | 0 | 0 | 0 | 328.0113 | 301.6086 | 320.9114 | 308.956 | 0 | 0 | 0 | 0 | 241.3789 | 191.9566 | 185.3527 | 180.6047 | 0 | 0 | 0 | 0 | 0 | 4.0721 | 7.3405 | 7.7849 | 0 | 0 | 0 | 0 | -201.3663 | -121.5624 | -127.2095 | -102.2613 | 0.41183 | 0.4219 | 0.41161 | 0.39624 | -82.9278 | -51.2868 | -52.3604 | -40.5201
4 | 2 | 1 | 351.2938 | 356.9456 | 364.4649 | 370.5881 | 0 | 0 | 0 | 0 | 321.3714 | 314.8661 | 318.9783 | 312.074 | 0 | 0 | 0 | 0 | 237.4287 | 176.4156 | 174.4333 | 173.997 | 0 | 0 | 0 | 0 | 0 | 8.0922 | 6.467 | 7.4543 | 0 | 0 | 0 | 0 | -207.5063 | -142.4283 | -135.4137 | -122.9373 | 0.4113 | 0.42149 | 0.41495 | 0.39673 | -85.3473 | -60.0321 | -56.1899 | -48.7734
4 | 2 | 2 | 342.8998 | 346.6918 | 352.133 | 356.4345 | 0 | 0 | 0 | 0 | 309.5704 | 327.4481 | 312.2151 | 291.1103 | 0 | 0 | 0 | 0 | 234.8925 | 164.4462 | 165.2082 | 167.3603 | 0 | 0 | 0 | 0 | 0 | 5.0685 | 8.1312 | 2.6014 | 0 | 0 | 0 | 0 | -201.5631 | -150.271 | -133.4214 | -104.6375 | 0.41115 | 0.42158 | 0.41337 | 0.39654 | -82.8727 | -63.3507 | -55.1518 | -41.4925
4 | 2 | 3 | 340.9307 | 343.084 | 346.7288 | 349.4656 | 0 | 0 | 0 | 0 | 302.4887 | 299.4118 | 287.4281 | 286.7439 | 0 | 0 | 0 | 0 | 222.1141 | 157.0942 | 156.9412 | 158.1728 | 0 | 0 | 0 | 0 | 0 | 13.8768 | 7.0164 | 0.1835 | 0 | 0 | 0 | 0 | -183.6721 | -127.2988 | -104.657 | -95.6346 | 0.41121 | 0.42135 | 0.41593 | 0.39646 | -75.5271 | -53.6368 | -43.5297 | -37.9156
4 | 2 | 4 | 350.6672 | 351.4706 | 353.6612 | 355.0952 | 0 | 0 | 0 | 0 | 313.8182 | 301.0992 | 287.0032 | 283.627 | 0 | 0 | 0 | 0 | 200.0893 | 146.9957 | 145.5594 | 145.5029 | 0 | 0 | 0 | 0 | 0 | 13.0613 | 5.2222 | -0.047055 | 0 | 0 | 0 | 0 | -163.2403 | -109.6855 | -84.1234 | -73.9877 | 0.41164 | 0.4221 | 0.41529 | 0.39674 | -67.1958 | -46.2978 | -34.9355 | -29.3536
4 | 2 | 5 | 376.7164 | 376.0228 | 376.6617 | 376.6869 | 0 | 0 | 0 | 0 | 334.2882 | 282.5186 | 275.1775 | 280.3812 | 0 | 0 | 0 | 0 | 195.0094 | 148.5815 | 145.3517 | 143.5288 | 0 | 0 | 0 | 0 | 0 | 18.6414 | 12.9269 | 1.2688 | 0 | 0 | 0 | 0 | -152.5813 | -73.7186 | -56.7943 | -48.4918 | 0.41274 | 0.42228 | 0.41522 | 0.39874 | -62.9762 | -31.13 | -23.5823 | -19.3359
4 | 2 | 6 | 423.8991 | 422.8412 | 423.3279 | 423.2408 | 0 | 0 | 0 | 0 | 334.0065 | 278.147 | 266.2518 | 271.3461 | 0 | 0 | 0 | 0 | 198.1473 | 148.6218 | 146.431 | 145.583 | 0 | 0 | 0 | 0 | 0 | 16.5202 | 10.1375 | 10.4522 | 0 | 0 | 0 | 0 | -108.2548 | -20.4478 | 0.50765 | -4.1405 | 0.41319 | 0.42246 | 0.41499 | 0.39779 | -44.7299 | -8.6384 | 0.21067 | -1.6471
4 | 2 | 7 | 456.3281 | 454.5774 | 454.6419 | 454.3999 | 0 | 0 | 0 | 0 | 311.4552 | 246.9523 | 224.6657 | 229.2248 | 0 | 0 | 0 | 0 | 259.7578 | 228.7099 | 226.2161 | 224.7489 | 0 | 0 | 0 | 0 | 0 | 0.83179 | -1.1359 | -0.3322 | 0 | 0 | 0 | 0 | -114.885 | -21.9166 | 4.896 | 0.75838 | 0.41464 | 0.33736 | 0.33191 | 0.39149 | -47.6362 | -7.3938 | 1.625 | 0.2969
4 | 2 | 8 | 480.2319 | 478.9564 | 480.0585 | 481.2119 | 0 | 0 | 0 | 0 | 271.9192 | 212.0888 | 211.938 | 208.7674 | 0 | 0 | 0 | 0 | 313.9913 | 336.3256 | 347.8652 | 358.6032 | 0 | 0 | 0 | 0 | 0 | -9.4983 | -8.7241 | 11.6353 | 0 | 0 | 0 | 0 | -105.6786 | -59.9597 | -71.0205 | -97.7941 | 0.41395 | 0.28029 | 0.32029 | 0.31141 | -43.7452 | -16.8063 | -22.747 | -30.4539
4 | 2 | 9 | 496.1536 | 495.956 | 498.7132 | 501.798 | 0 | 0 | 0 | 0 | 245.0372 | 208.0654 | 203.5581 | 200.8254 | 0 | 0 | 0 | 0 | 364.1282 | 436.8119 | 469.7058 | 499.5514 | 0 | 0 | 0 | 0 | 0 | -10.9633 | -10.7015 | -23.7148 | 0 | 0 | 0 | 0 | -113.0118 | -137.958 | -163.8492 | -174.864 | 0.39087 | 0 | 0.0068178 | 0 | -44.1731 | 0 | -1.1171 | 0
4 | 2 | 10 | 510.0687 | 510.3398 | 513.6267 | 517.1144 | 0 | 0 | 0 | 0 | 231.4582 | 196.5659 | 200.1169 | 179.488 | 0 | 0 | 0 | 0 | 390.1697 | 492.2142 | 541.2794 | 585.6182 | 0 | 0 | 0 | 0 | 0 | -23.1169 | -15.2378 | -24.997 | 0 | 0 | 0 | 0 | -111.5591 | -155.3234 | -212.5318 | -222.9948 | 0.39163 | 0 | 0 | 0 | -43.6895 | 0 | 0 | 0
4 | 2 | 11 | 515.4765 | 516.0152 | 519.3354 | 522.5057 | 0 | 0 | 0 | 0 | 231.6847 | 200.05 | 196.4409 | 184.2234 | 0 | 0 | 0 | 0 | 403.517 | 528.1075 | 589.1332 | 644.2487 | 0 | 0 | 0 | 0 | 0 | -24.2148 | -22.4697 | -25.809 | 0 | 0 | 0 | 0 | -119.7252 | -187.9275 | -243.769 | -280.1573 | 0.38888 | 0 | 0 | 0 | -46.559 | 0 | 0 | 0
4 | 2 | 12 | 518.8687 | 519.8102 | 523.3806 | 526.5188 | 0 | 0 | 0 | 0 | 227.798 | 192.6254 | 197.1346 | 174.7138 | 0 | 0 | 0 | 0 | 402.998 | 538.9091 | 603.0919 | 661.068 | 0 | 0 | 0 | 0 | 0 | -24.9294 | -27.6041 | -25.5972 | 0 | 0 | 0 | 0 | -111.9273 | -186.7948 | -249.2418 | -283.6658 | 0.38632 | 0 | 0 | 0 | -43.2394 | 0 | 0 | 0
4 | 2 | 13 | 523.6134 | 525.7411 | 530.5604 | 534.7045 | 0 | 0 | 0 | 0 | 217.9335 | 200.3211 | 196.9604 | 174.7154 | 0 | 0 | 0 | 0 | 400.3736 | 533.9021 | 597.8707 | 655.6731 | 0 | 0 | 0 | 0 | 0 | -24.3225 | -27.0277 | -27.1342 | 0 | 0 | 0 | 0 | -94.6937 | -184.1596 | -237.243 | -268.5497 | 0.38495 | 0 | 0 | 0 | -36.4525 | 0 | 0 | 0
4 | 2 | 14 | 523.5389 | 526.5658 | 532.4069 | 537.4925 | 0 | 0 | 0 | 0 | 223.05 | 201.4013 | 197.335 | 174.7138 | 0 | 0 | 0 | 0 | 405.3863 | 527.7689 | 590.4808 | 647.3408 | 0 | 0 | 0 | 0 | 0 | -24.3123 | -25.1264 | -21.1017 | 0 | 0 | 0 | 0 | -104.8974 | -178.2921 | -230.2825 | -263.4604 | 0.38305 | 0 | 0 | 0 | -40.1806 | 0 | 0 | 0
4 | 2 | 15 | 520.9339 | 524.8687 | 531.6752 | 537.588 | 0 | 0 | 0 | 0 | 225.601 | 201.0921 | 200.0101 | 174.7462 | 0 | 0 | 0 | 0 | 378.5563 | 494.3814 | 547.947 | 596.7098 | 0 | 0 | 0 | 0 | 0 | -23.24 | -21.8491 | -19.5198 | 0 | 0 | 0 | 0 | -83.2234 | -147.3649 | -194.4328 | -214.3481 | 0.38528 | 0 | 0 | 0 | -32.0645 | 0 | 0 | 0
4 | 2 | 16 | 513.1311 | 518.96 | 527.8324 | 535.5913 | 0 | 0 | 0 | 0 | 241.9318 | 212.1965 | 208.8029 | 186.5785 | 0 | 0 | 0 | 0 | 355.6771 | 459.2469 | 499.2944 | 535.9074 | 0 | 0 | 0 | 0 | 0 | -12.4087 | -3.6325 | -12.2715 | 0 | 0 | 0 | 0 | -84.4779 | -140.0747 | -176.6324 | -174.6231 | 0.41156 | 0 | 0.007326 | 0 | -34.7674 | 0 | -1.294 | 0
4 | 2 | 17 | 503.7935 | 511.5709 | 522.5226 | 532.0927 | 0 | 0 | 0 | 0 | 266.4292 | 212.7757 | 213.0054 | 214.0634 | 0 | 0 | 0 | 0 | 288.1654 | 357.06 | 382.0137 | 405.2682 | 0 | 0 | 0 | 0 | 0 | -1.4842 | -0.55054 | 7.6349 | 0 | 0 | 0 | 0 | -50.8011 | -56.7805 | -71.9459 | -94.8737 | 0.40997 | 0.23762 | 0.31375 | 0.26988 | -20.8271 | -13.4922 | -22.5727 | -25.605
4 | 2 | 18 | 499.1467 | 509.1435 | 522.5189 | 534.2314 | 0 | 0 | 0 | 0 | 307.9198 | 249.7023 | 222.2379 | 261.3484 | 0 | 0 | 0 | 0 | 212.9083 | 240.1689 | 251.4292 | 262.8175 | 0 | 0 | 0 | 0 | 0 | -3.4989 | -1.6766 | 2.709 | 0 | 0 | 0 | 0 | -21.6814 | 22.7713 | 50.5284 | 7.3564 | 0.41329 | 0.42469 | 0.41897 | 0.40593 | -8.9607 | 9.6708 | 21.1697 | 2.9862
4 | 2 | 19 | 526.8659 | 538.6394 | 554.0484 | 567.4859 | 0 | 0 | 0 | 0 | 339.6128 | 284.5256 | 269.8903 | 283.8407 | 0 | 0 | 0 | 0 | 181.9675 | 153.7214 | 164.2816 | 175.5426 | 0 | 0 | 0 | 0 | 0 | 7.9521 | 16.9986 | 13.3662 | 0 | 0 | 0 | 0 | 5.2856 | 92.4403 | 102.8779 | 94.7364 | 0.4157 | 0.42239 | 0.41303 | 0.40197 | 2.1972 | 39.0457 | 42.4914 | 38.0807
4 | 2 | 20 | 537.8802 | 550.8228 | 567.4758 | 581.8971 | 0 | 0 | 0 | 0 | 336.2401 | 293.638 | 288.552 | 296.4943 | 0 | 0 | 0 | 0 | 164.3163 | 140.5115 | 153.3036 | 166.6906 | 0 | 0 | 0 | 0 | 0 | 10.6491 | 11.9474 | 25.2463 | 0 | 0 | 0 | 0 | 37.3238 | 106.0241 | 113.6729 | 93.4659 | 0.42087 | 0.43174 | 0.42154 | 0.40469 | 15.7086 | 45.7752 | 47.9172 | 37.8244
4 | 2 | 21 | 509.4805 | 522.0941 | 538.1585 | 551.9555 | 0 | 0 | 0 | 0 | 343.7245 | 303.3633 | 298.7679 | 306.033 | 0 | 0 | 0 | 0 | 162.7483 | 133.8128 | 148.6414 | 163.9489 | 0 | 0 | 0 | 0 | 0 | 15.0197 | 2.6975 | 9.646 | 0 | 0 | 0 | 0 | 3.0077 | 69.8983 | 88.0517 | 72.3275 | 0.41808 | 0.42369 | 0.41303 | 0.4036 | 1.2575 | 29.6151 | 36.3683 | 29.1917
4 | 2 | 22 | 466.4813 | 478.5812 | 493.8671 | 506.9747 | 0 | 0 | 0 | 0 | 347.7036 | 302.0322 | 310.8906 | 315.7552 | 0 | 0 | 0 | 0 | 148.965 | 128.7308 | 142.7039 | 157.1658 | 0 | 0 | 0 | 0 | 0 | 7.8274 | 5.7217 | 11.9813 | 0 | 0 | 0 | 0 | -30.1872 | 39.9907 | 34.5509 | 22.0725 | 0.41431 | 0.4215 | 0.41126 | 0.40084 | -12.5068 | 16.856 | 14.2093 | 8.8475
4 | 2 | 23 | 422.0914 | 433.2946 | 447.3746 | 459.4161 | 0 | 0 | 0 | 0 | 340.1984 | 320.3119 | 314.8109 | 322.0066 | 0 | 0 | 0 | 0 | 135.5315 | 129.1666 | 141.9496 | 155.2575 | 0 | 0 | 0 | 0 | 0 | 9.5741 | 19.3634 | 8.9645 | 0 | 0 | 0 | 0 | -53.6384 | -25.758 | -28.7493 | -26.8125 | 0.41263 | 0.42045 | 0.41146 | 0.39726 | -22.1331 | -10.83 | -11.8291 | -10.6516
4 | 2 | 24 | 390.5477 | 399.3292 | 410.5463 | 420.0083 | 0 | 0 | 0 | 0 | 328.0113 | 301.6086 | 320.9114 | 308.956 | 0 | 0 | 0 | 0 | 137.3381 | 127.0131 | 140.5298 | 154.5499 | 0 | 0 | 0 | 0 | 0 | 4.0721 | 7.3405 | 7.7849 | 0 | 0 | 0 | 0 | -74.8016 | -33.3646 | -58.2354 | -51.2825 | 0.41183 | 0.4219 | 0.41161 | 0.39624 | -30.8052 | -14.0764 | -23.9702 | -20.3202
4 | 3 | 1 | 373.3931 | 379.7615 | 388.1608 | 395.0422 | 0 | 0 | 0 | 0 | 321.3714 | 314.8661 | 318.9783 | 312.074 | 0 | 0 | 0 | 0 | 132.5655 | 126.6249 | 139.3069 | 152.529 | 0 | 0 | 0 | 0 | 0 | 8.0922 | 6.467 | 7.4543 | 0 | 0 | 0 | 0 | -80.5439 | -69.8217 | -76.5915 | -77.0152 | 0.4113 | 0.42149 | 0.41495 | 0.39673 | -33.1277 | -29.4291 | -31.7816 | -30.5546
4 | 3 | 2 | 360.5226 | 364.886 | 371.029 | 375.9352 | 0 | 0 | 0 | 0 | 309.5704 | 327.4481 | 312.2151 | 291.1103 | 0 | 0 | 0 | 0 | 127.4659 | 126.2509 | 137.8738 | 150.0826 | 0 | 0 | 0 | 0 | 0 | 5.0685 | 8.1312 | 2.6014 | 0 | 0 | 0 | 0 | -76.5138 | -93.8814 | -87.1911 | -67.8591 | 0.41115 | 0.42158 | 0.41337 | 0.39654 | -31.4586 | -39.5782 | -36.0418 | -26.9086
4 | 3 | 3 | 360.6059 | 363.3972 | 367.8255 | 371.2374 | 0 | 0 | 0 | 0 | 302.4887 | 299.4118 | 287.4281 | 286.7439 | 0 | 0 | 0 | 0 | 116.3333 | 123.4731 | 132.8314 | 142.8632 | 0 | 0 | 0 | 0 | 0 | 13.8768 | 7.0164 | 0.1835 | 0 | 0 | 0 | 0 | -58.2161 | -73.3644 | -59.4504 | -58.5532 | 0.41121 | 0.42135 | 0.41593 | 0.39646 | -23.9388 | -30.9118 | -24.727 | -23.2142
4 | 3 | 4 | 368.0776 | 369.4456 | 372.3296 | 374.3609 | 0 | 0 | 0 | 0 | 313.8182 | 301.0992 | 287.0032 | 283.627 | 0 | 0 | 0 | 0 | 104.4706 | 117.8743 | 124.8682 | 132.6232 | 0 | 0 | 0 | 0 | 0 | 13.0613 | 5.2222 | -0.047055 | 0 | 0 | 0 | 0 | -50.2112 | -62.589 | -44.7639 | -41.8423 | 0.41164 | 0.4221 | 0.41529 | 0.39674 | -20.6688 | -26.4185 | -18.59 | -16.6003
4 | 3 | 5 | 388.5533 | 388.2436 | 389.3539 | 389.7853 | 0 | 0 | 0 | 0 | 334.2882 | 282.5186 | 275.1775 | 280.3812 | 0 | 0 | 0 | 0 | 85.9616 | 109.5588 | 112.6574 | 116.6636 | 0 | 0 | 0 | 0 | 0 | 18.6414 | 12.9269 | 1.2688 | 0 | 0 | 0 | 0 | -31.6965 | -22.4751 | -11.4078 | -8.5284 | 0.41274 | 0.42228 | 0.41522 | 0.39874 | -13.0824 | -9.4908 | -4.7368 | -3.4006
4 | 3 | 6 | 435.3645 | 434.6785 | 435.6217 | 435.9279 | 0 | 0 | 0 | 0 | 334.0065 | 278.147 | 266.2518 | 271.3461 | 0 | 0 | 0 | 0 | 73.6235 | 97.4441 | 96.6341 | 96.8458 | 0 | 0 | 0 | 0 | 0 | 16.5202 | 10.1375 | 10.4522 | 0 | 0 | 0 | 0 | 27.7344 | 42.5672 | 62.5983 | 57.2839 | 0.41319 | 0.42246 | 0.41499 | 0.39779 | 11.4596 | 17.983 | 25.9777 | 22.7872
4 | 3 | 7 | 461.8838 | 460.3133 | 460.599 | 460.5477 | 0 | 0 | 0 | 0 | 311.4552 | 246.9523 | 224.6657 | 229.2248 | 0 | 0 | 0 | 0 | 114.674 | 141.8368 | 140.1432 | 139.1773 | 0 | 0 | 0 | 0 | 0 | 0.83179 | -1.1359 | -0.3322 | 0 | 0 | 0 | 0 | 35.7546 | 70.6924 | 96.9261 | 92.4778 | 0.41464 | 0.33736 | 0.33191 | 0.39149 | 14.8254 | 23.8487 | 32.1703 | 36.2037
4 | 3 | 8 | 483.2752 | 482.0983 | 483.3217 | 484.5794 | 0 | 0 | 0 | 0 | 271.9192 | 212.0888 | 211.938 | 208.7674 | 0 | 0 | 0 | 0 | 185.1567 | 262.8459 | 276.104 | 288.116 | 0 | 0 | 0 | 0 | 0 | -9.4983 | -8.7241 | 11.6353 | 0 | 0 | 0 | 0 | 26.1993 | 16.6619 | 4.0038 | -23.9393 | 0.41395 | 0.28029 | 0.32029 | 0.31141 | 10.8451 | 4.6702 | 1.2824 | -7.4549
4 | 3 | 9 | 496.0297 | 495.8281 | 498.5804 | 501.661 | 0 | 0 | 0 | 0 | 245.0372 | 208.0654 | 203.5581 | 200.8254 | 0 | 0 | 0 | 0 | 238.354 | 349.7926 | 382.9437 | 412.6878 | 0 | 0 | 0 | 0 | 0 | -10.9633 | -10.7015 | -23.7148 | 0 | 0 | 0 | 0 | 12.6386 | -51.0666 | -77.2198 | -88.1375 | 0.39087 | 0 | 0.0068178 | 0 | 4.9401 | 0 | -0.52647 | 0
4 | 3 | 10 | 509.0956 | 509.3351 | 512.5832 | 516.0376 | 0 | 0 | 0 | 0 | 231.4582 | 196.5659 | 200.1169 | 179.488 | 0 | 0 | 0 | 0 | 276.7054 | 406.4242 | 454.0783 | 496.7722 | 0 | 0 | 0 | 0 | 0 | -23.1169 | -15.2378 | -24.997 | 0 | 0 | 0 | 0 | 0.932 | -70.5381 | -126.3742 | -135.2256 | 0.39163 | 0 | 0 | 0 | 0.36499 | 0 | 0 | 0
4 | 3 | 11 | 516.3966 | 516.9651 | 520.3219 | 523.5239 | 0 | 0 | 0 | 0 | 231.6847 | 200.05 | 196.4409 | 184.2234 | 0 | 0 | 0 | 0 | 300.2952 | 439.9911 | 496.0832 | 546.2989 | 0 | 0 | 0 | 0 | 0 | -24.2148 | -22.4697 | -25.809 | 0 | 0 | 0 | 0 | -15.5834 | -98.8612 | -149.7326 | -181.1894 | 0.38888 | 0 | 0 | 0 | -6.0601 | 0 | 0 | 0
4 | 3 | 12 | 524.6368 | 525.7654 | 529.5654 | 532.9015 | 0 | 0 | 0 | 0 | 227.798 | 192.6254 | 197.1346 | 174.7138 | 0 | 0 | 0 | 0 | 304.0937 | 444.4564 | 504.7009 | 558.6938 | 0 | 0 | 0 | 0 | 0 | -24.9294 | -27.6041 | -25.5972 | 0 | 0 | 0 | 0 | -7.2549 | -86.387 | -144.666 | -174.9089 | 0.38632 | 0 | 0 | 0 | -2.8027 | 0 | 0 | 0
4 | 3 | 13 | 530.1423 | 532.4817 | 537.561 | 541.9292 | 0 | 0 | 0 | 0 | 217.9335 | 200.3211 | 196.9604 | 174.7154 | 0 | 0 | 0 | 0 | 304.6356 | 449.4624 | 509.1009 | 562.5256 | 0 | 0 | 0 | 0 | 0 | -24.3225 | -27.0277 | -27.1342 | 0 | 0 | 0 | 0 | 7.5733 | -92.9793 | -141.4726 | -168.1776 | 0.38495 | 0 | 0 | 0 | 2.9153 | 0 | 0 | 0
4 | 3 | 14 | 531.0233 | 534.2928 | 540.432 | 545.7744 | 0 | 0 | 0 | 0 | 223.05 | 201.4013 | 197.335 | 174.7138 | 0 | 0 | 0 | 0 | 295.0049 | 433.2914 | 490.7074 | 542.23 | 0 | 0 | 0 | 0 | 0 | -24.3123 | -25.1264 | -21.1017 | 0 | 0 | 0 | 0 | 12.9683 | -76.0876 | -122.484 | -150.0677 | 0.38305 | 0 | 0 | 0 | 4.9675 | 0 | 0 | 0
4 | 3 | 15 | 528.436 | 532.614 | 539.7193 | 545.8895 | 0 | 0 | 0 | 0 | 225.601 | 201.0921 | 200.0101 | 174.7462 | 0 | 0 | 0 | 0 | 284.0722 | 422.2287 | 472.5012 | 517.5957 | 0 | 0 | 0 | 0 | 0 | -23.24 | -21.8491 | -19.5198 | 0 | 0 | 0 | 0 | 18.7628 | -67.4669 | -110.9429 | -126.9325 | 0.38528 | 0 | 0 | 0 | 7.229 | 0 | 0 | 0
4 | 3 | 16 | 523.4995 | 529.6646 | 538.9499 | 547.0645 | 0 | 0 | 0 | 0 | 241.9318 | 212.1965 | 208.8029 | 186.5785 | 0 | 0 | 0 | 0 | 248.6322 | 363.5064 | 403.5831 | 439.7774 | 0 | 0 | 0 | 0 | 0 | -12.4087 | -3.6325 | -12.2715 | 0 | 0 | 0 | 0 | 32.9355 | -33.6296 | -69.8035 | -67.0198 | 0.41156 | 0 | 0.007326 | 0 | 13.5548 | 0 | -0.51138 | 0
4 | 3 | 17 | 514.1973 | 522.3121 | 533.6781 | 543.6051 | 0 | 0 | 0 | 0 | 266.4292 | 212.7757 | 213.0054 | 214.0634 | 0 | 0 | 0 | 0 | 216.0157 | 276.2702 | 302.4596 | 326.6337 | 0 | 0 | 0 | 0 | 0 | -1.4842 | -0.55054 | 7.6349 | 0 | 0 | 0 | 0 | 31.7524 | 34.7504 | 18.7636 | -4.7268 | 0.40997 | 0.23762 | 0.31375 | 0.26988 | 13.0176 | 8.2574 | 5.887 | -1.2757
4 | 3 | 18 | 507.5865 | 517.857 | 531.5685 | 543.5706 | 0 | 0 | 0 | 0 | 307.9198 | 249.7023 | 222.2379 | 261.3484 | 0 | 0 | 0 | 0 | 161.2548 | 172.5215 | 177.276 | 182.478 | 0 | 0 | 0 | 0 | 0 | -3.4989 | -1.6766 | 2.709 | 0 | 0 | 0 | 0 | 38.4119 | 99.1322 | 133.7312 | 97.0351 | 0.41329 | 0.42469 | 0.41897 | 0.40593 | 15.8751 | 42.1007 | 56.029 | 39.3893
4 | 3 | 19 | 530.7585 | 542.6582 | 558.2222 | 571.7933 | 0 | 0 | 0 | 0 | 339.6128 | 284.5256 | 269.8903 | 283.8407 | 0 | 0 | 0 | 0 | 127.6681 | 79.6499 | 80.9079 | 83.4169 | 0 | 0 | 0 | 0 | 0 | 7.9521 | 16.9986 | 13.3662 | 0 | 0 | 0 | 0 | 63.4775 | 170.5306 | 190.4254 | 191.1694 | 0.4157 | 0.42239 | 0.41303 | 0.40197 | 26.3874 | 72.0301 | 78.6509 | 76.8434
4 | 3 | 20 | 543.4714 | 556.5953 | 573.4709 | 588.0841 | 0 | 0 | 0 | 0 | 336.2401 | 293.638 | 288.552 | 296.4943 | 0 | 0 | 0 | 0 | 138.8989 | 70.8078 | 71.8584 | 74.2563 | 0 | 0 | 0 | 0 | 0 | 10.6491 | 11.9474 | 25.2463 | 0 | 0 | 0 | 0 | 68.3323 | 181.5003 | 201.1132 | 192.0872 | 0.42087 | 0.43174 | 0.42154 | 0.40469 | 28.7594 | 78.3615 | 84.7764 | 77.7351
4 | 3 | 21 | 516.4164 | 529.2549 | 545.5955 | 559.6304 | 0 | 0 | 0 | 0 | 343.7245 | 303.3633 | 298.7679 | 306.033 | 0 | 0 | 0 | 0 | 135.3546 | 72.8168 | 71.357 | 71.3412 | 0 | 0 | 0 | 0 | 0 | 15.0197 | 2.6975 | 9.646 | 0 | 0 | 0 | 0 | 37.3372 | 138.0551 | 172.773 | 172.6102 | 0.41808 | 0.42369 | 0.41303 | 0.4036 | 15.61 | 58.4923 | 71.3611 | 69.6662
4 | 3 | 22 | 466.4106 | 478.5081 | 493.7912 | 506.8964 | 0 | 0 | 0 | 0 | 347.7036 | 302.0322 | 310.8906 | 315.7552 | 0 | 0 | 0 | 0 | 139.7883 | 85.5872 | 83.018 | 81.8999 | 0 | 0 | 0 | 0 | 0 | 7.8274 | 5.7217 | 11.9813 | 0 | 0 | 0 | 0 | -21.0814 | 83.0612 | 94.161 | 97.26 | 0.41431 | 0.4215 | 0.41126 | 0.40084 | -8.7342 | 35.0102 | 38.7244 | 38.9855
4 | 3 | 23 | 421.8614 | 433.0571 | 447.1279 | 459.1616 | 0 | 0 | 0 | 0 | 340.1984 | 320.3119 | 314.8109 | 322.0066 | 0 | 0 | 0 | 0 | 144.1916 | 98.2556 | 93.9597 | 91.1939 | 0 | 0 | 0 | 0 | 0 | 9.5741 | 19.3634 | 8.9645 | 0 | 0 | 0 | 0 | -62.5285 | 4.9156 | 18.994 | 36.9965 | 0.41263 | 0.42045 | 0.41146 | 0.39726 | -25.8014 | 2.0668 | 7.8152 | 14.6973
4 | 3 | 24 | 394.3164 | 403.2201 | 414.5873 | 424.1786 | 0 | 0 | 0 | 0 | 328.0113 | 301.6086 | 320.9114 | 308.956 | 0 | 0 | 0 | 0 | 138.9257 | 109.3435 | 104.1212 | 100.4439 | 0 | 0 | 0 | 0 | 0 | 4.0721 | 7.3405 | 7.7849 | 0 | 0 | 0 | 0 | -72.6205 | -11.8041 | -17.7858 | 6.9938 | 0.41183 | 0.4219 | 0.41161 | 0.39624 | -29.907 | -4.9801 | -7.3208 | 2.7712
4 | 4 | 1 | 375.0032 | 381.4238 | 389.8872 | 396.8239 | 0 | 0 | 0 | 0 | 321.3714 | 314.8661 | 318.9783 | 312.074 | 0 | 0 | 0 | 0 | 125.7045 | 113.536 | 106.9734 | 102.0044 | 0 | 0 | 0 | 0 | 0 | 8.0922 | 6.467 | 7.4543 | 0 | 0 | 0 | 0 | -72.0727 | -55.0704 | -42.5315 | -24.7089 | 0.4113 | 0.42149 | 0.41495 | 0.39673 | -29.6435 | -23.2116 | -17.6484 | -9.8028
4 | 4 | 2 | 363.035 | 367.48 | 373.723 | 378.7154 | 0 | 0 | 0 | 0 | 309.5704 | 327.4481 | 312.2151 | 291.1103 | 0 | 0 | 0 | 0 | 115.8093 | 111.8634 | 105.1007 | 99.9107 | 0 | 0 | 0 | 0 | 0 | 5.0685 | 8.1312 | 2.6014 | 0 | 0 | 0 | 0 | -62.3447 | -76.9 | -51.724 | -14.907 | 0.41115 | 0.42158 | 0.41337 | 0.39654 | -25.633 | -32.4192 | -21.3809 | -5.9112
4 | 4 | 3 | 359.4381 | 362.1916 | 366.5734 | 369.9452 | 0 | 0 | 0 | 0 | 302.4887 | 299.4118 | 287.4281 | 286.7439 | 0 | 0 | 0 | 0 | 106.1915 | 102.097 | 95.7411 | 90.8603 | 0 | 0 | 0 | 0 | 0 | 13.8768 | 7.0164 | 0.1835 | 0 | 0 | 0 | 0 | -49.2421 | -53.194 | -23.6123 | -7.8425 | 0.41121 | 0.42135 | 0.41593 | 0.39646 | -20.2487 | -22.413 | -9.821 | -3.1093
4 | 4 | 4 | 368.0245 | 369.3908 | 372.2726 | 374.3022 | 0 | 0 | 0 | 0 | 313.8182 | 301.0992 | 287.0032 | 283.627 | 0 | 0 | 0 | 0 | 99.3118 | 103.9347 | 97.6514 | 92.7819 | 0 | 0 | 0 | 0 | 0 | 13.0613 | 5.2222 | -0.047055 | 0 | 0 | 0 | 0 | -45.1055 | -48.7043 | -17.604 | -2.0597 | 0.41164 | 0.4221 | 0.41529 | 0.39674 | -18.5671 | -20.5579 | -7.3108 | -0.81718
4 | 4 | 5 | 387.2263 | 386.8736 | 387.931 | 388.3168 | 0 | 0 | 0 | 0 | 334.2882 | 282.5186 | 275.1775 | 280.3812 | 0 | 0 | 0 | 0 | 92.3465 | 101.323 | 94.9733 | 90.0055 | 0 | 0 | 0 | 0 | 0 | 18.6414 | 12.9269 | 1.2688 | 0 | 0 | 0 | 0 | -39.4084 | -15.6094 | 4.8533 | 16.6614 | 0.41274 | 0.42228 | 0.41522 | 0.39874 | -16.2654 | -6.5916 | 2.0152 | 6.6436
4 | 4 | 6 | 421.9882 | 420.8684 | 421.2789 | 421.1262 | 0 | 0 | 0 | 0 | 334.0065 | 278.147 | 266.2518 | 271.3461 | 0 | 0 | 0 | 0 | 88.2717 | 93.9692 | 86.7982 | 81.0012 | 0 | 0 | 0 | 0 | 0 | 16.5202 | 10.1375 | 10.4522 | 0 | 0 | 0 | 0 | -0.29007 | 32.232 | 58.0914 | 58.3267 | 0.41319 | 0.42246 | 0.41499 | 0.39779 | -0.11985 | 13.6168 | 24.1074 | 23.2021
4 | 4 | 7 | 451.25 | 449.3347 | 449.1969 | 448.7808 | 0 | 0 | 0 | 0 | 311.4552 | 246.9523 | 224.6657 | 229.2248 | 0 | 0 | 0 | 0 | 127.3186 | 146.2083 | 136.156 | 127.2977 | 0 | 0 | 0 | 0 | 0 | 0.83179 | -1.1359 | -0.3322 | 0 | 0 | 0 | 0 | 12.4761 | 55.3423 | 89.5111 | 92.5904 | 0.41464 | 0.33736 | 0.33191 | 0.39149 | 5.1731 | 18.6702 | 29.7092 | 36.2478
4 | 4 | 8 | 471.4913 | 469.9323 | 470.6864 | 471.5399 | 0 | 0 | 0 | 0 | 271.9192 | 212.0888 | 211.938 | 208.7674 | 0 | 0 | 0 | 0 | 179.0633 | 233.1075 | 232.1448 | 231.102 | 0 | 0 | 0 | 0 | 0 | -9.4983 | -8.7241 | 11.6353 | 0 | 0 | 0 | 0 | 20.5089 | 34.2343 | 35.3277 | 20.0352 | 0.41395 | 0.28029 | 0.32029 | 0.31141 | 8.4896 | 9.5957 | 11.3151 | 6.2391
4 | 4 | 9 | 492.0133 | 491.6814 | 494.2738 | 497.2165 | 0 | 0 | 0 | 0 | 245.0372 | 208.0654 | 203.5581 | 200.8254 | 0 | 0 | 0 | 0 | 224.3387 | 312.169 | 329.5172 | 344.9069 | 0 | 0 | 0 | 0 | 0 | -10.9633 | -10.7015 | -23.7148 | 0 | 0 | 0 | 0 | 22.6375 | -17.5896 | -28.1 | -24.8009 | 0.39087 | 0 | 0.0068178 | 0 | 8.8483 | 0 | -0.19158 | 0
4 | 4 | 10 | 504.566 | 504.6586 | 507.7264 | 511.0254 | 0 | 0 | 0 | 0 | 231.4582 | 196.5659 | 200.1169 | 179.488 | 0 | 0 | 0 | 0 | 266.4722 | 375.1673 | 404.8285 | 431.1941 | 0 | 0 | 0 | 0 | 0 | -23.1169 | -15.2378 | -24.997 | 0 | 0 | 0 | 0 | 6.6357 | -43.9577 | -81.9811 | -74.6597 | 0.39163 | 0 | 0 | 0 | 2.5987 | 0 | 0 | 0
4 | 4 | 11 | 511.5131 | 511.9233 | 515.0857 | 518.1201 | 0 | 0 | 0 | 0 | 231.6847 | 200.05 | 196.4409 | 184.2234 | 0 | 0 | 0 | 0 | 295.4988 | 422.6717 | 457.4862 | 488.3093 | 0 | 0 | 0 | 0 | 0 | -24.2148 | -22.4697 | -25.809 | 0 | 0 | 0 | 0 | -15.6704 | -86.5835 | -116.3717 | -128.6036 | 0.38888 | 0 | 0 | 0 | -6.0939 | 0 | 0 | 0
4 | 4 | 12 | 517.1524 | 518.0383 | 521.5403 | 524.6196 | 0 | 0 | 0 | 0 | 227.798 | 192.6254 | 197.1346 | 174.7138 | 0 | 0 | 0 | 0 | 298.8675 | 432.7987 | 471.5452 | 505.9225 | 0 | 0 | 0 | 0 | 0 | -24.9294 | -27.6041 | -25.5972 | 0 | 0 | 0 | 0 | -9.5131 | -82.4563 | -119.5354 | -130.4195 | 0.38632 | 0 | 0 | 0 | -3.6751 | 0 | 0 | 0
4 | 4 | 13 | 524.7458 | 526.9102 | 531.7746 | 535.9576 | 0 | 0 | 0 | 0 | 217.9335 | 200.3211 | 196.9604 | 174.7154 | 0 | 0 | 0 | 0 | 300.8897 | 437.8826 | 472.5757 | 503.2042 | 0 | 0 | 0 | 0 | 0 | -24.3225 | -27.0277 | -27.1342 | 0 | 0 | 0 | 0 | 5.9226 | -86.971 | -110.7339 | -114.8278 | 0.38495 | 0 | 0 | 0 | 2.2799 | 0 | 0 | 0
4 | 4 | 14 | 523.5389 | 526.5658 | 532.4069 | 537.4925 | 0 | 0 | 0 | 0 | 223.05 | 201.4013 | 197.335 | 174.7138 | 0 | 0 | 0 | 0 | 276.7368 | 393.0976 | 412.1152 | 428.5454 | 0 | 0 | 0 | 0 | 0 | -24.3123 | -25.1264 | -21.1017 | 0 | 0 | 0 | 0 | 23.7521 | -43.6208 | -51.9169 | -44.665 | 0.38305 | 0 | 0 | 0 | 9.0982 | 0 | 0 | 0
4 | 4 | 15 | 516.4751 | 520.2653 | 526.8943 | 532.6541 | 0 | 0 | 0 | 0 | 225.601 | 201.0921 | 200.0101 | 174.7462 | 0 | 0 | 0 | 0 | 248.4942 | 350.8379 | 357.466 | 362.7636 | 0 | 0 | 0 | 0 | 0 | -23.24 | -21.8491 | -19.5198 | 0 | 0 | 0 | 0 | 42.3799 | -8.4248 | -8.7327 | 14.6642 | 0.38528 | 0 | 0 | 0 | 16.3283 | 0 | 0 | 0
4 | 4 | 16 | 508.8316 | 514.521 | 523.2223 | 530.8336 | 0 | 0 | 0 | 0 | 241.9318 | 212.1965 | 208.8029 | 186.5785 | 0 | 0 | 0 | 0 | 218.8325 | 316.1127 | 318.4695 | 320.1513 | 0 | 0 | 0 | 0 | 0 | -12.4087 | -3.6325 | -12.2715 | 0 | 0 | 0 | 0 | 48.0673 | -1.3795 | -0.41763 | 36.3754 | 0.41156 | 0 | 0.007326 | 0 | 19.7824 | 0 | -0.0030595 | 0
4 | 4 | 17 | 501.0687 | 508.7578 | 519.601 | 529.0776 | 0 | 0 | 0 | 0 | 266.4292 | 212.7757 | 213.0054 | 214.0634 | 0 | 0 | 0 | 0 | 186.9097 | 271.1861 | 270.7896 | 270.4067 | 0 | 0 | 0 | 0 | 0 | -1.4842 | -0.55054 | 7.6349 | 0 | 0 | 0 | 0 | 47.7298 | 26.2803 | 36.3565 | 36.9726 | 0.40997 | 0.23762 | 0.31375 | 0.26988 | 19.5679 | 6.2447 | 11.4067 | 9.9783
4 | 4 | 18 | 499.6598 | 509.6733 | 523.0691 | 534.7992 | 0 | 0 | 0 | 0 | 307.9198 | 249.7023 | 222.2379 | 261.3484 | 0 | 0 | 0 | 0 | 149.6908 | 179.3336 | 177.4204 | 176.3678 | 0 | 0 | 0 | 0 | 0 | -3.4989 | -1.6766 | 2.709 | 0 | 0 | 0 | 0 | 42.0492 | 84.1363 | 125.0875 | 94.3739 | 0.41329 | 0.42469 | 0.41897 | 0.40593 | 17.3784 | 35.7321 | 52.4075 | 38.309
4 | 4 | 19 | 528.4052 | 540.2286 | 555.6989 | 569.1893 | 0 | 0 | 0 | 0 | 339.6128 | 284.5256 | 269.8903 | 283.8407 | 0 | 0 | 0 | 0 | 126.4806 | 104.2396 | 105.4978 | 107.8888 | 0 | 0 | 0 | 0 | 0 | 7.9521 | 16.9986 | 13.3662 | 0 | 0 | 0 | 0 | 62.3118 | 143.5114 | 163.3123 | 164.0935 | 0.4157 | 0.42239 | 0.41303 | 0.40197 | 25.9028 | 60.6175 | 67.4524 | 65.9599
4 | 4 | 20 | 534.8547 | 547.6991 | 564.2316 | 578.5491 | 0 | 0 | 0 | 0 | 336.2401 | 293.638 | 288.552 | 296.4943 | 0 | 0 | 0 | 0 | 123.8172 | 90.9914 | 93.9343 | 97.9508 | 0 | 0 | 0 | 0 | 0 | 10.6491 | 11.9474 | 25.2463 | 0 | 0 | 0 | 0 | 74.7973 | 152.4206 | 169.798 | 158.8577 | 0.42087 | 0.43174 | 0.42154 | 0.40469 | 31.4803 | 65.8066 | 71.576 | 64.2875
4 | 4 | 21 | 506.2426 | 518.7512 | 534.6867 | 548.3725 | 0 | 0 | 0 | 0 | 343.7245 | 303.3633 | 298.7679 | 306.033 | 0 | 0 | 0 | 0 | 125.6655 | 78.3808 | 85.497 | 93.4326 | 0 | 0 | 0 | 0 | 0 | 15.0197 | 2.6975 | 9.646 | 0 | 0 | 0 | 0 | 36.8526 | 121.9873 | 147.7243 | 139.261 | 0.41808 | 0.42369 | 0.41303 | 0.4036 | 15.4074 | 51.6846 | 61.0151 | 56.2063
4 | 4 | 22 | 458.5016 | 470.3426 | 485.3108 | 498.1446 | 0 | 0 | 0 | 0 | 347.7036 | 302.0322 | 310.8906 | 315.7552 | 0 | 0 | 0 | 0 | 133.0507 | 72.9011 | 83.2176 | 94.192 | 0 | 0 | 0 | 0 | 0 | 7.8274 | 5.7217 | 11.9813 | 0 | 0 | 0 | 0 | -22.2528 | 87.5819 | 85.481 | 76.2162 | 0.41431 | 0.4215 | 0.41126 | 0.40084 | -9.2195 | 36.9157 | 35.1547 | 30.5504
4 | 4 | 23 | 413.3862 | 424.307 | 438.0404 | 449.7832 | 0 | 0 | 0 | 0 | 340.1984 | 320.3119 | 314.8109 | 322.0066 | 0 | 0 | 0 | 0 | 96.9491 | 70.97 | 77.1226 | 84.0386 | 0 | 0 | 0 | 0 | 0 | 9.5741 | 19.3634 | 8.9645 | 0 | 0 | 0 | 0 | -23.7613 | 23.4511 | 26.7436 | 34.7736 | 0.41263 | 0.42045 | 0.41146 | 0.39726 | -9.8047 | 9.8601 | 11.0038 | 13.8142
4 | 4 | 24 | 383.5941 | 392.1501 | 403.0903 | 412.3137 | 0 | 0 | 0 | 0 | 328.0113 | 301.6086 | 320.9114 | 308.956 | 0 | 0 | 0 | 0 | 58.1263 | 57.6178 | 58.1588 | 59.6408 | 0 | 0 | 0 | 0 | 0 | 4.0721 | 7.3405 | 7.7849 | 0 | 0 | 0 | 0 | -2.5434 | 28.8516 | 16.6796 | 35.9321 | 0.41183 | 0.4219 | 0.41161 | 0.39624 | -1.0474 | 12.1724 | 6.8655 | 14.2378
4 | 5 | 1 | 368.3681 | 374.5735 | 382.7728 | 389.4818 | 0 | 0 | 0 | 0 | 321.3714 | 314.8661 | 318.9783 | 312.074 | 0 | 0 | 0 | 0 | 38.5207 | 42.5897 | 40.5235 | 39.482 | 0 | 0 | 0 | 0 | 0 | 8.0922 | 6.467 | 7.4543 | 0 | 0 | 0 | 0 | 8.476 | 9.0256 | 16.804 | 30.4714 | 0.4113 | 0.42149 | 0.41495 | 0.39673 | 3.4862 | 3.8042 | 6.9728 | 12.0891
4 | 5 | 2 | 359.7087 | 364.0457 | 370.1563 | 375.0345 | 0 | 0 | 0 | 0 | 309.5704 | 327.4481 | 312.2151 | 291.1103 | 0 | 0 | 0 | 0 | 36.9846 | 30.9712 | 28.2447 | 26.5782 | 0 | 0 | 0 | 0 | 0 | 5.0685 | 8.1312 | 2.6014 | 0 | 0 | 0 | 0 | 13.1536 | 0.55789 | 21.5653 | 54.7446 | 0.41115 | 0.42158 | 0.41337 | 0.39654 | 5.4081 | 0.23519 | 8.9143 | 21.7082
4 | 5 | 3 | 361.8621 | 364.6942 | 369.1725 | 372.6275 | 0 | 0 | 0 | 0 | 302.4887 | 299.4118 | 287.4281 | 286.7439 | 0 | 0 | 0 | 0 | 41.7331 | 33.0852 | 29.503 | 27.0578 | 0 | 0 | 0 | 0 | 0 | 13.8768 | 7.0164 | 0.1835 | 0 | 0 | 0 | 0 | 17.6403 | 18.3205 | 45.225 | 58.6423 | 0.41121 | 0.42135 | 0.41593 | 0.39646 | 7.2538 | 7.7193 | 18.8103 | 23.2495
4 | 5 | 4 | 367.1222 | 368.4592 | 371.3051 | 373.3036 | 0 | 0 | 0 | 0 | 313.8182 | 301.0992 | 287.0032 | 283.627 | 0 | 0 | 0 | 0 | 50.4245 | 39.2004 | 34.48 | 31.0207 | 0 | 0 | 0 | 0 | 0 | 13.0613 | 5.2222 | -0.047055 | 0 | 0 | 0 | 0 | 2.8794 | 15.0984 | 44.5998 | 58.7029 | 0.41164 | 0.4221 | 0.41529 | 0.39674 | 1.1853 | 6.373 | 18.5218 | 23.2896
4 | 5 | 5 | 388.3056 | 387.9879 | 389.0883 | 389.5111 | 0 | 0 | 0 | 0 | 334.2882 | 282.5186 | 275.1775 | 280.3812 | 0 | 0 | 0 | 0 | 60.572 | 48.5219 | 42.4949 | 37.868 | 0 | 0 | 0 | 0 | 0 | 18.6414 | 12.9269 | 1.2688 | 0 | 0 | 0 | 0 | -6.5546 | 38.306 | 58.4891 | 69.9932 | 0.41274 | 0.42228 | 0.41522 | 0.39874 | -2.7053 | 16.1759 | 24.286 | 27.9094
4 | 5 | 6 | 428.464 | 427.5542 | 428.2226 | 428.2921 | 0 | 0 | 0 | 0 | 334.0065 | 278.147 | 266.2518 | 271.3461 | 0 | 0 | 0 | 0 | 72.3346 | 59.0454 | 51.5201 | 45.5266 | 0 | 0 | 0 | 0 | 0 | 16.5202 | 10.1375 | 10.4522 | 0 | 0 | 0 | 0 | 22.1229 | 73.8416 | 100.3133 | 100.9673 | 0.41319 | 0.42246 | 0.41499 | 0.39779 | 9.141 | 31.1952 | 41.629 | 40.1642
4 | 5 | 7 | 459.5837 | 457.9386 | 458.1327 | 458.0025 | 0 | 0 | 0 | 0 | 311.4552 | 246.9523 | 224.6657 | 229.2248 | 0 | 0 | 0 | 0 | 121.1539 | 140.1457 | 127.3142 | 116.051 | 0 | 0 | 0 | 0 | 0 | 0.83179 | -1.1359 | -0.3322 | 0 | 0 | 0 | 0 | 26.9745 | 70.0087 | 107.2887 | 113.0589 | 0.41464 | 0.33736 | 0.33191 | 0.39149 | 11.1848 | 23.618 | 35.6097 | 44.2609
4 | 5 | 8 | 481.7536 | 480.5273 | 481.6901 | 482.8957 | 0 | 0 | 0 | 0 | 271.9192 | 212.0888 | 211.938 | 208.7674 | 0 | 0 | 0 | 0 | 157.6794 | 223.7624 | 214.6396 | 206.2634 | 0 | 0 | 0 | 0 | 0 | -9.4983 | -8.7241 | 11.6353 | 0 | 0 | 0 | 0 | 52.155 | 54.1745 | 63.8366 | 56.2295 | 0.41395 | 0.28029 | 0.32029 | 0.31141 | 21.5894 | 15.1848 | 20.4461 | 17.5104
4 | 5 | 9 | 496.4367 | 496.2482 | 499.0167 | 502.1113 | 0 | 0 | 0 | 0 | 245.0372 | 208.0654 | 203.5581 | 200.8254 | 0 | 0 | 0 | 0 | 180.1884 | 276.8611 | 279.0422 | 280.749 | 0 | 0 | 0 | 0 | 0 | -10.9633 | -10.7015 | -23.7148 | 0 | 0 | 0 | 0 | 71.2112 | 22.2851 | 27.118 | 44.2517 | 0.39087 | 0 | 0.0068178 | 0 | 27.8344 | 0 | 0.18489 | 0
4 | 5 | 10 | 512.245 | 512.5866 | 515.9602 | 519.5226 | 0 | 0 | 0 | 0 | 231.4582 | 196.5659 | 200.1169 | 179.488 | 0 | 0 | 0 | 0 | 222.4439 | 349.8744 | 366.5755 | 381.3482 | 0 | 0 | 0 | 0 | 0 | -23.1169 | -15.2378 | -24.997 | 0 | 0 | 0 | 0 | 58.3429 | -10.7367 | -35.4944 | -16.3165 | 0.39163 | 0 | 0 | 0 | 22.8486 | 0 | 0 | 0
4 | 5 | 11 | 515.6711 | 516.2162 | 519.5441 | 522.7211 | 0 | 0 | 0 | 0 | 231.6847 | 200.05 | 196.4409 | 184.2234 | 0 | 0 | 0 | 0 | 245.16 | 382.4961 | 408.2009 | 431.1007 | 0 | 0 | 0 | 0 | 0 | -24.2148 | -22.4697 | -25.809 | 0 | 0 | 0 | 0 | 38.8264 | -42.1151 | -62.6281 | -66.7939 | 0.38888 | 0 | 0 | 0 | 15.0989 | 0 | 0 | 0
4 | 5 | 12 | 520.868 | 521.8744 | 525.5244 | 528.7312 | 0 | 0 | 0 | 0 | 227.798 | 192.6254 | 197.1346 | 174.7138 | 0 | 0 | 0 | 0 | 267.864 | 431.3428 | 468.1152 | 500.9914 | 0 | 0 | 0 | 0 | 0 | -24.9294 | -27.6041 | -25.5972 | 0 | 0 | 0 | 0 | 25.2061 | -77.1643 | -112.1213 | -121.3768 | 0.38632 | 0 | 0 | 0 | 9.7375 | 0 | 0 | 0
4 | 5 | 13 | 526.0374 | 528.2437 | 533.1595 | 537.3868 | 0 | 0 | 0 | 0 | 217.9335 | 200.3211 | 196.9604 | 174.7154 | 0 | 0 | 0 | 0 | 281.5129 | 465.9121 | 509.2914 | 548.0894 | 0 | 0 | 0 | 0 | 0 | -24.3225 | -27.0277 | -27.1342 | 0 | 0 | 0 | 0 | 26.591 | -113.667 | -146.0645 | -158.2837 | 0.38495 | 0 | 0 | 0 | 10.2363 | 0 | 0 | 0
4 | 5 | 14 | 526.7945 | 529.927 | 535.8977 | 541.095 | 0 | 0 | 0 | 0 | 223.05 | 201.4013 | 197.335 | 174.7138 | 0 | 0 | 0 | 0 | 267.8729 | 437.378 | 474.8818 | 508.3789 | 0 | 0 | 0 | 0 | 0 | -24.3123 | -25.1264 | -21.1017 | 0 | 0 | 0 | 0 | 35.8716 | -84.54 | -111.1927 | -120.8959 | 0.38305 | 0 | 0 | 0 | 13.7405 | 0 | 0 | 0
4 | 5 | 15 | 521.8186 | 525.782 | 532.6238 | 538.567 | 0 | 0 | 0 | 0 | 225.601 | 201.0921 | 200.0101 | 174.7462 | 0 | 0 | 0 | 0 | 246.9557 | 391.8119 | 418.8857 | 442.9952 | 0 | 0 | 0 | 0 | 0 | -23.24 | -21.8491 | -19.5198 | 0 | 0 | 0 | 0 | 49.2619 | -43.882 | -64.4228 | -59.6546 | 0.38528 | 0 | 0 | 0 | 18.9798 | 0 | 0 | 0
4 | 5 | 16 | 516.0682 | 521.9923 | 530.9817 | 538.8414 | 0 | 0 | 0 | 0 | 241.9318 | 212.1965 | 208.8029 | 186.5785 | 0 | 0 | 0 | 0 | 231.0277 | 352.3573 | 370.7947 | 387.2111 | 0 | 0 | 0 | 0 | 0 | -12.4087 | -3.6325 | -12.2715 | 0 | 0 | 0 | 0 | 43.1087 | -30.1527 | -44.9833 | -22.6767 | 0.41156 | 0 | 0.007326 | 0 | 17.7416 | 0 | -0.32955 | 0
4 | 5 | 17 | 506.3767 | 514.238 | 525.2925 | 534.9512 | 0 | 0 | 0 | 0 | 266.4292 | 212.7757 | 213.0054 | 214.0634 | 0 | 0 | 0 | 0 | 192.1184 | 268.2007 | 278.3417 | 287.6345 | 0 | 0 | 0 | 0 | 0 | -1.4842 | -0.55054 | 7.6349 | 0 | 0 | 0 | 0 | 47.8291 | 34.7458 | 34.4961 | 25.6185 | 0.40997 | 0.23762 | 0.31375 | 0.26988 | 19.6086 | 8.2563 | 10.823 | 6.914
4 | 5 | 18 | 499.2528 | 509.2531 | 522.6328 | 534.3489 | 0 | 0 | 0 | 0 | 307.9198 | 249.7023 | 222.2379 | 261.3484 | 0 | 0 | 0 | 0 | 155.8605 | 149.3712 | 153.8922 | 158.8792 | 0 | 0 | 0 | 0 | 0 | -3.4989 | -1.6766 | 2.709 | 0 | 0 | 0 | 0 | 35.4725 | 113.6786 | 148.1793 | 111.4122 | 0.41329 | 0.42469 | 0.41897 | 0.40593 | 14.6604 | 48.2785 | 62.0822 | 45.2254
4 | 5 | 19 | 523.6987 | 535.3695 | 550.6524 | 563.9813 | 0 | 0 | 0 | 0 | 339.6128 | 284.5256 | 269.8903 | 283.8407 | 0 | 0 | 0 | 0 | 141.2633 | 67.0853 | 72.5789 | 78.9197 | 0 | 0 | 0 | 0 | 0 | 7.9521 | 16.9986 | 13.3662 | 0 | 0 | 0 | 0 | 42.8226 | 175.8065 | 191.1847 | 187.8546 | 0.4157 | 0.42239 | 0.41303 | 0.40197 | 17.8012 | 74.2586 | 78.9645 | 75.511
4 | 5 | 20 | 539.9504 | 552.9601 | 569.6955 | 584.1878 | 0 | 0 | 0 | 0 | 336.2401 | 293.638 | 288.552 | 296.4943 | 0 | 0 | 0 | 0 | 150.2916 | 59.5528 | 66.6813 | 74.633 | 0 | 0 | 0 | 0 | 0 | 10.6491 | 11.9474 | 25.2463 | 0 | 0 | 0 | 0 | 53.4186 | 189.1202 | 202.5149 | 187.8142 | 0.42087 | 0.43174 | 0.42154 | 0.40469 | 22.4826 | 81.6514 | 85.3673 | 76.0059
4 | 5 | 21 | 513.9039 | 526.6609 | 542.9015 | 556.8502 | 0 | 0 | 0 | 0 | 343.7245 | 303.3633 | 298.7679 | 306.033 | 0 | 0 | 0 | 0 | 133.8419 | 71.0376 | 76.8841 | 83.5899 | 0 | 0 | 0 | 0 | 0 | 15.0197 | 2.6975 | 9.646 | 0 | 0 | 0 | 0 | 36.3375 | 137.2403 | 164.552 | 157.5813 | 0.41808 | 0.42369 | 0.41303 | 0.4036 | 15.192 | 58.1471 | 67.9656 | 63.6005
4 | 5 | 22 | 471.0463 | 483.2941 | 498.7618 | 512.0261 | 0 | 0 | 0 | 0 | 347.7036 | 302.0322 | 310.8906 | 315.7552 | 0 | 0 | 0 | 0 | 117.3631 | 82.1689 | 84.9391 | 88.6944 | 0 | 0 | 0 | 0 | 0 | 7.8274 | 5.7217 | 11.9813 | 0 | 0 | 0 | 0 | 5.9796 | 91.2657 | 97.2105 | 95.5953 | 0.41431 | 0.4215 | 0.41126 | 0.40084 | 2.4774 | 38.4683 | 39.9786 | 38.3182
4 | 5 | 23 | 428.4434 | 439.8525 | 454.1854 | 466.4449 | 0 | 0 | 0 | 0 | 340.1984 | 320.3119 | 314.8109 | 322.0066 | 0 | 0 | 0 | 0 | 104.1287 | 76.6188 | 77.8869 | 80.1758 | 0 | 0 | 0 | 0 | 0 | 9.5741 | 19.3634 | 8.9645 | 0 | 0 | 0 | 0 | -15.8836 | 33.3478 | 42.1242 | 55.2981 | 0.41263 | 0.42045 | 0.41146 | 0.39726 | -6.5541 | 14.0212 | 17.3323 | 21.9678
4 | 5 | 24 | 399.9253 | 409.0109 | 420.6014 | 430.3851 | 0 | 0 | 0 | 0 | 328.0113 | 301.6086 | 320.9114 | 308.956 | 0 | 0 | 0 | 0 | 87.9342 | 84.9885 | 85.5083 | 87.021 | 0 | 0 | 0 | 0 | 0 | 4.0721 | 7.3405 | 7.7849 | 0 | 0 | 0 | 0 | -16.0202 | 18.3416 | 6.8412 | 26.6232 | 0.41183 | 0.4219 | 0.41161 | 0.39624 | -6.5975 | 7.7383 | 2.8159 | 10.5492
4 | 6 | 1 | 377.8872 | 384.4014 | 392.9796 | 400.0153 | 0 | 0 | 0 | 0 | 321.3714 | 314.8661 | 318.9783 | 312.074 | 0 | 0 | 0 | 0 | 84.0554 | 73.9562 | 74.5674 | 76.1533 | 0 | 0 | 0 | 0 | 0 | 8.0922 | 6.467 | 7.4543 | 0 | 0 | 0 | 0 | -27.5396 | -12.5131 | -7.033 | 4.3336 | 0.4113 | 0.42149 | 0.41495 | 0.39673 | -11.327 | -5.2741 | -2.9183 | 1.7193
4 | 6 | 2 | 366.6799 | 371.243 | 377.6312 | 382.7486 | 0 | 0 | 0 | 0 | 309.5704 | 327.4481 | 312.2151 | 291.1103 | 0 | 0 | 0 | 0 | 87.1542 | 63.5967 | 64.4607 | 66.3046 | 0 | 0 | 0 | 0 | 0 | 5.0685 | 8.1312 | 2.6014 | 0 | 0 | 0 | 0 | -30.0448 | -24.8702 | -7.1757 | 22.7323 | 0.41115 | 0.42158 | 0.41337 | 0.39654 | -12.3529 | -10.4847 | -2.9662 | 9.0142
4 | 6 | 3 | 361.8444 | 364.676 | 369.1535 | 372.608 | 0 | 0 | 0 | 0 | 302.4887 | 299.4118 | 287.4281 | 286.7439 | 0 | 0 | 0 | 0 | 89.6618 | 58.6761 | 59.9708 | 62.2397 | 0 | 0 | 0 | 0 | 0 | 13.8768 | 7.0164 | 0.1835 | 0 | 0 | 0 | 0 | -30.3061 | -7.2887 | 14.7382 | 23.4408 | 0.41121 | 0.42135 | 0.41593 | 0.39646 | -12.4621 | -3.0711 | 6.13 | 9.2934
4 | 6 | 4 | 365.512 | 366.7969 | 369.5786 | 371.522 | 0 | 0 | 0 | 0 | 313.8182 | 301.0992 | 287.0032 | 283.627 | 0 | 0 | 0 | 0 | 72.2846 | 52.403 | 51.3568 | 51.3602 | 0 | 0 | 0 | 0 | 0 | 13.0613 | 5.2222 | -0.047055 | 0 | 0 | 0 | 0 | -20.5908 | 0.23345 | 25.9965 | 36.5818 | 0.41164 | 0.4221 | 0.41529 | 0.39674 | -8.4759 | 0.098539 | 10.7961 | 14.5133
4 | 6 | 5 | 388.748 | 388.4445 | 389.5626 | 390.0006 | 0 | 0 | 0 | 0 | 334.2882 | 282.5186 | 275.1775 | 280.3812 | 0 | 0 | 0 | 0 | 69.1866 | 43.4455 | 42.0233 | 41.6646 | 0 | 0 | 0 | 0 | 0 | 18.6414 | 12.9269 | 1.2688 | 0 | 0 | 0 | 0 | -14.7268 | 43.8391 | 59.4349 | 66.686 | 0.41274 | 0.42228 | 0.41522 | 0.39874 | -6.0783 | 18.5125 | 24.6787 | 26.5907
4 | 6 | 6 | 424.6953 | 423.6633 | 424.1816 | 424.1218 | 0 | 0 | 0 | 0 | 334.0065 | 278.147 | 266.2518 | 271.3461 | 0 | 0 | 0 | 0 | 72.829 | 42.8445 | 41.2091 | 40.619 | 0 | 0 | 0 | 0 | 0 | 16.5202 | 10.1375 | 10.4522 | 0 | 0 | 0 | 0 | 17.8598 | 86.1516 | 106.5832 | 101.7045 | 0.41319 | 0.42246 | 0.41499 | 0.39779 | 7.3795 | 36.3957 | 44.231 | 40.4575
4 | 6 | 7 | 452.4709 | 450.5951 | 450.506 | 450.1317 | 0 | 0 | 0 | 0 | 311.4552 | 246.9523 | 224.6657 | 229.2248 | 0 | 0 | 0 | 0 | 133.0258 | 146.6903 | 141.6248 | 137.3574 | 0 | 0 | 0 | 0 | 0 | 0.83179 | -1.1359 | -0.3322 | 0 | 0 | 0 | 0 | 7.9898 | 56.1207 | 85.3515 | 83.8817 | 0.41464 | 0.33736 | 0.33191 | 0.39149 | 3.3129 | 18.9328 | 28.3286 | 32.8385
4 | 6 | 8 | 475.9501 | 474.5357 | 475.4673 | 476.4738 | 0 | 0 | 0 | 0 | 271.9192 | 212.0888 | 211.938 | 208.7674 | 0 | 0 | 0 | 0 | 193.3832 | 267.4007 | 271.9574 | 275.8431 | 0 | 0 | 0 | 0 | 0 | -9.4983 | -8.7241 | 11.6353 | 0 | 0 | 0 | 0 | 10.6477 | 4.5444 | 0.29603 | -19.7721 | 0.41395 | 0.28029 | 0.32029 | 0.31141 | 4.4076 | 1.2738 | 0.094816 | -6.1572
4 | 6 | 9 | 497.4275 | 497.2712 | 500.0792 | 503.2077 | 0 | 0 | 0 | 0 | 245.0372 | 208.0654 | 203.5581 | 200.8254 | 0 | 0 | 0 | 0 | 245.1363 | 354.1297 | 377.3007 | 397.7873 | 0 | 0 | 0 | 0 | 0 | -10.9633 | -10.7015 | -23.7148 | 0 | 0 | 0 | 0 | 7.2541 | -53.9605 | -70.078 | -71.6902 | 0.39087 | 0 | 0.0068178 | 0 | 2.8354 | 0 | -0.47778 | 0
4 | 6 | 10 | 508.3524 | 508.5678 | 511.7864 | 515.2153 | 0 | 0 | 0 | 0 | 231.4582 | 196.5659 | 200.1169 | 179.488 | 0 | 0 | 0 | 0 | 274.6983 | 408.8621 | 445.3595 | 477.8104 | 0 | 0 | 0 | 0 | 0 | -23.1169 | -15.2378 | -24.997 | 0 | 0 | 0 | 0 | 2.1959 | -73.7432 | -118.4522 | -117.0862 | 0.39163 | 0 | 0 | 0 | 0.85999 | 0 | 0 | 0
4 | 6 | 11 | 512.5571 | 513.0011 | 516.205 | 519.2752 | 0 | 0 | 0 | 0 | 231.6847 | 200.05 | 196.4409 | 184.2234 | 0 | 0 | 0 | 0 | 295.2238 | 451.7613 | 500.7257 | 544.4467 | 0 | 0 | 0 | 0 | 0 | -24.2148 | -22.4697 | -25.809 | 0 | 0 | 0 | 0 | -14.3514 | -114.5954 | -158.4919 | -183.5858 | 0.38888 | 0 | 0 | 0 | -5.581 | 0 | 0 | 0
4 | 6 | 12 | 510.1988 | 510.8593 | 514.0844 | 516.9251 | 0 | 0 | 0 | 0 | 227.798 | 192.6254 | 197.1346 | 174.7138 | 0 | 0 | 0 | 0 | 297.2909 | 449.937 | 502.9817 | 550.4535 | 0 | 0 | 0 | 0 | 0 | -24.9294 | -27.6041 | -25.5972 | 0 | 0 | 0 | 0 | -14.8901 | -106.7737 | -158.4278 | -182.6451 | 0.38632 | 0 | 0 | 0 | -5.7523 | 0 | 0 | 0
4 | 6 | 13 | 510.2548 | 511.9493 | 516.2366 | 519.9224 | 0 | 0 | 0 | 0 | 217.9335 | 200.3211 | 196.9604 | 174.7154 | 0 | 0 | 0 | 0 | 296.4784 | 442.6044 | 497.8776 | 547.531 | 0 | 0 | 0 | 0 | 0 | -24.3225 | -27.0277 | -27.1342 | 0 | 0 | 0 | 0 | -4.1571 | -106.6537 | -151.5736 | -175.1898 | 0.38495 | 0 | 0 | 0 | -1.6003 | 0 | 0 | 0
4 | 6 | 14 | 510.4811 | 513.0845 | 518.4057 | 523.0432 | 0 | 0 | 0 | 0 | 223.05 | 201.4013 | 197.335 | 174.7138 | 0 | 0 | 0 | 0 | 313.7104 | 459.9648 | 510.4482 | 555.7842 | 0 | 0 | 0 | 0 | 0 | -24.3123 | -25.1264 | -21.1017 | 0 | 0 | 0 | 0 | -26.2793 | -123.9693 | -164.2511 | -186.3531 | 0.38305 | 0 | 0 | 0 | -10.0662 | 0 | 0 | 0
4 | 6 | 15 | 505.0982 | 508.5194 | 514.6954 | 520.0649 | 0 | 0 | 0 | 0 | 225.601 | 201.0921 | 200.0101 | 174.7462 | 0 | 0 | 0 | 0 | 332.396 | 443.7781 | 492.3765 | 536.3996 | 0 | 0 | 0 | 0 | 0 | -23.24 | -21.8491 | -19.5198 | 0 | 0 | 0 | 0 | -52.8987 | -113.1108 | -155.842 | -171.5611 | 0.38528 | 0 | 0 | 0 | -20.381 | 0 | 0 | 0
4 | 6 | 16 | 500.0556 | 505.4604 | 513.8122 | 521.1224 | 0 | 0 | 0 | 0 | 241.9318 | 212.1965 | 208.8029 | 186.5785 | 0 | 0 | 0 | 0 | 310.6016 | 392.8549 | 427.8642 | 459.8203 | 0 | 0 | 0 | 0 | 0 | -12.4087 | -3.6325 | -12.2715 | 0 | 0 | 0 | 0 | -52.4779 | -87.1822 | -119.2224 | -113.0049 | 0.41156 | 0 | 0.007326 | 0 | -21.5976 | 0 | -0.87342 | 0
4 | 6 | 17 | 494.0974 | 501.5604 | 512.1261 | 521.3634 | 0 | 0 | 0 | 0 | 266.4292 | 212.7757 | 213.0054 | 214.0634 | 0 | 0 | 0 | 0 | 256.7832 | 331.6601 | 346.4993 | 360.2149 | 0 | 0 | 0 | 0 | 0 | -1.4842 | -0.55054 | 7.6349 | 0 | 0 | 0 | 0 | -29.115 | -41.3911 | -46.8281 | -60.5498 | 0.40997 | 0.23762 | 0.31375 | 0.26988 | -11.9363 | -9.8354 | -14.6921 | -16.3415
4 | 6 | 18 | 489.5568 | 499.2426 | 512.2362 | 523.6196 | 0 | 0 | 0 | 0 | 307.9198 | 249.7023 | 222.2379 | 261.3484 | 0 | 0 | 0 | 0 | 223.3051 | 208.1854 | 210.021 | 212.755 | 0 | 0 | 0 | 0 | 0 | -3.4989 | -1.6766 | 2.709 | 0 | 0 | 0 | 0 | -41.6681 | 44.8539 | 81.6539 | 46.8072 | 0.41329 | 0.42469 | 0.41897 | 0.40593 | -17.2209 | 19.0491 | 34.2103 | 19.0004
4 | 6 | 19 | 514.852 | 526.2359 | 541.1665 | 554.1918 | 0 | 0 | 0 | 0 | 339.6128 | 284.5256 | 269.8903 | 283.8407 | 0 | 0 | 0 | 0 | 201.9081 | 124.4081 | 120.1347 | 117.8259 | 0 | 0 | 0 | 0 | 0 | 7.9521 | 16.9986 | 13.3662 | 0 | 0 | 0 | 0 | -26.6689 | 109.3501 | 134.143 | 139.159 | 0.4157 | 0.42239 | 0.41303 | 0.40197 | -11.0862 | 46.1882 | 55.4047 | 55.937
4 | 6 | 20 | 522.9646 | 535.4235 | 551.4826 | 565.3921 | 0 | 0 | 0 | 0 | 336.2401 | 293.638 | 288.552 | 296.4943 | 0 | 0 | 0 | 0 | 196.9702 | 117.5449 | 114.2903 | 112.9119 | 0 | 0 | 0 | 0 | 0 | 10.6491 | 11.9474 | 25.2463 | 0 | 0 | 0 | 0 | -10.2458 | 113.5914 | 136.6929 | 130.7395 | 0.42087 | 0.43174 | 0.42154 | 0.40469 | -4.3122 | 49.0423 | 57.621 | 52.9085
4 | 6 | 21 | 501.3592 | 513.7094 | 529.4504 | 542.9687 | 0 | 0 | 0 | 0 | 343.7245 | 303.3633 | 298.7679 | 306.033 | 0 | 0 | 0 | 0 | 217.2511 | 115.6799 | 116.6178 | 119.2279 | 0 | 0 | 0 | 0 | 0 | 15.0197 | 2.6975 | 9.646 | 0 | 0 | 0 | 0 | -59.6164 | 79.6465 | 111.3672 | 108.0618 | 0.41808 | 0.42369 | 0.41303 | 0.4036 | -24.9245 | 33.7453 | 45.9984 | 43.6142
4 | 6 | 22 | 472.9926 | 485.3035 | 500.8487 | 514.1798 | 0 | 0 | 0 | 0 | 347.7036 | 302.0322 | 310.8906 | 315.7552 | 0 | 0 | 0 | 0 | 213.949 | 98.8355 | 103.1006 | 108.8194 | 0 | 0 | 0 | 0 | 0 | 7.8274 | 5.7217 | 11.9813 | 0 | 0 | 0 | 0 | -88.6601 | 76.6084 | 81.1359 | 77.6239 | 0.41431 | 0.4215 | 0.41126 | 0.40084 | -36.7326 | 32.2903 | 33.3678 | 31.1146
4 | 6 | 23 | 430.3897 | 441.8619 | 456.2724 | 468.5986 | 0 | 0 | 0 | 0 | 340.1984 | 320.3119 | 314.8109 | 322.0066 | 0 | 0 | 0 | 0 | 209.3307 | 98.3851 | 103.7733 | 110.5255 | 0 | 0 | 0 | 0 | 0 | 9.5741 | 19.3634 | 8.9645 | 0 | 0 | 0 | 0 | -119.1394 | 13.5909 | 18.3248 | 27.102 | 0.41263 | 0.42045 | 0.41146 | 0.39726 | -49.161 | 5.7143 | 7.5398 | 10.7666
4 | 6 | 24 | 395.8911 | 404.8459 | 416.2758 | 425.9211 | 0 | 0 | 0 | 0 | 328.0113 | 301.6086 | 320.9114 | 308.956 | 0 | 0 | 0 | 0 | 183.3323 | 86.6752 | 91.7356 | 98.1014 | 0 | 0 | 0 | 0 | 0 | 4.0721 | 7.3405 | 7.7849 | 0 | 0 | 0 | 0 | -115.4525 | 12.49 | -3.7117 | 11.0788 | 0.41183 | 0.4219 | 0.41161 | 0.39624 | -47.5463 | 5.2695 | -1.5278 | 4.3899
4 | 7 | 1 | 377.9049 | 384.4196 | 392.9986 | 400.0348 | 0 | 0 | 0 | 0 | 321.3714 | 314.8661 | 318.9783 | 312.074 | 0 | 0 | 0 | 0 | 173.0099 | 79.7258 | 83.3242 | 88.2585 | 0 | 0 | 0 | 0 | 0 | 8.0922 | 6.467 | 7.4543 | 0 | 0 | 0 | 0 | -116.4764 | -18.2645 | -15.7709 | -7.752 | 0.4113 | 0.42149 | 0.41495 | 0.39673 | -47.9067 | -7.6983 | -6.5441 | -3.0755
4 | 7 | 2 | 364.1497 | 368.6308 | 374.9182 | 379.9489 | 0 | 0 | 0 | 0 | 309.5704 | 327.4481 | 312.2151 | 291.1103 | 0 | 0 | 0 | 0 | 157.2479 | 78.8332 | 80.0685 | 82.6939 | 0 | 0 | 0 | 0 | 0 | 5.0685 | 8.1312 | 2.6014 | 0 | 0 | 0 | 0 | -102.6686 | -42.719 | -25.4965 | 3.5432 | 0.41115 | 0.42158 | 0.41337 | 0.39654 | -42.2122 | -18.0093 | -10.5394 | 1.405
4 | 7 | 3 | 355.3686 | 357.9901 | 362.2098 | 365.4421 | 0 | 0 | 0 | 0 | 302.4887 | 299.4118 | 287.4281 | 286.7439 | 0 | 0 | 0 | 0 | 151.2613 | 77.1379 | 77.5055 | 79.2093 | 0 | 0 | 0 | 0 | 0 | 13.8768 | 7.0164 | 0.1835 | 0 | 0 | 0 | 0 | -98.3814 | -32.4363 | -9.7402 | -0.69471 | 0.41121 | 0.42135 | 0.41593 | 0.39646 | -40.455 | -13.6669 | -4.0512 | -0.27543
4 | 7 | 4 | 355.2144 | 356.1653 | 358.537 | 360.127 | 0 | 0 | 0 | 0 | 313.8182 | 301.0992 | 287.0032 | 283.627 | 0 | 0 | 0 | 0 | 153.3721 | 84.1088 | 82.0306 | 81.3732 | 0 | 0 | 0 | 0 | 0 | 13.0613 | 5.2222 | -0.047055 | 0 | 0 | 0 | 0 | -111.9759 | -42.1039 | -15.7189 | -4.8262 | 0.41164 | 0.4221 | 0.41529 | 0.39674 | -46.0934 | -17.7719 | -6.5279 | -1.9147
4 | 7 | 5 | 362.3669 | 361.208 | 361.2755 | 360.8084 | 0 | 0 | 0 | 0 | 334.2882 | 282.5186 | 275.1775 | 280.3812 | 0 | 0 | 0 | 0 | 157.9531 | 88.4328 | 85.4057 | 83.8747 | 0 | 0 | 0 | 0 | 0 | 18.6414 | 12.9269 | 1.2688 | 0 | 0 | 0 | 0 | -129.8744 | -28.3847 | -12.2345 | -4.7163 | 0.41274 | 0.42228 | 0.41522 | 0.39874 | -53.6043 | -11.9863 | -5.08 | -1.8806
4 | 7 | 6 | 370.0222 | 367.2173 | 365.5586 | 363.6228 | 0 | 0 | 0 | 0 | 334.0065 | 278.147 | 266.2518 | 271.3461 | 0 | 0 | 0 | 0 | 166.8715 | 98.6267 | 93.6114 | 90.1925 | 0 | 0 | 0 | 0 | 0 | 16.5202 | 10.1375 | 10.4522 | 0 | 0 | 0 | 0 | -130.8558 | -26.0766 | -4.4421 | -8.3679 | 0.41319 | 0.42246 | 0.41499 | 0.39779 | -54.0684 | -11.0163 | -1.8434 | -3.3287
4 | 7 | 7 | 385.8547 | 381.8187 | 379.0769 | 376.417 | 0 | 0 | 0 | 0 | 311.4552 | 246.9523 | 224.6657 | 229.2248 | 0 | 0 | 0 | 0 | 193.392 | 125.7736 | 122.7533 | 121.054 | 0 | 0 | 0 | 0 | 0 | 0.83179 | -1.1359 | -0.3322 | 0 | 0 | 0 | 0 | -118.9926 | 8.261 | 32.7939 | 26.4703 | 0.41464 | 0.33736 | 0.33191 | 0.39149 | -49.3393 | 2.7869 | 10.8845 | 10.3628
4 | 7 | 8 | 414.9959 | 411.6048 | 410.1093 | 409.0243 | 0 | 0 | 0 | 0 | 271.9192 | 212.0888 | 211.938 | 208.7674 | 0 | 0 | 0 | 0 | 209.4296 | 171.5628 | 187.554 | 202.974 | 0 | 0 | 0 | 0 | 0 | -9.4983 | -8.7241 | 11.6353 | 0 | 0 | 0 | 0 | -66.3529 | 37.4515 | 19.3414 | -14.3525 | 0.41395 | 0.28029 | 0.32029 | 0.31141 | -27.4665 | 10.4974 | 6.1948 | -4.4695
4 | 7 | 9 | 441.6398 | 439.6744 | 440.2609 | 441.4752 | 0 | 0 | 0 | 0 | 245.0372 | 208.0654 | 203.5581 | 200.8254 | 0 | 0 | 0 | 0 | 258.9115 | 254.1198 | 286.3726 | 316.3246 | 0 | 0 | 0 | 0 | 0 | -10.9633 | -10.7015 | -23.7148 | 0 | 0 | 0 | 0 | -62.3089 | -11.5475 | -38.9682 | -51.96 | 0.39087 | 0 | 0.0068178 | 0 | -24.3547 | 0 | -0.26568 | 0
4 | 7 | 10 | 456.1211 | 454.6427 | 455.7814 | 457.4182 | 0 | 0 | 0 | 0 | 231.4582 | 196.5659 | 200.1169 | 179.488 | 0 | 0 | 0 | 0 | 304.0649 | 303.3792 | 346.922 | 387.0364 | 0 | 0 | 0 | 0 | 0 | -23.1169 | -15.2378 | -24.997 | 0 | 0 | 0 | 0 | -79.402 | -22.1854 | -76.0197 | -84.1092 | 0.39163 | 0 | 0 | 0 | -31.0959 | 0 | 0 | 0
4 | 7 | 11 | 459.1403 | 457.8521 | 458.929 | 460.1664 | 0 | 0 | 0 | 0 | 231.6847 | 200.05 | 196.4409 | 184.2234 | 0 | 0 | 0 | 0 | 359.2945 | 377.1203 | 428.635 | 475.7489 | 0 | 0 | 0 | 0 | 0 | -24.2148 | -22.4697 | -25.809 | 0 | 0 | 0 | 0 | -131.8389 | -95.1034 | -143.6772 | -173.9969 | 0.38888 | 0 | 0 | 0 | -51.2698 | 0 | 0 | 0
4 | 7 | 12 | 458.3391 | 457.3178 | 458.4778 | 459.5392 | 0 | 0 | 0 | 0 | 227.798 | 192.6254 | 197.1346 | 174.7138 | 0 | 0 | 0 | 0 | 393.284 | 413.84 | 466.8295 | 515.1256 | 0 | 0 | 0 | 0 | 0 | -24.9294 | -27.6041 | -25.5972 | 0 | 0 | 0 | 0 | -162.743 | -124.2182 | -177.8821 | -204.703 | 0.38632 | 0 | 0 | 0 | -62.8704 | 0 | 0 | 0
4 | 7 | 13 | 454.4317 | 454.3159 | 456.3804 | 458.1508 | 0 | 0 | 0 | 0 | 217.9335 | 200.3211 | 196.9604 | 174.7154 | 0 | 0 | 0 | 0 | 406.8967 | 414.7522 | 467.5417 | 515.7133 | 0 | 0 | 0 | 0 | 0 | -24.3225 | -27.0277 | -27.1342 | 0 | 0 | 0 | 0 | -170.3985 | -136.4349 | -181.094 | -205.1437 | 0.38495 | 0 | 0 | 0 | -65.5953 | 0 | 0 | 0
4 | 7 | 14 | 448.8014 | 449.4047 | 452.2697 | 454.791 | 0 | 0 | 0 | 0 | 223.05 | 201.4013 | 197.335 | 174.7138 | 0 | 0 | 0 | 0 | 401.8184 | 404.9414 | 451.6711 | 494.3986 | 0 | 0 | 0 | 0 | 0 | -24.3123 | -25.1264 | -21.1017 | 0 | 0 | 0 | 0 | -176.067 | -132.6257 | -171.61 | -193.2198 | 0.38305 | 0 | 0 | 0 | -67.4419 | 0 | 0 | 0
4 | 7 | 15 | 446.9218 | 448.4565 | 452.3159 | 455.6893 | 0 | 0 | 0 | 0 | 225.601 | 201.0921 | 200.0101 | 174.7462 | 0 | 0 | 0 | 0 | 386.4163 | 380.5183 | 418.4679 | 453.392 | 0 | 0 | 0 | 0 | 0 | -23.24 | -21.8491 | -19.5198 | 0 | 0 | 0 | 0 | -165.0954 | -109.9139 | -144.3129 | -152.9291 | 0.38528 | 0 | 0 | 0 | -63.6084 | 0 | 0 | 0
4 | 7 | 16 | 445.648 | 449.2885 | 455.4737 | 460.9171 | 0 | 0 | 0 | 0 | 241.9318 | 212.1965 | 208.8029 | 186.5785 | 0 | 0 | 0 | 0 | 365.6803 | 350.785 | 381.1909 | 409.4584 | 0 | 0 | 0 | 0 | 0 | -12.4087 | -3.6325 | -12.2715 | 0 | 0 | 0 | 0 | -161.9642 | -101.2842 | -130.8876 | -122.8482 | 0.41156 | 0 | 0.007326 | 0 | -66.6574 | 0 | -0.95888 | 0
4 | 7 | 17 | 442.9985 | 448.8045 | 457.3353 | 464.8194 | 0 | 0 | 0 | 0 | 266.4292 | 212.7757 | 213.0054 | 214.0634 | 0 | 0 | 0 | 0 | 360.8539 | 325.0122 | 339.0136 | 352.5517 | 0 | 0 | 0 | 0 | 0 | -1.4842 | -0.55054 | 7.6349 | 0 | 0 | 0 | 0 | -184.2846 | -87.4991 | -94.1331 | -109.4305 | 0.40997 | 0.23762 | 0.31375 | 0.26988 | -75.5516 | -20.7915 | -29.5339 | -29.5336
4 | 7 | 18 | 454.0459 | 462.5802 | 474.1597 | 484.3247 | 0 | 0 | 0 | 0 | 307.9198 | 249.7023 | 222.2379 | 261.3484 | 0 | 0 | 0 | 0 | 344.2641 | 219.5122 | 225.1941 | 232.0186 | 0 | 0 | 0 | 0 | 0 | -3.4989 | -1.6766 | 2.709 | 0 | 0 | 0 | 0 | -198.138 | -3.1354 | 28.4043 | -11.7514 | 0.41329 | 0.42469 | 0.41897 | 0.40593 | -81.888 | -1.3316 | 11.9005 | -4.7702
4 | 7 | 19 | 480.7211 | 490.9982 | 504.5698 | 516.424 | 0 | 0 | 0 | 0 | 339.6128 | 284.5256 | 269.8903 | 283.8407 | 0 | 0 | 0 | 0 | 289.4238 | 141.9582 | 138.5362 | 137.1065 | 0 | 0 | 0 | 0 | 0 | 7.9521 | 16.9986 | 13.3662 | 0 | 0 | 0 | 0 | -148.3155 | 56.5623 | 79.1447 | 82.1105 | 0.4157 | 0.42239 | 0.41303 | 0.40197 | -61.6542 | 23.8913 | 32.6889 | 33.0056
4 | 7 | 20 | 493.8764 | 505.392 | 520.2928 | 533.2042 | 0 | 0 | 0 | 0 | 336.2401 | 293.638 | 288.552 | 296.4943 | 0 | 0 | 0 | 0 | 252.6422 | 134.2316 | 124.115 | 116.2087 | 0 | 0 | 0 | 0 | 0 | 10.6491 | 11.9474 | 25.2463 | 0 | 0 | 0 | 0 | -95.0059 | 66.8733 | 95.6784 | 95.2549 | 0.42087 | 0.43174 | 0.42154 | 0.40469 | -39.9856 | 28.8721 | 40.3319 | 38.5484
4 | 7 | 21 | 478.9238 | 490.5465 | 505.3941 | 518.1426 | 0 | 0 | 0 | 0 | 343.7245 | 303.3633 | 298.7679 | 306.033 | 0 | 0 | 0 | 0 | 244.2366 | 126.0257 | 116.6327 | 109.2474 | 0 | 0 | 0 | 0 | 0 | 15.0197 | 2.6975 | 9.646 | 0 | 0 | 0 | 0 | -109.0374 | 46.1377 | 87.296 | 93.2163 | 0.41808 | 0.42369 | 0.41303 | 0.4036 | -45.5865 | 19.548 | 36.0562 | 37.6225
4 | 7 | 22 | 449.5486 | 461.0994 | 475.711 | 488.2377 | 0 | 0 | 0 | 0 | 347.7036 | 302.0322 | 310.8906 | 315.7552 | 0 | 0 | 0 | 0 | 252.3146 | 122.8605 | 114.0608 | 107.1136 | 0 | 0 | 0 | 0 | 0 | 7.8274 | 5.7217 | 11.9813 | 0 | 0 | 0 | 0 | -150.4696 | 28.3793 | 45.0379 | 53.3876 | 0.41431 | 0.4215 | 0.41126 | 0.40084 | -62.3407 | 11.9618 | 18.5222 | 21.3998
4 | 7 | 23 | 412.9085 | 423.8138 | 437.5282 | 449.2546 | 0 | 0 | 0 | 0 | 340.1984 | 320.3119 | 314.8109 | 322.0066 | 0 | 0 | 0 | 0 | 236.1554 | 116.902 | 106.4859 | 97.8672 | 0 | 0 | 0 | 0 | 0 | 9.5741 | 19.3634 | 8.9645 | 0 | 0 | 0 | 0 | -163.4453 | -22.9741 | -3.132 | 20.4164 | 0.41263 | 0.42045 | 0.41146 | 0.39726 | -67.4431 | -9.6595 | -1.2887 | 8.1106
4 | 7 | 24 | 387.239 | 395.9132 | 406.9986 | 416.347 | 0 | 0 | 0 | 0 | 328.0113 | 301.6086 | 320.9114 | 308.956 | 0 | 0 | 0 | 0 | 236.1764 | 110.6096 | 104.0842 | 99.1041 | 0 | 0 | 0 | 0 | 0 | 4.0721 | 7.3405 | 7.7849 | 0 | 0 | 0 | 0 | -176.9487 | -20.3771 | -25.3376 | 0.50199 | 0.41183 | 0.4219 | 0.41161 | 0.39624 | -72.872 | -8.5971 | -10.4292 | 0.19891
4 | 8 | 1 | 365.6787 | 371.7969 | 379.8891 | 386.5058 | 0 | 0 | 0 | 0 | 321.3714 | 314.8661 | 318.9783 | 312.074 | 0 | 0 | 0 | 0 | 214.3708 | 95.3601 | 91.7762 | 89.5504 | 0 | 0 | 0 | 0 | 0 | 8.0922 | 6.467 | 7.4543 | 0 | 0 | 0 | 0 | -170.0635 | -46.5214 | -37.3325 | -22.573 | 0.4113 | 0.42149 | 0.41495 | 0.39673 | -69.9471 | -19.6083 | -15.4911 | -8.9555
4 | 8 | 2 | 348.314 | 352.2816 | 357.9384 | 362.4257 | 0 | 0 | 0 | 0 | 309.5704 | 327.4481 | 312.2151 | 291.1103 | 0 | 0 | 0 | 0 | 194.3163 | 89.3474 | 88.3973 | 88.6479 | 0 | 0 | 0 | 0 | 0 | 5.0685 | 8.1312 | 2.6014 | 0 | 0 | 0 | 0 | -155.5727 | -69.5824 | -50.8051 | -19.9339 | 0.41115 | 0.42158 | 0.41337 | 0.39654 | -63.9637 | -29.3343 | -21.0011 | -7.9045
4 | 8 | 3 | 340.1345 | 342.262 | 345.8751 | 348.5846 | 0 | 0 | 0 | 0 | 302.4887 | 299.4118 | 287.4281 | 286.7439 | 0 | 0 | 0 | 0 | 177.1587 | 89.3955 | 89.8619 | 91.4347 | 0 | 0 | 0 | 0 | 0 | 13.8768 | 7.0164 | 0.1835 | 0 | 0 | 0 | 0 | -139.5129 | -60.4221 | -38.4313 | -29.7776 | 0.41121 | 0.42135 | 0.41593 | 0.39646 | -57.3686 | -25.4586 | -15.9846 | -11.8057
4 | 8 | 4 | 341.4842 | 341.9899 | 343.8148 | 344.9337 | 0 | 0 | 0 | 0 | 313.8182 | 301.0992 | 287.0032 | 283.627 | 0 | 0 | 0 | 0 | 162.5625 | 89.4755 | 90.0037 | 91.61 | 0 | 0 | 0 | 0 | 0 | 13.0613 | 5.2222 | -0.047055 | 0 | 0 | 0 | 0 | -134.8965 | -61.646 | -38.4142 | -30.2562 | 0.41164 | 0.4221 | 0.41529 | 0.39674 | -55.5284 | -26.0205 | -15.953 | -12.0037
4 | 8 | 5 | 345.7173 | 344.0185 | 343.423 | 342.3846 | 0 | 0 | 0 | 0 | 334.2882 | 282.5186 | 275.1775 | 280.3812 | 0 | 0 | 0 | 0 | 161.0557 | 91.8956 | 95.0093 | 99.0848 | 0 | 0 | 0 | 0 | 0 | 18.6414 | 12.9269 | 1.2688 | 0 | 0 | 0 | 0 | -149.6267 | -49.0371 | -39.6907 | -38.3502 | 0.41274 | 0.42228 | 0.41522 | 0.39874 | -61.7568 | -20.7075 | -16.4805 | -15.2919
4 | 8 | 6 | 361.4409 | 358.3577 | 356.3572 | 354.127 | 0 | 0 | 0 | 0 | 334.0065 | 278.147 | 266.2518 | 271.3461 | 0 | 0 | 0 | 0 | 151.7364 | 93.8556 | 99.2484 | 105.4651 | 0 | 0 | 0 | 0 | 0 | 16.5202 | 10.1375 | 10.4522 | 0 | 0 | 0 | 0 | -124.302 | -30.1652 | -19.2804 | -33.1363 | 0.41319 | 0.42246 | 0.41499 | 0.39779 | -51.3605 | -12.7436 | -8.0012 | -13.1814
4 | 8 | 7 | 370.1959 | 365.6521 | 362.2868 | 359.0896 | 0 | 0 | 0 | 0 | 311.4552 | 246.9523 | 224.6657 | 229.2248 | 0 | 0 | 0 | 0 | 189.0854 | 152.0428 | 158.8134 | 166.0722 | 0 | 0 | 0 | 0 | 0 | 0.83179 | -1.1359 | -0.3322 | 0 | 0 | 0 | 0 | -130.3447 | -34.1748 | -20.0563 | -35.8752 | 0.41464 | 0.33736 | 0.33191 | 0.39149 | -54.0464 | -11.5291 | -6.6568 | -14.0446
4 | 8 | 8 | 394.2944 | 390.2321 | 387.9122 | 386.1169 | 0 | 0 | 0 | 0 | 271.9192 | 212.0888 | 211.938 | 208.7674 | 0 | 0 | 0 | 0 | 227.4324 | 260.9188 | 276.3257 | 290.8772 | 0 | 0 | 0 | 0 | 0 | -9.4983 | -8.7241 | 11.6353 | 0 | 0 | 0 | 0 | -105.0572 | -73.2772 | -91.6273 | -125.163 | 0.41395 | 0.28029 | 0.32029 | 0.31141 | -43.488 | -20.5391 | -29.3471 | -38.9768
4 | 8 | 9 | 404.8019 | 401.6419 | 400.7615 | 400.7119 | 0 | 0 | 0 | 0 | 245.0372 | 208.0654 | 203.5581 | 200.8254 | 0 | 0 | 0 | 0 | 272.9172 | 357.3548 | 384.6864 | 409.6733 | 0 | 0 | 0 | 0 | 0 | -10.9633 | -10.7015 | -23.7148 | 0 | 0 | 0 | 0 | -113.1525 | -152.815 | -176.7815 | -186.0721 | 0.39087 | 0 | 0.0068178 | 0 | -44.2281 | 0 | -1.2053 | 0
4 | 8 | 10 | 412.8958 | 410.0157 | 409.4332 | 409.5868 | 0 | 0 | 0 | 0 | 231.4582 | 196.5659 | 200.1169 | 179.488 | 0 | 0 | 0 | 0 | 301.1938 | 426.2108 | 464.2022 | 498.5965 | 0 | 0 | 0 | 0 | 0 | -23.1169 | -15.2378 | -24.997 | 0 | 0 | 0 | 0 | -119.7562 | -189.6441 | -239.6481 | -243.5007 | 0.39163 | 0 | 0 | 0 | -46.8996 | 0 | 0 | 0
4 | 8 | 11 | 416.5342 | 413.8644 | 413.2447 | 413.0202 | 0 | 0 | 0 | 0 | 231.6847 | 200.05 | 196.4409 | 184.2234 | 0 | 0 | 0 | 0 | 323.9365 | 488.5547 | 538.474 | 583.5146 | 0 | 0 | 0 | 0 | 0 | -24.2148 | -22.4697 | -25.809 | 0 | 0 | 0 | 0 | -139.087 | -250.5255 | -299.2006 | -328.9087 | 0.38888 | 0 | 0 | 0 | -54.0885 | 0 | 0 | 0
4 | 8 | 12 | 412.7252 | 410.2247 | 409.5684 | 409.0646 | 0 | 0 | 0 | 0 | 227.798 | 192.6254 | 197.1346 | 174.7138 | 0 | 0 | 0 | 0 | 361.2395 | 530.0538 | 584.5398 | 633.6476 | 0 | 0 | 0 | 0 | 0 | -24.9294 | -27.6041 | -25.5972 | 0 | 0 | 0 | 0 | -176.3124 | -287.5251 | -344.5019 | -373.6996 | 0.38632 | 0 | 0 | 0 | -68.1125 | 0 | 0 | 0
4 | 8 | 13 | 412.6926 | 411.2234 | 411.6257 | 411.9641 | 0 | 0 | 0 | 0 | 217.9335 | 200.3211 | 196.9604 | 174.7154 | 0 | 0 | 0 | 0 | 384.2158 | 538.9399 | 598.7135 | 652.8363 | 0 | 0 | 0 | 0 | 0 | -24.3225 | -27.0277 | -27.1342 | 0 | 0 | 0 | 0 | -189.4566 | -303.7152 | -357.0204 | -388.4534 | 0.38495 | 0 | 0 | 0 | -72.9318 | 0 | 0 | 0
4 | 8 | 14 | 408.7079 | 408.011 | 409.2795 | 410.425 | 0 | 0 | 0 | 0 | 223.05 | 201.4013 | 197.335 | 174.7138 | 0 | 0 | 0 | 0 | 395.6932 | 520.2003 | 576.9611 | 628.5617 | 0 | 0 | 0 | 0 | 0 | -24.3123 | -25.1264 | -21.1017 | 0 | 0 | 0 | 0 | -210.0353 | -289.2783 | -339.8901 | -371.7487 | 0.38305 | 0 | 0 | 0 | -80.4533 | 0 | 0 | 0
4 | 8 | 15 | 405.4305 | 405.6197 | 407.8269 | 409.7766 | 0 | 0 | 0 | 0 | 225.601 | 201.0921 | 200.0101 | 174.7462 | 0 | 0 | 0 | 0 | 398.0649 | 485.5707 | 536.5946 | 583.3006 | 0 | 0 | 0 | 0 | 0 | -23.24 | -21.8491 | -19.5198 | 0 | 0 | 0 | 0 | -218.2354 | -257.8032 | -306.9286 | -328.7503 | 0.38528 | 0 | 0 | 0 | -84.0823 | 0 | 0 | 0
4 | 8 | 16 | 405.1651 | 407.4929 | 412.0661 | 416.1205 | 0 | 0 | 0 | 0 | 241.9318 | 212.1965 | 208.8029 | 186.5785 | 0 | 0 | 0 | 0 | 405.2096 | 432.8588 | 472.0806 | 508.4519 | 0 | 0 | 0 | 0 | 0 | -12.4087 | -3.6325 | -12.2715 | 0 | 0 | 0 | 0 | -241.9763 | -225.1536 | -265.1849 | -266.6383 | 0.41156 | 0 | 0.007326 | 0 | -99.5868 | 0 | -1.9427 | 0
4 | 8 | 17 | 408.0538 | 412.7265 | 419.8659 | 426.151 | 0 | 0 | 0 | 0 | 266.4292 | 212.7757 | 213.0054 | 214.0634 | 0 | 0 | 0 | 0 | 383.9607 | 370.092 | 389.3056 | 407.7834 | 0 | 0 | 0 | 0 | 0 | -1.4842 | -0.55054 | 7.6349 | 0 | 0 | 0 | 0 | -242.3362 | -168.6569 | -181.8946 | -203.3307 | 0.40997 | 0.23762 | 0.31375 | 0.26988 | -99.3511 | -40.0762 | -57.0687 | -54.8759
4 | 8 | 18 | 414.4831 | 421.7345 | 431.7386 | 440.5461 | 0 | 0 | 0 | 0 | 307.9198 | 249.7023 | 222.2379 | 261.3484 | 0 | 0 | 0 | 0 | 303.4968 | 271.688 | 267.1347 | 264.2145 | 0 | 0 | 0 | 0 | 0 | -3.4989 | -1.6766 | 2.709 | 0 | 0 | 0 | 0 | -196.9335 | -96.1569 | -55.9574 | -87.7258 | 0.41329 | 0.42469 | 0.41897 | 0.40593 | -81.3901 | -40.8372 | -23.4443 | -35.6104
4 | 8 | 19 | 448.9082 | 458.1536 | 470.4583 | 481.221 | 0 | 0 | 0 | 0 | 339.6128 | 284.5256 | 269.8903 | 283.8407 | 0 | 0 | 0 | 0 | 273.1305 | 202.4994 | 194.3961 | 188.6139 | 0 | 0 | 0 | 0 | 0 | 7.9521 | 16.9986 | 13.3662 | 0 | 0 | 0 | 0 | -163.8352 | -36.8235 | -10.8266 | -4.5999 | 0.4157 | 0.42239 | 0.41303 | 0.40197 | -68.1057 | -15.5538 | -4.4717 | -1.849
4 | 8 | 20 | 474.4843 | 485.3711 | 499.4997 | 511.7457 | 0 | 0 | 0 | 0 | 336.2401 | 293.638 | 288.552 | 296.4943 | 0 | 0 | 0 | 0 | 288.263 | 205.5683 | 195.9099 | 188.6214 | 0 | 0 | 0 | 0 | 0 | 10.6491 | 11.9474 | 25.2463 | 0 | 0 | 0 | 0 | -150.0189 | -24.4844 | 3.0904 | 1.3837 | 0.42087 | 0.43174 | 0.42154 | 0.40469 | -63.1392 | -10.571 | 1.3027 | 0.55998
4 | 8 | 21 | 458.4877 | 469.4477 | 483.4816 | 495.5289 | 0 | 0 | 0 | 0 | 343.7245 | 303.3633 | 298.7679 | 306.033 | 0 | 0 | 0 | 0 | 269.0884 | 216.1192 | 201.6378 | 189.6028 | 0 | 0 | 0 | 0 | 0 | 15.0197 | 2.6975 | 9.646 | 0 | 0 | 0 | 0 | -154.3252 | -65.0545 | -19.6216 | -9.7529 | 0.41808 | 0.42369 | 0.41303 | 0.4036 | -64.5204 | -27.5628 | -8.1044 | -3.9363
4 | 8 | 22 | 428.0156 | 438.8681 | 452.6223 | 464.4101 | 0 | 0 | 0 | 0 | 347.7036 | 302.0322 | 310.8906 | 315.7552 | 0 | 0 | 0 | 0 | 272.5689 | 222.3137 | 206.8451 | 193.8235 | 0 | 0 | 0 | 0 | 0 | 7.8274 | 5.7217 | 11.9813 | 0 | 0 | 0 | 0 | -192.2569 | -93.3053 | -70.8351 | -57.1499 | 0.41431 | 0.4215 | 0.41126 | 0.40084 | -79.6536 | -39.328 | -29.1315 | -22.9079
4 | 8 | 23 | 395.9581 | 406.3137 | 419.3531 | 430.498 | 0 | 0 | 0 | 0 | 340.1984 | 320.3119 | 314.8109 | 322.0066 | 0 | 0 | 0 | 0 | 292.3681 | 229.1448 | 211.4702 | 196.3118 | 0 | 0 | 0 | 0 | 0 | 9.5741 | 19.3634 | 8.9645 | 0 | 0 | 0 | 0 | -236.6084 | -152.7169 | -126.2913 | -96.7849 | 0.41263 | 0.42045 | 0.41146 | 0.39726 | -97.6327 | -64.2103 | -51.9633 | -38.4488
4 | 8 | 24 | 368.1654 | 376.221 | 386.5469 | 395.2409 | 0 | 0 | 0 | 0 | 328.0113 | 301.6086 | 320.9114 | 308.956 | 0 | 0 | 0 | 0 | 304.1367 | 248.6916 | 229.1428 | 212.2178 | 0 | 0 | 0 | 0 | 0 | 4.0721 | 7.3405 | 7.7849 | 0 | 0 | 0 | 0 | -263.9826 | -178.1513 | -170.8478 | -133.7178 | 0.41183 | 0.4219 | 0.41161 | 0.39624 | -108.7148 | -75.1615 | -70.3223 | -52.9845
4 | 9 | 1 | 350.94 | 356.5802 | 364.0855 | 370.1965 | 0 | 0 | 0 | 0 | 321.3714 | 314.8661 | 318.9783 | 312.074 | 0 | 0 | 0 | 0 | 314.5671 | 262.664 | 242.6889 | 225.3192 | 0 | 0 | 0 | 0 | 0 | 8.0922 | 6.467 | 7.4543 | 0 | 0 | 0 | 0 | -284.9986 | -229.042 | -204.0487 | -174.651 | 0.4113 | 0.42149 | 0.41495 | 0.39673 | -117.2198 | -96.5389 | -84.6699 | -69.29
4 | 9 | 2 | 345.7838 | 349.6693 | 355.2254 | 359.6259 | 0 | 0 | 0 | 0 | 309.5704 | 327.4481 | 312.2151 | 291.1103 | 0 | 0 | 0 | 0 | 314.6306 | 266.7959 | 247.2906 | 230.2905 | 0 | 0 | 0 | 0 | 0 | 5.0685 | 8.1312 | 2.6014 | 0 | 0 | 0 | 0 | -278.4172 | -249.6431 | -212.4114 | -164.3763 | 0.41115 | 0.42158 | 0.41337 | 0.39654 | -114.4712 | -105.2436 | -87.8035 | -65.1811
4 | 9 | 3 | 341.143 | 343.3032 | 346.9565 | 349.7006 | 0 | 0 | 0 | 0 | 302.4887 | 299.4118 | 287.4281 | 286.7439 | 0 | 0 | 0 | 0 | 311.6655 | 267.66 | 246.9616 | 228.7983 | 0 | 0 | 0 | 0 | 0 | 13.8768 | 7.0164 | 0.1835 | 0 | 0 | 0 | 0 | -273.0112 | -237.6453 | -194.4496 | -166.0251 | 0.41121 | 0.42135 | 0.41593 | 0.39646 | -112.2639 | -100.1308 | -80.8769 | -65.8228
4 | 9 | 4 | 352.6311 | 353.4983 | 355.7671 | 357.2685 | 0 | 0 | 0 | 0 | 313.8182 | 301.0992 | 287.0032 | 283.627 | 0 | 0 | 0 | 0 | 301.7105 | 265.3334 | 243.3551 | 223.9751 | 0 | 0 | 0 | 0 | 0 | 13.0613 | 5.2222 | -0.047055 | 0 | 0 | 0 | 0 | -262.8976 | -225.9955 | -179.8133 | -150.2866 | 0.41164 | 0.4221 | 0.41529 | 0.39674 | -108.2183 | -95.3917 | -74.6744 | -59.6241
4 | 9 | 5 | 382.7852 | 382.2885 | 383.1691 | 383.4025 | 0 | 0 | 0 | 0 | 334.2882 | 282.5186 | 275.1775 | 280.3812 | 0 | 0 | 0 | 0 | 292.956 | 258.2992 | 236.8812 | 218.0152 | 0 | 0 | 0 | 0 | 0 | 18.6414 | 12.9269 | 1.2688 | 0 | 0 | 0 | 0 | -244.459 | -177.1707 | -141.8165 | -116.2627 | 0.41274 | 0.42228 | 0.41522 | 0.39874 | -100.8978 | -74.8159 | -58.8854 | -46.3591
4 | 9 | 6 | 416.397 | 415.0959 | 415.2838 | 414.9393 | 0 | 0 | 0 | 0 | 334.0065 | 278.147 | 266.2518 | 271.3461 | 0 | 0 | 0 | 0 | 292.8336 | 256.9779 | 236.1929 | 217.8364 | 0 | 0 | 0 | 0 | 0 | 16.5202 | 10.1375 | 10.4522 | 0 | 0 | 0 | 0 | -210.4431 | -136.5492 | -97.2984 | -84.6954 | 0.41319 | 0.42246 | 0.41499 | 0.39779 | -86.9532 | -57.6867 | -40.3779 | -33.6914
4 | 9 | 7 | 453.3025 | 451.4537 | 451.3977 | 451.0519 | 0 | 0 | 0 | 0 | 311.4552 | 246.9523 | 224.6657 | 229.2248 | 0 | 0 | 0 | 0 | 330.2611 | 321.4356 | 304.5874 | 289.5995 | 0 | 0 | 0 | 0 | 0 | 0.83179 | -1.1359 | -0.3322 | 0 | 0 | 0 | 0 | -188.4139 | -117.766 | -76.7195 | -67.4401 | 0.41464 | 0.33736 | 0.33191 | 0.39149 | -78.1243 | -39.7293 | -25.4636 | -26.4019
4 | 9 | 8 | 485.0976 | 483.9799 | 485.2758 | 486.5961 | 0 | 0 | 0 | 0 | 271.9192 | 212.0888 | 211.938 | 208.7674 | 0 | 0 | 0 | 0 | 393.364 | 437.5576 | 438.2405 | 438.7159 | 0 | 0 | 0 | 0 | 0 | -9.4983 | -8.7241 | 11.6353 | 0 | 0 | 0 | 0 | -180.1856 | -156.1682 | -156.1786 | -172.5225 | 0.41395 | 0.28029 | 0.32029 | 0.31141 | -74.5871 | -43.7729 | -50.0222 | -53.725
4 | 9 | 9 | 501.4794 | 501.4544 | 504.4237 | 507.6913 | 0 | 0 | 0 | 0 | 245.0372 | 208.0654 | 203.5581 | 200.8254 | 0 | 0 | 0 | 0 | 470.1437 | 550.2425 | 569.9613 | 587.3463 | 0 | 0 | 0 | 0 | 0 | -10.9633 | -10.7015 | -23.7148 | 0 | 0 | 0 | 0 | -213.7015 | -245.8901 | -258.3941 | -256.7656 | 0.39087 | 0 | 0.0068178 | 0 | -83.5297 | 0 | -1.7617 | 0
4 | 9 | 10 | 514.3682 | 514.7787 | 518.2368 | 521.8721 | 0 | 0 | 0 | 0 | 231.4582 | 196.5659 | 200.1169 | 179.488 | 0 | 0 | 0 | 0 | 521.0382 | 621.711 | 654.576 | 683.5941 | 0 | 0 | 0 | 0 | 0 | -23.1169 | -15.2378 | -24.997 | 0 | 0 | 0 | 0 | -238.1281 | -280.3813 | -321.2182 | -316.213 | 0.39163 | 0 | 0 | 0 | -93.2572 | 0 | 0 | 0
4 | 9 | 11 | 520.5545 | 521.2579 | 524.7803 | 528.1249 | 0 | 0 | 0 | 0 | 231.6847 | 200.05 | 196.4409 | 184.2234 | 0 | 0 | 0 | 0 | 536.6587 | 657.5339 | 696.4977 | 730.8113 | 0 | 0 | 0 | 0 | 0 | -24.2148 | -22.4697 | -25.809 | 0 | 0 | 0 | 0 | -247.7888 | -312.1112 | -345.6887 | -361.1007 | 0.38888 | 0 | 0 | 0 | -96.3607 | 0 | 0 | 0
4 | 9 | 12 | 522.9205 | 523.9934 | 527.7251 | 531.0024 | 0 | 0 | 0 | 0 | 227.798 | 192.6254 | 197.1346 | 174.7138 | 0 | 0 | 0 | 0 | 564.4328 | 674.4112 | 718.2974 | 757.1171 | 0 | 0 | 0 | 0 | 0 | -24.9294 | -27.6041 | -25.5972 | 0 | 0 | 0 | 0 | -269.3103 | -318.1137 | -360.1028 | -375.2313 | 0.38632 | 0 | 0 | 0 | -104.0391 | 0 | 0 | 0
4 | 9 | 13 | 528.4791 | 530.7646 | 535.7776 | 540.0887 | 0 | 0 | 0 | 0 | 217.9335 | 200.3211 | 196.9604 | 174.7154 | 0 | 0 | 0 | 0 | 579.3295 | 683.9976 | 728.1974 | 767.3381 | 0 | 0 | 0 | 0 | 0 | -24.3225 | -27.0277 | -27.1342 | 0 | 0 | 0 | 0 | -268.7838 | -329.2316 | -362.3525 | -374.8305 | 0.38495 | 0 | 0 | 0 | -103.4689 | 0 | 0 | 0
4 | 9 | 14 | 523.5389 | 526.5658 | 532.4069 | 537.4925 | 0 | 0 | 0 | 0 | 223.05 | 201.4013 | 197.335 | 174.7138 | 0 | 0 | 0 | 0 | 560.7337 | 644.6501 | 687.2122 | 725.1766 | 0 | 0 | 0 | 0 | 0 | -24.3123 | -25.1264 | -21.1017 | 0 | 0 | 0 | 0 | -260.2448 | -295.1733 | -327.0139 | -341.2962 | 0.38305 | 0 | 0 | 0 | -99.6859 | 0 | 0 | 0
4 | 9 | 15 | 516.4751 | 520.2653 | 526.8943 | 532.6541 | 0 | 0 | 0 | 0 | 225.601 | 201.0921 | 200.0101 | 174.7462 | 0 | 0 | 0 | 0 | 562.2615 | 636.5404 | 674.4597 | 708.3396 | 0 | 0 | 0 | 0 | 0 | -23.24 | -21.8491 | -19.5198 | 0 | 0 | 0 | 0 | -271.3873 | -294.1272 | -325.7264 | -330.9118 | 0.38528 | 0 | 0 | 0 | -104.5609 | 0 | 0 | 0
4 | 9 | 16 | 509.8578 | 515.5805 | 524.3226 | 531.9692 | 0 | 0 | 0 | 0 | 241.9318 | 212.1965 | 208.8029 | 186.5785 | 0 | 0 | 0 | 0 | 572.3442 | 616.0037 | 645.9108 | 672.8474 | 0 | 0 | 0 | 0 | 0 | -12.4087 | -3.6325 | -12.2715 | 0 | 0 | 0 | 0 | -304.4182 | -300.2109 | -326.7586 | -315.1852 | 0.41156 | 0 | 0.007326 | 0 | -125.2852 | 0 | -2.3938 | 0
4 | 9 | 17 | 504.6782 | 512.4843 | 523.4712 | 533.0717 | 0 | 0 | 0 | 0 | 266.4292 | 212.7757 | 213.0054 | 214.0634 | 0 | 0 | 0 | 0 | 533.8309 | 537.3459 | 549.7226 | 561.1135 | 0 | 0 | 0 | 0 | 0 | -1.4842 | -0.55054 | 7.6349 | 0 | 0 | 0 | 0 | -295.5819 | -236.1531 | -238.7062 | -249.7402 | 0.40997 | 0.23762 | 0.31375 | 0.26988 | -121.1804 | -56.1146 | -74.8931 | -67.4011
4 | 9 | 18 | 501.0045 | 511.0616 | 524.511 | 536.2872 | 0 | 0 | 0 | 0 | 307.9198 | 249.7023 | 222.2379 | 261.3484 | 0 | 0 | 0 | 0 | 433.082 | 396.1938 | 386.2075 | 377.6999 | 0 | 0 | 0 | 0 | 0 | -3.4989 | -1.6766 | 2.709 | 0 | 0 | 0 | 0 | -239.9973 | -131.3355 | -82.2578 | -105.4702 | 0.41329 | 0.42469 | 0.41897 | 0.40593 | -99.1879 | -55.7773 | -34.4633 | -42.8133
4 | 9 | 19 | 525.9635 | 537.7077 | 553.0808 | 566.4874 | 0 | 0 | 0 | 0 | 339.6128 | 284.5256 | 269.8903 | 283.8407 | 0 | 0 | 0 | 0 | 372.5283 | 287.1025 | 273.9857 | 263.1961 | 0 | 0 | 0 | 0 | 0 | 7.9521 | 16.9986 | 13.3662 | 0 | 0 | 0 | 0 | -186.1776 | -41.8725 | -7.7937 | 6.0843 | 0.4157 | 0.42239 | 0.41303 | 0.40197 | -77.3934 | -17.6864 | -3.219 | 2.4457
4 | 9 | 20 | 541.472 | 554.5311 | 571.3271 | 585.8716 | 0 | 0 | 0 | 0 | 336.2401 | 293.638 | 288.552 | 296.4943 | 0 | 0 | 0 | 0 | 366.8355 | 277.7896 | 264.3968 | 253.4549 | 0 | 0 | 0 | 0 | 0 | 10.6491 | 11.9474 | 25.2463 | 0 | 0 | 0 | 0 | -161.6036 | -27.5456 | 6.431 | 10.6761 | 0.42087 | 0.43174 | 0.42154 | 0.40469 | -68.0149 | -11.8926 | 2.7109 | 4.3205
4 | 9 | 21 | 515.2663 | 528.0675 | 544.3623 | 558.3578 | 0 | 0 | 0 | 0 | 343.7245 | 303.3633 | 298.7679 | 306.033 | 0 | 0 | 0 | 0 | 352.2857 | 260.3404 | 250.8412 | 243.4939 | 0 | 0 | 0 | 0 | 0 | 15.0197 | 2.6975 | 9.646 | 0 | 0 | 0 | 0 | -180.7439 | -50.6559 | -7.9443 | -0.81511 | 0.41808 | 0.42369 | 0.41303 | 0.4036 | -75.5656 | -21.4623 | -3.2813 | -0.32898
4 | 9 | 22 | 470.8163 | 483.0567 | 498.5152 | 511.7716 | 0 | 0 | 0 | 0 | 347.7036 | 302.0322 | 310.8906 | 315.7552 | 0 | 0 | 0 | 0 | 355.0337 | 253.2143 | 245.7505 | 240.3907 | 0 | 0 | 0 | 0 | 0 | 7.8274 | 5.7217 | 11.9813 | 0 | 0 | 0 | 0 | -231.9211 | -80.0173 | -63.8476 | -56.3555 | 0.41431 | 0.4215 | 0.41126 | 0.40084 | -96.0867 | -33.7272 | -26.2578 | -22.5894
4 | 9 | 23 | 427.7534 | 439.1401 | 453.4455 | 465.6814 | 0 | 0 | 0 | 0 | 340.1984 | 320.3119 | 314.8109 | 322.0066 | 0 | 0 | 0 | 0 | 359.3333 | 258.3232 | 252.1413 | 248.0464 | 0 | 0 | 0 | 0 | 0 | 9.5741 | 19.3634 | 8.9645 | 0 | 0 | 0 | 0 | -271.7783 | -149.069 | -132.87 | -113.3361 | 0.41263 | 0.42045 | 0.41146 | 0.39726 | -112.145 | -62.6766 | -54.6701 | -45.024
4 | 9 | 24 | 399.6599 | 408.7368 | 420.3168 | 430.0914 | 0 | 0 | 0 | 0 | 328.0113 | 301.6086 | 320.9114 | 308.956 | 0 | 0 | 0 | 0 | 364.6413 | 251.046 | 246.494 | 243.983 | 0 | 0 | 0 | 0 | 0 | 4.0721 | 7.3405 | 7.7849 | 0 | 0 | 0 | 0 | -292.9927 | -147.9899 | -154.4291 | -130.6324 | 0.41183 | 0.4219 | 0.41161 | 0.39624 | -120.6619 | -62.4365 | -63.5643 | -51.7619
4 | 10 | 1 | 381.5321 | 388.1644 | 396.8879 | 404.0485 | 0 | 0 | 0 | 0 | 321.3714 | 314.8661 | 318.9783 | 312.074 | 0 | 0 | 0 | 0 | 353.318 | 241.1822 | 237.1436 | 235.0812 | 0 | 0 | 0 | 0 | 0 | 8.0922 | 6.467 | 7.4543 | 0 | 0 | 0 | 0 | -293.1574 | -175.9761 | -165.701 | -150.561 | 0.4113 | 0.42149 | 0.41495 | 0.39673 | -120.5755 | -74.1721 | -68.7576 | -59.7327
4 | 10 | 2 | 370.4132 | 375.0974 | 381.6343 | 386.8798 | 0 | 0 | 0 | 0 | 309.5704 | 327.4481 | 312.2151 | 291.1103 | 0 | 0 | 0 | 0 | 344.0662 | 243.0996 | 237.9821 | 234.8467 | 0 | 0 | 0 | 0 | 0 | 5.0685 | 8.1312 | 2.6014 | 0 | 0 | 0 | 0 | -283.2234 | -200.5187 | -176.6941 | -141.6786 | 0.41115 | 0.42158 | 0.41337 | 0.39654 | -116.4473 | -84.534 | -73.0392 | -56.1806
4 | 10 | 3 | 367.9133 | 370.9416 | 375.6609 | 379.3235 | 0 | 0 | 0 | 0 | 302.4887 | 299.4118 | 287.4281 | 286.7439 | 0 | 0 | 0 | 0 | 350.1342 | 244.4962 | 239.5226 | 236.5596 | 0 | 0 | 0 | 0 | 0 | 13.8768 | 7.0164 | 0.1835 | 0 | 0 | 0 | 0 | -284.7096 | -186.8431 | -158.3063 | -144.1635 | 0.41121 | 0.42135 | 0.41593 | 0.39646 | -117.0744 | -78.7255 | -65.8439 | -57.1555
4 | 10 | 4 | 372.9433 | 374.4692 | 377.5468 | 379.7451 | 0 | 0 | 0 | 0 | 313.8182 | 301.0992 | 287.0032 | 283.627 | 0 | 0 | 0 | 0 | 337.099 | 251.0815 | 244.2488 | 239.4848 | 0 | 0 | 0 | 0 | 0 | 13.0613 | 5.2222 | -0.047055 | 0 | 0 | 0 | 0 | -277.9739 | -190.7728 | -158.9273 | -143.3196 | 0.41164 | 0.4221 | 0.41529 | 0.39674 | -114.4243 | -80.5243 | -66.0007 | -56.8601
4 | 10 | 5 | 398.0371 | 398.0349 | 399.5228 | 400.2796 | 0 | 0 | 0 | 0 | 334.2882 | 282.5186 | 275.1775 | 280.3812 | 0 | 0 | 0 | 0 | 314.7409 | 251.1773 | 241.3254 | 233.6445 | 0 | 0 | 0 | 0 | 0 | 18.6414 | 12.9269 | 1.2688 | 0 | 0 | 0 | 0 | -250.9921 | -154.3023 | -129.9069 | -115.0149 | 0.41274 | 0.42228 | 0.41522 | 0.39874 | -103.5942 | -65.159 | -53.9403 | -45.8616
4 | 10 | 6 | 436.6738 | 436.0302 | 437.0256 | 437.3768 | 0 | 0 | 0 | 0 | 334.0065 | 278.147 | 266.2518 | 271.3461 | 0 | 0 | 0 | 0 | 315.6696 | 256.2806 | 245.3497 | 236.5763 | 0 | 0 | 0 | 0 | 0 | 16.5202 | 10.1375 | 10.4522 | 0 | 0 | 0 | 0 | -213.0023 | -114.9175 | -84.7134 | -80.9978 | 0.41319 | 0.42246 | 0.41499 | 0.39779 | -88.0107 | -48.5482 | -35.1553 | -32.2205
4 | 10 | 7 | 462.1138 | 460.5508 | 460.8457 | 460.8023 | 0 | 0 | 0 | 0 | 311.4552 | 246.9523 | 224.6657 | 229.2248 | 0 | 0 | 0 | 0 | 359.9074 | 356.416 | 344.2967 | 333.898 | 0 | 0 | 0 | 0 | 0 | 0.83179 | -1.1359 | -0.3322 | 0 | 0 | 0 | 0 | -209.2488 | -143.6493 | -106.9808 | -101.9884 | 0.41464 | 0.33736 | 0.33191 | 0.39149 | -86.7634 | -48.4613 | -35.5075 | -39.927
4 | 10 | 8 | 485.0092 | 483.8885 | 485.1809 | 486.4982 | 0 | 0 | 0 | 0 | 271.9192 | 212.0888 | 211.938 | 208.7674 | 0 | 0 | 0 | 0 | 392.2481 | 476.2875 | 481.0883 | 485.3516 | 0 | 0 | 0 | 0 | 0 | -9.4983 | -8.7241 | 11.6353 | 0 | 0 | 0 | 0 | -179.1581 | -194.9895 | -199.1213 | -219.2561 | 0.41395 | 0.28029 | 0.32029 | 0.31141 | -74.1618 | -54.6543 | -63.7762 | -68.2783
4 | 10 | 9 | 501.1078 | 501.0708 | 504.0253 | 507.2801 | 0 | 0 | 0 | 0 | 245.0372 | 208.0654 | 203.5581 | 200.8254 | 0 | 0 | 0 | 0 | 438.2475 | 581.7294 | 604.9426 | 625.396 | 0 | 0 | 0 | 0 | 0 | -10.9633 | -10.7015 | -23.7148 | 0 | 0 | 0 | 0 | -182.1769 | -277.7607 | -293.7738 | -295.2265 | 0.39087 | 0 | 0.0068178 | 0 | -71.2077 | 0 | -2.0029 | 0
4 | 10 | 10 | 513.8905 | 514.2855 | 517.7246 | 521.3435 | 0 | 0 | 0 | 0 | 231.4582 | 196.5659 | 200.1169 | 179.488 | 0 | 0 | 0 | 0 | 470.1702 | 631.3756 | 670.9683 | 706.1658 | 0 | 0 | 0 | 0 | 0 | -23.1169 | -15.2378 | -24.997 | 0 | 0 | 0 | 0 | -187.7379 | -290.5391 | -338.1228 | -339.3133 | 0.39163 | 0 | 0 | 0 | -73.523 | 0 | 0 | 0
4 | 10 | 11 | 521.1738 | 521.8973 | 525.4443 | 528.8102 | 0 | 0 | 0 | 0 | 231.6847 | 200.05 | 196.4409 | 184.2234 | 0 | 0 | 0 | 0 | 479.1477 | 648.9171 | 699.0324 | 743.7339 | 0 | 0 | 0 | 0 | 0 | -24.2148 | -22.4697 | -25.809 | 0 | 0 | 0 | 0 | -189.6586 | -302.855 | -347.5593 | -373.3381 | 0.38888 | 0 | 0 | 0 | -73.7549 | 0 | 0 | 0
4 | 10 | 12 | 527.4677 | 528.6881 | 532.6009 | 536.0342 | 0 | 0 | 0 | 0 | 227.798 | 192.6254 | 197.1346 | 174.7138 | 0 | 0 | 0 | 0 | 471.7772 | 653.105 | 709.1983 | 759.267 | 0 | 0 | 0 | 0 | 0 | -24.9294 | -27.6041 | -25.5972 | 0 | 0 | 0 | 0 | -172.1075 | -292.1128 | -346.1279 | -372.3494 | 0.38632 | 0 | 0 | 0 | -66.4881 | 0 | 0 | 0
4 | 10 | 13 | 532.124 | 534.5277 | 539.6858 | 544.122 | 0 | 0 | 0 | 0 | 217.9335 | 200.3211 | 196.9604 | 174.7154 | 0 | 0 | 0 | 0 | 464.9281 | 647.8949 | 705.8001 | 757.5382 | 0 | 0 | 0 | 0 | 0 | -24.3225 | -27.0277 | -27.1342 | 0 | 0 | 0 | 0 | -150.7375 | -289.3658 | -336.0469 | -360.9974 | 0.38495 | 0 | 0 | 0 | -58.0267 | 0 | 0 | 0
4 | 10 | 14 | 531.8726 | 535.1697 | 541.3426 | 546.7142 | 0 | 0 | 0 | 0 | 223.05 | 201.4013 | 197.335 | 174.7138 | 0 | 0 | 0 | 0 | 457.3289 | 634.1925 | 690.0699 | 740.0079 | 0 | 0 | 0 | 0 | 0 | -24.3123 | -25.1264 | -21.1017 | 0 | 0 | 0 | 0 | -148.5063 | -276.1118 | -320.9359 | -346.9058 | 0.38305 | 0 | 0 | 0 | -56.8848 | 0 | 0 | 0
4 | 10 | 15 | 523.3402 | 527.353 | 534.2554 | 540.2508 | 0 | 0 | 0 | 0 | 225.601 | 201.0921 | 200.0101 | 174.7462 | 0 | 0 | 0 | 0 | 422.301 | 573.5244 | 625.8988 | 673.0095 | 0 | 0 | 0 | 0 | 0 | -23.24 | -21.8491 | -19.5198 | 0 | 0 | 0 | 0 | -124.5617 | -224.0235 | -269.8044 | -287.9851 | 0.38528 | 0 | 0 | 0 | -47.9915 | 0 | 0 | 0
4 | 10 | 16 | 517.3422 | 523.3076 | 532.3477 | 540.2511 | 0 | 0 | 0 | 0 | 241.9318 | 212.1965 | 208.8029 | 186.5785 | 0 | 0 | 0 | 0 | 350.3281 | 466.6866 | 509.8565 | 549.1048 | 0 | 0 | 0 | 0 | 0 | -12.4087 | -3.6325 | -12.2715 | 0 | 0 | 0 | 0 | -74.9177 | -143.1667 | -182.6792 | -183.1607 | 0.41156 | 0 | 0.007326 | 0 | -30.8329 | 0 | -1.3383 | 0
4 | 10 | 17 | 509.4908 | 517.453 | 528.6316 | 538.3971 | 0 | 0 | 0 | 0 | 266.4292 | 212.7757 | 213.0054 | 214.0634 | 0 | 0 | 0 | 0 | 266.4152 | 359.5052 | 387.9643 | 414.3351 | 0 | 0 | 0 | 0 | 0 | -1.4842 | -0.55054 | 7.6349 | 0 | 0 | 0 | 0 | -23.3536 | -53.3436 | -71.7875 | -97.6362 | 0.40997 | 0.23762 | 0.31375 | 0.26988 | -9.5743 | -12.6755 | -22.523 | -26.3505
4 | 10 | 18 | 505.0386 | 515.2265 | 528.8366 | 540.7512 | 0 | 0 | 0 | 0 | 307.9198 | 249.7023 | 222.2379 | 261.3484 | 0 | 0 | 0 | 0 | 169.2864 | 210.1638 | 219.9784 | 229.9625 | 0 | 0 | 0 | 0 | 0 | -3.4989 | -1.6766 | 2.709 | 0 | 0 | 0 | 0 | 27.8324 | 58.8594 | 88.2969 | 46.7312 | 0.41329 | 0.42469 | 0.41897 | 0.40593 | 11.5028 | 24.9972 | 36.9935 | 18.9695
4 | 10 | 19 | 525.1319 | 536.8492 | 552.1891 | 565.5672 | 0 | 0 | 0 | 0 | 339.6128 | 284.5256 | 269.8903 | 283.8407 | 0 | 0 | 0 | 0 | 145.9351 | 131.4108 | 140.1977 | 149.6756 | 0 | 0 | 0 | 0 | 0 | 7.9521 | 16.9986 | 13.3662 | 0 | 0 | 0 | 0 | 39.584 | 112.9606 | 125.1026 | 118.6846 | 0.4157 | 0.42239 | 0.41303 | 0.40197 | 16.4549 | 47.7132 | 51.6708 | 47.7071
4 | 10 | 20 | 533.0853 | 545.8724 | 562.3345 | 576.5912 | 0 | 0 | 0 | 0 | 336.2401 | 293.638 | 288.552 | 296.4943 | 0 | 0 | 0 | 0 | 172.6458 | 141.1821 | 148.5363 | 156.8238 | 0 | 0 | 0 | 0 | 0 | 10.6491 | 11.9474 | 25.2463 | 0 | 0 | 0 | 0 | 24.1993 | 100.4031 | 113.2988 | 98.0268 | 0.42087 | 0.43174 | 0.42154 | 0.40469 | 10.1849 | 43.3484 | 47.7595 | 39.6701
4 | 10 | 21 | 506.7734 | 519.2992 | 535.2558 | 548.9599 | 0 | 0 | 0 | 0 | 343.7245 | 303.3633 | 298.7679 | 306.033 | 0 | 0 | 0 | 0 | 157.3209 | 142.7707 | 148.4799 | 155.2086 | 0 | 0 | 0 | 0 | 0 | 15.0197 | 2.6975 | 9.646 | 0 | 0 | 0 | 0 | 5.728 | 58.1455 | 85.3105 | 78.0723 | 0.41808 | 0.42369 | 0.41303 | 0.4036 | 2.3948 | 24.6355 | 35.2361 | 31.5103
4 | 10 | 22 | 466.8529 | 478.9648 | 494.2655 | 507.3859 | 0 | 0 | 0 | 0 | 347.7036 | 302.0322 | 310.8906 | 315.7552 | 0 | 0 | 0 | 0 | 156.1314 | 144.8857 | 151.5874 | 159.2988 | 0 | 0 | 0 | 0 | 0 | 7.8274 | 5.7217 | 11.9813 | 0 | 0 | 0 | 0 | -36.9822 | 24.2194 | 26.0658 | 20.3506 | 0.41431 | 0.4215 | 0.41126 | 0.40084 | -15.322 | 10.2085 | 10.7198 | 8.1573
4 | 10 | 23 | 427.1341 | 438.5007 | 452.7815 | 464.9961 | 0 | 0 | 0 | 0 | 340.1984 | 320.3119 | 314.8109 | 322.0066 | 0 | 0 | 0 | 0 | 156.4066 | 139.0914 | 146.4722 | 154.8256 | 0 | 0 | 0 | 0 | 0 | 9.5741 | 19.3634 | 8.9645 | 0 | 0 | 0 | 0 | -69.4709 | -30.4766 | -27.8649 | -20.8006 | 0.41263 | 0.42045 | 0.41146 | 0.39726 | -28.6661 | -12.814 | -11.4652 | -8.2632
4 | 10 | 24 | 391.6447 | 400.4618 | 411.7225 | 421.2221 | 0 | 0 | 0 | 0 | 328.0113 | 301.6086 | 320.9114 | 308.956 | 0 | 0 | 0 | 0 | 139.4645 | 124.3059 | 129.2476 | 135.2359 | 0 | 0 | 0 | 0 | 0 | 4.0721 | 7.3405 | 7.7849 | 0 | 0 | 0 | 0 | -75.8311 | -29.5249 | -45.777 | -30.7546 | 0.41183 | 0.4219 | 0.41161 | 0.39624 | -31.2292 | -12.4565 | -18.8422 | -12.1862
4 | 11 | 1 | 376.3125 | 382.7756 | 391.2912 | 398.2727 | 0 | 0 | 0 | 0 | 321.3714 | 314.8661 | 318.9783 | 312.074 | 0 | 0 | 0 | 0 | 132.4463 | 122.3082 | 124.6607 | 128.1687 | 0 | 0 | 0 | 0 | 0 | 8.0922 | 6.467 | 7.4543 | 0 | 0 | 0 | 0 | -77.5052 | -62.4909 | -58.8148 | -49.4243 | 0.4113 | 0.42149 | 0.41495 | 0.39673 | -31.8779 | -26.3393 | -24.4052 | -19.6083
4 | 11 | 2 | 367.7238 | 372.3208 | 378.7505 | 383.9038 | 0 | 0 | 0 | 0 | 309.5704 | 327.4481 | 312.2151 | 291.1103 | 0 | 0 | 0 | 0 | 141.0179 | 138.8539 | 138.1122 | 138.7399 | 0 | 0 | 0 | 0 | 0 | 5.0685 | 8.1312 | 2.6014 | 0 | 0 | 0 | 0 | -82.8645 | -99.0497 | -79.708 | -48.5478 | 0.41115 | 0.42158 | 0.41337 | 0.39654 | -34.0698 | -41.757 | -32.9485 | -19.251
4 | 11 | 3 | 367.7541 | 370.7772 | 375.4901 | 379.1473 | 0 | 0 | 0 | 0 | 302.4887 | 299.4118 | 287.4281 | 286.7439 | 0 | 0 | 0 | 0 | 156.6096 | 153.9304 | 149.5522 | 146.7439 | 0 | 0 | 0 | 0 | 0 | 13.8768 | 7.0164 | 0.1835 | 0 | 0 | 0 | 0 | -91.3442 | -96.4417 | -68.5066 | -54.524 | 0.41121 | 0.42135 | 0.41593 | 0.39646 | -37.5613 | -40.6353 | -28.4937 | -21.6167
4 | 11 | 4 | 375.0489 | 376.643 | 379.8045 | 382.075 | 0 | 0 | 0 | 0 | 313.8182 | 301.0992 | 287.0032 | 283.627 | 0 | 0 | 0 | 0 | 170.6978 | 159.8848 | 152.4132 | 146.676 | 0 | 0 | 0 | 0 | 0 | 13.0613 | 5.2222 | -0.047055 | 0 | 0 | 0 | 0 | -109.4672 | -97.4023 | -64.8341 | -48.1809 | 0.41164 | 0.4221 | 0.41529 | 0.39674 | -45.0607 | -41.113 | -26.9249 | -19.1151
4 | 11 | 5 | 396.1969 | 396.1351 | 397.5497 | 398.2434 | 0 | 0 | 0 | 0 | 334.2882 | 282.5186 | 275.1775 | 280.3812 | 0 | 0 | 0 | 0 | 184.2847 | 154.0203 | 146.9646 | 141.6217 | 0 | 0 | 0 | 0 | 0 | 18.6414 | 12.9269 | 1.2688 | 0 | 0 | 0 | 0 | -122.3759 | -59.0452 | -37.5192 | -25.0283 | 0.41274 | 0.42228 | 0.41522 | 0.39874 | -50.5093 | -24.9337 | -15.5788 | -9.9799
4 | 11 | 6 | 435.3645 | 434.6785 | 435.6217 | 435.9279 | 0 | 0 | 0 | 0 | 334.0065 | 278.147 | 266.2518 | 271.3461 | 0 | 0 | 0 | 0 | 193.8068 | 152.2799 | 145.4796 | 140.3292 | 0 | 0 | 0 | 0 | 0 | 16.5202 | 10.1375 | 10.4522 | 0 | 0 | 0 | 0 | -92.4488 | -12.2686 | 13.7528 | 13.8004 | 0.41319 | 0.42246 | 0.41499 | 0.39779 | -38.199 | -5.183 | 5.7073 | 5.4897
4 | 11 | 7 | 468.9966 | 467.6568 | 468.2257 | 468.4185 | 0 | 0 | 0 | 0 | 311.4552 | 246.9523 | 224.6657 | 229.2248 | 0 | 0 | 0 | 0 | 213.5698 | 166.4537 | 163.6963 | 162.2003 | 0 | 0 | 0 | 0 | 0 | 0.83179 | -1.1359 | -0.3322 | 0 | 0 | 0 | 0 | -56.0284 | 53.4189 | 80.9996 | 77.3255 | 0.41464 | 0.33736 | 0.33191 | 0.39149 | -23.2317 | 18.0213 | 26.8842 | 30.2718
4 | 11 | 8 | 493.3075 | 492.4559 | 494.0787 | 495.6807 | 0 | 0 | 0 | 0 | 271.9192 | 212.0888 | 211.938 | 208.7674 | 0 | 0 | 0 | 0 | 245.6302 | 224.458 | 237.158 | 249.4813 | 0 | 0 | 0 | 0 | 0 | -9.4983 | -8.7241 | 11.6353 | 0 | 0 | 0 | 0 | -24.242 | 65.4074 | 53.7069 | 25.7967 | 0.41395 | 0.28029 | 0.32029 | 0.31141 | -10.0349 | 18.3333 | 17.2017 | 8.0333
4 | 11 | 9 | 511.2993 | 511.5928 | 514.9531 | 518.5576 | 0 | 0 | 0 | 0 | 245.0372 | 208.0654 | 203.5581 | 200.8254 | 0 | 0 | 0 | 0 | 295.1178 | 288.6176 | 315.0201 | 339.6571 | 0 | 0 | 0 | 0 | 0 | -10.9633 | -10.7015 | -23.7148 | 0 | 0 | 0 | 0 | -28.8557 | 25.8731 | 7.0765 | 1.7899 | 0.39087 | 0 | 0.0068178 | 0 | -11.2789 | 0 | 0.048246 | 0
4 | 11 | 10 | 527.7092 | 528.5523 | 532.5416 | 536.6347 | 0 | 0 | 0 | 0 | 231.4582 | 196.5659 | 200.1169 | 179.488 | 0 | 0 | 0 | 0 | 324.5384 | 330.0159 | 368.4115 | 403.9443 | 0 | 0 | 0 | 0 | 0 | -23.1169 | -15.2378 | -24.997 | 0 | 0 | 0 | 0 | -28.2874 | 25.0874 | -20.749 | -21.8006 | 0.39163 | 0 | 0 | 0 | -11.0781 | 0 | 0 | 0
4 | 11 | 11 | 531.0114 | 532.0539 | 535.9927 | 539.6961 | 0 | 0 | 0 | 0 | 231.6847 | 200.05 | 196.4409 | 184.2234 | 0 | 0 | 0 | 0 | 359.213 | 366.7141 | 414.5808 | 458.7558 | 0 | 0 | 0 | 0 | 0 | -24.2148 | -22.4697 | -25.809 | 0 | 0 | 0 | 0 | -59.8863 | -10.4954 | -52.5594 | -77.4741 | 0.38888 | 0 | 0 | 0 | -23.2887 | 0 | 0 | 0
4 | 11 | 12 | 530.1041 | 531.41 | 535.4277 | 538.9514 | 0 | 0 | 0 | 0 | 227.798 | 192.6254 | 197.1346 | 174.7138 | 0 | 0 | 0 | 0 | 410.7134 | 436.478 | 492.8518 | 544.6727 | 0 | 0 | 0 | 0 | 0 | -24.9294 | -27.6041 | -25.5972 | 0 | 0 | 0 | 0 | -108.4074 | -72.764 | -126.9546 | -154.8379 | 0.38632 | 0 | 0 | 0 | -41.8796 | 0 | 0 | 0
4 | 11 | 13 | 532.0001 | 534.3998 | 539.553 | 543.985 | 0 | 0 | 0 | 0 | 217.9335 | 200.3211 | 196.9604 | 174.7154 | 0 | 0 | 0 | 0 | 418.7228 | 445.7436 | 500.8194 | 551.6174 | 0 | 0 | 0 | 0 | 0 | -24.3225 | -27.0277 | -27.1342 | 0 | 0 | 0 | 0 | -104.6561 | -87.3424 | -131.1991 | -155.2136 | 0.38495 | 0 | 0 | 0 | -40.2876 | 0 | 0 | 0
4 | 11 | 14 | 529.3247 | 532.5392 | 538.6107 | 543.8948 | 0 | 0 | 0 | 0 | 223.05 | 201.4013 | 197.335 | 174.7138 | 0 | 0 | 0 | 0 | 419.3028 | 461.5844 | 512.4447 | 559.3923 | 0 | 0 | 0 | 0 | 0 | -24.3123 | -25.1264 | -21.1017 | 0 | 0 | 0 | 0 | -113.0281 | -106.1342 | -146.0426 | -169.1095 | 0.38305 | 0 | 0 | 0 | -43.2951 | 0 | 0 | 0
4 | 11 | 15 | 521.0401 | 524.9783 | 531.7891 | 537.7055 | 0 | 0 | 0 | 0 | 225.601 | 201.0921 | 200.0101 | 174.7462 | 0 | 0 | 0 | 0 | 394.9408 | 400.773 | 445.6436 | 487.4279 | 0 | 0 | 0 | 0 | 0 | -23.24 | -21.8491 | -19.5198 | 0 | 0 | 0 | 0 | -99.5017 | -53.6469 | -92.0155 | -104.9488 | 0.38528 | 0 | 0 | 0 | -38.3363 | 0 | 0 | 0
4 | 11 | 16 | 512.5649 | 518.3754 | 527.2253 | 534.9648 | 0 | 0 | 0 | 0 | 241.9318 | 212.1965 | 208.8029 | 186.5785 | 0 | 0 | 0 | 0 | 397.2166 | 403.6709 | 430.5877 | 455.8446 | 0 | 0 | 0 | 0 | 0 | -12.4087 | -3.6325 | -12.2715 | 0 | 0 | 0 | 0 | -126.5835 | -85.0832 | -108.5328 | -95.1868 | 0.41156 | 0 | 0.007326 | 0 | -52.0962 | 0 | -0.79511 | 0
4 | 11 | 17 | 504.3243 | 512.1189 | 523.0918 | 532.6801 | 0 | 0 | 0 | 0 | 266.4292 | 212.7757 | 213.0054 | 214.0634 | 0 | 0 | 0 | 0 | 343.9333 | 300.5043 | 310.2366 | 320.0753 | 0 | 0 | 0 | 0 | 0 | -1.4842 | -0.55054 | 7.6349 | 0 | 0 | 0 | 0 | -106.0382 | 0.32323 | 0.40038 | -9.0935 | 0.40997 | 0.23762 | 0.31375 | 0.26988 | -43.4727 | 0.076806 | 0.12562 | -2.4542
4 | 11 | 18 | 503.1808 | 513.3085 | 526.8445 | 538.6954 | 0 | 0 | 0 | 0 | 307.9198 | 249.7023 | 222.2379 | 261.3484 | 0 | 0 | 0 | 0 | 275.8226 | 188.0679 | 181.9228 | 177.5752 | 0 | 0 | 0 | 0 | 0 | -3.4989 | -1.6766 | 2.709 | 0 | 0 | 0 | 0 | -80.5616 | 79.0372 | 124.3604 | 97.0628 | 0.41329 | 0.42469 | 0.41897 | 0.40593 | -33.2951 | 33.5666 | 52.1029 | 39.4005
4 | 11 | 19 | 526.7597 | 538.5298 | 553.9345 | 567.3684 | 0 | 0 | 0 | 0 | 339.6128 | 284.5256 | 269.8903 | 283.8407 | 0 | 0 | 0 | 0 | 258.8567 | 142.4115 | 133.6773 | 127.1977 | 0 | 0 | 0 | 0 | 0 | 7.9521 | 16.9986 | 13.3662 | 0 | 0 | 0 | 0 | -71.7098 | 103.6406 | 133.3685 | 142.9638 | 0.4157 | 0.42239 | 0.41303 | 0.40197 | -29.8095 | 43.7765 | 55.0848 | 57.4665
4 | 11 | 20 | 544.0376 | 557.1798 | 574.078 | 588.7106 | 0 | 0 | 0 | 0 | 336.2401 | 293.638 | 288.552 | 296.4943 | 0 | 0 | 0 | 0 | 255.8669 | 145.4462 | 134.7394 | 126.2765 | 0 | 0 | 0 | 0 | 0 | 10.6491 | 11.9474 | 25.2463 | 0 | 0 | 0 | 0 | -48.0695 | 107.4465 | 138.8393 | 140.6934 | 0.42087 | 0.43174 | 0.42154 | 0.40469 | -20.2312 | 46.3893 | 58.5258 | 56.9367
4 | 11 | 21 | 518.9112 | 531.8306 | 548.2705 | 562.391 | 0 | 0 | 0 | 0 | 343.7245 | 303.3633 | 298.7679 | 306.033 | 0 | 0 | 0 | 0 | 289.2004 | 165.4713 | 152.6652 | 142.2123 | 0 | 0 | 0 | 0 | 0 | 15.0197 | 2.6975 | 9.646 | 0 | 0 | 0 | 0 | -114.0138 | 47.9763 | 94.1399 | 104.4998 | 0.41808 | 0.42369 | 0.41303 | 0.4036 | -47.667 | 20.327 | 38.883 | 42.1766
4 | 11 | 22 | 476.1066 | 488.5186 | 504.1878 | 517.6257 | 0 | 0 | 0 | 0 | 347.7036 | 302.0322 | 310.8906 | 315.7552 | 0 | 0 | 0 | 0 | 311.9012 | 171.4222 | 158.8946 | 148.7255 | 0 | 0 | 0 | 0 | 0 | 7.8274 | 5.7217 | 11.9813 | 0 | 0 | 0 | 0 | -183.4982 | 7.2368 | 28.6809 | 41.1637 | 0.41431 | 0.4215 | 0.41126 | 0.40084 | -76.0248 | 3.0503 | 11.7952 | 16.5
4 | 11 | 23 | 434.123 | 445.7163 | 460.2754 | 472.7298 | 0 | 0 | 0 | 0 | 340.1984 | 320.3119 | 314.8109 | 322.0066 | 0 | 0 | 0 | 0 | 333.982 | 179.8764 | 166.7505 | 156.0635 | 0 | 0 | 0 | 0 | 0 | 9.5741 | 19.3634 | 8.9645 | 0 | 0 | 0 | 0 | -240.0573 | -64.046 | -40.6494 | -14.3048 | 0.41263 | 0.42045 | 0.41146 | 0.39726 | -99.0558 | -26.9284 | -16.7254 | -5.6827
4 | 11 | 24 | 404.6317 | 413.87 | 425.6479 | 435.5931 | 0 | 0 | 0 | 0 | 328.0113 | 301.6086 | 320.9114 | 308.956 | 0 | 0 | 0 | 0 | 334.7871 | 180.441 | 163.0082 | 148.1582 | 0 | 0 | 0 | 0 | 0 | 4.0721 | 7.3405 | 7.7849 | 0 | 0 | 0 | 0 | -258.1666 | -72.2518 | -65.6123 | -29.306 | 0.41183 | 0.4219 | 0.41161 | 0.39624 | -106.3196 | -30.4828 | -27.0065 | -11.6122
4 | 12 | 1 | 381.1252 | 387.7443 | 396.4515 | 403.5982 | 0 | 0 | 0 | 0 | 321.3714 | 314.8661 | 318.9783 | 312.074 | 0 | 0 | 0 | 0 | 312.2339 | 175.8159 | 156.4864 | 139.8103 | 0 | 0 | 0 | 0 | 0 | 8.0922 | 6.467 | 7.4543 | 0 | 0 | 0 | 0 | -252.4802 | -111.0298 | -85.4803 | -55.7405 | 0.4113 | 0.42149 | 0.41495 | 0.39673 | -103.845 | -46.798 | -35.47 | -22.1142
4 | 12 | 2 | 374.1643 | 378.9701 | 385.6563 | 391.0305 | 0 | 0 | 0 | 0 | 309.5704 | 327.4481 | 312.2151 | 291.1103 | 0 | 0 | 0 | 0 | 290.7914 | 168.2241 | 150.7762 | 135.7896 | 0 | 0 | 0 | 0 | 0 | 5.0685 | 8.1312 | 2.6014 | 0 | 0 | 0 | 0 | -226.1976 | -121.7706 | -85.4661 | -38.4708 | 0.41115 | 0.42158 | 0.41337 | 0.39654 | -93.0011 | -51.3356 | -35.3287 | -15.255
4 | 12 | 3 | 371.0628 | 374.1932 | 379.0379 | 382.8086 | 0 | 0 | 0 | 0 | 302.4887 | 299.4118 | 287.4281 | 286.7439 | 0 | 0 | 0 | 0 | 278.2915 | 168.699 | 151.2899 | 136.2939 | 0 | 0 | 0 | 0 | 0 | 13.8768 | 7.0164 | 0.1835 | 0 | 0 | 0 | 0 | -209.7175 | -107.7944 | -66.6966 | -40.4128 | 0.41121 | 0.42135 | 0.41593 | 0.39646 | -86.2371 | -45.4187 | -27.7409 | -16.0221
4 | 12 | 4 | 376.0397 | 377.6659 | 380.8669 | 383.1714 | 0 | 0 | 0 | 0 | 313.8182 | 301.0992 | 287.0032 | 283.627 | 0 | 0 | 0 | 0 | 266.0509 | 162.5549 | 144.7523 | 129.375 | 0 | 0 | 0 | 0 | 0 | 13.0613 | 5.2222 | -0.047055 | 0 | 0 | 0 | 0 | -203.8294 | -99.0494 | -56.1107 | -29.7835 | 0.41164 | 0.4221 | 0.41529 | 0.39674 | -83.9037 | -41.8083 | -23.3021 | -11.8162
4 | 12 | 5 | 404.6191 | 404.8303 | 406.5804 | 407.5629 | 0 | 0 | 0 | 0 | 334.2882 | 282.5186 | 275.1775 | 280.3812 | 0 | 0 | 0 | 0 | 276.5702 | 158.9404 | 143.4694 | 130.3678 | 0 | 0 | 0 | 0 | 0 | 18.6414 | 12.9269 | 1.2688 | 0 | 0 | 0 | 0 | -206.2394 | -55.27 | -24.9934 | -4.4548 | 0.41274 | 0.42228 | 0.41522 | 0.39874 | -85.123 | -23.3395 | -10.3778 | -1.7763
4 | 12 | 6 | 444.8305 | 444.4515 | 445.7716 | 446.4027 | 0 | 0 | 0 | 0 | 334.0065 | 278.147 | 266.2518 | 271.3461 | 0 | 0 | 0 | 0 | 298.0529 | 170.1418 | 154.8468 | 141.9426 | 0 | 0 | 0 | 0 | 0 | 16.5202 | 10.1375 | 10.4522 | 0 | 0 | 0 | 0 | -187.2289 | -20.3575 | 14.5355 | 22.6617 | 0.41319 | 0.42246 | 0.41499 | 0.39779 | -77.3613 | -8.6003 | 6.0321 | 9.0147
4 | 12 | 7 | 470.7837 | 469.5018 | 470.1419 | 470.3959 | 0 | 0 | 0 | 0 | 311.4552 | 246.9523 | 224.6657 | 229.2248 | 0 | 0 | 0 | 0 | 353.5564 | 270.8882 | 257.9735 | 246.9388 | 0 | 0 | 0 | 0 | 0 | 0.83179 | -1.1359 | -0.3322 | 0 | 0 | 0 | 0 | -194.2279 | -49.1705 | -11.3614 | -5.4355 | 0.41464 | 0.33736 | 0.33191 | 0.39149 | -80.5351 | -16.5881 | -3.7709 | -2.1279
4 | 12 | 8 | 493.449 | 492.602 | 494.2305 | 495.8373 | 0 | 0 | 0 | 0 | 271.9192 | 212.0888 | 211.938 | 208.7674 | 0 | 0 | 0 | 0 | 408.9343 | 388.8199 | 394.8452 | 400.7114 | 0 | 0 | 0 | 0 | 0 | -9.4983 | -8.7241 | 11.6353 | 0 | 0 | 0 | 0 | -187.4045 | -98.8084 | -103.8286 | -125.2768 | 0.41395 | 0.28029 | 0.32029 | 0.31141 | -77.5753 | -27.6954 | -33.2551 | -39.0123
4 | 12 | 9 | 507.6898 | 507.8662 | 511.0828 | 514.5635 | 0 | 0 | 0 | 0 | 245.0372 | 208.0654 | 203.5581 | 200.8254 | 0 | 0 | 0 | 0 | 488.5418 | 490.2402 | 513.6037 | 535.1209 | 0 | 0 | 0 | 0 | 0 | -10.9633 | -10.7015 | -23.7148 | 0 | 0 | 0 | 0 | -225.8892 | -179.476 | -195.3774 | -197.668 | 0.39087 | 0 | 0.0068178 | 0 | -88.2936 | 0 | -1.332 | 0
4 | 12 | 10 | 516.9515 | 517.4457 | 521.0067 | 524.7306 | 0 | 0 | 0 | 0 | 231.4582 | 196.5659 | 200.1169 | 179.488 | 0 | 0 | 0 | 0 | 525.214 | 540.1435 | 578.04 | 612.8247 | 0 | 0 | 0 | 0 | 0 | -23.1169 | -15.2378 | -24.997 | 0 | 0 | 0 | 0 | -239.7206 | -196.1467 | -241.9124 | -242.5851 | 0.39163 | 0 | 0 | 0 | -93.8808 | 0 | 0 | 0
4 | 12 | 11 | 520.2007 | 520.8926 | 524.4009 | 527.7333 | 0 | 0 | 0 | 0 | 231.6847 | 200.05 | 196.4409 | 184.2234 | 0 | 0 | 0 | 0 | 524.1029 | 544.0353 | 589.775 | 631.7221 | 0 | 0 | 0 | 0 | 0 | -24.2148 | -22.4697 | -25.809 | 0 | 0 | 0 | 0 | -235.587 | -198.9779 | -239.3453 | -262.4031 | 0.38888 | 0 | 0 | 0 | -91.6156 | 0 | 0 | 0
4 | 12 | 12 | 516.5685 | 517.4355 | 520.9142 | 523.9735 | 0 | 0 | 0 | 0 | 227.798 | 192.6254 | 197.1346 | 174.7138 | 0 | 0 | 0 | 0 | 514.4972 | 550.7265 | 598.1567 | 641.6054 | 0 | 0 | 0 | 0 | 0 | -24.9294 | -27.6041 | -25.5972 | 0 | 0 | 0 | 0 | -225.7267 | -200.987 | -246.7729 | -266.7485 | 0.38632 | 0 | 0 | 0 | -87.2021 | 0 | 0 | 0
4 | 12 | 13 | 513.6342 | 515.4383 | 519.8602 | 523.662 | 0 | 0 | 0 | 0 | 217.9335 | 200.3211 | 196.9604 | 174.7154 | 0 | 0 | 0 | 0 | 511.4097 | 552.7708 | 602.598 | 648.2575 | 0 | 0 | 0 | 0 | 0 | -24.3225 | -27.0277 | -27.1342 | 0 | 0 | 0 | 0 | -215.7089 | -213.3311 | -252.6705 | -272.1766 | 0.38495 | 0 | 0 | 0 | -83.0376 | 0 | 0 | 0
4 | 12 | 14 | 509.8087 | 512.3903 | 517.6847 | 522.2992 | 0 | 0 | 0 | 0 | 223.05 | 201.4013 | 197.335 | 174.7138 | 0 | 0 | 0 | 0 | 512.7094 | 568.0256 | 624.185 | 675.8551 | 0 | 0 | 0 | 0 | 0 | -24.3123 | -25.1264 | -21.1017 | 0 | 0 | 0 | 0 | -225.9507 | -232.7242 | -278.7089 | -307.168 | 0.38305 | 0 | 0 | 0 | -86.5497 | 0 | 0 | 0
4 | 12 | 15 | 501.5064 | 504.8111 | 510.8441 | 516.0903 | 0 | 0 | 0 | 0 | 225.601 | 201.0921 | 200.0101 | 174.7462 | 0 | 0 | 0 | 0 | 505.3908 | 560.8134 | 620.256 | 675.0714 | 0 | 0 | 0 | 0 | 0 | -23.24 | -21.8491 | -19.5198 | 0 | 0 | 0 | 0 | -229.4854 | -233.8544 | -287.5728 | -314.2074 | 0.38528 | 0 | 0 | 0 | -88.4168 | 0 | 0 | 0
4 | 12 | 16 | 496.8177 | 502.1175 | 510.3404 | 517.5395 | 0 | 0 | 0 | 0 | 241.9318 | 212.1965 | 208.8029 | 186.5785 | 0 | 0 | 0 | 0 | 488.4292 | 534.2949 | 582.9165 | 627.9553 | 0 | 0 | 0 | 0 | 0 | -12.4087 | -3.6325 | -12.2715 | 0 | 0 | 0 | 0 | -233.5434 | -231.9651 | -277.7466 | -284.7228 | 0.41156 | 0 | 0.007326 | 0 | -96.1162 | 0 | -2.0348 | 0
4 | 12 | 17 | 491.8327 | 499.2222 | 509.6977 | 518.8573 | 0 | 0 | 0 | 0 | 266.4292 | 212.7757 | 213.0054 | 214.0634 | 0 | 0 | 0 | 0 | 450.2745 | 470.0421 | 505.2568 | 538.3784 | 0 | 0 | 0 | 0 | 0 | -1.4842 | -0.55054 | 7.6349 | 0 | 0 | 0 | 0 | -224.871 | -182.1113 | -208.0139 | -241.2193 | 0.40997 | 0.23762 | 0.31375 | 0.26988 | -92.1909 | -43.2732 | -65.2635 | -65.1014
4 | 12 | 18 | 486.0004 | 495.5709 | 508.4229 | 519.6843 | 0 | 0 | 0 | 0 | 307.9198 | 249.7023 | 222.2379 | 261.3484 | 0 | 0 | 0 | 0 | 369.672 | 326.092 | 339.4369 | 353.0028 | 0 | 0 | 0 | 0 | 0 | -3.4989 | -1.6766 | 2.709 | 0 | 0 | 0 | 0 | -191.5914 | -76.7244 | -51.5753 | -97.376 | 0.41329 | 0.42469 | 0.41897 | 0.40593 | -79.1823 | -32.5843 | -21.6084 | -39.5277
4 | 12 | 19 | 513.8965 | 525.2494 | 540.142 | 553.1345 | 0 | 0 | 0 | 0 | 339.6128 | 284.5256 | 269.8903 | 283.8407 | 0 | 0 | 0 | 0 | 311.4613 | 180.4052 | 189.3413 | 199.4227 | 0 | 0 | 0 | 0 | 0 | 7.9521 | 16.9986 | 13.3662 | 0 | 0 | 0 | 0 | -137.1775 | 52.3666 | 63.9118 | 56.5049 | 0.4157 | 0.42239 | 0.41303 | 0.40197 | -57.0242 | 22.119 | 26.3973 | 22.713
4 | 12 | 20 | 536.8717 | 549.7816 | 566.3944 | 580.7811 | 0 | 0 | 0 | 0 | 336.2401 | 293.638 | 288.552 | 296.4943 | 0 | 0 | 0 | 0 | 301.4034 | 157.3424 | 165.8229 | 175.5612 | 0 | 0 | 0 | 0 | 0 | 10.6491 | 11.9474 | 25.2463 | 0 | 0 | 0 | 0 | -100.7719 | 88.152 | 100.0722 | 83.4793 | 0.42087 | 0.43174 | 0.42154 | 0.40469 | -42.4124 | 38.059 | 42.184 | 33.7829
4 | 12 | 21 | 513.6562 | 526.4052 | 542.6359 | 556.5761 | 0 | 0 | 0 | 0 | 343.7245 | 303.3633 | 298.7679 | 306.033 | 0 | 0 | 0 | 0 | 285.6269 | 155.7738 | 162.7043 | 170.9228 | 0 | 0 | 0 | 0 | 0 | 15.0197 | 2.6975 | 9.646 | 0 | 0 | 0 | 0 | -115.6952 | 52.2484 | 78.4661 | 69.9743 | 0.41808 | 0.42369 | 0.41303 | 0.4036 | -48.37 | 22.137 | 32.4092 | 28.2419
4 | 12 | 22 | 471.8956 | 484.171 | 499.6725 | 512.9659 | 0 | 0 | 0 | 0 | 347.7036 | 302.0322 | 310.8906 | 315.7552 | 0 | 0 | 0 | 0 | 279.9786 | 157.7534 | 163.4886 | 170.5459 | 0 | 0 | 0 | 0 | 0 | 7.8274 | 5.7217 | 11.9813 | 0 | 0 | 0 | 0 | -155.7866 | 16.558 | 19.5716 | 14.6835 | 0.41431 | 0.4215 | 0.41126 | 0.40084 | -64.5436 | 6.9792 | 8.049 | 5.8857
4 | 12 | 23 | 433.0437 | 444.602 | 459.1181 | 471.5355 | 0 | 0 | 0 | 0 | 340.1984 | 320.3119 | 314.8109 | 322.0066 | 0 | 0 | 0 | 0 | 259.1551 | 162.4295 | 166.612 | 172.1592 | 0 | 0 | 0 | 0 | 0 | 9.5741 | 19.3634 | 8.9645 | 0 | 0 | 0 | 0 | -166.3097 | -47.7134 | -41.6681 | -31.5948 | 0.41263 | 0.42045 | 0.41146 | 0.39726 | -68.6251 | -20.0612 | -17.1446 | -12.5514
4 | 12 | 24 | 401.6061 | 410.7462 | 422.4037 | 432.2451 | 0 | 0 | 0 | 0 | 328.0113 | 301.6086 | 320.9114 | 308.956 | 0 | 0 | 0 | 0 | 255.9087 | 181.5199 | 185.1717 | 190.2273 | 0 | 0 | 0 | 0 | 0 | 4.0721 | 7.3405 | 7.7849 | 0 | 0 | 0 | 0 | -182.3138 | -76.4544 | -91.0199 | -74.7231 | 0.41183 | 0.4219 | 0.41161 | 0.39624 | -75.0815 | -32.2559 | -37.4645 | -29.6083
4 | 13 | 1 | 381.6029 | 388.2375 | 396.9637 | 404.1268 | 0 | 0 | 0 | 0 | 321.3714 | 314.8661 | 318.9783 | 312.074 | 0 | 0 | 0 | 0 | 251.1477 | 174.2585 | 178.4668 | 184.0544 | 0 | 0 | 0 | 0 | 0 | 8.0922 | 6.467 | 7.4543 | 0 | 0 | 0 | 0 | -190.9163 | -108.9793 | -106.9484 | -99.4559 | 0.4113 | 0.42149 | 0.41495 | 0.39673 | -78.5238 | -45.9337 | -44.3782 | -39.4575
4 | 13 | 2 | 374.6243 | 379.445 | 386.1496 | 391.5396 | 0 | 0 | 0 | 0 | 309.5704 | 327.4481 | 312.2151 | 291.1103 | 0 | 0 | 0 | 0 | 251.8187 | 164.6733 | 167.1097 | 171.004 | 0 | 0 | 0 | 0 | 0 | 5.0685 | 8.1312 | 2.6014 | 0 | 0 | 0 | 0 | -186.7648 | -117.7448 | -101.3064 | -73.1761 | 0.41115 | 0.42158 | 0.41337 | 0.39654 | -76.7884 | -49.6384 | -41.8766 | -29.017
4 | 13 | 3 | 371.8236 | 374.9787 | 379.8537 | 383.6505 | 0 | 0 | 0 | 0 | 302.4887 | 299.4118 | 287.4281 | 286.7439 | 0 | 0 | 0 | 0 | 267.7831 | 168.9917 | 172.3651 | 177.1485 | 0 | 0 | 0 | 0 | 0 | 13.8768 | 7.0164 | 0.1835 | 0 | 0 | 0 | 0 | -198.4482 | -107.3015 | -86.9559 | -80.4255 | 0.41121 | 0.42135 | 0.41593 | 0.39646 | -81.6031 | -45.211 | -36.1673 | -31.8857
4 | 13 | 4 | 376.1459 | 377.7755 | 380.9807 | 383.2889 | 0 | 0 | 0 | 0 | 313.8182 | 301.0992 | 287.0032 | 283.627 | 0 | 0 | 0 | 0 | 272.5865 | 172.7883 | 175.0291 | 178.7298 | 0 | 0 | 0 | 0 | 0 | 13.0613 | 5.2222 | -0.047055 | 0 | 0 | 0 | 0 | -210.2589 | -109.1731 | -86.2736 | -79.0209 | 0.41164 | 0.4221 | 0.41529 | 0.39674 | -86.5503 | -46.0815 | -35.8285 | -31.3504
4 | 13 | 5 | 404.3714 | 404.5746 | 406.3147 | 407.2888 | 0 | 0 | 0 | 0 | 334.2882 | 282.5186 | 275.1775 | 280.3812 | 0 | 0 | 0 | 0 | 269.3308 | 177.2239 | 176.9979 | 178.3398 | 0 | 0 | 0 | 0 | 0 | 18.6414 | 12.9269 | 1.2688 | 0 | 0 | 0 | 0 | -199.2477 | -73.8093 | -58.7875 | -52.701 | 0.41274 | 0.42228 | 0.41522 | 0.39874 | -82.2373 | -31.1683 | -24.4099 | -21.0142
4 | 13 | 6 | 443.3089 | 442.8805 | 444.14 | 444.7189 | 0 | 0 | 0 | 0 | 334.0065 | 278.147 | 266.2518 | 271.3461 | 0 | 0 | 0 | 0 | 276.031 | 177.5268 | 173.737 | 171.6354 | 0 | 0 | 0 | 0 | 0 | 16.5202 | 10.1375 | 10.4522 | 0 | 0 | 0 | 0 | -166.7287 | -29.3135 | -5.9863 | -8.7148 | 0.41319 | 0.42246 | 0.41499 | 0.39779 | -68.8908 | -12.3838 | -2.4842 | -3.4667
4 | 13 | 7 | 469.7751 | 468.4605 | 469.0605 | 469.2799 | 0 | 0 | 0 | 0 | 311.4552 | 246.9523 | 224.6657 | 229.2248 | 0 | 0 | 0 | 0 | 324.0709 | 274.0141 | 271.3007 | 269.744 | 0 | 0 | 0 | 0 | 0 | 0.83179 | -1.1359 | -0.3322 | 0 | 0 | 0 | 0 | -165.751 | -53.3376 | -25.77 | -29.3567 | 0.41464 | 0.33736 | 0.33191 | 0.39149 | -68.7273 | -17.9939 | -8.5532 | -11.4927
4 | 13 | 8 | 491.8212 | 490.9214 | 492.4851 | 494.0361 | 0 | 0 | 0 | 0 | 271.9192 | 212.0888 | 211.938 | 208.7674 | 0 | 0 | 0 | 0 | 375.5387 | 389.9469 | 412.7663 | 434.0906 | 0 | 0 | 0 | 0 | 0 | -9.4983 | -8.7241 | 11.6353 | 0 | 0 | 0 | 0 | -155.6367 | -101.6159 | -123.4951 | -160.4572 | 0.41395 | 0.28029 | 0.32029 | 0.31141 | -64.4252 | -28.4823 | -39.554 | -49.9678
4 | 13 | 9 | 505.2658 | 505.3636 | 508.4837 | 511.8812 | 0 | 0 | 0 | 0 | 245.0372 | 208.0654 | 203.5581 | 200.8254 | 0 | 0 | 0 | 0 | 436.8404 | 498.3583 | 545.4026 | 588.5393 | 0 | 0 | 0 | 0 | 0 | -10.9633 | -10.7015 | -23.7148 | 0 | 0 | 0 | 0 | -176.6118 | -190.0967 | -229.7755 | -253.7688 | 0.39087 | 0 | 0.0068178 | 0 | -69.0325 | 0 | -1.5666 | 0
4 | 13 | 10 | 520.3664 | 520.9713 | 524.6683 | 528.5094 | 0 | 0 | 0 | 0 | 231.4582 | 196.5659 | 200.1169 | 179.488 | 0 | 0 | 0 | 0 | 454.4087 | 551.3767 | 613.2079 | 669.5966 | 0 | 0 | 0 | 0 | 0 | -23.1169 | -15.2378 | -24.997 | 0 | 0 | 0 | 0 | -165.5006 | -203.8543 | -273.4187 | -295.5782 | 0.39163 | 0 | 0 | 0 | -64.8143 | 0 | 0 | 0
4 | 13 | 11 | 524.0932 | 524.9114 | 528.5747 | 532.0407 | 0 | 0 | 0 | 0 | 231.6847 | 200.05 | 196.4409 | 184.2234 | 0 | 0 | 0 | 0 | 456.8964 | 587.4153 | 654.8244 | 715.918 | 0 | 0 | 0 | 0 | 0 | -24.2148 | -22.4697 | -25.809 | 0 | 0 | 0 | 0 | -164.4879 | -238.3391 | -300.221 | -342.2916 | 0.38888 | 0 | 0 | 0 | -63.9664 | 0 | 0 | 0
4 | 13 | 12 | 523.5398 | 524.6328 | 528.3892 | 531.6876 | 0 | 0 | 0 | 0 | 227.798 | 192.6254 | 197.1346 | 174.7138 | 0 | 0 | 0 | 0 | 443.0454 | 608.3683 | 677.0431 | 739.0908 | 0 | 0 | 0 | 0 | 0 | -24.9294 | -27.6041 | -25.5972 | 0 | 0 | 0 | 0 | -147.3036 | -251.4315 | -318.1844 | -356.5197 | 0.38632 | 0 | 0 | 0 | -56.9059 | 0 | 0 | 0
4 | 13 | 13 | 525.7543 | 527.9514 | 532.8559 | 537.0736 | 0 | 0 | 0 | 0 | 217.9335 | 200.3211 | 196.9604 | 174.7154 | 0 | 0 | 0 | 0 | 433.6846 | 617.8198 | 684.384 | 744.3577 | 0 | 0 | 0 | 0 | 0 | -24.3225 | -27.0277 | -27.1342 | 0 | 0 | 0 | 0 | -125.8638 | -265.867 | -321.4608 | -354.8653 | 0.38495 | 0 | 0 | 0 | -48.4515 | 0 | 0 | 0
4 | 13 | 14 | 525.5914 | 528.6848 | 534.6076 | 539.7636 | 0 | 0 | 0 | 0 | 223.05 | 201.4013 | 197.335 | 174.7138 | 0 | 0 | 0 | 0 | 406.8792 | 602.2063 | 662.5152 | 716.7331 | 0 | 0 | 0 | 0 | 0 | -24.3123 | -25.1264 | -21.1017 | 0 | 0 | 0 | 0 | -104.3379 | -250.6105 | -300.1161 | -330.5815 | 0.38305 | 0 | 0 | 0 | -39.9663 | 0 | 0 | 0
4 | 13 | 15 | 519.7661 | 523.663 | 530.4231 | 536.2958 | 0 | 0 | 0 | 0 | 225.601 | 201.0921 | 200.0101 | 174.7462 | 0 | 0 | 0 | 0 | 386.5791 | 573.4784 | 624.6314 | 670.5298 | 0 | 0 | 0 | 0 | 0 | -23.24 | -21.8491 | -19.5198 | 0 | 0 | 0 | 0 | -92.4139 | -227.6676 | -272.3692 | -289.4603 | 0.38528 | 0 | 0 | 0 | -35.6055 | 0 | 0 | 0
4 | 13 | 16 | 510.6717 | 516.4208 | 525.1953 | 532.8698 | 0 | 0 | 0 | 0 | 241.9318 | 212.1965 | 208.8029 | 186.5785 | 0 | 0 | 0 | 0 | 340.8568 | 498.6505 | 534.555 | 566.8189 | 0 | 0 | 0 | 0 | 0 | -12.4087 | -3.6325 | -12.2715 | 0 | 0 | 0 | 0 | -72.1169 | -182.0175 | -214.5301 | -208.256 | 0.41156 | 0 | 0.007326 | 0 | -29.6802 | 0 | -1.5716 | 0
4 | 13 | 17 | 499.087 | 506.7118 | 517.4761 | 526.8847 | 0 | 0 | 0 | 0 | 266.4292 | 212.7757 | 213.0054 | 214.0634 | 0 | 0 | 0 | 0 | 264.474 | 355.802 | 372.8023 | 388.4706 | 0 | 0 | 0 | 0 | 0 | -1.4842 | -0.55054 | 7.6349 | 0 | 0 | 0 | 0 | -31.8162 | -60.3817 | -67.781 | -83.2842 | 0.40997 | 0.23762 | 0.31375 | 0.26988 | -13.0438 | -14.3479 | -21.266 | -22.4771
4 | 13 | 18 | 486.4958 | 496.0824 | 508.9541 | 520.2325 | 0 | 0 | 0 | 0 | 307.9198 | 249.7023 | 222.2379 | 261.3484 | 0 | 0 | 0 | 0 | 220.5038 | 246.3764 | 242.1185 | 239.011 | 0 | 0 | 0 | 0 | 0 | -3.4989 | -1.6766 | 2.709 | 0 | 0 | 0 | 0 | -41.9278 | 3.5027 | 46.2743 | 17.164 | 0.41329 | 0.42469 | 0.41897 | 0.40593 | -17.3282 | 1.4876 | 19.3874 | 6.9674
4 | 13 | 19 | 504.8905 | 515.9514 | 530.4853 | 543.1688 | 0 | 0 | 0 | 0 | 339.6128 | 284.5256 | 269.8903 | 283.8407 | 0 | 0 | 0 | 0 | 243.9085 | 190.4894 | 183.4841 | 178.4963 | 0 | 0 | 0 | 0 | 0 | 7.9521 | 16.9986 | 13.3662 | 0 | 0 | 0 | 0 | -78.6308 | 32.9843 | 60.1124 | 67.4656 | 0.4157 | 0.42239 | 0.41303 | 0.40197 | -32.6865 | 13.9322 | 24.828 | 27.1188
4 | 13 | 20 | 526.9456 | 539.5336 | 555.7512 | 569.7973 | 0 | 0 | 0 | 0 | 336.2401 | 293.638 | 288.552 | 296.4943 | 0 | 0 | 0 | 0 | 263.5084 | 188.338 | 180.2765 | 174.3008 | 0 | 0 | 0 | 0 | 0 | 10.6491 | 11.9474 | 25.2463 | 0 | 0 | 0 | 0 | -72.8029 | 46.9085 | 74.9754 | 73.7559 | 0.42087 | 0.43174 | 0.42154 | 0.40469 | -30.6409 | 20.2524 | 31.6048 | 29.848
4 | 13 | 21 | 506.9149 | 519.4453 | 535.4076 | 549.1165 | 0 | 0 | 0 | 0 | 343.7245 | 303.3633 | 298.7679 | 306.033 | 0 | 0 | 0 | 0 | 255.9046 | 192.0903 | 177.5945 | 165.379 | 0 | 0 | 0 | 0 | 0 | 15.0197 | 2.6975 | 9.646 | 0 | 0 | 0 | 0 | -92.7142 | 8.9721 | 56.3477 | 68.0585 | 0.41808 | 0.42369 | 0.41303 | 0.4036 | -38.7621 | 3.8014 | 23.2735 | 27.4687
4 | 13 | 22 | 473.6472 | 485.9794 | 501.5507 | 514.9042 | 0 | 0 | 0 | 0 | 347.7036 | 302.0322 | 310.8906 | 315.7552 | 0 | 0 | 0 | 0 | 236.5421 | 186.8214 | 166.6246 | 148.9029 | 0 | 0 | 0 | 0 | 0 | 7.8274 | 5.7217 | 11.9813 | 0 | 0 | 0 | 0 | -110.5985 | -10.7016 | 18.3138 | 38.2648 | 0.41431 | 0.4215 | 0.41126 | 0.40084 | -45.8218 | -4.5107 | 7.5317 | 15.338
4 | 13 | 23 | 434.9369 | 446.5566 | 461.1481 | 473.6304 | 0 | 0 | 0 | 0 | 340.1984 | 320.3119 | 314.8109 | 322.0066 | 0 | 0 | 0 | 0 | 219.2068 | 177.6968 | 154.0319 | 133.031 | 0 | 0 | 0 | 0 | 0 | 9.5741 | 19.3634 | 8.9645 | 0 | 0 | 0 | 0 | -124.4683 | -61.0261 | -27.0581 | 9.6284 | 0.41263 | 0.42045 | 0.41146 | 0.39726 | -51.3599 | -25.6586 | -11.1332 | 3.825
4 | 13 | 24 | 400.7922 | 409.9059 | 421.531 | 431.3445 | 0 | 0 | 0 | 0 | 328.0113 | 301.6086 | 320.9114 | 308.956 | 0 | 0 | 0 | 0 | 205.8396 | 170.6415 | 146.7819 | 125.6565 | 0 | 0 | 0 | 0 | 0 | 4.0721 | 7.3405 | 7.7849 | 0 | 0 | 0 | 0 | -133.0586 | -66.4163 | -53.5028 | -11.0529 | 0.41183 | 0.4219 | 0.41161 | 0.39624 | -54.7969 | -28.0208 | -22.0222 | -4.3796
4 | 14 | 1 | 380.0458 | 386.63 | 395.2942 | 402.4039 | 0 | 0 | 0 | 0 | 321.3714 | 314.8661 | 318.9783 | 312.074 | 0 | 0 | 0 | 0 | 193.8448 | 155.0066 | 132.5028 | 112.6489 | 0 | 0 | 0 | 0 | 0 | 8.0922 | 6.467 | 7.4543 | 0 | 0 | 0 | 0 | -135.1704 | -91.3349 | -62.6539 | -29.7733 | 0.4113 | 0.42149 | 0.41495 | 0.39673 | -55.5955 | -38.4967 | -25.9982 | -11.8121
4 | 14 | 2 | 362.8758 | 367.3156 | 373.5522 | 378.5392 | 0 | 0 | 0 | 0 | 309.5704 | 327.4481 | 312.2151 | 291.1103 | 0 | 0 | 0 | 0 | 173.5249 | 157.104 | 137.1477 | 119.6207 | 0 | 0 | 0 | 0 | 0 | 5.0685 | 8.1312 | 2.6014 | 0 | 0 | 0 | 0 | -120.2195 | -122.3051 | -83.9417 | -34.7933 | 0.41115 | 0.42158 | 0.41337 | 0.39654 | -49.4282 | -51.5609 | -34.6986 | -13.7968
4 | 14 | 3 | 355.8286 | 358.4651 | 362.7031 | 365.9511 | 0 | 0 | 0 | 0 | 302.4887 | 299.4118 | 287.4281 | 286.7439 | 0 | 0 | 0 | 0 | 169.0591 | 166.4474 | 147.1237 | 130.1197 | 0 | 0 | 0 | 0 | 0 | 13.8768 | 7.0164 | 0.1835 | 0 | 0 | 0 | 0 | -115.7192 | -121.2709 | -78.8652 | -51.096 | 0.41121 | 0.42135 | 0.41593 | 0.39646 | -47.5845 | -51.097 | -32.8022 | -20.2576
4 | 14 | 4 | 358.8416 | 359.9101 | 362.4262 | 364.1407 | 0 | 0 | 0 | 0 | 313.8182 | 301.0992 | 287.0032 | 283.627 | 0 | 0 | 0 | 0 | 175.8338 | 163.9937 | 143.8658 | 126.0929 | 0 | 0 | 0 | 0 | 0 | 13.0613 | 5.2222 | -0.047055 | 0 | 0 | 0 | 0 | -130.8105 | -118.244 | -73.6649 | -45.5322 | 0.41164 | 0.4221 | 0.41529 | 0.39674 | -53.8464 | -49.9103 | -30.5922 | -18.0643
4 | 14 | 5 | 368.0288 | 367.0535 | 367.3465 | 367.0737 | 0 | 0 | 0 | 0 | 334.2882 | 282.5186 | 275.1775 | 280.3812 | 0 | 0 | 0 | 0 | 184.2329 | 151.6984 | 130.6222 | 111.971 | 0 | 0 | 0 | 0 | 0 | 18.6414 | 12.9269 | 1.2688 | 0 | 0 | 0 | 0 | -150.4923 | -85.8048 | -51.38 | -26.5474 | 0.41274 | 0.42228 | 0.41522 | 0.39874 | -62.1141 | -36.2338 | -21.3341 | -10.5856
4 | 14 | 6 | 378.4798 | 375.9491 | 374.6271 | 372.9816 | 0 | 0 | 0 | 0 | 334.0065 | 278.147 | 266.2518 | 271.3461 | 0 | 0 | 0 | 0 | 195.6986 | 146.3536 | 125.481 | 106.9777 | 0 | 0 | 0 | 0 | 0 | 16.5202 | 10.1375 | 10.4522 | 0 | 0 | 0 | 0 | -151.2254 | -65.0717 | -27.2431 | -15.7944 | 0.41319 | 0.42246 | 0.41499 | 0.39779 | -62.485 | -27.4903 | -11.3056 | -6.2829
4 | 14 | 7 | 396.0993 | 392.3955 | 390.0616 | 387.7532 | 0 | 0 | 0 | 0 | 311.4552 | 246.9523 | 224.6657 | 229.2248 | 0 | 0 | 0 | 0 | 205.2645 | 150.5258 | 133.7695 | 118.9467 | 0 | 0 | 0 | 0 | 0 | 0.83179 | -1.1359 | -0.3322 | 0 | 0 | 0 | 0 | -120.6205 | -5.9144 | 32.7624 | 39.9139 | 0.41464 | 0.33736 | 0.33191 | 0.39149 | -50.0143 | -1.9953 | 10.874 | 15.6257
4 | 14 | 8 | 419.5962 | 416.3543 | 415.042 | 414.1148 | 0 | 0 | 0 | 0 | 271.9192 | 212.0888 | 211.938 | 208.7674 | 0 | 0 | 0 | 0 | 212.9264 | 181.6016 | 182.0826 | 182.8446 | 0 | 0 | 0 | 0 | 0 | -9.4983 | -8.7241 | 11.6353 | 0 | 0 | 0 | 0 | -65.2494 | 32.1622 | 29.7454 | 10.8675 | 0.41395 | 0.28029 | 0.32029 | 0.31141 | -27.0097 | 9.0149 | 9.5271 | 3.3842
4 | 14 | 9 | 444.9485 | 443.0904 | 443.8086 | 445.1365 | 0 | 0 | 0 | 0 | 245.0372 | 208.0654 | 203.5581 | 200.8254 | 0 | 0 | 0 | 0 | 233.2971 | 199.5228 | 215.7038 | 230.7964 | 0 | 0 | 0 | 0 | 0 | -10.9633 | -10.7015 | -23.7148 | 0 | 0 | 0 | 0 | -33.3858 | 46.4655 | 35.2483 | 37.2295 | 0.39087 | 0 | 0.0068178 | 0 | -13.0495 | 0 | 0.24032 | 0
4 | 14 | 10 | 463.057 | 461.8035 | 463.2184 | 465.0932 | 0 | 0 | 0 | 0 | 231.4582 | 196.5659 | 200.1169 | 179.488 | 0 | 0 | 0 | 0 | 254.7949 | 210.8187 | 236.6768 | 260.7221 | 0 | 0 | 0 | 0 | 0 | -23.1169 | -15.2378 | -24.997 | 0 | 0 | 0 | 0 | -23.1961 | 77.5359 | 41.6626 | 49.88 | 0.39163 | 0 | 0 | 0 | -9.0842 | 0 | 0 | 0
4 | 14 | 11 | 467.934 | 466.931 | 468.358 | 469.8971 | 0 | 0 | 0 | 0 | 231.6847 | 200.05 | 196.4409 | 184.2234 | 0 | 0 | 0 | 0 | 292.5165 | 230.9193 | 267.0889 | 300.7298 | 0 | 0 | 0 | 0 | 0 | -24.2148 | -22.4697 | -25.809 | 0 | 0 | 0 | 0 | -56.2672 | 60.1764 | 27.2978 | 10.7529 | 0.38888 | 0 | 0 | 0 | -21.8813 | 0 | 0 | 0
4 | 14 | 12 | 466.2658 | 465.5015 | 466.9772 | 468.3106 | 0 | 0 | 0 | 0 | 227.798 | 192.6254 | 197.1346 | 174.7138 | 0 | 0 | 0 | 0 | 321.0168 | 254.8906 | 300.2904 | 342.3898 | 0 | 0 | 0 | 0 | 0 | -24.9294 | -27.6041 | -25.5972 | 0 | 0 | 0 | 0 | -82.5491 | 42.9149 | -2.8437 | -23.1959 | 0.38632 | 0 | 0 | 0 | -31.8901 | 0 | 0 | 0
4 | 14 | 13 | 458.9435 | 458.9741 | 461.2182 | 463.1434 | 0 | 0 | 0 | 0 | 217.9335 | 200.3211 | 196.9604 | 174.7154 | 0 | 0 | 0 | 0 | 332.3095 | 243.2814 | 285.3479 | 324.5823 | 0 | 0 | 0 | 0 | 0 | -24.3225 | -27.0277 | -27.1342 | 0 | 0 | 0 | 0 | -91.2995 | 39.6941 | 5.9377 | -9.02 | 0.38495 | 0 | 0 | 0 | -35.1459 | 0 | 0 | 0
4 | 14 | 14 | 451.2254 | 451.9073 | 454.8689 | 457.4733 | 0 | 0 | 0 | 0 | 223.05 | 201.4013 | 197.335 | 174.7138 | 0 | 0 | 0 | 0 | 356.6842 | 243.828 | 283.0576 | 319.8924 | 0 | 0 | 0 | 0 | 0 | -24.3123 | -25.1264 | -21.1017 | 0 | 0 | 0 | 0 | -128.5088 | 30.9903 | -0.39724 | -16.0312 | 0.38305 | 0 | 0 | 0 | -49.2249 | 0 | 0 | 0
4 | 14 | 15 | 445.0463 | 446.5202 | 450.3049 | 453.6139 | 0 | 0 | 0 | 0 | 225.601 | 201.0921 | 200.0101 | 174.7462 | 0 | 0 | 0 | 0 | 367.5808 | 230.5968 | 264.8613 | 297.4213 | 0 | 0 | 0 | 0 | 0 | -23.24 | -21.8491 | -19.5198 | 0 | 0 | 0 | 0 | -148.1355 | 38.0712 | 7.2826 | 0.96625 | 0.38528 | 0 | 0 | 0 | -57.074 | 0 | 0 | 0
4 | 14 | 16 | 443.2239 | 446.7859 | 452.8746 | 458.2348 | 0 | 0 | 0 | 0 | 241.9318 | 212.1965 | 208.8029 | 186.5785 | 0 | 0 | 0 | 0 | 370.2887 | 229.7631 | 257.4124 | 283.9668 | 0 | 0 | 0 | 0 | 0 | -12.4087 | -3.6325 | -12.2715 | 0 | 0 | 0 | 0 | -168.9966 | 17.2351 | -9.7082 | -0.038937 | 0.41156 | 0 | 0.007326 | 0 | -69.5516 | 0 | -0.071122 | 0
4 | 14 | 17 | 446.0418 | 451.9464 | 460.5985 | 468.187 | 0 | 0 | 0 | 0 | 266.4292 | 212.7757 | 213.0054 | 214.0634 | 0 | 0 | 0 | 0 | 352.9125 | 199.1144 | 222.2192 | 244.8655 | 0 | 0 | 0 | 0 | 0 | -1.4842 | -0.55054 | 7.6349 | 0 | 0 | 0 | 0 | -173.2999 | 41.5406 | 25.9245 | 1.6232 | 0.40997 | 0.23762 | 0.31375 | 0.26988 | -71.0482 | 9.8709 | 8.1337 | 0.43809
4 | 14 | 18 | 450.0471 | 458.4517 | 469.872 | 479.8998 | 0 | 0 | 0 | 0 | 307.9198 | 249.7023 | 222.2379 | 261.3484 | 0 | 0 | 0 | 0 | 327.4748 | 165.1901 | 179.1352 | 193.6069 | 0 | 0 | 0 | 0 | 0 | -3.4989 | -1.6766 | 2.709 | 0 | 0 | 0 | 0 | -185.3474 | 47.0583 | 70.1756 | 22.2355 | 0.41329 | 0.42469 | 0.41897 | 0.40593 | -76.6018 | 19.9853 | 29.4012 | 9.026
4 | 14 | 19 | 474.3692 | 484.4403 | 497.7589 | 509.3952 | 0 | 0 | 0 | 0 | 339.6128 | 284.5256 | 269.8903 | 283.8407 | 0 | 0 | 0 | 0 | 311.5983 | 151.03 | 159.2254 | 168.4447 | 0 | 0 | 0 | 0 | 0 | 7.9521 | 16.9986 | 13.3662 | 0 | 0 | 0 | 0 | -176.842 | 40.9326 | 51.6447 | 43.7435 | 0.4157 | 0.42239 | 0.41303 | 0.40197 | -73.5126 | 17.2894 | 21.3307 | 17.5833
4 | 14 | 20 | 493.9649 | 505.4834 | 520.3877 | 533.3021 | 0 | 0 | 0 | 0 | 336.2401 | 293.638 | 288.552 | 296.4943 | 0 | 0 | 0 | 0 | 314.293 | 175.9868 | 175.8521 | 177.1771 | 0 | 0 | 0 | 0 | 0 | 10.6491 | 11.9474 | 25.2463 | 0 | 0 | 0 | 0 | -156.5683 | 25.2094 | 44.0362 | 34.3844 | 0.42087 | 0.43174 | 0.42154 | 0.40469 | -65.8957 | 10.884 | 18.5628 | 13.9149
4 | 14 | 21 | 476.1813 | 487.715 | 502.4535 | 515.1079 | 0 | 0 | 0 | 0 | 343.7245 | 303.3633 | 298.7679 | 306.033 | 0 | 0 | 0 | 0 | 300.6152 | 184.5656 | 179.8087 | 176.6702 | 0 | 0 | 0 | 0 | 0 | 15.0197 | 2.6975 | 9.646 | 0 | 0 | 0 | 0 | -168.1585 | -15.2336 | 21.1794 | 22.7587 | 0.41808 | 0.42369 | 0.41303 | 0.4036 | -70.3039 | -6.4543 | 8.7478 | 9.1855
4 | 14 | 22 | 444.6121 | 456.0028 | 470.4179 | 482.7751 | 0 | 0 | 0 | 0 | 347.7036 | 302.0322 | 310.8906 | 315.7552 | 0 | 0 | 0 | 0 | 300.2395 | 204.8869 | 196.4683 | 189.9137 | 0 | 0 | 0 | 0 | 0 | 7.8274 | 5.7217 | 11.9813 | 0 | 0 | 0 | 0 | -203.331 | -58.7437 | -42.6627 | -34.875 | 0.41431 | 0.4215 | 0.41126 | 0.40084 | -84.2416 | -24.7604 | -17.5454 | -13.9792
4 | 14 | 23 | 412.3246 | 423.211 | 436.9021 | 448.6085 | 0 | 0 | 0 | 0 | 340.1984 | 320.3119 | 314.8109 | 322.0066 | 0 | 0 | 0 | 0 | 301.3636 | 215.2794 | 205.3538 | 197.4814 | 0 | 0 | 0 | 0 | 0 | 9.5741 | 19.3634 | 8.9645 | 0 | 0 | 0 | 0 | -229.2373 | -121.9544 | -102.6259 | -79.8439 | 0.41263 | 0.42045 | 0.41146 | 0.39726 | -94.5911 | -51.2761 | -42.226 | -31.7188
4 | 14 | 24 | 382.5148 | 391.0358 | 401.9331 | 411.1194 | 0 | 0 | 0 | 0 | 328.0113 | 301.6086 | 320.9114 | 308.956 | 0 | 0 | 0 | 0 | 302.6342 | 208.7416 | 200.0247 | 193.3689 | 0 | 0 | 0 | 0 | 0 | 4.0721 | 7.3405 | 7.7849 | 0 | 0 | 0 | 0 | -248.1307 | -123.3865 | -126.3436 | -98.9904 | 0.41183 | 0.4219 | 0.41161 | 0.39624 | -102.1866 | -52.0564 | -52.004 | -39.224
4 | 15 | 1 | 364.6879 | 370.7739 | 378.8266 | 385.4094 | 0 | 0 | 0 | 0 | 321.3714 | 314.8661 | 318.9783 | 312.074 | 0 | 0 | 0 | 0 | 301.154 | 212.8923 | 203.1253 | 195.5077 | 0 | 0 | 0 | 0 | 0 | 8.0922 | 6.467 | 7.4543 | 0 | 0 | 0 | 0 | -257.8376 | -165.0766 | -149.744 | -129.6267 | 0.4113 | 0.42149 | 0.41495 | 0.39673 | -106.0485 | -69.5781 | -62.1362 | -51.4273
4 | 15 | 2 | 351.5519 | 355.6245 | 361.4102 | 366.0086 | 0 | 0 | 0 | 0 | 309.5704 | 327.4481 | 312.2151 | 291.1103 | 0 | 0 | 0 | 0 | 296.7062 | 218.9901 | 205.7774 | 194.9452 | 0 | 0 | 0 | 0 | 0 | 5.0685 | 8.1312 | 2.6014 | 0 | 0 | 0 | 0 | -254.7247 | -195.8822 | -164.7134 | -122.6483 | 0.41115 | 0.42158 | 0.41337 | 0.39654 | -104.7301 | -82.5793 | -68.0868 | -48.6344
4 | 15 | 3 | 347.1234 | 349.4776 | 353.369 | 356.3183 | 0 | 0 | 0 | 0 | 302.4887 | 299.4118 | 287.4281 | 286.7439 | 0 | 0 | 0 | 0 | 301.7668 | 227.3798 | 208.5436 | 192.4472 | 0 | 0 | 0 | 0 | 0 | 13.8768 | 7.0164 | 0.1835 | 0 | 0 | 0 | 0 | -257.1321 | -191.1908 | -149.6192 | -123.0564 | 0.41121 | 0.42135 | 0.41593 | 0.39646 | -105.7343 | -80.5574 | -62.2307 | -48.7873
4 | 15 | 4 | 348.0839 | 348.8036 | 350.8913 | 352.2367 | 0 | 0 | 0 | 0 | 313.8182 | 301.0992 | 287.0032 | 283.627 | 0 | 0 | 0 | 0 | 329.9327 | 233.3839 | 215.3957 | 200.2485 | 0 | 0 | 0 | 0 | 0 | 13.0613 | 5.2222 | -0.047055 | 0 | 0 | 0 | 0 | -295.667 | -198.7407 | -156.7296 | -131.5918 | 0.41164 | 0.4221 | 0.41529 | 0.39674 | -121.7074 | -83.8876 | -65.088 | -52.2072
4 | 15 | 5 | 352.6531 | 351.1792 | 350.86 | 350.0596 | 0 | 0 | 0 | 0 | 334.2882 | 282.5186 | 275.1775 | 280.3812 | 0 | 0 | 0 | 0 | 328.7184 | 232.3515 | 213.6301 | 197.8313 | 0 | 0 | 0 | 0 | 0 | 18.6414 | 12.9269 | 1.2688 | 0 | 0 | 0 | 0 | -310.3535 | -182.3322 | -150.8744 | -129.4218 | 0.41274 | 0.42228 | 0.41522 | 0.39874 | -128.095 | -76.9955 | -62.6465 | -51.6062
4 | 15 | 6 | 357.336 | 354.1196 | 351.9558 | 349.5847 | 0 | 0 | 0 | 0 | 334.0065 | 278.147 | 266.2518 | 271.3461 | 0 | 0 | 0 | 0 | 331.8217 | 236.5696 | 217.7864 | 201.8962 | 0 | 0 | 0 | 0 | 0 | 16.5202 | 10.1375 | 10.4522 | 0 | 0 | 0 | 0 | -308.4923 | -177.1172 | -142.22 | -134.1098 | 0.41319 | 0.42246 | 0.41499 | 0.39779 | -127.4663 | -74.8251 | -59.0199 | -53.3482
4 | 15 | 7 | 366.2326 | 361.5603 | 358.0371 | 354.7039 | 0 | 0 | 0 | 0 | 311.4552 | 246.9523 | 224.6657 | 229.2248 | 0 | 0 | 0 | 0 | 370.1623 | 285.8025 | 270.6891 | 257.9239 | 0 | 0 | 0 | 0 | 0 | 0.83179 | -1.1359 | -0.3322 | 0 | 0 | 0 | 0 | -315.385 | -172.0263 | -136.1817 | -132.1127 | 0.41464 | 0.33736 | 0.33191 | 0.39149 | -130.7719 | -58.0345 | -45.1995 | -51.7202
4 | 15 | 8 | 385.8015 | 381.4638 | 378.8057 | 376.719 | 0 | 0 | 0 | 0 | 271.9192 | 212.0888 | 211.938 | 208.7674 | 0 | 0 | 0 | 0 | 422.5777 | 380.1376 | 379.1655 | 378.8532 | 0 | 0 | 0 | 0 | 0 | -9.4983 | -8.7241 | 11.6353 | 0 | 0 | 0 | 0 | -308.6953 | -201.2644 | -203.5737 | -222.5369 | 0.41395 | 0.28029 | 0.32029 | 0.31141 | -127.7832 | -56.4131 | -65.2022 | -69.3
4 | 15 | 9 | 402.2363 | 398.9931 | 398.0105 | 397.8729 | 0 | 0 | 0 | 0 | 245.0372 | 208.0654 | 203.5581 | 200.8254 | 0 | 0 | 0 | 0 | 472.3719 | 460.9166 | 478.7577 | 495.3213 | 0 | 0 | 0 | 0 | 0 | -10.9633 | -10.7015 | -23.7148 | 0 | 0 | 0 | 0 | -315.1727 | -259.0256 | -273.6037 | -274.559 | 0.39087 | 0 | 0.0068178 | 0 | -123.1919 | 0 | -1.8654 | 0
4 | 15 | 10 | 414.966 | 412.153 | 411.6529 | 411.8776 | 0 | 0 | 0 | 0 | 231.4582 | 196.5659 | 200.1169 | 179.488 | 0 | 0 | 0 | 0 | 500.3519 | 527.6299 | 555.3669 | 580.6034 | 0 | 0 | 0 | 0 | 0 | -23.1169 | -15.2378 | -24.997 | 0 | 0 | 0 | 0 | -316.8441 | -288.9259 | -328.5931 | -323.2169 | 0.39163 | 0 | 0 | 0 | -124.0844 | 0 | 0 | 0
4 | 15 | 11 | 426.1241 | 423.7653 | 423.5275 | 423.632 | 0 | 0 | 0 | 0 | 231.6847 | 200.05 | 196.4409 | 184.2234 | 0 | 0 | 0 | 0 | 507.8712 | 551.3714 | 580.6024 | 607.0513 | 0 | 0 | 0 | 0 | 0 | -24.2148 | -22.4697 | -25.809 | 0 | 0 | 0 | 0 | -313.4318 | -303.4413 | -331.0462 | -341.8337 | 0.38888 | 0 | 0 | 0 | -121.8881 | 0 | 0 | 0
4 | 15 | 12 | 424.8983 | 422.7926 | 422.621 | 422.535 | 0 | 0 | 0 | 0 | 227.798 | 192.6254 | 197.1346 | 174.7138 | 0 | 0 | 0 | 0 | 510.6311 | 576.0459 | 610.7751 | 642.2182 | 0 | 0 | 0 | 0 | 0 | -24.9294 | -27.6041 | -25.5972 | 0 | 0 | 0 | 0 | -313.5309 | -320.9492 | -357.6845 | -368.7998 | 0.38632 | 0 | 0 | 0 | -121.1223 | 0 | 0 | 0
4 | 15 | 13 | 425.715 | 424.6681 | 425.589 | 426.3742 | 0 | 0 | 0 | 0 | 217.9335 | 200.3211 | 196.9604 | 174.7154 | 0 | 0 | 0 | 0 | 545.1358 | 581.6283 | 620.8356 | 656.7813 | 0 | 0 | 0 | 0 | 0 | -24.3225 | -27.0277 | -27.1342 | 0 | 0 | 0 | 0 | -337.3542 | -332.9589 | -365.1792 | -377.9883 | 0.38495 | 0 | 0 | 0 | -129.8653 | 0 | 0 | 0
4 | 15 | 14 | 420.5449 | 420.2318 | 421.9717 | 423.5234 | 0 | 0 | 0 | 0 | 223.05 | 201.4013 | 197.335 | 174.7138 | 0 | 0 | 0 | 0 | 534.8772 | 582.2287 | 615.8662 | 646.6962 | 0 | 0 | 0 | 0 | 0 | -24.3123 | -25.1264 | -21.1017 | 0 | 0 | 0 | 0 | -337.3823 | -339.0859 | -366.1031 | -376.7849 | 0.38305 | 0 | 0 | 0 | -129.2332 | 0 | 0 | 0
4 | 15 | 15 | 418.9307 | 419.5576 | 422.3025 | 424.7154 | 0 | 0 | 0 | 0 | 225.601 | 201.0921 | 200.0101 | 174.7462 | 0 | 0 | 0 | 0 | 508.3905 | 573.6247 | 597.82 | 620.0163 | 0 | 0 | 0 | 0 | 0 | -23.24 | -21.8491 | -19.5198 | 0 | 0 | 0 | 0 | -315.0608 | -331.9192 | -353.6785 | -350.5272 | 0.38528 | 0 | 0 | 0 | -121.3875 | 0 | 0 | 0
4 | 15 | 16 | 424.5926 | 427.5504 | 432.8972 | 437.6182 | 0 | 0 | 0 | 0 | 241.9318 | 212.1965 | 208.8029 | 186.5785 | 0 | 0 | 0 | 0 | 462.9785 | 552.4177 | 562.2962 | 571.341 | 0 | 0 | 0 | 0 | 0 | -12.4087 | -3.6325 | -12.2715 | 0 | 0 | 0 | 0 | -280.3177 | -324.6551 | -334.5694 | -308.0298 | 0.41156 | 0 | 0.007326 | 0 | -115.3665 | 0 | -2.451 | 0
4 | 15 | 17 | 431.4269 | 436.8576 | 444.9277 | 452.0148 | 0 | 0 | 0 | 0 | 266.4292 | 212.7757 | 213.0054 | 214.0634 | 0 | 0 | 0 | 0 | 414.0744 | 489.6351 | 492.0543 | 494.612 | 0 | 0 | 0 | 0 | 0 | -1.4842 | -0.55054 | 7.6349 | 0 | 0 | 0 | 0 | -249.0767 | -264.0689 | -259.5814 | -264.2955 | 0.40997 | 0.23762 | 0.31375 | 0.26988 | -102.1146 | -62.748 | -81.4426 | -71.3293
4 | 15 | 18 | 438.5994 | 446.6328 | 457.5972 | 467.2322 | 0 | 0 | 0 | 0 | 307.9198 | 249.7023 | 222.2379 | 261.3484 | 0 | 0 | 0 | 0 | 309.1205 | 351.3793 | 338.5451 | 327.6355 | 0 | 0 | 0 | 0 | 0 | -3.4989 | -1.6766 | 2.709 | 0 | 0 | 0 | 0 | -178.4409 | -150.9499 | -101.5092 | -124.4607 | 0.41329 | 0.42469 | 0.41897 | 0.40593 | -73.7474 | -64.1073 | -42.529 | -50.5221
4 | 15 | 19 | 464.5492 | 474.3019 | 487.2295 | 498.5288 | 0 | 0 | 0 | 0 | 339.6128 | 284.5256 | 269.8903 | 283.8407 | 0 | 0 | 0 | 0 | 242.9377 | 237.9969 | 222.9104 | 210.4796 | 0 | 0 | 0 | 0 | 0 | 7.9521 | 16.9986 | 13.3662 | 0 | 0 | 0 | 0 | -118.0012 | -56.1727 | -22.5697 | -9.1577 | 0.4157 | 0.42239 | 0.41303 | 0.40197 | -49.0527 | -23.7267 | -9.3219 | -3.6811
4 | 15 | 20 | 496.2297 | 507.8216 | 522.8161 | 535.8082 | 0 | 0 | 0 | 0 | 336.2401 | 293.638 | 288.552 | 296.4943 | 0 | 0 | 0 | 0 | 256.0738 | 195.9078 | 187.896 | 182.3119 | 0 | 0 | 0 | 0 | 0 | 10.6491 | 11.9474 | 25.2463 | 0 | 0 | 0 | 0 | -96.0842 | 7.6266 | 34.4207 | 31.7558 | 0.42087 | 0.43174 | 0.42154 | 0.40469 | -40.4394 | 3.2927 | 14.5096 | 12.8511
4 | 15 | 21 | 475.0489 | 486.5459 | 501.2393 | 513.8548 | 0 | 0 | 0 | 0 | 343.7245 | 303.3633 | 298.7679 | 306.033 | 0 | 0 | 0 | 0 | 240.8582 | 181.6814 | 172.1436 | 165.0695 | 0 | 0 | 0 | 0 | 0 | 15.0197 | 2.6975 | 9.646 | 0 | 0 | 0 | 0 | -109.5338 | -13.5185 | 27.6303 | 33.1064 | 0.41808 | 0.42369 | 0.41303 | 0.4036 | -45.794 | -5.7276 | 11.4122 | 13.3619
4 | 15 | 22 | 440.6134 | 451.8744 | 466.1302 | 478.3503 | 0 | 0 | 0 | 0 | 347.7036 | 302.0322 | 310.8906 | 315.7552 | 0 | 0 | 0 | 0 | 225.4857 | 165.9697 | 156.0817 | 148.6449 | 0 | 0 | 0 | 0 | 0 | 7.8274 | 5.7217 | 11.9813 | 0 | 0 | 0 | 0 | -132.576 | -23.9549 | -6.5638 | 1.9689 | 0.41431 | 0.4215 | 0.41126 | 0.40084 | -54.9273 | -10.097 | -2.6994 | 0.78923
4 | 15 | 23 | 398.4883 | 408.926 | 422.0661 | 433.2978 | 0 | 0 | 0 | 0 | 340.1984 | 320.3119 | 314.8109 | 322.0066 | 0 | 0 | 0 | 0 | 205.4896 | 154.506 | 143.6727 | 135.2966 | 0 | 0 | 0 | 0 | 0 | 9.5741 | 19.3634 | 8.9645 | 0 | 0 | 0 | 0 | -147.1997 | -75.4659 | -55.7809 | -32.9699 | 0.41263 | 0.42045 | 0.41146 | 0.39726 | -60.7396 | -31.7299 | -22.9514 | -13.0976
4 | 15 | 24 | 372.0403 | 380.2216 | 390.7017 | 399.5287 | 0 | 0 | 0 | 0 | 328.0113 | 301.6086 | 320.9114 | 308.956 | 0 | 0 | 0 | 0 | 200.1237 | 140.115 | 131.588 | 125.3975 | 0 | 0 | 0 | 0 | 0 | 4.0721 | 7.3405 | 7.7849 | 0 | 0 | 0 | 0 | -156.0947 | -65.5742 | -69.1382 | -42.6097 | 0.41183 | 0.4219 | 0.41161 | 0.39624 | -64.2838 | -27.6655 | -28.4578 | -16.8837
4 | 16 | 1 | 355.6642 | 361.4576 | 369.151 | 375.4241 | 0 | 0 | 0 | 0 | 321.3714 | 314.8661 | 318.9783 | 312.074 | 0 | 0 | 0 | 0 | 189.3721 | 129.3069 | 121.7639 | 116.4786 | 0 | 0 | 0 | 0 | 0 | 8.0922 | 6.467 | 7.4543 | 0 | 0 | 0 | 0 | -155.0794 | -90.8076 | -78.0582 | -60.5828 | 0.4113 | 0.42149 | 0.41495 | 0.39673 | -63.7841 | -38.2745 | -32.3902 | -24.0353
4 | 16 | 2 | 344.0853 | 347.9157 | 353.4041 | 357.7463 | 0 | 0 | 0 | 0 | 309.5704 | 327.4481 | 312.2151 | 291.1103 | 0 | 0 | 0 | 0 | 178.9458 | 115.084 | 108.1758 | 103.4425 | 0 | 0 | 0 | 0 | 0 | 5.0685 | 8.1312 | 2.6014 | 0 | 0 | 0 | 0 | -144.431 | -99.6849 | -75.1179 | -39.4079 | 0.41115 | 0.42158 | 0.41337 | 0.39654 | -59.3828 | -42.0248 | -31.0511 | -15.6266
4 | 16 | 3 | 343.0185 | 345.2395 | 348.9675 | 351.7759 | 0 | 0 | 0 | 0 | 302.4887 | 299.4118 | 287.4281 | 286.7439 | 0 | 0 | 0 | 0 | 157.7254 | 98.8501 | 91.3248 | 85.8951 | 0 | 0 | 0 | 0 | 0 | 13.8768 | 7.0164 | 0.1835 | 0 | 0 | 0 | 0 | -117.1956 | -66.8991 | -36.8019 | -21.0466 | 0.41121 | 0.42135 | 0.41593 | 0.39646 | -48.1916 | -28.1877 | -15.3069 | -8.3442
4 | 16 | 4 | 352.4719 | 353.3339 | 355.5964 | 357.0923 | 0 | 0 | 0 | 0 | 313.8182 | 301.0992 | 287.0032 | 283.627 | 0 | 0 | 0 | 0 | 137.366 | 96.7278 | 85.242 | 75.9866 | 0 | 0 | 0 | 0 | 0 | 13.0613 | 5.2222 | -0.047055 | 0 | 0 | 0 | 0 | -98.7123 | -57.5543 | -21.8709 | -2.4743 | 0.41164 | 0.4221 | 0.41529 | 0.39674 | -40.6336 | -24.2934 | -9.0827 | -0.98164
4 | 16 | 5 | 385.3862 | 384.9738 | 385.9579 | 386.2806 | 0 | 0 | 0 | 0 | 334.2882 | 282.5186 | 275.1775 | 280.3812 | 0 | 0 | 0 | 0 | 133.6137 | 89.0867 | 77.823 | 68.724 | 0 | 0 | 0 | 0 | 0 | 18.6414 | 12.9269 | 1.2688 | 0 | 0 | 0 | 0 | -82.5158 | -5.2729 | 20.0306 | 35.9066 | 0.41274 | 0.42228 | 0.41522 | 0.39874 | -34.0575 | -2.2266 | 8.3172 | 14.3176
4 | 16 | 6 | 434.4798 | 433.7651 | 434.6731 | 434.949 | 0 | 0 | 0 | 0 | 334.0065 | 278.147 | 266.2518 | 271.3461 | 0 | 0 | 0 | 0 | 147.5784 | 103.8493 | 90.3742 | 79.0259 | 0 | 0 | 0 | 0 | 0 | 16.5202 | 10.1375 | 10.4522 | 0 | 0 | 0 | 0 | -47.1052 | 35.2486 | 67.9096 | 74.1248 | 0.41319 | 0.42246 | 0.41499 | 0.39779 | -19.4634 | 14.8912 | 28.1818 | 29.4865
4 | 16 | 7 | 469.899 | 468.5884 | 469.1933 | 469.417 | 0 | 0 | 0 | 0 | 311.4552 | 246.9523 | 224.6657 | 229.2248 | 0 | 0 | 0 | 0 | 203.2117 | 223.1177 | 204.7891 | 188.2524 | 0 | 0 | 0 | 0 | 0 | 0.83179 | -1.1359 | -0.3322 | 0 | 0 | 0 | 0 | -44.7679 | -2.3134 | 40.8744 | 52.2719 | 0.41464 | 0.33736 | 0.33191 | 0.39149 | -18.5627 | -0.78043 | 13.5664 | 20.4637
4 | 16 | 8 | 488.3356 | 487.3228 | 488.7476 | 490.179 | 0 | 0 | 0 | 0 | 271.9192 | 212.0888 | 211.938 | 208.7674 | 0 | 0 | 0 | 0 | 254.3854 | 326.6516 | 320.2143 | 314.016 | 0 | 0 | 0 | 0 | 0 | -9.4983 | -8.7241 | 11.6353 | 0 | 0 | 0 | 0 | -37.969 | -41.9194 | -34.6805 | -44.2397 | 0.41395 | 0.28029 | 0.32029 | 0.31141 | -15.7171 | -11.7497 | -11.1078 | -13.7766
4 | 16 | 9 | 503.001 | 503.0254 | 506.0553 | 509.3751 | 0 | 0 | 0 | 0 | 245.0372 | 208.0654 | 203.5581 | 200.8254 | 0 | 0 | 0 | 0 | 310.0916 | 405.1519 | 419.346 | 431.6761 | 0 | 0 | 0 | 0 | 0 | -10.9633 | -10.7015 | -23.7148 | 0 | 0 | 0 | 0 | -52.1277 | -99.2286 | -106.1473 | -99.4116 | 0.39087 | 0 | 0.0068178 | 0 | -20.3752 | 0 | -0.72369 | 0
4 | 16 | 10 | 514.7221 | 515.1441 | 518.6163 | 522.2637 | 0 | 0 | 0 | 0 | 231.4582 | 196.5659 | 200.1169 | 179.488 | 0 | 0 | 0 | 0 | 360.8006 | 457.9709 | 491.6584 | 521.6682 | 0 | 0 | 0 | 0 | 0 | -23.1169 | -15.2378 | -24.997 | 0 | 0 | 0 | 0 | -77.5367 | -116.2758 | -157.9213 | -153.8955 | 0.39163 | 0 | 0 | 0 | -30.3654 | 0 | 0 | 0
4 | 16 | 11 | 516.8566 | 517.4401 | 520.8152 | 524.0329 | 0 | 0 | 0 | 0 | 231.6847 | 200.05 | 196.4409 | 184.2234 | 0 | 0 | 0 | 0 | 377.7619 | 486.3938 | 532.9869 | 574.6967 | 0 | 0 | 0 | 0 | 0 | -24.2148 | -22.4697 | -25.809 | 0 | 0 | 0 | 0 | -92.59 | -144.789 | -186.1429 | -209.0782 | 0.38888 | 0 | 0 | 0 | -36.0066 | 0 | 0 | 0
4 | 16 | 12 | 518.0725 | 518.9882 | 522.5269 | 525.6377 | 0 | 0 | 0 | 0 | 227.798 | 192.6254 | 197.1346 | 174.7138 | 0 | 0 | 0 | 0 | 382.0354 | 509.2383 | 561.2861 | 607.7936 | 0 | 0 | 0 | 0 | 0 | -24.9294 | -27.6041 | -25.5972 | 0 | 0 | 0 | 0 | -91.761 | -157.946 | -208.2898 | -231.2725 | 0.38632 | 0 | 0 | 0 | -35.4488 | 0 | 0 | 0
4 | 16 | 13 | 522.6579 | 524.7547 | 529.5359 | 533.6473 | 0 | 0 | 0 | 0 | 217.9335 | 200.3211 | 196.9604 | 174.7154 | 0 | 0 | 0 | 0 | 381.6166 | 530.8873 | 590.0186 | 643.0708 | 0 | 0 | 0 | 0 | 0 | -24.3225 | -27.0277 | -27.1342 | 0 | 0 | 0 | 0 | -76.8922 | -182.1313 | -230.4154 | -257.0047 | 0.38495 | 0 | 0 | 0 | -29.5998 | 0 | 0 | 0
4 | 16 | 14 | 520.8849 | 523.8257 | 529.5611 | 534.5556 | 0 | 0 | 0 | 0 | 223.05 | 201.4013 | 197.335 | 174.7138 | 0 | 0 | 0 | 0 | 380.4573 | 518.6122 | 573.7669 | 623.2817 | 0 | 0 | 0 | 0 | 0 | -24.3123 | -25.1264 | -21.1017 | 0 | 0 | 0 | 0 | -82.6224 | -171.8755 | -216.4143 | -242.3381 | 0.38305 | 0 | 0 | 0 | -31.6482 | 0 | 0 | 0
4 | 16 | 15 | 517.8729 | 521.7084 | 528.3931 | 534.2009 | 0 | 0 | 0 | 0 | 225.601 | 201.0921 | 200.0101 | 174.7462 | 0 | 0 | 0 | 0 | 355.5343 | 509.3226 | 558.8093 | 603.1138 | 0 | 0 | 0 | 0 | 0 | -23.24 | -21.8491 | -19.5198 | 0 | 0 | 0 | 0 | -63.2624 | -165.4663 | -208.5771 | -224.1393 | 0.38528 | 0 | 0 | 0 | -24.3739 | 0 | 0 | 0
4 | 16 | 16 | 513.7327 | 519.5811 | 528.4775 | 536.257 | 0 | 0 | 0 | 0 | 241.9318 | 212.1965 | 208.8029 | 186.5785 | 0 | 0 | 0 | 0 | 347.3869 | 483.9225 | 521.8284 | 555.7884 | 0 | 0 | 0 | 0 | 0 | -12.4087 | -3.6325 | -12.2715 | 0 | 0 | 0 | 0 | -75.586 | -164.1291 | -198.5213 | -193.8385 | 0.41156 | 0 | 0.007326 | 0 | -31.1079 | 0 | -1.4544 | 0
4 | 16 | 17 | 505.7221 | 513.5621 | 524.5906 | 534.2268 | 0 | 0 | 0 | 0 | 266.4292 | 212.7757 | 213.0054 | 214.0634 | 0 | 0 | 0 | 0 | 305.3014 | 397.9749 | 415.9342 | 431.9513 | 0 | 0 | 0 | 0 | 0 | -1.4842 | -0.55054 | 7.6349 | 0 | 0 | 0 | 0 | -66.0086 | -95.7042 | -103.7985 | -119.4228 | 0.40997 | 0.23762 | 0.31375 | 0.26988 | -27.0617 | -22.7412 | -32.5664 | -32.2304
4 | 16 | 18 | 501.4822 | 511.5548 | 525.0232 | 536.8158 | 0 | 0 | 0 | 0 | 307.9198 | 249.7023 | 222.2379 | 261.3484 | 0 | 0 | 0 | 0 | 243.8376 | 247.2702 | 244.2317 | 241.7929 | 0 | 0 | 0 | 0 | 0 | -3.4989 | -1.6766 | 2.709 | 0 | 0 | 0 | 0 | -50.2752 | 18.0813 | 60.2303 | 30.9655 | 0.41329 | 0.42469 | 0.41897 | 0.40593 | -20.7781 | 7.679 | 25.2345 | 12.5698
4 | 16 | 19 | 521.7348 | 533.3419 | 548.5465 | 561.808 | 0 | 0 | 0 | 0 | 339.6128 | 284.5256 | 269.8903 | 283.8407 | 0 | 0 | 0 | 0 | 220.7465 | 154.5199 | 145.6945 | 138.4676 | 0 | 0 | 0 | 0 | 0 | 7.9521 | 16.9986 | 13.3662 | 0 | 0 | 0 | 0 | -38.6245 | 86.3443 | 115.9632 | 126.1334 | 0.4157 | 0.42239 | 0.41303 | 0.40197 | -16.0561 | 36.4708 | 47.896 | 50.7012
4 | 16 | 20 | 544.8515 | 558.0201 | 574.9507 | 589.6112 | 0 | 0 | 0 | 0 | 336.2401 | 293.638 | 288.552 | 296.4943 | 0 | 0 | 0 | 0 | 219.2113 | 128.6242 | 119.9361 | 113.1105 | 0 | 0 | 0 | 0 | 0 | 10.6491 | 11.9474 | 25.2463 | 0 | 0 | 0 | 0 | -10.5999 | 125.1088 | 154.5152 | 154.7601 | 0.42087 | 0.43174 | 0.42154 | 0.40469 | -4.4612 | 54.0149 | 65.1337 | 62.6293
4 | 16 | 21 | 516.1864 | 529.0174 | 545.3489 | 559.3759 | 0 | 0 | 0 | 0 | 343.7245 | 303.3633 | 298.7679 | 306.033 | 0 | 0 | 0 | 0 | 209.0991 | 122.0823 | 113.5601 | 106.9617 | 0 | 0 | 0 | 0 | 0 | 15.0197 | 2.6975 | 9.646 | 0 | 0 | 0 | 0 | -36.6373 | 88.5521 | 130.3234 | 136.7352 | 0.41808 | 0.42369 | 0.41303 | 0.4036 | -15.3173 | 37.5185 | 53.828 | 55.1869
4 | 16 | 22 | 468.1976 | 480.3531 | 495.7074 | 508.8739 | 0 | 0 | 0 | 0 | 347.7036 | 302.0322 | 310.8906 | 315.7552 | 0 | 0 | 0 | 0 | 217.0463 | 116.0879 | 111.7906 | 109.2572 | 0 | 0 | 0 | 0 | 0 | 7.8274 | 5.7217 | 11.9813 | 0 | 0 | 0 | 0 | -96.5523 | 54.4055 | 67.3045 | 71.8803 | 0.41431 | 0.4215 | 0.41126 | 0.40084 | -40.0024 | 22.9319 | 27.6795 | 28.8123
4 | 16 | 23 | 421.2598 | 432.436 | 446.4829 | 458.4959 | 0 | 0 | 0 | 0 | 340.1984 | 320.3119 | 314.8109 | 322.0066 | 0 | 0 | 0 | 0 | 217.3947 | 119.0235 | 115.4169 | 113.5907 | 0 | 0 | 0 | 0 | 0 | 9.5741 | 19.3634 | 8.9645 | 0 | 0 | 0 | 0 | -136.3332 | -16.4734 | -3.1083 | 13.9342 | 0.41263 | 0.42045 | 0.41146 | 0.39726 | -56.2558 | -6.9263 | -1.2789 | 5.5355
4 | 16 | 24 | 390.8131 | 399.6032 | 410.8309 | 420.3019 | 0 | 0 | 0 | 0 | 328.0113 | 301.6086 | 320.9114 | 308.956 | 0 | 0 | 0 | 0 | 210.8842 | 127.5301 | 120.705 | 115.8732 | 0 | 0 | 0 | 0 | 0 | 4.0721 | 7.3405 | 7.7849 | 0 | 0 | 0 | 0 | -148.0824 | -33.6076 | -38.126 | -12.3122 | 0.41183 | 0.4219 | 0.41161 | 0.39624 | -60.9841 | -14.1789 | -15.693 | -4.8786
4 | 17 | 1 | 370.8275 | 377.1127 | 385.4099 | 392.2033 | 0 | 0 | 0 | 0 | 321.3714 | 314.8661 | 318.9783 | 312.074 | 0 | 0 | 0 | 0 | 194.5563 | 127.1268 | 119.1921 | 113.212 | 0 | 0 | 0 | 0 | 0 | 8.0922 | 6.467 | 7.4543 | 0 | 0 | 0 | 0 | -145.1002 | -72.9724 | -59.2275 | -40.5371 | 0.4113 | 0.42149 | 0.41495 | 0.39673 | -59.6797 | -30.7571 | -24.5764 | -16.0824
4 | 17 | 2 | 360.6287 | 364.9956 | 371.1428 | 376.0526 | 0 | 0 | 0 | 0 | 309.5704 | 327.4481 | 312.2151 | 291.1103 | 0 | 0 | 0 | 0 | 187.9762 | 124.8039 | 115.8118 | 108.7685 | 0 | 0 | 0 | 0 | 0 | 5.0685 | 8.1312 | 2.6014 | 0 | 0 | 0 | 0 | -136.9179 | -92.3249 | -65.0152 | -26.4276 | 0.41115 | 0.42158 | 0.41337 | 0.39654 | -56.2938 | -38.922 | -26.875 | -10.4795
4 | 17 | 3 | 357.2087 | 359.8899 | 364.1829 | 367.4783 | 0 | 0 | 0 | 0 | 302.4887 | 299.4118 | 287.4281 | 286.7439 | 0 | 0 | 0 | 0 | 200.948 | 123.6636 | 113.7059 | 105.8006 | 0 | 0 | 0 | 0 | 0 | 13.8768 | 7.0164 | 0.1835 | 0 | 0 | 0 | 0 | -146.228 | -77.0623 | -43.9675 | -25.2498 | 0.41121 | 0.42135 | 0.41593 | 0.39646 | -60.1299 | -32.4698 | -18.2873 | -10.0106
4 | 17 | 4 | 364.3089 | 365.5547 | 368.2885 | 370.1906 | 0 | 0 | 0 | 0 | 313.8182 | 301.0992 | 287.0032 | 283.627 | 0 | 0 | 0 | 0 | 216.4761 | 136.5513 | 125.8992 | 117.3191 | 0 | 0 | 0 | 0 | 0 | 13.0613 | 5.2222 | -0.047055 | 0 | 0 | 0 | 0 | -165.9854 | -85.157 | -49.836 | -30.7085 | 0.41164 | 0.4221 | 0.41529 | 0.39674 | -68.3257 | -35.9444 | -20.6963 | -12.1832
4 | 17 | 5 | 393.9322 | 393.7969 | 395.1213 | 395.7373 | 0 | 0 | 0 | 0 | 334.2882 | 282.5186 | 275.1775 | 280.3812 | 0 | 0 | 0 | 0 | 208.9944 | 149.7205 | 136.9252 | 126.2634 | 0 | 0 | 0 | 0 | 0 | 18.6414 | 12.9269 | 1.2688 | 0 | 0 | 0 | 0 | -149.3505 | -57.0836 | -29.9082 | -12.1761 | 0.41274 | 0.42228 | 0.41522 | 0.39874 | -61.6428 | -24.1053 | -12.4186 | -4.8551
4 | 17 | 6 | 441.1503 | 440.6519 | 441.8255 | 442.3302 | 0 | 0 | 0 | 0 | 334.0065 | 278.147 | 266.2518 | 271.3461 | 0 | 0 | 0 | 0 | 223.9012 | 175.0277 | 161.5249 | 150.0855 | 0 | 0 | 0 | 0 | 0 | 16.5202 | 10.1375 | 10.4522 | 0 | 0 | 0 | 0 | -116.7575 | -29.043 | 3.9112 | 10.4465 | 0.41319 | 0.42246 | 0.41499 | 0.39779 | -48.2432 | -12.2696 | 1.6231 | 4.1556
4 | 17 | 7 | 476.021 | 474.9089 | 475.7575 | 476.1913 | 0 | 0 | 0 | 0 | 311.4552 | 246.9523 | 224.6657 | 229.2248 | 0 | 0 | 0 | 0 | 271.4764 | 246.879 | 237.5675 | 229.7843 | 0 | 0 | 0 | 0 | 0 | 0.83179 | -1.1359 | -0.3322 | 0 | 0 | 0 | 0 | -106.9107 | -19.7542 | 14.6603 | 17.5143 | 0.41464 | 0.33736 | 0.33191 | 0.39149 | -44.3297 | -6.6642 | 4.8658 | 6.8566
4 | 17 | 8 | 489.928 | 488.9668 | 490.4551 | 491.9411 | 0 | 0 | 0 | 0 | 271.9192 | 212.0888 | 211.938 | 208.7674 | 0 | 0 | 0 | 0 | 323.1423 | 347.639 | 358.7029 | 369.1581 | 0 | 0 | 0 | 0 | 0 | -9.4983 | -8.7241 | 11.6353 | 0 | 0 | 0 | 0 | -105.1335 | -61.2627 | -71.4616 | -97.6196 | 0.41395 | 0.28029 | 0.32029 | 0.31141 | -43.5196 | -17.1715 | -22.8883 | -30.3996
4 | 17 | 9 | 506.8405 | 506.9894 | 510.1722 | 513.6237 | 0 | 0 | 0 | 0 | 245.0372 | 208.0654 | 203.5581 | 200.8254 | 0 | 0 | 0 | 0 | 384.9918 | 448.8383 | 481.5487 | 511.5462 | 0 | 0 | 0 | 0 | 0 | -10.9633 | -10.7015 | -23.7148 | 0 | 0 | 0 | 0 | -123.1885 | -138.951 | -164.233 | -175.0331 | 0.39087 | 0 | 0.0068178 | 0 | -48.1508 | 0 | -1.1197 | 0
4 | 17 | 10 | 516.5622 | 517.0439 | 520.5893 | 524.2999 | 0 | 0 | 0 | 0 | 231.4582 | 196.5659 | 200.1169 | 179.488 | 0 | 0 | 0 | 0 | 439.6677 | 520.837 | 569.8563 | 614.6828 | 0 | 0 | 0 | 0 | 0 | -23.1169 | -15.2378 | -24.997 | 0 | 0 | 0 | 0 | -154.5636 | -177.2421 | -234.1461 | -244.8739 | 0.39163 | 0 | 0 | 0 | -60.5311 | 0 | 0 | 0
4 | 17 | 11 | 521.74 | 522.4818 | 526.0514 | 529.4367 | 0 | 0 | 0 | 0 | 231.6847 | 200.05 | 196.4409 | 184.2234 | 0 | 0 | 0 | 0 | 440.8728 | 495.6343 | 555.4501 | 610.4388 | 0 | 0 | 0 | 0 | 0 | -24.2148 | -22.4697 | -25.809 | 0 | 0 | 0 | 0 | -150.8175 | -148.9877 | -203.37 | -239.4165 | 0.38888 | 0 | 0 | 0 | -58.6503 | 0 | 0 | 0
4 | 17 | 12 | 521.1334 | 522.1485 | 525.809 | 529.0249 | 0 | 0 | 0 | 0 | 227.798 | 192.6254 | 197.1346 | 174.7138 | 0 | 0 | 0 | 0 | 429.6266 | 436.8424 | 502.1945 | 562.502 | 0 | 0 | 0 | 0 | 0 | -24.9294 | -27.6041 | -25.5972 | 0 | 0 | 0 | 0 | -136.2912 | -82.3899 | -145.916 | -182.5937 | 0.38632 | 0 | 0 | 0 | -52.6516 | 0 | 0 | 0
4 | 17 | 13 | 526.9044 | 529.1388 | 534.0891 | 538.3462 | 0 | 0 | 0 | 0 | 217.9335 | 200.3211 | 196.9604 | 174.7154 | 0 | 0 | 0 | 0 | 448.0531 | 454.2223 | 519.8447 | 580.3095 | 0 | 0 | 0 | 0 | 0 | -24.3225 | -27.0277 | -27.1342 | 0 | 0 | 0 | 0 | -139.0822 | -101.0821 | -155.6883 | -189.5444 | 0.38495 | 0 | 0 | 0 | -53.54 | 0 | 0 | 0
4 | 17 | 14 | 522.3535 | 525.3419 | 531.1358 | 536.1807 | 0 | 0 | 0 | 0 | 223.05 | 201.4013 | 197.335 | 174.7138 | 0 | 0 | 0 | 0 | 468.0543 | 434.12 | 500.2445 | 561.6118 | 0 | 0 | 0 | 0 | 0 | -24.3123 | -25.1264 | -21.1017 | 0 | 0 | 0 | 0 | -168.7509 | -85.8671 | -141.3173 | -179.0432 | 0.38305 | 0 | 0 | 0 | -64.6395 | 0 | 0 | 0
4 | 17 | 15 | 513.4319 | 517.1233 | 523.6312 | 529.2866 | 0 | 0 | 0 | 0 | 225.601 | 201.0921 | 200.0101 | 174.7462 | 0 | 0 | 0 | 0 | 478.8665 | 396.9769 | 458.4878 | 516.1027 | 0 | 0 | 0 | 0 | 0 | -23.24 | -21.8491 | -19.5198 | 0 | 0 | 0 | 0 | -191.0357 | -57.7057 | -113.0176 | -142.0425 | 0.38528 | 0 | 0 | 0 | -73.6028 | 0 | 0 | 0
4 | 17 | 16 | 506.7614 | 512.3837 | 521.0025 | 528.5429 | 0 | 0 | 0 | 0 | 241.9318 | 212.1965 | 208.8029 | 186.5785 | 0 | 0 | 0 | 0 | 460.3692 | 346.3077 | 396.7014 | 444.481 | 0 | 0 | 0 | 0 | 0 | -12.4087 | -3.6325 | -12.2715 | 0 | 0 | 0 | 0 | -195.5396 | -33.7117 | -80.8692 | -90.2451 | 0.41156 | 0 | 0.007326 | 0 | -80.4755 | 0 | -0.59244 | 0
4 | 17 | 17 | 495.7783 | 503.2958 | 513.9284 | 523.2234 | 0 | 0 | 0 | 0 | 266.4292 | 212.7757 | 213.0054 | 214.0634 | 0 | 0 | 0 | 0 | 418.5694 | 291.6378 | 322.9026 | 353.354 | 0 | 0 | 0 | 0 | 0 | -1.4842 | -0.55054 | 7.6349 | 0 | 0 | 0 | 0 | -189.2202 | 0.3666 | -21.4291 | -51.8289 | 0.40997 | 0.23762 | 0.31375 | 0.26988 | -77.5751 | 0.087112 | -6.7233 | -13.9878
4 | 17 | 18 | 497.4835 | 507.4264 | 520.7356 | 532.391 | 0 | 0 | 0 | 0 | 307.9198 | 249.7023 | 222.2379 | 261.3484 | 0 | 0 | 0 | 0 | 373.5328 | 229.3289 | 235.0001 | 242.1388 | 0 | 0 | 0 | 0 | 0 | -3.4989 | -1.6766 | 2.709 | 0 | 0 | 0 | 0 | -183.9691 | 31.8941 | 65.1742 | 26.1947 | 0.41329 | 0.42469 | 0.41897 | 0.40593 | -76.0321 | 13.5452 | 27.3058 | 10.6332
4 | 17 | 19 | 521.9294 | 533.5428 | 548.7552 | 562.0234 | 0 | 0 | 0 | 0 | 339.6128 | 284.5256 | 269.8903 | 283.8407 | 0 | 0 | 0 | 0 | 329.5663 | 189.0249 | 186.7879 | 186.6603 | 0 | 0 | 0 | 0 | 0 | 7.9521 | 16.9986 | 13.3662 | 0 | 0 | 0 | 0 | -147.2497 | 52.0402 | 75.0785 | 78.1562 | 0.4157 | 0.42239 | 0.41303 | 0.40197 | -61.2112 | 21.9812 | 31.0095 | 31.416
4 | 17 | 20 | 543.3829 | 556.504 | 573.3761 | 587.9862 | 0 | 0 | 0 | 0 | 336.2401 | 293.638 | 288.552 | 296.4943 | 0 | 0 | 0 | 0 | 351.5934 | 219.2731 | 212.0872 | 207.2899 | 0 | 0 | 0 | 0 | 0 | 10.6491 | 11.9474 | 25.2463 | 0 | 0 | 0 | 0 | -144.4506 | 32.9437 | 60.7895 | 58.9557 | 0.42087 | 0.43174 | 0.42154 | 0.40469 | -60.7957 | 14.2232 | 25.625 | 23.8586
4 | 17 | 21 | 516.3456 | 529.1818 | 545.5196 | 559.5521 | 0 | 0 | 0 | 0 | 343.7245 | 303.3633 | 298.7679 | 306.033 | 0 | 0 | 0 | 0 | 361.2831 | 232.0042 | 218.7133 | 208.0508 | 0 | 0 | 0 | 0 | 0 | 15.0197 | 2.6975 | 9.646 | 0 | 0 | 0 | 0 | -188.662 | -21.2053 | 25.3409 | 35.8223 | 0.41808 | 0.42369 | 0.41303 | 0.4036 | -78.876 | -8.9845 | 10.4667 | 14.4581
4 | 17 | 22 | 469.1885 | 481.3761 | 496.7698 | 509.9703 | 0 | 0 | 0 | 0 | 347.7036 | 302.0322 | 310.8906 | 315.7552 | 0 | 0 | 0 | 0 | 351.2375 | 204.4878 | 191.4675 | 180.9979 | 0 | 0 | 0 | 0 | 0 | 7.8274 | 5.7217 | 11.9813 | 0 | 0 | 0 | 0 | -229.7527 | -32.9713 | -11.31 | 1.236 | 0.41431 | 0.4215 | 0.41126 | 0.40084 | -95.1884 | -13.8974 | -4.6513 | 0.49543
4 | 17 | 23 | 424.3739 | 435.651 | 449.8219 | 461.9418 | 0 | 0 | 0 | 0 | 340.1984 | 320.3119 | 314.8109 | 322.0066 | 0 | 0 | 0 | 0 | 345.3405 | 184.7972 | 173.2663 | 164.1749 | 0 | 0 | 0 | 0 | 0 | 9.5741 | 19.3634 | 8.9645 | 0 | 0 | 0 | 0 | -261.165 | -79.0321 | -57.6187 | -33.2042 | 0.41263 | 0.42045 | 0.41146 | 0.39726 | -107.7656 | -33.2293 | -23.7075 | -13.1907
4 | 17 | 24 | 396.0504 | 405.0103 | 416.4465 | 426.0973 | 0 | 0 | 0 | 0 | 328.0113 | 301.6086 | 320.9114 | 308.956 | 0 | 0 | 0 | 0 | 342.8868 | 174.9675 | 163.4415 | 154.3081 | 0 | 0 | 0 | 0 | 0 | 4.0721 | 7.3405 | 7.7849 | 0 | 0 | 0 | 0 | -274.8477 | -75.6379 | -75.2469 | -44.9517 | 0.41183 | 0.4219 | 0.41161 | 0.39624 | -113.1893 | -31.9114 | -30.9722 | -17.8117
4 | 18 | 1 | 373.0923 | 379.4509 | 387.8383 | 394.7094 | 0 | 0 | 0 | 0 | 321.3714 | 314.8661 | 318.9783 | 312.074 | 0 | 0 | 0 | 0 | 326.2865 | 174.919 | 162.3021 | 152.0489 | 0 | 0 | 0 | 0 | 0 | 8.0922 | 6.467 | 7.4543 | 0 | 0 | 0 | 0 | -274.5657 | -118.4263 | -99.9091 | -76.8679 | 0.4113 | 0.42149 | 0.41495 | 0.39673 | -112.9288 | -49.9155 | -41.4572 | -30.4961
4 | 18 | 2 | 365.1229 | 369.6355 | 375.9617 | 381.0257 | 0 | 0 | 0 | 0 | 309.5704 | 327.4481 | 312.2151 | 291.1103 | 0 | 0 | 0 | 0 | 309.7893 | 176.9473 | 161.8469 | 149.1493 | 0 | 0 | 0 | 0 | 0 | 5.0685 | 8.1312 | 2.6014 | 0 | 0 | 0 | 0 | -254.2369 | -139.8284 | -106.2315 | -61.8353 | 0.41115 | 0.42158 | 0.41337 | 0.39654 | -104.5295 | -58.9483 | -43.9124 | -24.5199
4 | 18 | 3 | 361.4729 | 364.2923 | 368.7551 | 372.1968 | 0 | 0 | 0 | 0 | 302.4887 | 299.4118 | 287.4281 | 286.7439 | 0 | 0 | 0 | 0 | 323.5931 | 177.6709 | 163.7792 | 152.2443 | 0 | 0 | 0 | 0 | 0 | 13.8768 | 7.0164 | 0.1835 | 0 | 0 | 0 | 0 | -264.609 | -126.6671 | -89.4686 | -66.9749 | 0.41121 | 0.42135 | 0.41593 | 0.39646 | -108.8089 | -53.3706 | -37.2124 | -26.553
4 | 18 | 4 | 369.8823 | 371.3089 | 374.2647 | 376.358 | 0 | 0 | 0 | 0 | 313.8182 | 301.0992 | 287.0032 | 283.627 | 0 | 0 | 0 | 0 | 347.1048 | 188.4641 | 176.9909 | 167.7811 | 0 | 0 | 0 | 0 | 0 | 13.0613 | 5.2222 | -0.047055 | 0 | 0 | 0 | 0 | -291.0407 | -131.3156 | -94.9515 | -75.0031 | 0.41164 | 0.4221 | 0.41529 | 0.39674 | -119.8031 | -55.4277 | -39.4323 | -29.7565
4 | 18 | 5 | 399.0987 | 399.1309 | 400.6611 | 401.4543 | 0 | 0 | 0 | 0 | 334.2882 | 282.5186 | 275.1775 | 280.3812 | 0 | 0 | 0 | 0 | 348.6884 | 186.1848 | 177.9068 | 171.6926 | 0 | 0 | 0 | 0 | 0 | 18.6414 | 12.9269 | 1.2688 | 0 | 0 | 0 | 0 | -283.8779 | -88.2138 | -65.3501 | -51.8883 | 0.41274 | 0.42228 | 0.41522 | 0.39874 | -117.1675 | -37.2511 | -27.1348 | -20.6902
4 | 18 | 6 | 441.3272 | 440.8345 | 442.0152 | 442.526 | 0 | 0 | 0 | 0 | 334.0065 | 278.147 | 266.2518 | 271.3461 | 0 | 0 | 0 | 0 | 358.5007 | 196.0605 | 187.5477 | 180.9022 | 0 | 0 | 0 | 0 | 0 | 16.5202 | 10.1375 | 10.4522 | 0 | 0 | 0 | 0 | -251.18 | -49.8931 | -21.9218 | -20.1744 | 0.41319 | 0.42246 | 0.41499 | 0.39779 | -103.7853 | -21.0779 | -9.0973 | -8.0253
4 | 18 | 7 | 478.5334 | 477.5029 | 478.4516 | 478.9715 | 0 | 0 | 0 | 0 | 311.4552 | 246.9523 | 224.6657 | 229.2248 | 0 | 0 | 0 | 0 | 389.4053 | 287.6696 | 278.4912 | 270.6836 | 0 | 0 | 0 | 0 | 0 | 0.83179 | -1.1359 | -0.3322 | 0 | 0 | 0 | 0 | -222.327 | -57.9508 | -23.5694 | -20.6047 | 0.41464 | 0.33736 | 0.33191 | 0.39149 | -92.1862 | -19.5502 | -7.8228 | -8.0665
4 | 18 | 8 | 491.2196 | 490.3004 | 491.8401 | 493.3704 | 0 | 0 | 0 | 0 | 271.9192 | 212.0888 | 211.938 | 208.7674 | 0 | 0 | 0 | 0 | 433.0514 | 362.651 | 374.368 | 385.371 | 0 | 0 | 0 | 0 | 0 | -9.4983 | -8.7241 | 11.6353 | 0 | 0 | 0 | 0 | -213.751 | -74.9412 | -85.7418 | -112.4033 | 0.41395 | 0.28029 | 0.32029 | 0.31141 | -88.4813 | -21.0055 | -27.4621 | -35.0034
4 | 18 | 9 | 503.0187 | 503.0437 | 506.0743 | 509.3946 | 0 | 0 | 0 | 0 | 245.0372 | 208.0654 | 203.5581 | 200.8254 | 0 | 0 | 0 | 0 | 475.8342 | 451.7131 | 481.3721 | 508.3436 | 0 | 0 | 0 | 0 | 0 | -10.9633 | -10.7015 | -23.7148 | 0 | 0 | 0 | 0 | -217.8526 | -145.7715 | -168.1544 | -176.0596 | 0.39087 | 0 | 0.0068178 | 0 | -85.1523 | 0 | -1.1464 | 0
4 | 18 | 10 | 513.7667 | 514.1576 | 517.5918 | 521.2064 | 0 | 0 | 0 | 0 | 231.4582 | 196.5659 | 200.1169 | 179.488 | 0 | 0 | 0 | 0 | 515.8249 | 523.9551 | 567.5842 | 607.0379 | 0 | 0 | 0 | 0 | 0 | -23.1169 | -15.2378 | -24.997 | 0 | 0 | 0 | 0 | -233.5164 | -183.2465 | -234.8716 | -240.3225 | 0.39163 | 0 | 0 | 0 | -91.4511 | 0 | 0 | 0
4 | 18 | 11 | 514.3618 | 514.8644 | 518.1401 | 521.2723 | 0 | 0 | 0 | 0 | 231.6847 | 200.05 | 196.4409 | 184.2234 | 0 | 0 | 0 | 0 | 550.4908 | 545.0974 | 600.9573 | 651.7145 | 0 | 0 | 0 | 0 | 0 | -24.2148 | -22.4697 | -25.809 | 0 | 0 | 0 | 0 | -267.8137 | -206.0683 | -256.7884 | -288.8566 | 0.38888 | 0 | 0 | 0 | -104.148 | 0 | 0 | 0
4 | 18 | 12 | 513.1537 | 513.9099 | 517.2527 | 520.1948 | 0 | 0 | 0 | 0 | 227.798 | 192.6254 | 197.1346 | 174.7138 | 0 | 0 | 0 | 0 | 575.3208 | 553.4069 | 618.5756 | 678.0212 | 0 | 0 | 0 | 0 | 0 | -24.9294 | -27.6041 | -25.5972 | 0 | 0 | 0 | 0 | -289.9651 | -207.1929 | -270.8534 | -306.943 | 0.38632 | 0 | 0 | 0 | -112.0184 | 0 | 0 | 0
4 | 18 | 13 | 513.1034 | 514.8903 | 519.2911 | 523.0746 | 0 | 0 | 0 | 0 | 217.9335 | 200.3211 | 196.9604 | 174.7154 | 0 | 0 | 0 | 0 | 584.0968 | 560.2759 | 629.1705 | 692.104 | 0 | 0 | 0 | 0 | 0 | -24.3225 | -27.0277 | -27.1342 | 0 | 0 | 0 | 0 | -288.9268 | -221.3843 | -279.8121 | -316.6105 | 0.38495 | 0 | 0 | 0 | -111.223 | 0 | 0 | 0
4 | 18 | 14 | 508.1456 | 510.6732 | 515.9014 | 520.4588 | 0 | 0 | 0 | 0 | 223.05 | 201.4013 | 197.335 | 174.7138 | 0 | 0 | 0 | 0 | 578.3636 | 568.2409 | 636.0655 | 698.0022 | 0 | 0 | 0 | 0 | 0 | -24.3123 | -25.1264 | -21.1017 | 0 | 0 | 0 | 0 | -293.268 | -234.6567 | -292.3727 | -331.1555 | 0.38305 | 0 | 0 | 0 | -112.3354 | 0 | 0 | 0
4 | 18 | 15 | 503.1165 | 506.4735 | 512.5706 | 517.872 | 0 | 0 | 0 | 0 | 225.601 | 201.0921 | 200.0101 | 174.7462 | 0 | 0 | 0 | 0 | 549.5383 | 545.0146 | 603.8555 | 657.5875 | 0 | 0 | 0 | 0 | 0 | -23.24 | -21.8491 | -19.5198 | 0 | 0 | 0 | 0 | -272.0228 | -216.3933 | -269.4459 | -294.9418 | 0.38528 | 0 | 0 | 0 | -104.8057 | 0 | 0 | 0
4 | 18 | 16 | 496.5523 | 501.8435 | 510.0558 | 517.2458 | 0 | 0 | 0 | 0 | 241.9318 | 212.1965 | 208.8029 | 186.5785 | 0 | 0 | 0 | 0 | 528.0412 | 521.1764 | 564.272 | 603.719 | 0 | 0 | 0 | 0 | 0 | -12.4087 | -3.6325 | -12.2715 | 0 | 0 | 0 | 0 | -273.4208 | -219.1206 | -259.3866 | -260.7802 | 0.41156 | 0 | 0.007326 | 0 | -112.528 | 0 | -1.9003 | 0
4 | 18 | 17 | 490.3464 | 497.6878 | 508.104 | 517.2127 | 0 | 0 | 0 | 0 | 266.4292 | 212.7757 | 213.0054 | 214.0634 | 0 | 0 | 0 | 0 | 462.8259 | 473.0318 | 496.768 | 518.6334 | 0 | 0 | 0 | 0 | 0 | -1.4842 | -0.55054 | 7.6349 | 0 | 0 | 0 | 0 | -238.9086 | -186.6354 | -201.1188 | -223.1189 | 0.40997 | 0.23762 | 0.31375 | 0.26988 | -97.9459 | -44.3483 | -63.1002 | -60.2164
4 | 18 | 18 | 486.655 | 496.2468 | 509.1248 | 520.4087 | 0 | 0 | 0 | 0 | 307.9198 | 249.7023 | 222.2379 | 261.3484 | 0 | 0 | 0 | 0 | 350.0781 | 313.6232 | 317.1442 | 321.1656 | 0 | 0 | 0 | 0 | 0 | -3.4989 | -1.6766 | 2.709 | 0 | 0 | 0 | 0 | -171.3429 | -63.5798 | -28.5807 | -64.8144 | 0.41329 | 0.42469 | 0.41897 | 0.40593 | -70.8139 | -27.0019 | -11.9743 | -26.31
4 | 18 | 19 | 509.9685 | 521.1941 | 535.9302 | 548.788 | 0 | 0 | 0 | 0 | 339.6128 | 284.5256 | 269.8903 | 283.8407 | 0 | 0 | 0 | 0 | 291.1027 | 216.7528 | 211.6355 | 208.1276 | 0 | 0 | 0 | 0 | 0 | 7.9521 | 16.9986 | 13.3662 | 0 | 0 | 0 | 0 | -120.7469 | 11.9636 | 37.4059 | 43.4534 | 0.4157 | 0.42239 | 0.41303 | 0.40197 | -50.1941 | 5.0533 | 15.4497 | 17.4668
4 | 18 | 20 | 541.8082 | 554.8782 | 571.6876 | 586.2436 | 0 | 0 | 0 | 0 | 336.2401 | 293.638 | 288.552 | 296.4943 | 0 | 0 | 0 | 0 | 270.6916 | 188.4031 | 180.3622 | 174.1722 | 0 | 0 | 0 | 0 | 0 | 10.6491 | 11.9474 | 25.2463 | 0 | 0 | 0 | 0 | -65.1235 | 62.1879 | 90.8261 | 90.3309 | 0.42087 | 0.43174 | 0.42154 | 0.40469 | -27.4088 | 26.8492 | 38.2865 | 36.5557
4 | 18 | 21 | 518.0265 | 530.9172 | 547.3219 | 561.4121 | 0 | 0 | 0 | 0 | 343.7245 | 303.3633 | 298.7679 | 306.033 | 0 | 0 | 0 | 0 | 269.4484 | 190.5597 | 181.5105 | 174.3952 | 0 | 0 | 0 | 0 | 0 | 15.0197 | 2.6975 | 9.646 | 0 | 0 | 0 | 0 | -95.1464 | 21.9745 | 64.346 | 71.3379 | 0.41808 | 0.42369 | 0.41303 | 0.4036 | -39.7789 | 9.3103 | 26.5771 | 28.7923
4 | 18 | 22 | 472.8333 | 485.1391 | 500.678 | 514.0036 | 0 | 0 | 0 | 0 | 347.7036 | 302.0322 | 310.8906 | 315.7552 | 0 | 0 | 0 | 0 | 237.7967 | 180.4692 | 169.4043 | 160.2816 | 0 | 0 | 0 | 0 | 0 | 7.8274 | 5.7217 | 11.9813 | 0 | 0 | 0 | 0 | -112.667 | -5.1897 | 14.6614 | 25.9855 | 0.41431 | 0.4215 | 0.41126 | 0.40084 | -46.6788 | -2.1875 | 6.0296 | 10.416
4 | 18 | 23 | 429.2927 | 440.7294 | 455.0961 | 467.3847 | 0 | 0 | 0 | 0 | 340.1984 | 320.3119 | 314.8109 | 322.0066 | 0 | 0 | 0 | 0 | 196.3713 | 176.0064 | 164.5926 | 154.96 | 0 | 0 | 0 | 0 | 0 | 9.5741 | 19.3634 | 8.9645 | 0 | 0 | 0 | 0 | -107.277 | -65.163 | -43.6708 | -18.5463 | 0.41263 | 0.42045 | 0.41146 | 0.39726 | -44.2662 | -27.398 | -17.9686 | -7.3677
4 | 18 | 24 | 396.5635 | 405.5401 | 416.9967 | 426.6651 | 0 | 0 | 0 | 0 | 328.0113 | 301.6086 | 320.9114 | 308.956 | 0 | 0 | 0 | 0 | 164.5448 | 164.2155 | 153.8876 | 145.1341 | 0 | 0 | 0 | 0 | 0 | 4.0721 | 7.3405 | 7.7849 | 0 | 0 | 0 | 0 | -95.9926 | -64.3561 | -65.1428 | -35.2099 | 0.41183 | 0.4219 | 0.41161 | 0.39624 | -39.5322 | -27.1517 | -26.8133 | -13.9516
4 | 19 | 1 | 376.6133 | 383.0861 | 391.6137 | 398.6056 | 0 | 0 | 0 | 0 | 321.3714 | 314.8661 | 318.9783 | 312.074 | 0 | 0 | 0 | 0 | 146.9376 | 157.9106 | 147.507 | 138.6047 | 0 | 0 | 0 | 0 | 0 | 8.0922 | 6.467 | 7.4543 | 0 | 0 | 0 | 0 | -91.6957 | -97.7827 | -81.3386 | -59.5275 | 0.4113 | 0.42149 | 0.41495 | 0.39673 | -37.7144 | -41.2144 | -33.7514 | -23.6166
4 | 19 | 2 | 369.7409 | 374.4033 | 380.9133 | 386.1358 | 0 | 0 | 0 | 0 | 309.5704 | 327.4481 | 312.2151 | 291.1103 | 0 | 0 | 0 | 0 | 132.5304 | 155.1716 | 143.3617 | 133.1065 | 0 | 0 | 0 | 0 | 0 | 5.0685 | 8.1312 | 2.6014 | 0 | 0 | 0 | 0 | -72.36 | -113.285 | -82.7946 | -40.6824 | 0.41115 | 0.42158 | 0.41337 | 0.39654 | -29.7508 | -47.7583 | -34.2244 | -16.132
4 | 19 | 3 | 365.507 | 368.4573 | 373.0807 | 376.6608 | 0 | 0 | 0 | 0 | 302.4887 | 299.4118 | 287.4281 | 286.7439 | 0 | 0 | 0 | 0 | 125.0605 | 141.3958 | 128.5856 | 117.3465 | 0 | 0 | 0 | 0 | 0 | 13.8768 | 7.0164 | 0.1835 | 0 | 0 | 0 | 0 | -62.0422 | -86.227 | -49.9494 | -27.6131 | 0.41121 | 0.42135 | 0.41593 | 0.39646 | -25.5121 | -36.3314 | -20.7753 | -10.9476
4 | 19 | 4 | 375.8628 | 377.4833 | 380.6772 | 382.9756 | 0 | 0 | 0 | 0 | 313.8182 | 301.0992 | 287.0032 | 283.627 | 0 | 0 | 0 | 0 | 108.2261 | 109.4918 | 98.0278 | 88.0577 | 0 | 0 | 0 | 0 | 0 | 13.0613 | 5.2222 | -0.047055 | 0 | 0 | 0 | 0 | -46.1815 | -46.1689 | -9.576 | 11.338 | 0.41164 | 0.4221 | 0.41529 | 0.39674 | -19.01 | -19.4877 | -3.9768 | 4.4982
4 | 19 | 5 | 405.9107 | 406.1638 | 407.9653 | 408.9922 | 0 | 0 | 0 | 0 | 334.2882 | 282.5186 | 275.1775 | 280.3812 | 0 | 0 | 0 | 0 | 100.0801 | 99.8888 | 89.3444 | 80.2611 | 0 | 0 | 0 | 0 | 0 | 18.6414 | 12.9269 | 1.2688 | 0 | 0 | 0 | 0 | -28.4576 | 5.1151 | 30.5166 | 47.0812 | 0.41274 | 0.42228 | 0.41522 | 0.39874 | -11.7456 | 2.16 | 12.6712 | 18.7734
4 | 19 | 6 | 448.7939 | 448.5433 | 450.0213 | 450.7883 | 0 | 0 | 0 | 0 | 334.0065 | 278.147 | 266.2518 | 271.3461 | 0 | 0 | 0 | 0 | 118.9036 | 113.1299 | 100.9869 | 90.3234 | 0 | 0 | 0 | 0 | 0 | 16.5202 | 10.1375 | 10.4522 | 0 | 0 | 0 | 0 | -4.1162 | 40.7463 | 72.6452 | 78.6666 | 0.41319 | 0.42246 | 0.41499 | 0.39779 | -1.7008 | 17.2137 | 30.147 | 31.2932
4 | 19 | 7 | 486.7786 | 486.0154 | 487.2924 | 488.0953 | 0 | 0 | 0 | 0 | 311.4552 | 246.9523 | 224.6657 | 229.2248 | 0 | 0 | 0 | 0 | 121.0972 | 128.9123 | 124.2968 | 120.6209 | 0 | 0 | 0 | 0 | 0 | 0.83179 | -1.1359 | -0.3322 | 0 | 0 | 0 | 0 | 54.2262 | 109.319 | 139.4659 | 138.5818 | 0.41464 | 0.33736 | 0.33191 | 0.39149 | 22.4845 | 36.8796 | 46.2895 | 54.2528
4 | 19 | 8 | 500.2787 | 499.6532 | 501.5536 | 503.3948 | 0 | 0 | 0 | 0 | 271.9192 | 212.0888 | 211.938 | 208.7674 | 0 | 0 | 0 | 0 | 136.5429 | 176.3823 | 193.6681 | 209.9603 | 0 | 0 | 0 | 0 | 0 | -9.4983 | -8.7241 | 11.6353 | 0 | 0 | 0 | 0 | 91.8166 | 120.6804 | 104.6717 | 73.0318 | 0.41395 | 0.28029 | 0.32029 | 0.31141 | 38.0071 | 33.8259 | 33.5251 | 22.7428
4 | 19 | 9 | 514.1125 | 514.4973 | 517.9696 | 521.6706 | 0 | 0 | 0 | 0 | 245.0372 | 208.0654 | 203.5581 | 200.8254 | 0 | 0 | 0 | 0 | 171.8006 | 246.2181 | 281.5159 | 314.0354 | 0 | 0 | 0 | 0 | 0 | -10.9633 | -10.7015 | -23.7148 | 0 | 0 | 0 | 0 | 97.2748 | 71.1771 | 43.5971 | 30.5247 | 0.39087 | 0 | 0.0068178 | 0 | 38.0219 | 0 | 0.29724 | 0
4 | 19 | 10 | 521.9234 | 522.5789 | 526.3378 | 530.2323 | 0 | 0 | 0 | 0 | 231.4582 | 196.5659 | 200.1169 | 179.488 | 0 | 0 | 0 | 0 | 211.9925 | 327.2121 | 373.3036 | 415.3862 | 0 | 0 | 0 | 0 | 0 | -23.1169 | -15.2378 | -24.997 | 0 | 0 | 0 | 0 | 78.4727 | 21.9177 | -31.8449 | -39.6449 | 0.39163 | 0 | 0 | 0 | 30.7319 | 0 | 0 | 0
4 | 19 | 11 | 518.1482 | 518.7736 | 522.2001 | 525.4622 | 0 | 0 | 0 | 0 | 231.6847 | 200.05 | 196.4409 | 184.2234 | 0 | 0 | 0 | 0 | 254.933 | 404.4502 | 454.802 | 500.4474 | 0 | 0 | 0 | 0 | 0 | -24.2148 | -22.4697 | -25.809 | 0 | 0 | 0 | 0 | 31.5305 | -61.5118 | -106.5731 | -133.3996 | 0.38888 | 0 | 0 | 0 | 12.2617 | 0 | 0 | 0
4 | 19 | 12 | 519.0456 | 519.9929 | 523.5703 | 526.7146 | 0 | 0 | 0 | 0 | 227.798 | 192.6254 | 197.1346 | 174.7138 | 0 | 0 | 0 | 0 | 263.6004 | 410.5819 | 463.7065 | 511.916 | 0 | 0 | 0 | 0 | 0 | -24.9294 | -27.6041 | -25.5972 | 0 | 0 | 0 | 0 | 27.6471 | -58.285 | -109.6667 | -134.3181 | 0.38632 | 0 | 0 | 0 | 10.6806 | 0 | 0 | 0
4 | 19 | 13 | 519.4023 | 521.3935 | 526.0451 | 530.0447 | 0 | 0 | 0 | 0 | 217.9335 | 200.3211 | 196.9604 | 174.7154 | 0 | 0 | 0 | 0 | 250.8345 | 377.4379 | 428.5351 | 475.072 | 0 | 0 | 0 | 0 | 0 | -24.3225 | -27.0277 | -27.1342 | 0 | 0 | 0 | 0 | 50.6344 | -32.043 | -72.4227 | -92.6085 | 0.38495 | 0 | 0 | 0 | 19.4918 | 0 | 0 | 0
4 | 19 | 14 | 515.3645 | 518.1263 | 523.6419 | 528.447 | 0 | 0 | 0 | 0 | 223.05 | 201.4013 | 197.335 | 174.7138 | 0 | 0 | 0 | 0 | 247.1849 | 366.5002 | 411.1993 | 451.9661 | 0 | 0 | 0 | 0 | 0 | -24.3123 | -25.1264 | -21.1017 | 0 | 0 | 0 | 0 | 45.1296 | -25.4629 | -59.766 | -77.1312 | 0.38305 | 0 | 0 | 0 | 17.2867 | 0 | 0 | 0
4 | 19 | 15 | 505.8767 | 509.3232 | 515.5302 | 520.9263 | 0 | 0 | 0 | 0 | 225.601 | 201.0921 | 200.0101 | 174.7462 | 0 | 0 | 0 | 0 | 251.1483 | 345.2213 | 381.9857 | 415.6343 | 0 | 0 | 0 | 0 | 0 | -23.24 | -21.8491 | -19.5198 | 0 | 0 | 0 | 0 | 29.1274 | -13.7502 | -44.6165 | -49.9343 | 0.38528 | 0 | 0 | 0 | 11.2223 | 0 | 0 | 0
4 | 19 | 16 | 500.9049 | 506.3373 | 514.7229 | 522.0622 | 0 | 0 | 0 | 0 | 241.9318 | 212.1965 | 208.8029 | 186.5785 | 0 | 0 | 0 | 0 | 236.3102 | 282.4275 | 309.3388 | 334.3137 | 0 | 0 | 0 | 0 | 0 | -12.4087 | -3.6325 | -12.2715 | 0 | 0 | 0 | 0 | 22.6629 | 24.122 | 0.21371 | 13.4415 | 0.41156 | 0 | 0.007326 | 0 | 9.327 | 0 | 0.0015656 | 0
4 | 19 | 17 | 495.9729 | 503.4968 | 514.1371 | 523.4388 | 0 | 0 | 0 | 0 | 266.4292 | 212.7757 | 213.0054 | 214.0634 | 0 | 0 | 0 | 0 | 210.2395 | 211.5097 | 226.109 | 240.2078 | 0 | 0 | 0 | 0 | 0 | -1.4842 | -0.55054 | 7.6349 | 0 | 0 | 0 | 0 | 19.3043 | 80.6956 | 75.5733 | 61.5327 | 0.40997 | 0.23762 | 0.31375 | 0.26988 | 7.9142 | 19.1749 | 23.7108 | 16.6067
4 | 19 | 18 | 497.2004 | 507.1341 | 520.432 | 532.0777 | 0 | 0 | 0 | 0 | 307.9198 | 249.7023 | 222.2379 | 261.3484 | 0 | 0 | 0 | 0 | 169.0874 | 140.3264 | 144.2186 | 148.7653 | 0 | 0 | 0 | 0 | 0 | -3.4989 | -1.6766 | 2.709 | 0 | 0 | 0 | 0 | 20.1932 | 120.6043 | 155.6522 | 119.255 | 0.41329 | 0.42469 | 0.41897 | 0.40593 | 8.3456 | 51.2198 | 65.2131 | 48.409
4 | 19 | 19 | 525.9989 | 537.7443 | 553.1188 | 566.5265 | 0 | 0 | 0 | 0 | 339.6128 | 284.5256 | 269.8903 | 283.8407 | 0 | 0 | 0 | 0 | 127.7415 | 66.9241 | 69.6982 | 73.5496 | 0 | 0 | 0 | 0 | 0 | 7.9521 | 16.9986 | 13.3662 | 0 | 0 | 0 | 0 | 58.6446 | 178.3425 | 196.5318 | 195.77 | 0.4157 | 0.42239 | 0.41303 | 0.40197 | 24.3783 | 75.3298 | 81.1729 | 78.6927
4 | 19 | 20 | 542.8344 | 555.9377 | 572.788 | 587.3792 | 0 | 0 | 0 | 0 | 336.2401 | 293.638 | 288.552 | 296.4943 | 0 | 0 | 0 | 0 | 136.8832 | 48.3814 | 54.8007 | 62.1735 | 0 | 0 | 0 | 0 | 0 | 10.6491 | 11.9474 | 25.2463 | 0 | 0 | 0 | 0 | 69.7111 | 203.2691 | 217.4879 | 203.4651 | 0.42087 | 0.43174 | 0.42154 | 0.40469 | 29.3396 | 87.7601 | 91.679 | 82.3396
4 | 19 | 21 | 516.3102 | 529.1453 | 545.4817 | 559.5129 | 0 | 0 | 0 | 0 | 343.7245 | 303.3633 | 298.7679 | 306.033 | 0 | 0 | 0 | 0 | 124.9629 | 40.7778 | 48.5744 | 57.1821 | 0 | 0 | 0 | 0 | 0 | 15.0197 | 2.6975 | 9.646 | 0 | 0 | 0 | 0 | 47.6229 | 169.9845 | 195.4419 | 186.6519 | 0.41808 | 0.42369 | 0.41303 | 0.4036 | 19.9102 | 72.0204 | 80.7241 | 75.3335
4 | 19 | 22 | 472.8156 | 485.1209 | 500.659 | 513.984 | 0 | 0 | 0 | 0 | 347.7036 | 302.0322 | 310.8906 | 315.7552 | 0 | 0 | 0 | 0 | 113.5014 | 46.8274 | 55.4025 | 64.6964 | 0 | 0 | 0 | 0 | 0 | 7.8274 | 5.7217 | 11.9813 | 0 | 0 | 0 | 0 | 11.6106 | 128.4338 | 128.6443 | 121.5512 | 0.41431 | 0.4215 | 0.41126 | 0.40084 | 4.8104 | 54.1347 | 52.906 | 48.7223
4 | 19 | 23 | 429.5758 | 441.0216 | 455.3996 | 467.698 | 0 | 0 | 0 | 0 | 340.1984 | 320.3119 | 314.8109 | 322.0066 | 0 | 0 | 0 | 0 | 97.0299 | 58.736 | 65.5207 | 73.0748 | 0 | 0 | 0 | 0 | 0 | 9.5741 | 19.3634 | 8.9645 | 0 | 0 | 0 | 0 | -7.6525 | 52.3997 | 55.7047 | 63.6521 | 0.41263 | 0.42045 | 0.41146 | 0.39726 | -3.1577 | 22.0316 | 22.92 | 25.2865
4 | 19 | 24 | 399.8899 | 408.9743 | 420.5634 | 430.3459 | 0 | 0 | 0 | 0 | 328.0113 | 301.6086 | 320.9114 | 308.956 | 0 | 0 | 0 | 0 | 88.1361 | 53.7225 | 58.5737 | 64.2816 | 0 | 0 | 0 | 0 | 0 | 4.0721 | 7.3405 | 7.7849 | 0 | 0 | 0 | 0 | -16.2574 | 49.5711 | 33.7378 | 49.3235 | 0.41183 | 0.4219 | 0.41161 | 0.39624 | -6.6952 | 20.9139 | 13.8867 | 19.544
4 | 20 | 1 | 377.6041 | 384.1091 | 392.6761 | 399.702 | 0 | 0 | 0 | 0 | 321.3714 | 314.8661 | 318.9783 | 312.074 | 0 | 0 | 0 | 0 | 104.5109 | 58.7524 | 65.7938 | 73.6385 | 0 | 0 | 0 | 0 | 0 | 8.0922 | 6.467 | 7.4543 | 0 | 0 | 0 | 0 | -48.2782 | 2.3985 | 1.437 | 6.5351 | 0.4113 | 0.42149 | 0.41495 | 0.39673 | -19.8568 | 1.0109 | 0.59628 | 2.5927
4 | 20 | 2 | 370.024 | 374.6955 | 381.2169 | 386.4491 | 0 | 0 | 0 | 0 | 309.5704 | 327.4481 | 312.2151 | 291.1103 | 0 | 0 | 0 | 0 | 121.5991 | 64.4447 | 72.7836 | 81.9404 | 0 | 0 | 0 | 0 | 0 | 5.0685 | 8.1312 | 2.6014 | 0 | 0 | 0 | 0 | -61.1456 | -22.2657 | -11.913 | 10.7969 | 0.41115 | 0.42158 | 0.41337 | 0.39654 | -25.14 | -9.3867 | -4.9244 | 4.2814
4 | 20 | 3 | 364.4631 | 367.3795 | 371.9614 | 375.5056 | 0 | 0 | 0 | 0 | 302.4887 | 299.4118 | 287.4281 | 286.7439 | 0 | 0 | 0 | 0 | 128.5272 | 75.4454 | 81.2481 | 88.0947 | 0 | 0 | 0 | 0 | 0 | 13.8768 | 7.0164 | 0.1835 | 0 | 0 | 0 | 0 | -66.5529 | -21.3545 | -3.7313 | 0.48347 | 0.41121 | 0.42135 | 0.41593 | 0.39646 | -27.367 | -8.9976 | -1.552 | 0.19168
4 | 20 | 4 | 372.8018 | 374.323 | 377.395 | 379.5885 | 0 | 0 | 0 | 0 | 313.8182 | 301.0992 | 287.0032 | 283.627 | 0 | 0 | 0 | 0 | 139.6486 | 91.7903 | 96.1574 | 101.7376 | 0 | 0 | 0 | 0 | 0 | 13.0613 | 5.2222 | -0.047055 | 0 | 0 | 0 | 0 | -80.6651 | -31.6277 | -10.9876 | -5.7291 | 0.41164 | 0.4221 | 0.41529 | 0.39674 | -33.2047 | -13.3499 | -4.563 | -2.2729
4 | 20 | 5 | 399.081 | 399.1127 | 400.6422 | 401.4347 | 0 | 0 | 0 | 0 | 334.2882 | 282.5186 | 275.1775 | 280.3812 | 0 | 0 | 0 | 0 | 150.0708 | 110.8837 | 114.9514 | 120.3194 | 0 | 0 | 0 | 0 | 0 | 18.6414 | 12.9269 | 1.2688 | 0 | 0 | 0 | 0 | -85.2781 | -12.931 | -2.4136 | -0.53466 | 0.41274 | 0.42228 | 0.41522 | 0.39874 | -35.1976 | -5.4605 | -1.0022 | -0.21319
4 | 20 | 6 | 439.7348 | 439.1905 | 440.3077 | 440.7639 | 0 | 0 | 0 | 0 | 334.0065 | 278.147 | 266.2518 | 271.3461 | 0 | 0 | 0 | 0 | 170.1151 | 136.0537 | 138.6977 | 142.6601 | 0 | 0 | 0 | 0 | 0 | 16.5202 | 10.1375 | 10.4522 | 0 | 0 | 0 | 0 | -64.3869 | 8.4695 | 25.2207 | 16.3055 | 0.41319 | 0.42246 | 0.41499 | 0.39779 | -26.6041 | 3.5781 | 10.4664 | 6.4863
4 | 20 | 7 | 475.9325 | 474.8176 | 475.6627 | 476.0934 | 0 | 0 | 0 | 0 | 311.4552 | 246.9523 | 224.6657 | 229.2248 | 0 | 0 | 0 | 0 | 211.9907 | 218.9706 | 216.8874 | 215.8561 | 0 | 0 | 0 | 0 | 0 | 0.83179 | -1.1359 | -0.3322 | 0 | 0 | 0 | 0 | -47.5134 | 8.0628 | 35.2455 | 31.3447 | 0.41464 | 0.33736 | 0.33191 | 0.39149 | -19.7011 | 2.7201 | 11.6982 | 12.271
4 | 20 | 8 | 494.1037 | 493.2779 | 494.9325 | 496.5618 | 0 | 0 | 0 | 0 | 271.9192 | 212.0888 | 211.938 | 208.7674 | 0 | 0 | 0 | 0 | 247.7223 | 286.9801 | 292.9195 | 298.7378 | 0 | 0 | 0 | 0 | 0 | -9.4983 | -8.7241 | 11.6353 | 0 | 0 | 0 | 0 | -25.5379 | 3.7073 | -1.2009 | -22.5787 | 0.41395 | 0.28029 | 0.32029 | 0.31141 | -10.5713 | 1.0391 | -0.38464 | -7.0312
4 | 20 | 9 | 507.8844 | 508.0672 | 511.2915 | 514.7789 | 0 | 0 | 0 | 0 | 245.0372 | 208.0654 | 203.5581 | 200.8254 | 0 | 0 | 0 | 0 | 295.5278 | 369.9812 | 383.5545 | 395.9625 | 0 | 0 | 0 | 0 | 0 | -10.9633 | -10.7015 | -23.7148 | 0 | 0 | 0 | 0 | -32.6805 | -59.0161 | -65.1195 | -58.2942 | 0.39087 | 0 | 0.0068178 | 0 | -12.7739 | 0 | -0.44397 | 0
4 | 20 | 10 | 516.633 | 517.1169 | 520.6652 | 524.3782 | 0 | 0 | 0 | 0 | 231.4582 | 196.5659 | 200.1169 | 179.488 | 0 | 0 | 0 | 0 | 297.9916 | 400.9116 | 419.5196 | 436.2853 | 0 | 0 | 0 | 0 | 0 | -23.1169 | -15.2378 | -24.997 | 0 | 0 | 0 | 0 | -12.8167 | -57.2436 | -83.7335 | -66.398 | 0.39163 | 0 | 0 | 0 | -5.0194 | 0 | 0 | 0
4 | 20 | 11 | 516.3789 | 516.9468 | 520.3029 | 523.5043 | 0 | 0 | 0 | 0 | 231.6847 | 200.05 | 196.4409 | 184.2234 | 0 | 0 | 0 | 0 | 307.376 | 408.2615 | 433.8687 | 457.0671 | 0 | 0 | 0 | 0 | 0 | -24.2148 | -22.4697 | -25.809 | 0 | 0 | 0 | 0 | -22.6818 | -67.1498 | -87.537 | -91.9772 | 0.38888 | 0 | 0 | 0 | -8.8206 | 0 | 0 | 0
4 | 20 | 12 | 512.729 | 513.4715 | 516.7974 | 519.7249 | 0 | 0 | 0 | 0 | 227.798 | 192.6254 | 197.1346 | 174.7138 | 0 | 0 | 0 | 0 | 331.4108 | 408.7624 | 446.3047 | 480.7523 | 0 | 0 | 0 | 0 | 0 | -24.9294 | -27.6041 | -25.5972 | 0 | 0 | 0 | 0 | -46.4799 | -62.9869 | -99.0379 | -110.144 | 0.38632 | 0 | 0 | 0 | -17.956 | 0 | 0 | 0
4 | 20 | 13 | 508.7685 | 510.4148 | 514.643 | 518.2778 | 0 | 0 | 0 | 0 | 217.9335 | 200.3211 | 196.9604 | 174.7154 | 0 | 0 | 0 | 0 | 316.5142 | 402.0098 | 440.3325 | 475.5291 | 0 | 0 | 0 | 0 | 0 | -24.3225 | -27.0277 | -27.1342 | 0 | 0 | 0 | 0 | -25.6791 | -67.5936 | -95.6222 | -104.8325 | 0.38495 | 0 | 0 | 0 | -9.8852 | 0 | 0 | 0
4 | 20 | 14 | 501.7405 | 504.0605 | 509.0336 | 513.3712 | 0 | 0 | 0 | 0 | 223.05 | 201.4013 | 197.335 | 174.7138 | 0 | 0 | 0 | 0 | 321.4448 | 410.7563 | 448.0654 | 482.3335 | 0 | 0 | 0 | 0 | 0 | -24.3123 | -25.1264 | -21.1017 | 0 | 0 | 0 | 0 | -42.7543 | -83.7848 | -111.2405 | -122.5744 | 0.38305 | 0 | 0 | 0 | -16.3769 | 0 | 0 | 0
4 | 20 | 15 | 494.7475 | 497.833 | 503.5969 | 508.6112 | 0 | 0 | 0 | 0 | 225.601 | 201.0921 | 200.0101 | 174.7462 | 0 | 0 | 0 | 0 | 323.0763 | 401.3686 | 438.4023 | 472.5629 | 0 | 0 | 0 | 0 | 0 | -23.24 | -21.8491 | -19.5198 | 0 | 0 | 0 | 0 | -53.9298 | -81.3878 | -112.9664 | -119.1781 | 0.38528 | 0 | 0 | 0 | -20.7782 | 0 | 0 | 0
4 | 20 | 16 | 490.3064 | 495.3951 | 503.3587 | 510.3344 | 0 | 0 | 0 | 0 | 241.9318 | 212.1965 | 208.8029 | 186.5785 | 0 | 0 | 0 | 0 | 294.3097 | 368.3291 | 398.3209 | 426.1447 | 0 | 0 | 0 | 0 | 0 | -12.4087 | -3.6325 | -12.2715 | 0 | 0 | 0 | 0 | -45.9351 | -72.7217 | -100.1326 | -90.1172 | 0.41156 | 0 | 0.007326 | 0 | -18.9049 | 0 | -0.73357 | 0
4 | 20 | 17 | 483.269 | 490.3809 | 500.5153 | 509.3811 | 0 | 0 | 0 | 0 | 266.4292 | 212.7757 | 213.0054 | 214.0634 | 0 | 0 | 0 | 0 | 281.7979 | 344.6782 | 366.5075 | 386.9511 | 0 | 0 | 0 | 0 | 0 | -1.4842 | -0.55054 | 7.6349 | 0 | 0 | 0 | 0 | -64.9581 | -65.5888 | -78.4471 | -99.2682 | 0.40997 | 0.23762 | 0.31375 | 0.26988 | -26.631 | -15.5852 | -24.6125 | -26.791
4 | 20 | 18 | 483.3464 | 492.8308 | 505.5771 | 516.7474 | 0 | 0 | 0 | 0 | 307.9198 | 249.7023 | 222.2379 | 261.3484 | 0 | 0 | 0 | 0 | 213.6523 | 237.2071 | 247.0531 | 256.9003 | 0 | 0 | 0 | 0 | 0 | -3.4989 | -1.6766 | 2.709 | 0 | 0 | 0 | 0 | -38.2258 | 9.4204 | 37.9627 | -4.2104 | 0.41329 | 0.42469 | 0.41897 | 0.40593 | -15.7982 | 4.0008 | 15.9051 | -1.7091
4 | 20 | 19 | 498.8747 | 509.7405 | 524.0349 | 536.512 | 0 | 0 | 0 | 0 | 339.6128 | 284.5256 | 269.8903 | 283.8407 | 0 | 0 | 0 | 0 | 155.3552 | 134.4412 | 136.6141 | 139.7688 | 0 | 0 | 0 | 0 | 0 | 7.9521 | 16.9986 | 13.3662 | 0 | 0 | 0 | 0 | 3.9067 | 82.8216 | 100.532 | 99.5363 | 0.4157 | 0.42239 | 0.41303 | 0.40197 | 1.624 | 34.9828 | 41.5224 | 40.0101
4 | 20 | 20 | 518.9305 | 531.2585 | 547.157 | 560.928 | 0 | 0 | 0 | 0 | 336.2401 | 293.638 | 288.552 | 296.4943 | 0 | 0 | 0 | 0 | 166.0486 | 101.7471 | 105.7146 | 110.8561 | 0 | 0 | 0 | 0 | 0 | 10.6491 | 11.9474 | 25.2463 | 0 | 0 | 0 | 0 | 16.6417 | 125.2243 | 140.943 | 128.3313 | 0.42087 | 0.43174 | 0.42154 | 0.40469 | 7.0041 | 54.0647 | 59.4126 | 51.9339
4 | 20 | 21 | 499.4306 | 511.7183 | 527.3825 | 540.8346 | 0 | 0 | 0 | 0 | 343.7245 | 303.3633 | 298.7679 | 306.033 | 0 | 0 | 0 | 0 | 173.2569 | 129.2879 | 132.9606 | 137.8898 | 0 | 0 | 0 | 0 | 0 | 15.0197 | 2.6975 | 9.646 | 0 | 0 | 0 | 0 | -17.5508 | 64.0474 | 92.9565 | 87.2658 | 0.41808 | 0.42369 | 0.41303 | 0.4036 | -7.3377 | 27.1361 | 38.3942 | 35.2209
4 | 20 | 22 | 468.5692 | 480.7367 | 496.1058 | 509.2851 | 0 | 0 | 0 | 0 | 347.7036 | 302.0322 | 310.8906 | 315.7552 | 0 | 0 | 0 | 0 | 171.312 | 124.0495 | 129.2189 | 135.58 | 0 | 0 | 0 | 0 | 0 | 7.8274 | 5.7217 | 11.9813 | 0 | 0 | 0 | 0 | -50.4464 | 46.8276 | 50.2746 | 45.9686 | 0.41431 | 0.4215 | 0.41126 | 0.40084 | -20.9004 | 19.7378 | 20.6758 | 18.426
4 | 20 | 23 | 428.7973 | 440.2179 | 454.5649 | 466.8365 | 0 | 0 | 0 | 0 | 340.1984 | 320.3119 | 314.8109 | 322.0066 | 0 | 0 | 0 | 0 | 155.9693 | 132.3299 | 135.2915 | 139.5199 | 0 | 0 | 0 | 0 | 0 | 9.5741 | 19.3634 | 8.9645 | 0 | 0 | 0 | 0 | -67.3704 | -21.998 | -14.9009 | -3.6544 | 0.41263 | 0.42045 | 0.41146 | 0.39726 | -27.7993 | -9.2491 | -6.1311 | -1.4518
4 | 20 | 24 | 401.7123 | 410.8558 | 422.5175 | 432.3626 | 0 | 0 | 0 | 0 | 328.0113 | 301.6086 | 320.9114 | 308.956 | 0 | 0 | 0 | 0 | 148.8409 | 143.0899 | 143.1478 | 144.6237 | 0 | 0 | 0 | 0 | 0 | 4.0721 | 7.3405 | 7.7849 | 0 | 0 | 0 | 0 | -75.1399 | -37.9148 | -48.8822 | -29.002 | 0.41183 | 0.4219 | 0.41161 | 0.39624 | -30.9445 | -15.9961 | -20.1203 | -11.4918
4 | 21 | 1 | 382.2222 | 388.8768 | 397.6278 | 404.8121 | 0 | 0 | 0 | 0 | 321.3714 | 314.8661 | 318.9783 | 312.074 | 0 | 0 | 0 | 0 | 165.1617 | 153.3843 | 152.5803 | 153.3281 | 0 | 0 | 0 | 0 | 0 | 8.0922 | 6.467 | 7.4543 | 0 | 0 | 0 | 0 | -104.3109 | -87.4657 | -80.3979 | -68.0443 | 0.4113 | 0.42149 | 0.41495 | 0.39673 | -42.9031 | -36.8659 | -33.3611 | -26.9955
4 | 21 | 2 | 369.9709 | 374.6407 | 381.16 | 386.3903 | 0 | 0 | 0 | 0 | 309.5704 | 327.4481 | 312.2151 | 291.1103 | 0 | 0 | 0 | 0 | 176.0097 | 152.2987 | 150.5439 | 150.4381 | 0 | 0 | 0 | 0 | 0 | 5.0685 | 8.1312 | 2.6014 | 0 | 0 | 0 | 0 | -115.6092 | -110.1746 | -89.7302 | -57.7595 | 0.41115 | 0.42158 | 0.41337 | 0.39654 | -47.5327 | -46.447 | -37.0913 | -22.9037
4 | 21 | 3 | 364.1092 | 367.0142 | 371.5819 | 375.1141 | 0 | 0 | 0 | 0 | 302.4887 | 299.4118 | 287.4281 | 286.7439 | 0 | 0 | 0 | 0 | 186.469 | 151.5644 | 146.9028 | 144.0584 | 0 | 0 | 0 | 0 | 0 | 13.8768 | 7.0164 | 0.1835 | 0 | 0 | 0 | 0 | -124.8486 | -97.8388 | -69.7654 | -55.8717 | 0.41121 | 0.42135 | 0.41593 | 0.39646 | -51.3385 | -41.224 | -29.0173 | -22.1511
4 | 21 | 4 | 359.6201 | 360.7139 | 363.261 | 365.0022 | 0 | 0 | 0 | 0 | 313.8182 | 301.0992 | 287.0032 | 283.627 | 0 | 0 | 0 | 0 | 198.3491 | 177.3815 | 171.5323 | 167.5894 | 0 | 0 | 0 | 0 | 0 | 13.0613 | 5.2222 | -0.047055 | 0 | 0 | 0 | 0 | -152.5472 | -130.828 | -100.4966 | -86.1672 | 0.41164 | 0.4221 | 0.41529 | 0.39674 | -62.7941 | -55.2219 | -41.7351 | -34.1856
4 | 21 | 5 | 372.1514 | 371.3098 | 371.767 | 371.6356 | 0 | 0 | 0 | 0 | 334.2882 | 282.5186 | 275.1775 | 280.3812 | 0 | 0 | 0 | 0 | 187.8237 | 171.6655 | 164.4718 | 159.1911 | 0 | 0 | 0 | 0 | 0 | 18.6414 | 12.9269 | 1.2688 | 0 | 0 | 0 | 0 | -149.9605 | -101.5157 | -80.8092 | -69.2055 | 0.41274 | 0.42228 | 0.41522 | 0.39874 | -61.8946 | -42.8682 | -33.5538 | -27.5953
4 | 21 | 6 | 376.7281 | 374.1406 | 372.7489 | 371.0433 | 0 | 0 | 0 | 0 | 334.0065 | 278.147 | 266.2518 | 271.3461 | 0 | 0 | 0 | 0 | 194.6533 | 176.922 | 167.1632 | 159.3554 | 0 | 0 | 0 | 0 | 0 | 16.5202 | 10.1375 | 10.4522 | 0 | 0 | 0 | 0 | -151.9318 | -97.4486 | -70.8036 | -70.1105 | 0.41319 | 0.42246 | 0.41499 | 0.39779 | -62.7768 | -41.1682 | -29.3828 | -27.8896
4 | 21 | 7 | 394.3299 | 390.5688 | 388.1645 | 385.7953 | 0 | 0 | 0 | 0 | 311.4552 | 246.9523 | 224.6657 | 229.2248 | 0 | 0 | 0 | 0 | 213.2702 | 195.2421 | 190.4555 | 187.114 | 0 | 0 | 0 | 0 | 0 | 0.83179 | -1.1359 | -0.3322 | 0 | 0 | 0 | 0 | -130.3955 | -52.4575 | -25.8208 | -30.2113 | 0.41464 | 0.33736 | 0.33191 | 0.39149 | -54.0675 | -17.697 | -8.5701 | -11.8273
4 | 21 | 8 | 418.9769 | 415.7149 | 414.3779 | 413.4295 | 0 | 0 | 0 | 0 | 271.9192 | 212.0888 | 211.938 | 208.7674 | 0 | 0 | 0 | 0 | 239.6903 | 247.1442 | 261.0786 | 274.5562 | 0 | 0 | 0 | 0 | 0 | -9.4983 | -8.7241 | 11.6353 | 0 | 0 | 0 | 0 | -92.6326 | -34.0198 | -49.9146 | -81.5293 | 0.41395 | 0.28029 | 0.32029 | 0.31141 | -38.3449 | -9.5355 | -15.987 | -25.389
4 | 21 | 9 | 440.7197 | 438.7245 | 439.2743 | 440.4571 | 0 | 0 | 0 | 0 | 245.0372 | 208.0654 | 203.5581 | 200.8254 | 0 | 0 | 0 | 0 | 289.831 | 354.1367 | 382.13 | 408.0952 | 0 | 0 | 0 | 0 | 0 | -10.9633 | -10.7015 | -23.7148 | 0 | 0 | 0 | 0 | -94.1485 | -112.5143 | -135.7122 | -144.7486 | 0.39087 | 0 | 0.0068178 | 0 | -36.7999 | 0 | -0.92526 | 0
4 | 21 | 10 | 453.0955 | 451.519 | 452.5373 | 454.0702 | 0 | 0 | 0 | 0 | 231.4582 | 196.5659 | 200.1169 | 179.488 | 0 | 0 | 0 | 0 | 315.3862 | 407.2115 | 446.1891 | 481.9486 | 0 | 0 | 0 | 0 | 0 | -23.1169 | -15.2378 | -24.997 | 0 | 0 | 0 | 0 | -93.7488 | -129.1415 | -178.5309 | -182.3694 | 0.39163 | 0 | 0 | 0 | -36.7145 | 0 | 0 | 0
4 | 21 | 11 | 453.8499 | 452.3902 | 453.2564 | 454.3122 | 0 | 0 | 0 | 0 | 231.6847 | 200.05 | 196.4409 | 184.2234 | 0 | 0 | 0 | 0 | 327.2026 | 414.7587 | 456.1826 | 494.1132 | 0 | 0 | 0 | 0 | 0 | -24.2148 | -22.4697 | -25.809 | 0 | 0 | 0 | 0 | -105.0374 | -138.2037 | -176.8974 | -198.2154 | 0.38888 | 0 | 0 | 0 | -40.8472 | 0 | 0 | 0
4 | 21 | 12 | 451.014 | 449.7551 | 450.6235 | 451.4335 | 0 | 0 | 0 | 0 | 227.798 | 192.6254 | 197.1346 | 174.7138 | 0 | 0 | 0 | 0 | 342.0801 | 419.8233 | 461.2027 | 499.1869 | 0 | 0 | 0 | 0 | 0 | -24.9294 | -27.6041 | -25.5972 | 0 | 0 | 0 | 0 | -118.8642 | -137.7641 | -180.1097 | -196.87 | 0.38632 | 0 | 0 | 0 | -45.9193 | 0 | 0 | 0
4 | 21 | 13 | 445.2133 | 444.7987 | 446.496 | 447.9502 | 0 | 0 | 0 | 0 | 217.9335 | 200.3211 | 196.9604 | 174.7154 | 0 | 0 | 0 | 0 | 354.7449 | 415.9206 | 455.3169 | 491.6321 | 0 | 0 | 0 | 0 | 0 | -24.3225 | -27.0277 | -27.1342 | 0 | 0 | 0 | 0 | -127.4651 | -147.1205 | -178.7535 | -191.2631 | 0.38495 | 0 | 0 | 0 | -49.068 | 0 | 0 | 0
4 | 21 | 14 | 437.7784 | 438.0241 | 440.4503 | 442.5933 | 0 | 0 | 0 | 0 | 223.05 | 201.4013 | 197.335 | 174.7138 | 0 | 0 | 0 | 0 | 365.9295 | 413.4431 | 450.2875 | 484.338 | 0 | 0 | 0 | 0 | 0 | -24.3123 | -25.1264 | -21.1017 | 0 | 0 | 0 | 0 | -151.2011 | -152.5079 | -182.0458 | -195.3568 | 0.38305 | 0 | 0 | 0 | -57.9171 | 0 | 0 | 0
4 | 21 | 15 | 436.8719 | 438.0807 | 441.5399 | 444.5684 | 0 | 0 | 0 | 0 | 225.601 | 201.0921 | 200.0101 | 174.7462 | 0 | 0 | 0 | 0 | 372.4691 | 397.9398 | 427.8855 | 455.8515 | 0 | 0 | 0 | 0 | 0 | -23.24 | -21.8491 | -19.5198 | 0 | 0 | 0 | 0 | -161.1982 | -137.7113 | -164.5065 | -166.5094 | 0.38528 | 0 | 0 | 0 | -62.1069 | 0 | 0 | 0
4 | 21 | 16 | 436.9604 | 440.3192 | 446.1585 | 451.3039 | 0 | 0 | 0 | 0 | 241.9318 | 212.1965 | 208.8029 | 186.5785 | 0 | 0 | 0 | 0 | 368.5197 | 384.2758 | 403.4949 | 421.7904 | 0 | 0 | 0 | 0 | 0 | -12.4087 | -3.6325 | -12.2715 | 0 | 0 | 0 | 0 | -173.4911 | -143.7443 | -162.5067 | -144.7934 | 0.41156 | 0 | 0.007326 | 0 | -71.4013 | 0 | -1.1905 | 0
4 | 21 | 17 | 441.4592 | 447.2152 | 455.6848 | 463.1161 | 0 | 0 | 0 | 0 | 266.4292 | 212.7757 | 213.0054 | 214.0634 | 0 | 0 | 0 | 0 | 339.0406 | 332.5833 | 337.3436 | 342.6732 | 0 | 0 | 0 | 0 | 0 | -1.4842 | -0.55054 | 7.6349 | 0 | 0 | 0 | 0 | -164.0107 | -96.6596 | -94.1136 | -101.2554 | 0.40997 | 0.23762 | 0.31375 | 0.26988 | -67.2398 | -22.9682 | -29.5278 | -27.3273
4 | 21 | 18 | 449.4632 | 457.8489 | 469.246 | 479.2537 | 0 | 0 | 0 | 0 | 307.9198 | 249.7023 | 222.2379 | 261.3484 | 0 | 0 | 0 | 0 | 303.0414 | 263.6517 | 256.294 | 250.9168 | 0 | 0 | 0 | 0 | 0 | -3.4989 | -1.6766 | 2.709 | 0 | 0 | 0 | 0 | -161.4979 | -52.0061 | -7.6093 | -35.7205 | 0.41329 | 0.42469 | 0.41897 | 0.40593 | -66.7451 | -22.0866 | -3.1881 | -14.5
4 | 21 | 19 | 469.2734 | 479.1793 | 492.295 | 503.7564 | 0 | 0 | 0 | 0 | 339.6128 | 284.5256 | 269.8903 | 283.8407 | 0 | 0 | 0 | 0 | 286.132 | 224.5938 | 213.7023 | 205.2235 | 0 | 0 | 0 | 0 | 0 | 7.9521 | 16.9986 | 13.3662 | 0 | 0 | 0 | 0 | -156.4714 | -37.8922 | -8.2962 | 1.3259 | 0.4157 | 0.42239 | 0.41303 | 0.40197 | -65.0446 | -16.0052 | -3.4266 | 0.53298
4 | 21 | 20 | 489.8246 | 501.2088 | 515.9483 | 528.7207 | 0 | 0 | 0 | 0 | 336.2401 | 293.638 | 288.552 | 296.4943 | 0 | 0 | 0 | 0 | 299.0922 | 231.8951 | 221.4367 | 213.3672 | 0 | 0 | 0 | 0 | 0 | 10.6491 | 11.9474 | 25.2463 | 0 | 0 | 0 | 0 | -145.5078 | -34.9734 | -5.9878 | -6.3872 | 0.42087 | 0.43174 | 0.42154 | 0.40469 | -61.2406 | -15.0995 | -2.5241 | -2.5848
4 | 21 | 21 | 473.6511 | 485.1028 | 499.7405 | 512.3081 | 0 | 0 | 0 | 0 | 343.7245 | 303.3633 | 298.7679 | 306.033 | 0 | 0 | 0 | 0 | 300.4015 | 226.433 | 217.2219 | 210.3332 | 0 | 0 | 0 | 0 | 0 | 15.0197 | 2.6975 | 9.646 | 0 | 0 | 0 | 0 | -170.4749 | -59.7132 | -18.9468 | -13.7041 | 0.41808 | 0.42369 | 0.41303 | 0.4036 | -71.2723 | -25.2998 | -7.8257 | -5.531
4 | 21 | 22 | 447.6554 | 459.1448 | 473.681 | 486.1427 | 0 | 0 | 0 | 0 | 347.7036 | 302.0322 | 310.8906 | 315.7552 | 0 | 0 | 0 | 0 | 287.0146 | 206.001 | 199.2173 | 194.6782 | 0 | 0 | 0 | 0 | 0 | 7.8274 | 5.7217 | 11.9813 | 0 | 0 | 0 | 0 | -187.0628 | -56.7158 | -42.1486 | -36.272 | 0.41431 | 0.4215 | 0.41126 | 0.40084 | -77.5016 | -23.9056 | -17.3339 | -14.5392
4 | 21 | 23 | 414.4124 | 425.3665 | 439.1408 | 450.9188 | 0 | 0 | 0 | 0 | 340.1984 | 320.3119 | 314.8109 | 322.0066 | 0 | 0 | 0 | 0 | 276.9501 | 194.8262 | 189.5001 | 186.3344 | 0 | 0 | 0 | 0 | 0 | 9.5741 | 19.3634 | 8.9645 | 0 | 0 | 0 | 0 | -202.736 | -99.3455 | -84.5336 | -66.3866 | 0.41263 | 0.42045 | 0.41146 | 0.39726 | -83.6558 | -41.7702 | -34.7818 | -26.3728
4 | 21 | 24 | 385.8058 | 394.4335 | 405.4618 | 414.7611 | 0 | 0 | 0 | 0 | 328.0113 | 301.6086 | 320.9114 | 308.956 | 0 | 0 | 0 | 0 | 265.6435 | 188.3404 | 182.9157 | 179.5894 | 0 | 0 | 0 | 0 | 0 | 4.0721 | 7.3405 | 7.7849 | 0 | 0 | 0 | 0 | -207.849 | -99.5876 | -105.7058 | -81.5692 | 0.41183 | 0.4219 | 0.41161 | 0.39624 | -85.5975 | -42.0157 | -43.5094 | -32.3211
4 | 22 | 1 | 365.9264 | 372.0527 | 380.1547 | 386.7799 | 0 | 0 | 0 | 0 | 321.3714 | 314.8661 | 318.9783 | 312.074 | 0 | 0 | 0 | 0 | 250.1657 | 179.9686 | 172.5385 | 167.2692 | 0 | 0 | 0 | 0 | 0 | 8.0922 | 6.467 | 7.4543 | 0 | 0 | 0 | 0 | -205.6107 | -130.8742 | -117.8292 | -100.0177 | 0.4113 | 0.42149 | 0.41495 | 0.39673 | -84.5676 | -55.1622 | -48.8932 | -39.6804
4 | 22 | 2 | 355.1437 | 359.3327 | 365.2615 | 369.9832 | 0 | 0 | 0 | 0 | 309.5704 | 327.4481 | 312.2151 | 291.1103 | 0 | 0 | 0 | 0 | 232.7273 | 164.2375 | 158.2199 | 154.1609 | 0 | 0 | 0 | 0 | 0 | 5.0685 | 8.1312 | 2.6014 | 0 | 0 | 0 | 0 | -187.154 | -137.4214 | -113.3046 | -77.8894 | 0.41115 | 0.42158 | 0.41337 | 0.39654 | -76.9484 | -57.9336 | -46.8362 | -30.8859
4 | 22 | 3 | 348.362 | 350.7563 | 354.697 | 357.6888 | 0 | 0 | 0 | 0 | 302.4887 | 299.4118 | 287.4281 | 286.7439 | 0 | 0 | 0 | 0 | 250.7792 | 151.4899 | 151.9185 | 153.9899 | 0 | 0 | 0 | 0 | 0 | 13.8768 | 7.0164 | 0.1835 | 0 | 0 | 0 | 0 | -204.906 | -114.0221 | -91.6661 | -83.2286 | 0.41121 | 0.42135 | 0.41593 | 0.39646 | -84.2586 | -48.0427 | -38.1264 | -32.997
4 | 22 | 4 | 346.6684 | 347.3422 | 349.3736 | 350.6704 | 0 | 0 | 0 | 0 | 313.8182 | 301.0992 | 287.0032 | 283.627 | 0 | 0 | 0 | 0 | 230.8189 | 136.3555 | 138.8004 | 142.7046 | 0 | 0 | 0 | 0 | 0 | 13.0613 | 5.2222 | -0.047055 | 0 | 0 | 0 | 0 | -197.9687 | -103.1737 | -81.6521 | -75.6142 | 0.41164 | 0.4221 | 0.41529 | 0.39674 | -81.4912 | -43.5491 | -33.9092 | -29.9989
4 | 22 | 5 | 350.3353 | 348.7862 | 348.3747 | 347.4947 | 0 | 0 | 0 | 0 | 334.2882 | 282.5186 | 275.1775 | 280.3812 | 0 | 0 | 0 | 0 | 222.6994 | 130.4971 | 134.6152 | 140.0487 | 0 | 0 | 0 | 0 | 0 | 18.6414 | 12.9269 | 1.2688 | 0 | 0 | 0 | 0 | -206.6523 | -82.8708 | -74.3449 | -74.204 | 0.41274 | 0.42228 | 0.41522 | 0.39874 | -85.2935 | -34.9948 | -30.8697 | -29.5884
4 | 22 | 6 | 354.6466 | 351.343 | 349.072 | 346.6087 | 0 | 0 | 0 | 0 | 334.0065 | 278.147 | 266.2518 | 271.3461 | 0 | 0 | 0 | 0 | 217.3726 | 141.4825 | 142.0826 | 143.9564 | 0 | 0 | 0 | 0 | 0 | 16.5202 | 10.1375 | 10.4522 | 0 | 0 | 0 | 0 | -196.7326 | -84.8067 | -69.3999 | -79.1459 | 0.41319 | 0.42246 | 0.41499 | 0.39779 | -81.2881 | -35.8275 | -28.8003 | -31.4838
4 | 22 | 7 | 366.9934 | 362.3458 | 358.8529 | 355.5458 | 0 | 0 | 0 | 0 | 311.4552 | 246.9523 | 224.6657 | 229.2248 | 0 | 0 | 0 | 0 | 240.3923 | 210.4866 | 210.4735 | 211.2884 | 0 | 0 | 0 | 0 | 0 | 0.83179 | -1.1359 | -0.3322 | 0 | 0 | 0 | 0 | -184.8541 | -95.9249 | -75.1504 | -84.6352 | 0.41464 | 0.33736 | 0.33191 | 0.39149 | -76.6483 | -32.3611 | -24.9428 | -33.1335
4 | 22 | 8 | 389.9595 | 385.7566 | 383.2641 | 381.32 | 0 | 0 | 0 | 0 | 271.9192 | 212.0888 | 211.938 | 208.7674 | 0 | 0 | 0 | 0 | 292.6579 | 237.1409 | 256.6917 | 275.6142 | 0 | 0 | 0 | 0 | 0 | -9.4983 | -8.7241 | 11.6353 | 0 | 0 | 0 | 0 | -174.6176 | -53.9748 | -76.6415 | -114.6969 | 0.41395 | 0.28029 | 0.32029 | 0.31141 | -72.2822 | -15.1288 | -24.5474 | -35.7176
4 | 22 | 9 | 409.5084 | 406.501 | 405.808 | 405.9199 | 0 | 0 | 0 | 0 | 245.0372 | 208.0654 | 203.5581 | 200.8254 | 0 | 0 | 0 | 0 | 353.3492 | 321.6009 | 356.64 | 389.4619 | 0 | 0 | 0 | 0 | 0 | -10.9633 | -10.7015 | -23.7148 | 0 | 0 | 0 | 0 | -188.878 | -112.202 | -143.6886 | -160.6527 | 0.39087 | 0 | 0.0068178 | 0 | -73.827 | 0 | -0.97964 | 0
4 | 22 | 10 | 421.1233 | 418.51 | 418.2551 | 418.691 | 0 | 0 | 0 | 0 | 231.4582 | 196.5659 | 200.1169 | 179.488 | 0 | 0 | 0 | 0 | 377.3813 | 340.8268 | 387.2486 | 430.4215 | 0 | 0 | 0 | 0 | 0 | -23.1169 | -15.2378 | -24.997 | 0 | 0 | 0 | 0 | -187.7161 | -95.7658 | -153.8726 | -166.2215 | 0.39163 | 0 | 0 | 0 | -73.5145 | 0 | 0 | 0
4 | 22 | 11 | 426.6019 | 424.2585 | 424.0397 | 424.1607 | 0 | 0 | 0 | 0 | 231.6847 | 200.05 | 196.4409 | 184.2234 | 0 | 0 | 0 | 0 | 399.25 | 362.4225 | 413.9707 | 461.731 | 0 | 0 | 0 | 0 | 0 | -24.2148 | -22.4697 | -25.809 | 0 | 0 | 0 | 0 | -204.3329 | -113.9991 | -163.9022 | -195.9847 | 0.38888 | 0 | 0 | 0 | -79.4614 | 0 | 0 | 0
4 | 22 | 12 | 426.7207 | 424.6741 | 424.5751 | 424.5516 | 0 | 0 | 0 | 0 | 227.798 | 192.6254 | 197.1346 | 174.7138 | 0 | 0 | 0 | 0 | 410.8248 | 378.3992 | 440.4084 | 497.7835 | 0 | 0 | 0 | 0 | 0 | -24.9294 | -27.6041 | -25.5972 | 0 | 0 | 0 | 0 | -211.9021 | -121.421 | -185.3638 | -222.3485 | 0.38632 | 0 | 0 | 0 | -81.8614 | 0 | 0 | 0
4 | 22 | 13 | 424.4057 | 423.3163 | 424.1851 | 424.9253 | 0 | 0 | 0 | 0 | 217.9335 | 200.3211 | 196.9604 | 174.7154 | 0 | 0 | 0 | 0 | 408.6063 | 361.3487 | 423.1523 | 480.4824 | 0 | 0 | 0 | 0 | 0 | -24.3225 | -27.0277 | -27.1342 | 0 | 0 | 0 | 0 | -202.1341 | -114.031 | -168.8999 | -203.1382 | 0.38495 | 0 | 0 | 0 | -77.812 | 0 | 0 | 0
4 | 22 | 14 | 420.4741 | 420.1587 | 421.8958 | 423.4451 | 0 | 0 | 0 | 0 | 223.05 | 201.4013 | 197.335 | 174.7138 | 0 | 0 | 0 | 0 | 404.1881 | 354.1025 | 417.9842 | 477.3945 | 0 | 0 | 0 | 0 | 0 | -24.3123 | -25.1264 | -21.1017 | 0 | 0 | 0 | 0 | -206.764 | -111.0328 | -168.297 | -207.5615 | 0.38305 | 0 | 0 | 0 | -79.2003 | 0 | 0 | 0
4 | 22 | 15 | 419.4084 | 420.0509 | 422.8147 | 425.244 | 0 | 0 | 0 | 0 | 225.601 | 201.0921 | 200.0101 | 174.7462 | 0 | 0 | 0 | 0 | 390.8643 | 333.517 | 390.1 | 442.9475 | 0 | 0 | 0 | 0 | 0 | -23.24 | -21.8491 | -19.5198 | 0 | 0 | 0 | 0 | -197.0569 | -91.3184 | -145.4463 | -172.9298 | 0.38528 | 0 | 0 | 0 | -75.9226 | 0 | 0 | 0
4 | 22 | 16 | 420.7355 | 423.5681 | 428.7613 | 433.35 | 0 | 0 | 0 | 0 | 241.9318 | 212.1965 | 208.8029 | 186.5785 | 0 | 0 | 0 | 0 | 393.859 | 347.3665 | 398.9318 | 447.1268 | 0 | 0 | 0 | 0 | 0 | -12.4087 | -3.6325 | -12.2715 | 0 | 0 | 0 | 0 | -215.0554 | -123.5861 | -175.3408 | -188.0838 | 0.41156 | 0 | 0.007326 | 0 | -88.5074 | 0 | -1.2845 | 0
4 | 22 | 17 | 428.5075 | 433.8435 | 441.7974 | 448.7843 | 0 | 0 | 0 | 0 | 266.4292 | 212.7757 | 213.0054 | 214.0634 | 0 | 0 | 0 | 0 | 372.0231 | 322.6796 | 360.4512 | 396.2453 | 0 | 0 | 0 | 0 | 0 | -1.4842 | -0.55054 | 7.6349 | 0 | 0 | 0 | 0 | -209.9448 | -100.1275 | -131.1086 | -169.1594 | 0.40997 | 0.23762 | 0.31375 | 0.26988 | -86.0716 | -23.7923 | -41.1348 | -45.6535
4 | 22 | 18 | 440.9526 | 449.0624 | 460.1205 | 469.8362 | 0 | 0 | 0 | 0 | 307.9198 | 249.7023 | 222.2379 | 261.3484 | 0 | 0 | 0 | 0 | 317.5109 | 228.9158 | 247.351 | 265.8225 | 0 | 0 | 0 | 0 | 0 | -3.4989 | -1.6766 | 2.709 | 0 | 0 | 0 | 0 | -184.4781 | -26.0568 | -7.7918 | -60.0438 | 0.41329 | 0.42469 | 0.41897 | 0.40593 | -76.2425 | -11.0661 | -3.2645 | -24.3735
4 | 22 | 19 | 468.7249 | 478.613 | 491.7068 | 503.1495 | 0 | 0 | 0 | 0 | 339.6128 | 284.5256 | 269.8903 | 283.8407 | 0 | 0 | 0 | 0 | 274.7986 | 165.6407 | 171.9758 | 179.448 | 0 | 0 | 0 | 0 | 0 | 7.9521 | 16.9986 | 13.3662 | 0 | 0 | 0 | 0 | -145.6865 | 20.4946 | 32.8422 | 26.4945 | 0.4157 | 0.42239 | 0.41303 | 0.40197 | -60.5613 | 8.6567 | 13.5647 | 10.6499
4 | 22 | 20 | 492.4786 | 503.9489 | 518.794 | 531.6575 | 0 | 0 | 0 | 0 | 336.2401 | 293.638 | 288.552 | 296.4943 | 0 | 0 | 0 | 0 | 294.3986 | 162.2801 | 165.0312 | 169.2366 | 0 | 0 | 0 | 0 | 0 | 10.6491 | 11.9474 | 25.2463 | 0 | 0 | 0 | 0 | -138.1601 | 37.3816 | 53.2634 | 40.6802 | 0.42087 | 0.43174 | 0.42154 | 0.40469 | -58.1481 | 16.1393 | 22.4525 | 16.4627
4 | 22 | 21 | 472.0764 | 483.477 | 498.052 | 510.5656 | 0 | 0 | 0 | 0 | 343.7245 | 303.3633 | 298.7679 | 306.033 | 0 | 0 | 0 | 0 | 294.067 | 162.2271 | 165.0198 | 169.2994 | 0 | 0 | 0 | 0 | 0 | 15.0197 | 2.6975 | 9.646 | 0 | 0 | 0 | 0 | -165.7151 | 2.8669 | 31.5668 | 25.5871 | 0.41808 | 0.42369 | 0.41303 | 0.4036 | -69.2823 | 1.2147 | 13.0381 | 10.3271
4 | 22 | 22 | 437.9417 | 449.116 | 463.2655 | 475.3939 | 0 | 0 | 0 | 0 | 347.7036 | 302.0322 | 310.8906 | 315.7552 | 0 | 0 | 0 | 0 | 259.9535 | 160.2672 | 159.1184 | 159.6136 | 0 | 0 | 0 | 0 | 0 | 7.8274 | 5.7217 | 11.9813 | 0 | 0 | 0 | 0 | -169.7155 | -21.0108 | -12.4652 | -11.9561 | 0.41431 | 0.4215 | 0.41126 | 0.40084 | -70.3145 | -8.856 | -5.1264 | -4.7925
4 | 22 | 23 | 397.8867 | 408.3049 | 421.421 | 432.6321 | 0 | 0 | 0 | 0 | 340.1984 | 320.3119 | 314.8109 | 322.0066 | 0 | 0 | 0 | 0 | 245.5139 | 158.4061 | 156.2718 | 155.6791 | 0 | 0 | 0 | 0 | 0 | 9.5741 | 19.3634 | 8.9645 | 0 | 0 | 0 | 0 | -187.8256 | -79.9871 | -69.025 | -54.0181 | 0.41263 | 0.42045 | 0.41146 | 0.39726 | -77.5033 | -33.6308 | -28.4007 | -21.4593
4 | 22 | 24 | 372.4826 | 380.6783 | 391.176 | 400.0181 | 0 | 0 | 0 | 0 | 328.0113 | 301.6086 | 320.9114 | 308.956 | 0 | 0 | 0 | 0 | 230.6299 | 143.8586 | 143.0465 | 143.6307 | 0 | 0 | 0 | 0 | 0 | 4.0721 | 7.3405 | 7.7849 | 0 | 0 | 0 | 0 | -186.1585 | -68.861 | -80.1224 | -60.3535 | 0.41183 | 0.4219 | 0.41161 | 0.39624 | -76.6649 | -29.0523 | -32.979 | -23.9145
4 | 23 | 1 | 358.389 | 364.2708 | 372.0727 | 378.4392 | 0 | 0 | 0 | 0 | 321.3714 | 314.8661 | 318.9783 | 312.074 | 0 | 0 | 0 | 0 | 212.7202 | 136.9867 | 136.9365 | 138.1858 | 0 | 0 | 0 | 0 | 0 | 8.0922 | 6.467 | 7.4543 | 0 | 0 | 0 | 0 | -175.7026 | -95.6741 | -90.3092 | -79.2749 | 0.4113 | 0.42149 | 0.41495 | 0.39673 | -72.2664 | -40.3257 | -37.4737 | -31.4511
4 | 23 | 2 | 349.9949 | 354.017 | 359.7407 | 364.2857 | 0 | 0 | 0 | 0 | 309.5704 | 327.4481 | 312.2151 | 291.1103 | 0 | 0 | 0 | 0 | 206.8324 | 126.5634 | 126.746 | 128.2229 | 0 | 0 | 0 | 0 | 0 | 5.0685 | 8.1312 | 2.6014 | 0 | 0 | 0 | 0 | -166.4079 | -105.0631 | -87.3515 | -57.6489 | 0.41115 | 0.42158 | 0.41337 | 0.39654 | -68.4186 | -44.2921 | -36.1081 | -22.8599
4 | 23 | 3 | 347.7073 | 350.0804 | 353.995 | 356.9644 | 0 | 0 | 0 | 0 | 302.4887 | 299.4118 | 287.4281 | 286.7439 | 0 | 0 | 0 | 0 | 207.8874 | 110.7286 | 111.991 | 114.5374 | 0 | 0 | 0 | 0 | 0 | 13.8768 | 7.0164 | 0.1835 | 0 | 0 | 0 | 0 | -162.6688 | -73.9368 | -52.4405 | -44.5005 | 0.41121 | 0.42135 | 0.41593 | 0.39646 | -66.8904 | -31.1529 | -21.8114 | -17.6428
4 | 23 | 4 | 360.8233 | 361.956 | 364.5511 | 366.3335 | 0 | 0 | 0 | 0 | 313.8182 | 301.0992 | 287.0032 | 283.627 | 0 | 0 | 0 | 0 | 203.1007 | 99.4856 | 102.4269 | 106.5864 | 0 | 0 | 0 | 0 | 0 | 13.0613 | 5.2222 | -0.047055 | 0 | 0 | 0 | 0 | -156.0957 | -51.69 | -30.1011 | -23.8328 | 0.41164 | 0.4221 | 0.41529 | 0.39674 | -64.2548 | -21.8181 | -12.5007 | -9.4553
4 | 23 | 5 | 386.5009 | 386.1246 | 387.1532 | 387.5141 | 0 | 0 | 0 | 0 | 334.2882 | 282.5186 | 275.1775 | 280.3812 | 0 | 0 | 0 | 0 | 184.3736 | 92.1897 | 94.4086 | 97.8439 | 0 | 0 | 0 | 0 | 0 | 18.6414 | 12.9269 | 1.2688 | 0 | 0 | 0 | 0 | -132.161 | -7.225 | 4.6402 | 8.0202 | 0.41274 | 0.42228 | 0.41522 | 0.39874 | -54.548 | -3.051 | 1.9267 | 3.198
4 | 23 | 6 | 431.7019 | 430.8971 | 431.6945 | 431.8751 | 0 | 0 | 0 | 0 | 334.0065 | 278.147 | 266.2518 | 271.3461 | 0 | 0 | 0 | 0 | 189.3408 | 113.0672 | 112.797 | 113.7033 | 0 | 0 | 0 | 0 | 0 | 16.5202 | 10.1375 | 10.4522 | 0 | 0 | 0 | 0 | -91.6455 | 23.1627 | 42.5083 | 36.3735 | 0.41319 | 0.42246 | 0.41499 | 0.39779 | -37.8671 | 9.7853 | 17.6405 | 14.4692
4 | 23 | 7 | 468.7843 | 467.4376 | 467.9981 | 468.1835 | 0 | 0 | 0 | 0 | 311.4552 | 246.9523 | 224.6657 | 229.2248 | 0 | 0 | 0 | 0 | 238.2455 | 228.1378 | 228.216 | 228.9476 | 0 | 0 | 0 | 0 | 0 | 0.83179 | -1.1359 | -0.3322 | 0 | 0 | 0 | 0 | -80.9165 | -8.4844 | 16.2523 | 10.3433 | 0.41464 | 0.33736 | 0.33191 | 0.39149 | -33.5514 | -2.8623 | 5.3942 | 4.0493
4 | 23 | 8 | 485.5754 | 484.4731 | 485.788 | 487.1247 | 0 | 0 | 0 | 0 | 271.9192 | 212.0888 | 211.938 | 208.7674 | 0 | 0 | 0 | 0 | 276.8212 | 340.8219 | 354.7602 | 367.4958 | 0 | 0 | 0 | 0 | 0 | -9.4983 | -8.7241 | 11.6353 | 0 | 0 | 0 | 0 | -63.165 | -58.9393 | -72.186 | -100.7738 | 0.41395 | 0.28029 | 0.32029 | 0.31141 | -26.1469 | -16.5203 | -23.1203 | -31.3819
4 | 23 | 9 | 498.6661 | 498.5499 | 501.4072 | 504.5782 | 0 | 0 | 0 | 0 | 245.0372 | 208.0654 | 203.5581 | 200.8254 | 0 | 0 | 0 | 0 | 300.0006 | 433.3641 | 464.8833 | 493.1551 | 0 | 0 | 0 | 0 | 0 | -10.9633 | -10.7015 | -23.7148 | 0 | 0 | 0 | 0 | -46.3717 | -131.9163 | -156.3326 | -165.6874 | 0.39087 | 0 | 0.0068178 | 0 | -18.1254 | 0 | -1.0658 | 0
4 | 23 | 10 | 505.3445 | 505.4624 | 508.5612 | 511.8869 | 0 | 0 | 0 | 0 | 231.4582 | 196.5659 | 200.1169 | 179.488 | 0 | 0 | 0 | 0 | 308.9469 | 490.7373 | 534.5777 | 573.799 | 0 | 0 | 0 | 0 | 0 | -23.1169 | -15.2378 | -24.997 | 0 | 0 | 0 | 0 | -35.0605 | -158.7239 | -210.8956 | -216.4032 | 0.39163 | 0 | 0 | 0 | -13.7306 | 0 | 0 | 0
4 | 23 | 11 | 510.8762 | 511.2657 | 514.4027 | 517.4152 | 0 | 0 | 0 | 0 | 231.6847 | 200.05 | 196.4409 | 184.2234 | 0 | 0 | 0 | 0 | 318.911 | 536.0405 | 590.8996 | 640.0169 | 0 | 0 | 0 | 0 | 0 | -24.2148 | -22.4697 | -25.809 | 0 | 0 | 0 | 0 | -39.7196 | -200.61 | -250.4681 | -281.0161 | 0.38888 | 0 | 0 | 0 | -15.4462 | 0 | 0 | 0
4 | 23 | 12 | 510.5527 | 511.2246 | 514.4638 | 517.3167 | 0 | 0 | 0 | 0 | 227.798 | 192.6254 | 197.1346 | 174.7138 | 0 | 0 | 0 | 0 | 322.1279 | 550.7423 | 607.3923 | 658.1055 | 0 | 0 | 0 | 0 | 0 | -24.9294 | -27.6041 | -25.5972 | 0 | 0 | 0 | 0 | -39.3732 | -207.2137 | -262.459 | -289.9054 | 0.38632 | 0 | 0 | 0 | -15.2105 | 0 | 0 | 0
4 | 23 | 13 | 514.342 | 516.169 | 520.6191 | 524.4452 | 0 | 0 | 0 | 0 | 217.9335 | 200.3211 | 196.9604 | 174.7154 | 0 | 0 | 0 | 0 | 332.5405 | 568.5803 | 628.9396 | 683.0681 | 0 | 0 | 0 | 0 | 0 | -24.3225 | -27.0277 | -27.1342 | 0 | 0 | 0 | 0 | -36.1319 | -228.4099 | -278.2531 | -306.2041 | 0.38495 | 0 | 0 | 0 | -13.9091 | 0 | 0 | 0
4 | 23 | 14 | 511.0119 | 513.6325 | 518.9748 | 523.6306 | 0 | 0 | 0 | 0 | 223.05 | 201.4013 | 197.335 | 174.7138 | 0 | 0 | 0 | 0 | 329.8635 | 560.2655 | 622.5072 | 678.5828 | 0 | 0 | 0 | 0 | 0 | -24.3123 | -25.1264 | -21.1017 | 0 | 0 | 0 | 0 | -41.9016 | -223.722 | -275.7409 | -308.5643 | 0.38305 | 0 | 0 | 0 | -16.0503 | 0 | 0 | 0
4 | 23 | 15 | 505.1336 | 508.5559 | 514.7334 | 520.104 | 0 | 0 | 0 | 0 | 225.601 | 201.0921 | 200.0101 | 174.7462 | 0 | 0 | 0 | 0 | 321.7358 | 538.5703 | 591.3046 | 638.8202 | 0 | 0 | 0 | 0 | 0 | -23.24 | -21.8491 | -19.5198 | 0 | 0 | 0 | 0 | -42.2032 | -207.8665 | -254.7322 | -273.9425 | 0.38528 | 0 | 0 | 0 | -16.2602 | 0 | 0 | 0
4 | 23 | 16 | 500.144 | 505.5518 | 513.9071 | 521.2203 | 0 | 0 | 0 | 0 | 241.9318 | 212.1965 | 208.8029 | 186.5785 | 0 | 0 | 0 | 0 | 314.7366 | 505.886 | 550.1363 | 590.1513 | 0 | 0 | 0 | 0 | 0 | -12.4087 | -3.6325 | -12.2715 | 0 | 0 | 0 | 0 | -56.5244 | -200.122 | -241.3997 | -243.238 | 0.41156 | 0 | 0.007326 | 0 | -23.263 | 0 | -1.7685 | 0
4 | 23 | 17 | 492.4873 | 499.8981 | 510.3996 | 519.5818 | 0 | 0 | 0 | 0 | 266.4292 | 212.7757 | 213.0054 | 214.0634 | 0 | 0 | 0 | 0 | 277.2479 | 430.3356 | 459.9104 | 487.0077 | 0 | 0 | 0 | 0 | 0 | -1.4842 | -0.55054 | 7.6349 | 0 | 0 | 0 | 0 | -51.1898 | -141.7289 | -161.9656 | -189.1242 | 0.40997 | 0.23762 | 0.31375 | 0.26988 | -20.9864 | -33.6776 | -50.8161 | -51.0417
4 | 23 | 18 | 487.8228 | 497.4524 | 510.377 | 521.7009 | 0 | 0 | 0 | 0 | 307.9198 | 249.7023 | 222.2379 | 261.3484 | 0 | 0 | 0 | 0 | 204.649 | 288.0132 | 298.1865 | 308.147 | 0 | 0 | 0 | 0 | 0 | -3.4989 | -1.6766 | 2.709 | 0 | 0 | 0 | 0 | -24.746 | -36.7641 | -8.3709 | -50.5036 | 0.41329 | 0.42469 | 0.41897 | 0.40593 | -10.2272 | -15.6135 | -3.5071 | -20.5009
4 | 23 | 19 | 504.8905 | 515.9514 | 530.4853 | 543.1688 | 0 | 0 | 0 | 0 | 339.6128 | 284.5256 | 269.8903 | 283.8407 | 0 | 0 | 0 | 0 | 158.0385 | 166.4994 | 170.7206 | 175.719 | 0 | 0 | 0 | 0 | 0 | 7.9521 | 16.9986 | 13.3662 | 0 | 0 | 0 | 0 | 7.2392 | 56.9743 | 72.8759 | 70.2429 | 0.4157 | 0.42239 | 0.41303 | 0.40197 | 3.0093 | 24.0653 | 30.0997 | 28.2352
4 | 23 | 20 | 533.4038 | 546.2012 | 562.676 | 576.9436 | 0 | 0 | 0 | 0 | 336.2401 | 293.638 | 288.552 | 296.4943 | 0 | 0 | 0 | 0 | 159.7724 | 129.8183 | 134.4272 | 140.069 | 0 | 0 | 0 | 0 | 0 | 10.6491 | 11.9474 | 25.2463 | 0 | 0 | 0 | 0 | 37.3913 | 112.0957 | 127.7493 | 115.134 | 0.42087 | 0.43174 | 0.42154 | 0.40469 | 15.7371 | 48.3966 | 53.851 | 46.5932
4 | 23 | 21 | 507.0565 | 519.5915 | 535.5594 | 549.2731 | 0 | 0 | 0 | 0 | 343.7245 | 303.3633 | 298.7679 | 306.033 | 0 | 0 | 0 | 0 | 167.5155 | 144.4341 | 148.1894 | 153.042 | 0 | 0 | 0 | 0 | 0 | 15.0197 | 2.6975 | 9.646 | 0 | 0 | 0 | 0 | -4.1835 | 56.7743 | 85.9046 | 80.5522 | 0.41808 | 0.42369 | 0.41303 | 0.4036 | -1.749 | 24.0546 | 35.4815 | 32.5112
4 | 23 | 22 | 462.1818 | 474.1422 | 489.2569 | 502.217 | 0 | 0 | 0 | 0 | 347.7036 | 302.0322 | 310.8906 | 315.7552 | 0 | 0 | 0 | 0 | 153.8505 | 154.4716 | 156.0105 | 158.6851 | 0 | 0 | 0 | 0 | 0 | 7.8274 | 5.7217 | 11.9813 | 0 | 0 | 0 | 0 | -39.3724 | 9.811 | 16.6341 | 15.7955 | 0.41431 | 0.4215 | 0.41126 | 0.40084 | -16.3123 | 4.1353 | 6.8409 | 6.3315
4 | 23 | 23 | 418.712 | 429.8055 | 443.7509 | 455.6765 | 0 | 0 | 0 | 0 | 340.1984 | 320.3119 | 314.8109 | 322.0066 | 0 | 0 | 0 | 0 | 143.7283 | 154.3748 | 153.6031 | 154.007 | 0 | 0 | 0 | 0 | 0 | 9.5741 | 19.3634 | 8.9645 | 0 | 0 | 0 | 0 | -65.2147 | -54.4552 | -44.0264 | -29.3015 | 0.41263 | 0.42045 | 0.41146 | 0.39726 | -26.9098 | -22.8959 | -18.1149 | -11.6403
4 | 23 | 24 | 389.4153 | 398.1601 | 409.3321 | 418.7552 | 0 | 0 | 0 | 0 | 328.0113 | 301.6086 | 320.9114 | 308.956 | 0 | 0 | 0 | 0 | 143.8412 | 161.6618 | 160.87 | 161.2185 | 0 | 0 | 0 | 0 | 0 | 4.0721 | 7.3405 | 7.7849 | 0 | 0 | 0 | 0 | -82.4371 | -69.1825 | -79.7899 | -59.2042 | 0.41183 | 0.4219 | 0.41161 | 0.39624 | -33.9497 | -29.1879 | -32.8421 | -23.4591
4 | 24 | 1 | 366.0503 | 372.1805 | 380.2875 | 386.9169 | 0 | 0 | 0 | 0 | 321.3714 | 314.8661 | 318.9783 | 312.074 | 0 | 0 | 0 | 0 | 146.7128 | 164.0155 | 163.8242 | 164.707 | 0 | 0 | 0 | 0 | 0 | 8.0922 | 6.467 | 7.4543 | 0 | 0 | 0 | 0 | -102.0339 | -114.7932 | -108.9821 | -97.3184 | 0.4113 | 0.42149 | 0.41495 | 0.39673 | -41.9665 | -48.3842 | -45.2221 | -38.6095
4 | 24 | 2 | 358.9478 | 363.2602 | 369.3405 | 374.1926 | 0 | 0 | 0 | 0 | 309.5704 | 327.4481 | 312.2151 | 291.1103 | 0 | 0 | 0 | 0 | 140.3877 | 158.8981 | 157.7106 | 157.6057 | 0 | 0 | 0 | 0 | 0 | 5.0685 | 8.1312 | 2.6014 | 0 | 0 | 0 | 0 | -91.0103 | -128.1545 | -108.7163 | -77.1248 | 0.41115 | 0.42158 | 0.41337 | 0.39654 | -37.4189 | -54.0269 | -44.9396 | -30.5828
4 | 24 | 3 | 355.1917 | 357.8075 | 362.0201 | 365.2463 | 0 | 0 | 0 | 0 | 302.4887 | 299.4118 | 287.4281 | 286.7439 | 0 | 0 | 0 | 0 | 126.3719 | 148.2423 | 144.6192 | 142.1604 | 0 | 0 | 0 | 0 | 0 | 13.8768 | 7.0164 | 0.1835 | 0 | 0 | 0 | 0 | -73.669 | -103.7234 | -77.0436 | -63.8416 | 0.41121 | 0.42135 | 0.41593 | 0.39646 | -30.2931 | -43.7034 | -32.0445 | -25.3108
4 | 24 | 4 | 364.6097 | 365.8653 | 368.6111 | 370.5234 | 0 | 0 | 0 | 0 | 313.8182 | 301.0992 | 287.0032 | 283.627 | 0 | 0 | 0 | 0 | 110.2817 | 145.9663 | 138.5082 | 132.3518 | 0 | 0 | 0 | 0 | 0 | 13.0613 | 5.2222 | -0.047055 | 0 | 0 | 0 | 0 | -59.4902 | -94.2614 | -62.1225 | -45.4083 | 0.41164 | 0.4221 | 0.41529 | 0.39674 | -24.4884 | -39.7873 | -25.7988 | -18.0151
4 | 24 | 5 | 392.2159 | 392.0249 | 393.2811 | 393.8381 | 0 | 0 | 0 | 0 | 334.2882 | 282.5186 | 275.1775 | 280.3812 | 0 | 0 | 0 | 0 | 103.6226 | 144.8592 | 135.2212 | 126.9651 | 0 | 0 | 0 | 0 | 0 | 18.6414 | 12.9269 | 1.2688 | 0 | 0 | 0 | 0 | -45.6949 | -53.9942 | -30.0445 | -14.7769 | 0.41274 | 0.42228 | 0.41522 | 0.39874 | -18.8601 | -22.8008 | -12.4752 | -5.8922
4 | 24 | 6 | 431.2242 | 430.4039 | 431.1823 | 431.3464 | 0 | 0 | 0 | 0 | 334.0065 | 278.147 | 266.2518 | 271.3461 | 0 | 0 | 0 | 0 | 123.0057 | 166.0763 | 154.7599 | 144.7676 | 0 | 0 | 0 | 0 | 0 | 16.5202 | 10.1375 | 10.4522 | 0 | 0 | 0 | 0 | -25.7881 | -30.3396 | 0.033074 | 4.7806 | 0.41319 | 0.42246 | 0.41499 | 0.39779 | -10.6554 | -12.8173 | 0.013726 | 1.9017
4 | 24 | 7 | 464.9802 | 463.5101 | 463.9191 | 463.974 | 0 | 0 | 0 | 0 | 311.4552 | 246.9523 | 224.6657 | 229.2248 | 0 | 0 | 0 | 0 | 191.6897 | 286.2961 | 276.5926 | 267.6504 | 0 | 0 | 0 | 0 | 0 | 0.83179 | -1.1359 | -0.3322 | 0 | 0 | 0 | 0 | -38.1648 | -70.5701 | -36.2032 | -32.5689 | 0.41464 | 0.33736 | 0.33191 | 0.39149 | -15.8247 | -23.8074 | -12.0161 | -12.7503
4 | 24 | 8 | 481.2935 | 480.0524 | 481.1968 | 482.3866 | 0 | 0 | 0 | 0 | 271.9192 | 212.0888 | 211.938 | 208.7674 | 0 | 0 | 0 | 0 | 266.7152 | 424.4161 | 432.9717 | 440.1371 | 0 | 0 | 0 | 0 | 0 | -9.4983 | -8.7241 | 11.6353 | 0 | 0 | 0 | 0 | -57.3409 | -146.9542 | -154.9887 | -178.1532 | 0.41395 | 0.28029 | 0.32029 | 0.31141 | -23.736 | -41.1903 | -49.641 | -55.4785
4 | 24 | 9 | 498.4007 | 498.2759 | 501.1226 | 504.2845 | 0 | 0 | 0 | 0 | 245.0372 | 208.0654 | 203.5581 | 200.8254 | 0 | 0 | 0 | 0 | 326.266 | 533.7399 | 561.2022 | 585.1862 | 0 | 0 | 0 | 0 | 0 | -10.9633 | -10.7015 | -23.7148 | 0 | 0 | 0 | 0 | -72.9025 | -232.5661 | -252.9362 | -258.0122 | 0.39087 | 0 | 0.0068178 | 0 | -28.4955 | 0 | -1.7245 | 0
4 | 24 | 10 | 510.9357 | 511.2349 | 514.5563 | 518.0738 | 0 | 0 | 0 | 0 | 231.4582 | 196.5659 | 200.1169 | 179.488 | 0 | 0 | 0 | 0 | 370.2538 | 585.4031 | 629.4054 | 668.3833 | 0 | 0 | 0 | 0 | 0 | -23.1169 | -15.2378 | -24.997 | 0 | 0 | 0 | 0 | -90.7763 | -247.6173 | -299.7282 | -304.8005 | 0.39163 | 0 | 0 | 0 | -35.5503 | 0 | 0 | 0
4 | 24 | 11 | 515.4411 | 515.9787 | 519.2974 | 522.4666 | 0 | 0 | 0 | 0 | 231.6847 | 200.05 | 196.4409 | 184.2234 | 0 | 0 | 0 | 0 | 404.8816 | 611.397 | 666.1163 | 714.8795 | 0 | 0 | 0 | 0 | 0 | -24.2148 | -22.4697 | -25.809 | 0 | 0 | 0 | 0 | -121.1252 | -271.2535 | -320.7902 | -350.8272 | 0.38888 | 0 | 0 | 0 | -47.1034 | 0 | 0 | 0
4 | 24 | 12 | 518.6387 | 519.5728 | 523.134 | 526.2643 | 0 | 0 | 0 | 0 | 227.798 | 192.6254 | 197.1346 | 174.7138 | 0 | 0 | 0 | 0 | 412.8768 | 624.4632 | 682.6693 | 734.5332 | 0 | 0 | 0 | 0 | 0 | -24.9294 | -27.6041 | -25.5972 | 0 | 0 | 0 | 0 | -122.0362 | -272.5864 | -329.0659 | -357.3856 | 0.38632 | 0 | 0 | 0 | -47.1446 | 0 | 0 | 0
4 | 24 | 13 | 526.0374 | 528.2437 | 533.1595 | 537.3868 | 0 | 0 | 0 | 0 | 217.9335 | 200.3211 | 196.9604 | 174.7154 | 0 | 0 | 0 | 0 | 416.7005 | 626.8134 | 685.1321 | 737.1041 | 0 | 0 | 0 | 0 | 0 | -24.3225 | -27.0277 | -27.1342 | 0 | 0 | 0 | 0 | -108.5965 | -274.5683 | -321.9053 | -347.2984 | 0.38495 | 0 | 0 | 0 | -41.8045 | 0 | 0 | 0
4 | 24 | 14 | 525.3791 | 528.4656 | 534.38 | 539.5287 | 0 | 0 | 0 | 0 | 223.05 | 201.4013 | 197.335 | 174.7138 | 0 | 0 | 0 | 0 | 417.6834 | 619.6065 | 675.6876 | 725.7122 | 0 | 0 | 0 | 0 | 0 | -24.3123 | -25.1264 | -21.1017 | 0 | 0 | 0 | 0 | -115.3543 | -268.23 | -313.5162 | -339.7956 | 0.38305 | 0 | 0 | 0 | -44.1861 | 0 | 0 | 0
4 | 24 | 15 | 519.8546 | 523.7543 | 530.518 | 536.3937 | 0 | 0 | 0 | 0 | 225.601 | 201.0921 | 200.0101 | 174.7462 | 0 | 0 | 0 | 0 | 399.7349 | 591.9243 | 640.5851 | 683.9554 | 0 | 0 | 0 | 0 | 0 | -23.24 | -21.8491 | -19.5198 | 0 | 0 | 0 | 0 | -105.4812 | -246.0221 | -288.2281 | -302.7881 | 0.38528 | 0 | 0 | 0 | -40.6401 | 0 | 0 | 0
4 | 24 | 16 | 513.2727 | 519.1061 | 527.9842 | 535.7479 | 0 | 0 | 0 | 0 | 241.9318 | 212.1965 | 208.8029 | 186.5785 | 0 | 0 | 0 | 0 | 378.4666 | 554.4107 | 591.8237 | 625.1677 | 0 | 0 | 0 | 0 | 0 | -12.4087 | -3.6325 | -12.2715 | 0 | 0 | 0 | 0 | -107.1258 | -235.0923 | -269.0099 | -263.7267 | 0.41156 | 0 | 0.007326 | 0 | -44.0883 | 0 | -1.9708 | 0
4 | 24 | 17 | 504.2535 | 512.0459 | 523.0159 | 532.6018 | 0 | 0 | 0 | 0 | 266.4292 | 212.7757 | 213.0054 | 214.0634 | 0 | 0 | 0 | 0 | 349.4398 | 471.2684 | 493.1269 | 512.7901 | 0 | 0 | 0 | 0 | 0 | -1.4842 | -0.55054 | 7.6349 | 0 | 0 | 0 | 0 | -111.6154 | -170.514 | -182.5658 | -201.8866 | 0.40997 | 0.23762 | 0.31375 | 0.26988 | -45.7592 | -40.5175 | -57.2793 | -54.4861
4 | 24 | 18 | 498.0143 | 507.9744 | 521.3047 | 532.9784 | 0 | 0 | 0 | 0 | 307.9198 | 249.7023 | 222.2379 | 261.3484 | 0 | 0 | 0 | 0 | 275.6555 | 334.7227 | 337.8566 | 341.1622 | 0 | 0 | 0 | 0 | 0 | -3.4989 | -1.6766 | 2.709 | 0 | 0 | 0 | 0 | -85.5611 | -72.9516 | -37.1131 | -72.2414 | 0.41329 | 0.42469 | 0.41897 | 0.40593 | -35.3613 | -30.982 | -15.5492 | -29.3248
4 | 24 | 19 | 510.7648 | 522.0161 | 536.784 | 549.6691 | 0 | 0 | 0 | 0 | 339.6128 | 284.5256 | 269.8903 | 283.8407 | 0 | 0 | 0 | 0 | 233.3382 | 217.2383 | 215.7201 | 215.4152 | 0 | 0 | 0 | 0 | 0 | 7.9521 | 16.9986 | 13.3662 | 0 | 0 | 0 | 0 | -62.1862 | 12.3001 | 34.1751 | 37.0469 | 0.4157 | 0.42239 | 0.41303 | 0.40197 | -25.8506 | 5.1954 | 14.1152 | 14.8916
4 | 24 | 20 | 537.4379 | 550.3661 | 567.0015 | 581.4076 | 0 | 0 | 0 | 0 | 336.2401 | 293.638 | 288.552 | 296.4943 | 0 | 0 | 0 | 0 | 207.7323 | 177.3512 | 175.4724 | 175.0497 | 0 | 0 | 0 | 0 | 0 | 10.6491 | 11.9474 | 25.2463 | 0 | 0 | 0 | 0 | -6.5345 | 68.7277 | 91.0298 | 84.6173 | 0.42087 | 0.43174 | 0.42154 | 0.40469 | -2.7502 | 29.6727 | 38.3723 | 34.2435
4 | 24 | 21 | 512.2761 | 524.9803 | 541.1561 | 555.0489 | 0 | 0 | 0 | 0 | 343.7245 | 303.3633 | 298.7679 | 306.033 | 0 | 0 | 0 | 0 | 178.6114 | 158.9919 | 154.1642 | 150.8626 | 0 | 0 | 0 | 0 | 0 | 15.0197 | 2.6975 | 9.646 | 0 | 0 | 0 | 0 | -10.0598 | 47.6055 | 85.5264 | 88.5073 | 0.41808 | 0.42369 | 0.41303 | 0.4036 | -4.2058 | 20.1699 | 35.3253 | 35.7219
4 | 24 | 22 | 470.4093 | 482.6365 | 498.0789 | 511.3213 | 0 | 0 | 0 | 0 | 347.7036 | 302.0322 | 310.8906 | 315.7552 | 0 | 0 | 0 | 0 | 159.2883 | 146.08 | 139.6447 | 134.7468 | 0 | 0 | 0 | 0 | 0 | 7.8274 | 5.7217 | 11.9813 | 0 | 0 | 0 | 0 | -36.5826 | 26.6969 | 41.8219 | 48.838 | 0.41431 | 0.4215 | 0.41126 | 0.40084 | -15.1565 | 11.2527 | 17.1996 | 19.5761
4 | 24 | 23 | 426.5148 | 437.8614 | 452.1175 | 464.3108 | 0 | 0 | 0 | 0 | 340.1984 | 320.3119 | 314.8109 | 322.0066 | 0 | 0 | 0 | 0 | 153.9692 | 138.5354 | 133.1744 | 129.2831 | 0 | 0 | 0 | 0 | 0 | 9.5741 | 19.3634 | 8.9645 | 0 | 0 | 0 | 0 | -67.6527 | -30.5599 | -15.2311 | 4.0566 | 0.41263 | 0.42045 | 0.41146 | 0.39726 | -27.9158 | -12.849 | -6.2669 | 1.6115
4 | 24 | 24 | 397.1297 | 406.1246 | 417.6038 | 427.2916 | 0 | 0 | 0 | 0 | 328.0113 | 301.6086 | 320.9114 | 308.956 | 0 | 0 | 0 | 0 | 136.2237 | 135.992 | 130.8036 | 127.0501 | 0 | 0 | 0 | 0 | 0 | 4.0721 | 7.3405 | 7.7849 | 0 | 0 | 0 | 0 | -67.1053 | -35.5482 | -41.4517 | -16.4993 | 0.41183 | 0.4219 | 0.41161 | 0.39624 | -27.6357 | -14.9977 | -17.0619 | -6.5377
4 | 25 | 1 | 367.3065 | 373.4775 | 381.6345 | 388.307 | 0 | 0 | 0 | 0 | 321.3714 | 314.8661 | 318.9783 | 312.074 | 0 | 0 | 0 | 0 | 128.2087 | 132.9684 | 127.418 | 123.3085 | 0 | 0 | 0 | 0 | 0 | 8.0922 | 6.467 | 7.4543 | 0 | 0 | 0 | 0 | -82.2736 | -82.4491 | -71.2289 | -54.5298 | 0.4113 | 0.42149 | 0.41495 | 0.39673 | -33.8391 | -34.7515 | -29.5564 | -21.6338
4 | 25 | 2 | 352.6312 | 356.7388 | 362.5675 | 367.203 | 0 | 0 | 0 | 0 | 309.5704 | 327.4481 | 312.2151 | 291.1103 | 0 | 0 | 0 | 0 | 116.4565 | 113.2545 | 106.2391 | 100.7026 | 0 | 0 | 0 | 0 | 0 | 5.0685 | 8.1312 | 2.6014 | 0 | 0 | 0 | 0 | -73.3957 | -89.0323 | -64.0178 | -27.2113 | 0.41115 | 0.42158 | 0.41337 | 0.39654 | -30.1767 | -37.5339 | -26.4627 | -10.7903
4 | 25 | 3 | 353.7231 | 356.2913 | 360.4455 | 363.6212 | 0 | 0 | 0 | 0 | 302.4887 | 299.4118 | 287.4281 | 286.7439 | 0 | 0 | 0 | 0 | 104.0069 | 107.6605 | 99.2652 | 92.3641 | 0 | 0 | 0 | 0 | 0 | 13.8768 | 7.0164 | 0.1835 | 0 | 0 | 0 | 0 | -52.7726 | -64.6578 | -33.2643 | -15.6704 | 0.41121 | 0.42135 | 0.41593 | 0.39646 | -21.7004 | -27.2433 | -13.8355 | -6.2127
4 | 25 | 4 | 367.5822 | 368.9342 | 371.7983 | 373.8127 | 0 | 0 | 0 | 0 | 313.8182 | 301.0992 | 287.0032 | 283.627 | 0 | 0 | 0 | 0 | 90.8036 | 92.3171 | 83.4001 | 75.9554 | 0 | 0 | 0 | 0 | 0 | 13.0613 | 5.2222 | -0.047055 | 0 | 0 | 0 | 0 | -37.0397 | -37.5433 | -3.8271 | 14.2773 | 0.41164 | 0.4221 | 0.41529 | 0.39674 | -15.2469 | -15.8469 | -1.5893 | 5.6643
4 | 25 | 5 | 399.541 | 399.5876 | 401.1354 | 401.9438 | 0 | 0 | 0 | 0 | 334.2882 | 282.5186 | 275.1775 | 280.3812 | 0 | 0 | 0 | 0 | 77.9022 | 93.6976 | 85.7459 | 79.1969 | 0 | 0 | 0 | 0 | 0 | 18.6414 | 12.9269 | 1.2688 | 0 | 0 | 0 | 0 | -12.6494 | 4.7301 | 27.2852 | 41.0969 | 0.41274 | 0.42228 | 0.41522 | 0.39874 | -5.2209 | 1.9974 | 11.3294 | 16.3871
4 | 25 | 6 | 436.9392 | 436.3042 | 437.3102 | 437.6704 | 0 | 0 | 0 | 0 | 334.0065 | 278.147 | 266.2518 | 271.3461 | 0 | 0 | 0 | 0 | 97.2799 | 110.4394 | 102.1097 | 95.0597 | 0 | 0 | 0 | 0 | 0 | 16.5202 | 10.1375 | 10.4522 | 0 | 0 | 0 | 0 | 5.6527 | 31.1977 | 58.8112 | 60.8125 | 0.41319 | 0.42246 | 0.41499 | 0.39779 | 2.3357 | 13.1798 | 24.4061 | 24.1909
4 | 25 | 7 | 473.8093 | 472.6255 | 473.3861 | 473.7439 | 0 | 0 | 0 | 0 | 311.4552 | 246.9523 | 224.6657 | 229.2248 | 0 | 0 | 0 | 0 | 154.979 | 203.9097 | 198.3414 | 193.4023 | 0 | 0 | 0 | 0 | 0 | 0.83179 | -1.1359 | -0.3322 | 0 | 0 | 0 | 0 | 7.3751 | 20.9317 | 51.5149 | 51.449 | 0.41464 | 0.33736 | 0.33191 | 0.39149 | 3.058 | 7.0615 | 17.0981 | 20.1416
4 | 25 | 8 | 493.449 | 492.602 | 494.2305 | 495.8373 | 0 | 0 | 0 | 0 | 271.9192 | 212.0888 | 211.938 | 208.7674 | 0 | 0 | 0 | 0 | 210.6898 | 297.8077 | 312.3212 | 325.2651 | 0 | 0 | 0 | 0 | 0 | -9.4983 | -8.7241 | 11.6353 | 0 | 0 | 0 | 0 | 10.84 | -7.7962 | -21.3046 | -49.8305 | 0.41395 | 0.28029 | 0.32029 | 0.31141 | 4.4872 | -2.1852 | -6.8236 | -15.5176
4 | 25 | 9 | 512.2901 | 512.6157 | 516.0155 | 519.654 | 0 | 0 | 0 | 0 | 245.0372 | 208.0654 | 203.5581 | 200.8254 | 0 | 0 | 0 | 0 | 250.0005 | 348.1786 | 382.1541 | 412.6242 | 0 | 0 | 0 | 0 | 0 | -10.9633 | -10.7015 | -23.7148 | 0 | 0 | 0 | 0 | 17.2525 | -32.6649 | -58.9951 | -70.0808 | 0.39087 | 0 | 0.0068178 | 0 | 6.7435 | 0 | -0.40222 | 0
4 | 25 | 10 | 527.3376 | 528.1686 | 532.1432 | 536.2235 | 0 | 0 | 0 | 0 | 231.4582 | 196.5659 | 200.1169 | 179.488 | 0 | 0 | 0 | 0 | 283.3252 | 402.4822 | 449.4446 | 491.5647 | 0 | 0 | 0 | 0 | 0 | -23.1169 | -15.2378 | -24.997 | 0 | 0 | 0 | 0 | 12.5543 | -47.7626 | -102.1805 | -109.8322 | 0.39163 | 0 | 0 | 0 | 4.9166 | 0 | 0 | 0
4 | 25 | 11 | 535.4171 | 536.6025 | 540.7167 | 544.5712 | 0 | 0 | 0 | 0 | 231.6847 | 200.05 | 196.4409 | 184.2234 | 0 | 0 | 0 | 0 | 302.1693 | 428.0307 | 482.2007 | 530.834 | 0 | 0 | 0 | 0 | 0 | -24.2148 | -22.4697 | -25.809 | 0 | 0 | 0 | 0 | 1.5631 | -67.2635 | -115.4553 | -144.6771 | 0.38888 | 0 | 0 | 0 | 0.60785 | 0 | 0 | 0
4 | 25 | 12 | 537.8538 | 539.4111 | 543.7374 | 547.527 | 0 | 0 | 0 | 0 | 227.798 | 192.6254 | 197.1346 | 174.7138 | 0 | 0 | 0 | 0 | 311.2406 | 428.1404 | 485.0385 | 536.1932 | 0 | 0 | 0 | 0 | 0 | -24.9294 | -27.6041 | -25.5972 | 0 | 0 | 0 | 0 | -1.1848 | -56.4253 | -110.8316 | -137.7828 | 0.38632 | 0 | 0 | 0 | -0.45772 | 0 | 0 | 0
4 | 25 | 13 | 546.1196 | 548.9771 | 554.6926 | 559.609 | 0 | 0 | 0 | 0 | 217.9335 | 200.3211 | 196.9604 | 174.7154 | 0 | 0 | 0 | 0 | 301.3559 | 393.3298 | 449.109 | 499.4132 | 0 | 0 | 0 | 0 | 0 | -24.3225 | -27.0277 | -27.1342 | 0 | 0 | 0 | 0 | 26.8302 | -20.3514 | -64.3492 | -87.3854 | 0.38495 | 0 | 0 | 0 | 10.3283 | 0 | 0 | 0
4 | 25 | 14 | 545.532 | 549.272 | 555.9889 | 561.8291 | 0 | 0 | 0 | 0 | 223.05 | 201.4013 | 197.335 | 174.7138 | 0 | 0 | 0 | 0 | 309.6303 | 388.2538 | 438.0878 | 483.0329 | 0 | 0 | 0 | 0 | 0 | -24.3123 | -25.1264 | -21.1017 | 0 | 0 | 0 | 0 | 12.8517 | -16.0707 | -54.3074 | -74.8159 | 0.38305 | 0 | 0 | 0 | 4.9228 | 0 | 0 | 0
4 | 25 | 15 | 542.5023 | 547.1365 | 554.8019 | 561.4548 | 0 | 0 | 0 | 0 | 225.601 | 201.0921 | 200.0101 | 174.7462 | 0 | 0 | 0 | 0 | 322.1024 | 371.9198 | 415.7818 | 455.5078 | 0 | 0 | 0 | 0 | 0 | -23.24 | -21.8491 | -19.5198 | 0 | 0 | 0 | 0 | -5.201 | -2.6355 | -39.1408 | -49.2794 | 0.38528 | 0 | 0 | 0 | -2.0039 | 0 | 0 | 0
4 | 25 | 16 | 535.9735 | 542.5431 | 552.3251 | 560.8677 | 0 | 0 | 0 | 0 | 241.9318 | 212.1965 | 208.8029 | 186.5785 | 0 | 0 | 0 | 0 | 339.062 | 367.6488 | 399.3519 | 428.1237 | 0 | 0 | 0 | 0 | 0 | -12.4087 | -3.6325 | -12.2715 | 0 | 0 | 0 | 0 | -45.0204 | -24.8934 | -52.1972 | -41.563 | 0.41156 | 0 | 0.007326 | 0 | -18.5284 | 0 | -0.38239 | 0
4 | 25 | 17 | 525.8396 | 534.332 | 546.1616 | 556.4881 | 0 | 0 | 0 | 0 | 266.4292 | 212.7757 | 213.0054 | 214.0634 | 0 | 0 | 0 | 0 | 349.1285 | 370.6349 | 384.3614 | 396.8072 | 0 | 0 | 0 | 0 | 0 | -1.4842 | -0.55054 | 7.6349 | 0 | 0 | 0 | 0 | -89.718 | -47.5944 | -50.6547 | -62.0174 | 0.40997 | 0.23762 | 0.31375 | 0.26988 | -36.7819 | -11.3094 | -15.8927 | -16.7376
4 | 25 | 18 | 514.3808 | 524.8717 | 538.8537 | 551.0889 | 0 | 0 | 0 | 0 | 307.9198 | 249.7023 | 222.2379 | 261.3484 | 0 | 0 | 0 | 0 | 311.5646 | 279.3901 | 274.8436 | 271.14 | 0 | 0 | 0 | 0 | 0 | -3.4989 | -1.6766 | 2.709 | 0 | 0 | 0 | 0 | -105.1036 | -0.72182 | 43.4489 | 15.8914 | 0.41329 | 0.42469 | 0.41897 | 0.40593 | -43.438 | -0.30655 | 18.2036 | 6.4508
4 | 25 | 19 | 527.5028 | 539.297 | 554.7314 | 568.1908 | 0 | 0 | 0 | 0 | 339.6128 | 284.5256 | 269.8903 | 283.8407 | 0 | 0 | 0 | 0 | 293.5922 | 197.6814 | 186.3396 | 176.9898 | 0 | 0 | 0 | 0 | 0 | 7.9521 | 16.9986 | 13.3662 | 0 | 0 | 0 | 0 | -105.7021 | 49.1379 | 81.503 | 93.994 | 0.4157 | 0.42239 | 0.41303 | 0.40197 | -43.94 | 20.7553 | 33.6629 | 37.7823
4 | 25 | 20 | 553.946 | 567.4095 | 584.7023 | 599.6748 | 0 | 0 | 0 | 0 | 336.2401 | 293.638 | 288.552 | 296.4943 | 0 | 0 | 0 | 0 | 294.4912 | 165.2365 | 153.2894 | 143.6227 | 0 | 0 | 0 | 0 | 0 | 10.6491 | 11.9474 | 25.2463 | 0 | 0 | 0 | 0 | -76.7853 | 97.8859 | 130.9136 | 134.3115 | 0.42087 | 0.43174 | 0.42154 | 0.40469 | -32.317 | 42.2616 | 55.1848 | 54.354
4 | 25 | 21 | 528.4126 | 541.6401 | 558.4584 | 572.9049 | 0 | 0 | 0 | 0 | 343.7245 | 303.3633 | 298.7679 | 306.033 | 0 | 0 | 0 | 0 | 287.7213 | 169.3162 | 156.5176 | 146.0869 | 0 | 0 | 0 | 0 | 0 | 15.0197 | 2.6975 | 9.646 | 0 | 0 | 0 | 0 | -103.0332 | 53.9409 | 100.4754 | 111.1391 | 0.41808 | 0.42369 | 0.41303 | 0.4036 | -43.0763 | 22.8541 | 41.4997 | 44.8562
4 | 25 | 22 | 480.6716 | 493.2316 | 509.0825 | 522.6771 | 0 | 0 | 0 | 0 | 347.7036 | 302.0322 | 310.8906 | 315.7552 | 0 | 0 | 0 | 0 | 275.9598 | 160.1062 | 146.5732 | 135.4256 | 0 | 0 | 0 | 0 | 0 | 7.8274 | 5.7217 | 11.9813 | 0 | 0 | 0 | 0 | -142.9919 | 23.2657 | 45.897 | 59.515 | 0.41431 | 0.4215 | 0.41126 | 0.40084 | -59.2427 | 9.8065 | 18.8755 | 23.8559
4 | 25 | 23 | 435.3616 | 446.995 | 461.6034 | 474.1003 | 0 | 0 | 0 | 0 | 340.1984 | 320.3119 | 314.8109 | 322.0066 | 0 | 0 | 0 | 0 | 266.9545 | 151.7125 | 137.6478 | 125.9896 | 0 | 0 | 0 | 0 | 0 | 9.5741 | 19.3634 | 8.9645 | 0 | 0 | 0 | 0 | -171.7913 | -34.6034 | -10.2186 | 17.1397 | 0.41263 | 0.42045 | 0.41146 | 0.39726 | -70.887 | -14.5491 | -4.2045 | 6.8089
4 | 25 | 24 | 400.5976 | 409.705 | 421.3223 | 431.1291 | 0 | 0 | 0 | 0 | 328.0113 | 301.6086 | 320.9114 | 308.956 | 0 | 0 | 0 | 0 | 259.1699 | 142.6333 | 129.9963 | 119.728 | 0 | 0 | 0 | 0 | 0 | 4.0721 | 7.3405 | 7.7849 | 0 | 0 | 0 | 0 | -186.5836 | -38.6091 | -36.9259 | -5.3398 | 0.41183 | 0.4219 | 0.41161 | 0.39624 | -76.8399 | -16.289 | -15.199 | -2.1158
4 | 26 | 1 | 381.2667 | 387.8904 | 396.6033 | 403.7548 | 0 | 0 | 0 | 0 | 321.3714 | 314.8661 | 318.9783 | 312.074 | 0 | 0 | 0 | 0 | 232.4315 | 126.7167 | 114.8024 | 105.213 | 0 | 0 | 0 | 0 | 0 | 8.0922 | 6.467 | 7.4543 | 0 | 0 | 0 | 0 | -172.5363 | -61.7845 | -43.6444 | -20.9865 | 0.4113 | 0.42149 | 0.41495 | 0.39673 | -70.9641 | -26.0416 | -18.1102 | -8.3261
4 | 26 | 2 | 369.9886 | 374.659 | 381.1789 | 386.4099 | 0 | 0 | 0 | 0 | 309.5704 | 327.4481 | 312.2151 | 291.1103 | 0 | 0 | 0 | 0 | 211.0892 | 109.5756 | 98.9316 | 90.5429 | 0 | 0 | 0 | 0 | 0 | 5.0685 | 8.1312 | 2.6014 | 0 | 0 | 0 | 0 | -150.671 | -67.4332 | -38.099 | 2.1553 | 0.41115 | 0.42158 | 0.41337 | 0.39654 | -61.9484 | -28.4282 | -15.7488 | 0.85466
4 | 26 | 3 | 366.144 | 369.1149 | 373.7637 | 377.3656 | 0 | 0 | 0 | 0 | 302.4887 | 299.4118 | 287.4281 | 286.7439 | 0 | 0 | 0 | 0 | 207.5644 | 102.8827 | 93.9887 | 87.2798 | 0 | 0 | 0 | 0 | 0 | 13.8768 | 7.0164 | 0.1835 | 0 | 0 | 0 | 0 | -143.9092 | -47.0563 | -14.6696 | 3.1584 | 0.41121 | 0.42135 | 0.41593 | 0.39646 | -59.1763 | -19.827 | -6.1015 | 1.2522
4 | 26 | 4 | 373.7395 | 375.2912 | 378.4005 | 380.6262 | 0 | 0 | 0 | 0 | 313.8182 | 301.0992 | 287.0032 | 283.627 | 0 | 0 | 0 | 0 | 196.1737 | 103.9382 | 95.0041 | 88.2135 | 0 | 0 | 0 | 0 | 0 | 13.0613 | 5.2222 | -0.047055 | 0 | 0 | 0 | 0 | -136.2524 | -42.8074 | -8.8289 | 8.8327 | 0.41164 | 0.4221 | 0.41529 | 0.39674 | -56.0865 | -18.0688 | -3.6665 | 3.5042
4 | 26 | 5 | 399.7533 | 399.8068 | 401.3631 | 402.1787 | 0 | 0 | 0 | 0 | 334.2882 | 282.5186 | 275.1775 | 280.3812 | 0 | 0 | 0 | 0 | 179.8027 | 98.655 | 89.7135 | 82.9095 | 0 | 0 | 0 | 0 | 0 | 18.6414 | 12.9269 | 1.2688 | 0 | 0 | 0 | 0 | -114.3376 | -0.0081167 | 23.5452 | 37.6192 | 0.41274 | 0.42228 | 0.41522 | 0.39874 | -47.1916 | -0.0034275 | 9.7765 | 15.0005
4 | 26 | 6 | 441.4864 | 440.9989 | 442.1859 | 442.7022 | 0 | 0 | 0 | 0 | 334.0065 | 278.147 | 266.2518 | 271.3461 | 0 | 0 | 0 | 0 | 204.6493 | 123.1144 | 115.8424 | 110.5364 | 0 | 0 | 0 | 0 | 0 | 16.5202 | 10.1375 | 10.4522 | 0 | 0 | 0 | 0 | -97.1694 | 23.2174 | 49.9543 | 50.3676 | 0.41319 | 0.42246 | 0.41499 | 0.39779 | -40.1495 | 9.8084 | 20.7305 | 20.036
4 | 26 | 7 | 475.5963 | 474.4705 | 475.3022 | 475.7214 | 0 | 0 | 0 | 0 | 311.4552 | 246.9523 | 224.6657 | 229.2248 | 0 | 0 | 0 | 0 | 243.746 | 239.6324 | 229.9777 | 221.8322 | 0 | 0 | 0 | 0 | 0 | 0.83179 | -1.1359 | -0.3322 | 0 | 0 | 0 | 0 | -79.605 | -12.9461 | 21.7948 | 24.9966 | 0.41464 | 0.33736 | 0.33191 | 0.39149 | -33.0076 | -4.3675 | 7.2338 | 9.7858
4 | 26 | 8 | 493.4313 | 492.5838 | 494.2115 | 495.8178 | 0 | 0 | 0 | 0 | 271.9192 | 212.0888 | 211.938 | 208.7674 | 0 | 0 | 0 | 0 | 294.8145 | 353.7851 | 362.9229 | 371.3411 | 0 | 0 | 0 | 0 | 0 | -9.4983 | -8.7241 | 11.6353 | 0 | 0 | 0 | 0 | -73.3024 | -63.7918 | -71.9253 | -95.926 | 0.41395 | 0.28029 | 0.32029 | 0.31141 | -30.3432 | -17.8804 | -23.0368 | -29.8722
4 | 26 | 9 | 508.3798 | 508.5787 | 511.8227 | 515.3271 | 0 | 0 | 0 | 0 | 245.0372 | 208.0654 | 203.5581 | 200.8254 | 0 | 0 | 0 | 0 | 355.9299 | 433.7948 | 465.734 | 494.6944 | 0 | 0 | 0 | 0 | 0 | -10.9633 | -10.7015 | -23.7148 | 0 | 0 | 0 | 0 | -92.5873 | -122.3182 | -146.7678 | -156.4779 | 0.39087 | 0 | 0.0068178 | 0 | -36.1897 | 0 | -1.0006 | 0
4 | 26 | 10 | 523.6397 | 524.3508 | 528.1781 | 532.1315 | 0 | 0 | 0 | 0 | 231.4582 | 196.5659 | 200.1169 | 179.488 | 0 | 0 | 0 | 0 | 381.1549 | 472.5058 | 518.8644 | 560.8008 | 0 | 0 | 0 | 0 | 0 | -23.1169 | -15.2378 | -24.997 | 0 | 0 | 0 | 0 | -88.9734 | -121.604 | -175.5654 | -183.1603 | 0.39163 | 0 | 0 | 0 | -34.8443 | 0 | 0 | 0
4 | 26 | 11 | 531.5776 | 532.6385 | 536.5998 | 540.3226 | 0 | 0 | 0 | 0 | 231.6847 | 200.05 | 196.4409 | 184.2234 | 0 | 0 | 0 | 0 | 386.0135 | 498.0821 | 551.0831 | 598.8 | 0 | 0 | 0 | 0 | 0 | -24.2148 | -22.4697 | -25.809 | 0 | 0 | 0 | 0 | -86.1206 | -141.2788 | -188.4545 | -216.8918 | 0.38888 | 0 | 0 | 0 | -33.4908 | 0 | 0 | 0
4 | 26 | 12 | 541.021 | 542.6809 | 547.1334 | 551.0316 | 0 | 0 | 0 | 0 | 227.798 | 192.6254 | 197.1346 | 174.7138 | 0 | 0 | 0 | 0 | 383.0826 | 506.7118 | 564.2936 | 616.0919 | 0 | 0 | 0 | 0 | 0 | -24.9294 | -27.6041 | -25.5972 | 0 | 0 | 0 | 0 | -69.8597 | -131.7269 | -186.6908 | -214.1768 | 0.38632 | 0 | 0 | 0 | -26.988 | 0 | 0 | 0
4 | 26 | 13 | 544.3325 | 547.1321 | 552.7764 | 557.6315 | 0 | 0 | 0 | 0 | 217.9335 | 200.3211 | 196.9604 | 174.7154 | 0 | 0 | 0 | 0 | 377.5435 | 499.0695 | 556.2089 | 607.6021 | 0 | 0 | 0 | 0 | 0 | -24.3225 | -27.0277 | -27.1342 | 0 | 0 | 0 | 0 | -51.1444 | -127.9361 | -173.3651 | -197.5518 | 0.38495 | 0 | 0 | 0 | -19.6882 | 0 | 0 | 0
4 | 26 | 14 | 546.0451 | 549.8018 | 556.5391 | 562.3969 | 0 | 0 | 0 | 0 | 223.05 | 201.4013 | 197.335 | 174.7138 | 0 | 0 | 0 | 0 | 382.549 | 497.319 | 555.253 | 607.4565 | 0 | 0 | 0 | 0 | 0 | -24.3123 | -25.1264 | -21.1017 | 0 | 0 | 0 | 0 | -59.5539 | -124.6062 | -170.9225 | -198.6717 | 0.38305 | 0 | 0 | 0 | -22.8119 | 0 | 0 | 0
4 | 26 | 15 | 545.0679 | 549.7853 | 557.5529 | 564.2937 | 0 | 0 | 0 | 0 | 225.601 | 201.0921 | 200.0101 | 174.7462 | 0 | 0 | 0 | 0 | 382.0337 | 488.3564 | 538.0562 | 582.7428 | 0 | 0 | 0 | 0 | 0 | -23.24 | -21.8491 | -19.5198 | 0 | 0 | 0 | 0 | -62.5668 | -116.4233 | -158.6643 | -173.6754 | 0.38528 | 0 | 0 | 0 | -24.1059 | 0 | 0 | 0
4 | 26 | 16 | 537.6013 | 544.2237 | 554.0705 | 562.669 | 0 | 0 | 0 | 0 | 241.9318 | 212.1965 | 208.8029 | 186.5785 | 0 | 0 | 0 | 0 | 359.3464 | 458.5672 | 497.5549 | 532.6151 | 0 | 0 | 0 | 0 | 0 | -12.4087 | -3.6325 | -12.2715 | 0 | 0 | 0 | 0 | -63.677 | -114.1313 | -148.6548 | -144.2531 | 0.41156 | 0 | 0.007326 | 0 | -26.2066 | 0 | -1.089 | 0
4 | 26 | 17 | 527.379 | 535.9212 | 547.8121 | 558.1915 | 0 | 0 | 0 | 0 | 266.4292 | 212.7757 | 213.0054 | 214.0634 | 0 | 0 | 0 | 0 | 307.8069 | 393.3158 | 415.6352 | 435.9406 | 0 | 0 | 0 | 0 | 0 | -1.4842 | -0.55054 | 7.6349 | 0 | 0 | 0 | 0 | -46.8571 | -68.6859 | -80.2779 | -99.4474 | 0.40997 | 0.23762 | 0.31375 | 0.26988 | -19.2101 | -16.3211 | -25.1869 | -26.8393
4 | 26 | 18 | 514.8762 | 525.3832 | 539.3849 | 551.6371 | 0 | 0 | 0 | 0 | 307.9198 | 249.7023 | 222.2379 | 261.3484 | 0 | 0 | 0 | 0 | 237.1257 | 260.1624 | 265.8895 | 271.7963 | 0 | 0 | 0 | 0 | 0 | -3.4989 | -1.6766 | 2.709 | 0 | 0 | 0 | 0 | -30.1693 | 19.0174 | 52.9341 | 15.7834 | 0.41329 | 0.42469 | 0.41897 | 0.40593 | -12.4686 | 8.0766 | 22.1777 | 6.4069
4 | 26 | 19 | 525.7335 | 537.4703 | 552.8342 | 566.2329 | 0 | 0 | 0 | 0 | 339.6128 | 284.5256 | 269.8903 | 283.8407 | 0 | 0 | 0 | 0 | 193.9888 | 159.7479 | 161.5133 | 164.3723 | 0 | 0 | 0 | 0 | 0 | 7.9521 | 16.9986 | 13.3662 | 0 | 0 | 0 | 0 | -7.8681 | 85.2447 | 104.4321 | 104.6536 | 0.4157 | 0.42239 | 0.41303 | 0.40197 | -3.2708 | 36.0063 | 43.1333 | 42.0671
4 | 26 | 20 | 553.7337 | 567.1903 | 584.4746 | 599.4399 | 0 | 0 | 0 | 0 | 336.2401 | 293.638 | 288.552 | 296.4943 | 0 | 0 | 0 | 0 | 185.4123 | 104.2638 | 109.9112 | 116.687 | 0 | 0 | 0 | 0 | 0 | 10.6491 | 11.9474 | 25.2463 | 0 | 0 | 0 | 0 | 32.0812 | 158.6393 | 174.0641 | 161.0122 | 0.42087 | 0.43174 | 0.42154 | 0.40469 | 13.5022 | 68.4915 | 73.3743 | 65.1595
4 | 26 | 21 | 526.2717 | 539.4298 | 556.1628 | 570.5359 | 0 | 0 | 0 | 0 | 343.7245 | 303.3633 | 298.7679 | 306.033 | 0 | 0 | 0 | 0 | 183.1554 | 110.2134 | 115.1737 | 121.2955 | 0 | 0 | 0 | 0 | 0 | 15.0197 | 2.6975 | 9.646 | 0 | 0 | 0 | 0 | -0.60823 | 110.8333 | 139.5237 | 133.5614 | 0.41808 | 0.42369 | 0.41303 | 0.4036 | -0.25429 | 46.9588 | 57.628 | 53.906
4 | 26 | 22 | 479.0438 | 491.551 | 507.3371 | 520.8758 | 0 | 0 | 0 | 0 | 347.7036 | 302.0322 | 310.8906 | 315.7552 | 0 | 0 | 0 | 0 | 174.3321 | 103.0183 | 105.9699 | 110.1442 | 0 | 0 | 0 | 0 | 0 | 7.8274 | 5.7217 | 11.9813 | 0 | 0 | 0 | 0 | -42.992 | 78.6731 | 84.755 | 82.9951 | 0.41431 | 0.4215 | 0.41126 | 0.40084 | -17.8119 | 33.1606 | 34.8562 | 33.2676
4 | 26 | 23 | 429.3281 | 440.7659 | 455.134 | 467.4239 | 0 | 0 | 0 | 0 | 340.1984 | 320.3119 | 314.8109 | 322.0066 | 0 | 0 | 0 | 0 | 152.9447 | 81.3292 | 78.3326 | 76.7814 | 0 | 0 | 0 | 0 | 0 | 9.5741 | 19.3634 | 8.9645 | 0 | 0 | 0 | 0 | -63.815 | 29.5507 | 42.6271 | 59.6714 | 0.41263 | 0.42045 | 0.41146 | 0.39726 | -26.3322 | 12.4247 | 17.5392 | 23.7051
4 | 26 | 24 | 403.057 | 412.2442 | 423.9594 | 433.8506 | 0 | 0 | 0 | 0 | 328.0113 | 301.6086 | 320.9114 | 308.956 | 0 | 0 | 0 | 0 | 149.623 | 66.4666 | 62.6245 | 60.2738 | 0 | 0 | 0 | 0 | 0 | 4.0721 | 7.3405 | 7.7849 | 0 | 0 | 0 | 0 | -74.5772 | 40.0968 | 33.0829 | 56.8359 | 0.41183 | 0.4219 | 0.41161 | 0.39624 | -30.7128 | 16.9167 | 13.6172 | 22.5207
4 | 27 | 1 | 386.6986 | 393.4985 | 402.4276 | 409.7656 | 0 | 0 | 0 | 0 | 321.3714 | 314.8661 | 318.9783 | 312.074 | 0 | 0 | 0 | 0 | 143.7627 | 61.0725 | 58.1524 | 56.6796 | 0 | 0 | 0 | 0 | 0 | 8.0922 | 6.467 | 7.4543 | 0 | 0 | 0 | 0 | -78.4356 | 9.4678 | 18.8299 | 33.5576 | 0.4113 | 0.42149 | 0.41495 | 0.39673 | -32.2605 | 3.9906 | 7.8135 | 13.3135
4 | 27 | 2 | 368.2192 | 372.8323 | 379.2817 | 384.452 | 0 | 0 | 0 | 0 | 309.5704 | 327.4481 | 312.2151 | 291.1103 | 0 | 0 | 0 | 0 | 117.6381 | 66.9036 | 61.8722 | 58.3455 | 0 | 0 | 0 | 0 | 0 | 5.0685 | 8.1312 | 2.6014 | 0 | 0 | 0 | 0 | -58.9893 | -26.5879 | -2.9367 | 32.3948 | 0.41115 | 0.42158 | 0.41337 | 0.39654 | -24.2534 | -11.2088 | -1.2139 | 12.8457
4 | 27 | 3 | 361.6852 | 364.5116 | 368.9828 | 372.4317 | 0 | 0 | 0 | 0 | 302.4887 | 299.4118 | 287.4281 | 286.7439 | 0 | 0 | 0 | 0 | 96.589 | 69.9562 | 62.8791 | 57.3784 | 0 | 0 | 0 | 0 | 0 | 13.8768 | 7.0164 | 0.1835 | 0 | 0 | 0 | 0 | -37.3925 | -18.7332 | 11.6592 | 28.1259 | 0.41121 | 0.42135 | 0.41593 | 0.39646 | -15.376 | -7.8932 | 4.8494 | 11.1509
4 | 27 | 4 | 375.2612 | 376.8622 | 380.0321 | 382.31 | 0 | 0 | 0 | 0 | 313.8182 | 301.0992 | 287.0032 | 283.627 | 0 | 0 | 0 | 0 | 92.2927 | 71.5272 | 63.9538 | 57.9971 | 0 | 0 | 0 | 0 | 0 | 13.0613 | 5.2222 | -0.047055 | 0 | 0 | 0 | 0 | -30.8498 | -8.8254 | 23.853 | 40.7329 | 0.41164 | 0.4221 | 0.41529 | 0.39674 | -12.6989 | -3.7252 | 9.9059 | 16.1602
4 | 27 | 5 | 402.0181 | 402.145 | 403.7915 | 404.6848 | 0 | 0 | 0 | 0 | 334.2882 | 282.5186 | 275.1775 | 280.3812 | 0 | 0 | 0 | 0 | 87.8535 | 71.1823 | 63.9638 | 58.3144 | 0 | 0 | 0 | 0 | 0 | 18.6414 | 12.9269 | 1.2688 | 0 | 0 | 0 | 0 | -20.1236 | 29.8028 | 51.7233 | 64.7205 | 0.41274 | 0.42228 | 0.41522 | 0.39874 | -8.3058 | 12.5852 | 21.4767 | 25.8069
4 | 27 | 6 | 430.6403 | 429.8011 | 430.5562 | 430.7003 | 0 | 0 | 0 | 0 | 334.0065 | 278.147 | 266.2518 | 271.3461 | 0 | 0 | 0 | 0 | 113.7113 | 112.3439 | 104.002 | 97.102 | 0 | 0 | 0 | 0 | 0 | 16.5202 | 10.1375 | 10.4522 | 0 | 0 | 0 | 0 | -17.0776 | 22.79 | 50.1648 | 51.8001 | 0.41319 | 0.42246 | 0.41499 | 0.39779 | -7.0563 | 9.6279 | 20.8179 | 20.6058
4 | 27 | 7 | 473.0308 | 471.8217 | 472.5513 | 472.8825 | 0 | 0 | 0 | 0 | 311.4552 | 246.9523 | 224.6657 | 229.2248 | 0 | 0 | 0 | 0 | 174.5317 | 221.8903 | 214.2245 | 207.418 | 0 | 0 | 0 | 0 | 0 | 0.83179 | -1.1359 | -0.3322 | 0 | 0 | 0 | 0 | -12.9562 | 2.1474 | 34.797 | 36.5718 | 0.41464 | 0.33736 | 0.33191 | 0.39149 | -5.3722 | 0.72443 | 11.5493 | 14.3174
4 | 27 | 8 | 494.8645 | 494.0634 | 495.7483 | 497.4037 | 0 | 0 | 0 | 0 | 271.9192 | 212.0888 | 211.938 | 208.7674 | 0 | 0 | 0 | 0 | 234.6474 | 331.3605 | 343.2332 | 353.6923 | 0 | 0 | 0 | 0 | 0 | -9.4983 | -8.7241 | 11.6353 | 0 | 0 | 0 | 0 | -11.7021 | -39.8875 | -50.6988 | -76.6913 | 0.41395 | 0.28029 | 0.32029 | 0.31141 | -4.844 | -11.1802 | -16.2382 | -23.8824
4 | 27 | 9 | 517.3505 | 517.8402 | 521.4415 | 525.2536 | 0 | 0 | 0 | 0 | 245.0372 | 208.0654 | 203.5581 | 200.8254 | 0 | 0 | 0 | 0 | 284.6221 | 410.3221 | 440.8578 | 467.9395 | 0 | 0 | 0 | 0 | 0 | -10.9633 | -10.7015 | -23.7148 | 0 | 0 | 0 | 0 | -12.3088 | -89.584 | -112.2728 | -119.7965 | 0.39087 | 0 | 0.0068178 | 0 | -4.8112 | 0 | -0.76546 | 0
4 | 27 | 10 | 539.7585 | 540.9923 | 545.4614 | 549.9679 | 0 | 0 | 0 | 0 | 231.4582 | 196.5659 | 200.1169 | 179.488 | 0 | 0 | 0 | 0 | 321.3124 | 460.5491 | 504.5097 | 543.6121 | 0 | 0 | 0 | 0 | 0 | -23.1169 | -15.2378 | -24.997 | 0 | 0 | 0 | 0 | -13.0121 | -93.0058 | -143.9273 | -148.1352 | 0.39163 | 0 | 0 | 0 | -5.0959 | 0 | 0 | 0
4 | 27 | 11 | 555.1808 | 557.007 | 561.9082 | 566.4409 | 0 | 0 | 0 | 0 | 231.6847 | 200.05 | 196.4409 | 184.2234 | 0 | 0 | 0 | 0 | 342.3925 | 489.5507 | 539.9646 | 584.8023 | 0 | 0 | 0 | 0 | 0 | -24.2148 | -22.4697 | -25.809 | 0 | 0 | 0 | 0 | -18.8965 | -108.3788 | -152.0276 | -176.7757 | 0.38888 | 0 | 0 | 0 | -7.3485 | 0 | 0 | 0
4 | 27 | 12 | 565.2257 | 567.6706 | 573.0869 | 577.8157 | 0 | 0 | 0 | 0 | 227.798 | 192.6254 | 197.1346 | 174.7138 | 0 | 0 | 0 | 0 | 357.3702 | 502.8295 | 557.6369 | 606.4197 | 0 | 0 | 0 | 0 | 0 | -24.9294 | -27.6041 | -25.5972 | 0 | 0 | 0 | 0 | -19.9425 | -102.8549 | -154.0806 | -177.7207 | 0.38632 | 0 | 0 | 0 | -7.7041 | 0 | 0 | 0
4 | 27 | 13 | 577.8441 | 581.7304 | 588.7091 | 594.714 | 0 | 0 | 0 | 0 | 217.9335 | 200.3211 | 196.9604 | 174.7154 | 0 | 0 | 0 | 0 | 362.9873 | 504.0976 | 558.1344 | 606.158 | 0 | 0 | 0 | 0 | 0 | -24.3225 | -27.0277 | -27.1342 | 0 | 0 | 0 | 0 | -3.0767 | -98.3659 | -139.358 | -159.0251 | 0.38495 | 0 | 0 | 0 | -1.1844 | 0 | 0 | 0
4 | 27 | 14 | 584.5639 | 589.5697 | 597.8408 | 605.0203 | 0 | 0 | 0 | 0 | 223.05 | 201.4013 | 197.335 | 174.7138 | 0 | 0 | 0 | 0 | 361.2137 | 493.9352 | 544.5273 | 589.4469 | 0 | 0 | 0 | 0 | 0 | -24.3123 | -25.1264 | -21.1017 | 0 | 0 | 0 | 0 | 0.30023 | -81.4545 | -118.8951 | -138.0387 | 0.38305 | 0 | 0 | 0 | 0.115 | 0 | 0 | 0
4 | 27 | 15 | 586.1877 | 592.2385 | 601.6435 | 609.7952 | 0 | 0 | 0 | 0 | 225.601 | 201.0921 | 200.0101 | 174.7462 | 0 | 0 | 0 | 0 | 351.1671 | 473.995 | 517.6822 | 556.3801 | 0 | 0 | 0 | 0 | 0 | -23.24 | -21.8491 | -19.5198 | 0 | 0 | 0 | 0 | 9.4196 | -59.6087 | -94.1997 | -101.8112 | 0.38528 | 0 | 0 | 0 | 3.6292 | 0 | 0 | 0
4 | 27 | 16 | 580.8973 | 588.9237 | 600.4946 | 610.5787 | 0 | 0 | 0 | 0 | 241.9318 | 212.1965 | 208.8029 | 186.5785 | 0 | 0 | 0 | 0 | 321.0276 | 429.1998 | 461.1583 | 489.3612 | 0 | 0 | 0 | 0 | 0 | -12.4087 | -3.6325 | -12.2715 | 0 | 0 | 0 | 0 | 17.938 | -40.0638 | -65.834 | -53.0895 | 0.41156 | 0 | 0.007326 | 0 | 7.3825 | 0 | -0.4823 | 0
4 | 27 | 17 | 565.7916 | 575.5796 | 589 | 600.6974 | 0 | 0 | 0 | 0 | 266.4292 | 212.7757 | 213.0054 | 214.0634 | 0 | 0 | 0 | 0 | 261.1793 | 346.1174 | 361.3077 | 374.6126 | 0 | 0 | 0 | 0 | 0 | -1.4842 | -0.55054 | 7.6349 | 0 | 0 | 0 | 0 | 38.1832 | 18.1708 | 15.2375 | 4.3865 | 0.40997 | 0.23762 | 0.31375 | 0.26988 | 15.654 | 4.3177 | 4.7807 | 1.1838
4 | 27 | 18 | 548.1932 | 559.7805 | 575.1089 | 588.5043 | 0 | 0 | 0 | 0 | 307.9198 | 249.7023 | 222.2379 | 261.3484 | 0 | 0 | 0 | 0 | 168.0719 | 210.3581 | 208.1961 | 206.3444 | 0 | 0 | 0 | 0 | 0 | -3.4989 | -1.6766 | 2.709 | 0 | 0 | 0 | 0 | 72.2015 | 103.219 | 146.3516 | 118.1024 | 0.41329 | 0.42469 | 0.41897 | 0.40593 | 29.84 | 43.8364 | 61.3165 | 47.9411
4 | 27 | 19 | 547.4788 | 559.9208 | 576.1506 | 590.2954 | 0 | 0 | 0 | 0 | 339.6128 | 284.5256 | 269.8903 | 283.8407 | 0 | 0 | 0 | 0 | 141.2908 | 119.0033 | 115.5903 | 113.2494 | 0 | 0 | 0 | 0 | 0 | 7.9521 | 16.9986 | 13.3662 | 0 | 0 | 0 | 0 | 66.5753 | 148.4398 | 173.6714 | 179.839 | 0.4157 | 0.42239 | 0.41303 | 0.40197 | 27.6751 | 62.6992 | 71.731 | 72.289
4 | 27 | 20 | 565.1283 | 578.9545 | 596.6925 | 612.0487 | 0 | 0 | 0 | 0 | 336.2401 | 293.638 | 288.552 | 296.4943 | 0 | 0 | 0 | 0 | 126.5857 | 89.9074 | 86.1018 | 83.58 | 0 | 0 | 0 | 0 | 0 | 10.6491 | 11.9474 | 25.2463 | 0 | 0 | 0 | 0 | 102.3024 | 184.7599 | 210.0913 | 206.7281 | 0.42087 | 0.43174 | 0.42154 | 0.40469 | 43.0565 | 79.7688 | 88.5611 | 83.66
4 | 27 | 21 | 543.7883 | 557.5144 | 574.945 | 589.9191 | 0 | 0 | 0 | 0 | 343.7245 | 303.3633 | 298.7679 | 306.033 | 0 | 0 | 0 | 0 | 125.9806 | 98.7904 | 93.2278 | 89.0155 | 0 | 0 | 0 | 0 | 0 | 15.0197 | 2.6975 | 9.646 | 0 | 0 | 0 | 0 | 74.0832 | 140.341 | 180.2517 | 185.2245 | 0.41808 | 0.42369 | 0.41303 | 0.4036 | 30.9728 | 59.4608 | 74.4501 | 74.7574
4 | 27 | 22 | 500.2937 | 513.49 | 530.1223 | 544.3901 | 0 | 0 | 0 | 0 | 347.7036 | 302.0322 | 310.8906 | 315.7552 | 0 | 0 | 0 | 0 | 118.82 | 98.919 | 92.4433 | 87.3091 | 0 | 0 | 0 | 0 | 0 | 7.8274 | 5.7217 | 11.9813 | 0 | 0 | 0 | 0 | 33.77 | 104.7114 | 121.0667 | 129.3446 | 0.41431 | 0.4215 | 0.41126 | 0.40084 | 13.9912 | 44.1357 | 49.7896 | 51.8462
4 | 27 | 23 | 456.5231 | 468.8427 | 484.2938 | 497.5167 | 0 | 0 | 0 | 0 | 340.1984 | 320.3119 | 314.8109 | 322.0066 | 0 | 0 | 0 | 0 | 115.8262 | 89.9563 | 81.254 | 73.9569 | 0 | 0 | 0 | 0 | 0 | 9.5741 | 19.3634 | 8.9645 | 0 | 0 | 0 | 0 | 0.49849 | 49.0005 | 68.8656 | 92.5888 | 0.41263 | 0.42045 | 0.41146 | 0.39726 | 0.20569 | 20.6024 | 28.3351 | 36.7819
4 | 27 | 24 | 417.3003 | 426.9493 | 439.2317 | 449.6116 | 0 | 0 | 0 | 0 | 328.0113 | 301.6086 | 320.9114 | 308.956 | 0 | 0 | 0 | 0 | 110.136 | 82.6721 | 73.0849 | 64.9273 | 0 | 0 | 0 | 0 | 0 | 4.0721 | 7.3405 | 7.7849 | 0 | 0 | 0 | 0 | -20.847 | 38.5965 | 37.8949 | 67.9435 | 0.41183 | 0.4219 | 0.41161 | 0.39624 | -8.5853 | 16.2837 | 15.5978 | 26.922
4 | 28 | 1 | 388.9103 | 395.7819 | 404.7991 | 412.2129 | 0 | 0 | 0 | 0 | 321.3714 | 314.8661 | 318.9783 | 312.074 | 0 | 0 | 0 | 0 | 95.3255 | 79.4707 | 70.0895 | 62.1082 | 0 | 0 | 0 | 0 | 0 | 8.0922 | 6.467 | 7.4543 | 0 | 0 | 0 | 0 | -27.7867 | -6.6471 | 9.2643 | 30.5764 | 0.4113 | 0.42149 | 0.41495 | 0.39673 | -11.4286 | -2.8017 | 3.8442 | 12.1307
4 | 28 | 2 | 373.9166 | 378.7144 | 385.3907 | 390.7564 | 0 | 0 | 0 | 0 | 309.5704 | 327.4481 | 312.2151 | 291.1103 | 0 | 0 | 0 | 0 | 83.3885 | 79.8142 | 71.316 | 64.1617 | 0 | 0 | 0 | 0 | 0 | 5.0685 | 8.1312 | 2.6014 | 0 | 0 | 0 | 0 | -19.0424 | -33.6165 | -6.2716 | 32.883 | 0.41115 | 0.42158 | 0.41337 | 0.39654 | -7.8293 | -14.1719 | -2.5924 | 13.0393
4 | 28 | 3 | 364.5869 | 367.5074 | 372.0942 | 375.6427 | 0 | 0 | 0 | 0 | 302.4887 | 299.4118 | 287.4281 | 286.7439 | 0 | 0 | 0 | 0 | 77.4538 | 76.6681 | 68.8423 | 62.3321 | 0 | 0 | 0 | 0 | 0 | 13.8768 | 7.0164 | 0.1835 | 0 | 0 | 0 | 0 | -15.3556 | -22.4492 | 8.8074 | 26.3832 | 0.41121 | 0.42135 | 0.41593 | 0.39646 | -6.3143 | -9.4589 | 3.6632 | 10.46
4 | 28 | 4 | 362.8226 | 364.0203 | 366.6949 | 368.546 | 0 | 0 | 0 | 0 | 313.8182 | 301.0992 | 287.0032 | 283.627 | 0 | 0 | 0 | 0 | 71.2368 | 66.0563 | 58.9576 | 53.1512 | 0 | 0 | 0 | 0 | 0 | 13.0613 | 5.2222 | -0.047055 | 0 | 0 | 0 | 0 | -22.2324 | -16.1964 | 15.512 | 31.8148 | 0.41164 | 0.4221 | 0.41529 | 0.39674 | -9.1517 | -6.8364 | 6.442 | 12.6221
4 | 28 | 5 | 370.3644 | 369.4648 | 369.8508 | 369.6581 | 0 | 0 | 0 | 0 | 334.2882 | 282.5186 | 275.1775 | 280.3812 | 0 | 0 | 0 | 0 | 65.7806 | 63.6196 | 57.152 | 51.9605 | 0 | 0 | 0 | 0 | 0 | 18.6414 | 12.9269 | 1.2688 | 0 | 0 | 0 | 0 | -29.7045 | 4.6853 | 24.5944 | 36.0477 | 0.41274 | 0.42228 | 0.41522 | 0.39874 | -12.2602 | 1.9785 | 10.2122 | 14.3738
4 | 28 | 6 | 373.5963 | 370.9073 | 369.3909 | 367.5778 | 0 | 0 | 0 | 0 | 334.0065 | 278.147 | 266.2518 | 271.3461 | 0 | 0 | 0 | 0 | 91.5257 | 93.1485 | 85.5184 | 79.0755 | 0 | 0 | 0 | 0 | 0 | 16.5202 | 10.1375 | 10.4522 | 0 | 0 | 0 | 0 | -51.9359 | -16.9084 | 7.4832 | 6.704 | 0.41319 | 0.42246 | 0.41499 | 0.39779 | -21.4595 | -7.1431 | 3.1055 | 2.6668
4 | 28 | 7 | 396.8778 | 393.1992 | 390.8964 | 388.6146 | 0 | 0 | 0 | 0 | 311.4552 | 246.9523 | 224.6657 | 229.2248 | 0 | 0 | 0 | 0 | 153.1206 | 199.9115 | 194.6349 | 189.9527 | 0 | 0 | 0 | 0 | 0 | 0.83179 | -1.1359 | -0.3322 | 0 | 0 | 0 | 0 | -67.6981 | -54.4963 | -27.2683 | -30.2307 | 0.41464 | 0.33736 | 0.33191 | 0.39149 | -28.0705 | -18.3848 | -9.0505 | -11.8349
4 | 28 | 8 | 429.6992 | 426.7849 | 425.8749 | 425.2944 | 0 | 0 | 0 | 0 | 271.9192 | 212.0888 | 211.938 | 208.7674 | 0 | 0 | 0 | 0 | 208.1061 | 303.9322 | 318.2575 | 331.0404 | 0 | 0 | 0 | 0 | 0 | -9.4983 | -8.7241 | 11.6353 | 0 | 0 | 0 | 0 | -50.3261 | -79.7378 | -95.5965 | -126.1487 | 0.41395 | 0.28029 | 0.32029 | 0.31141 | -20.8323 | -22.35 | -30.6184 | -39.2838
4 | 28 | 9 | 457.8117 | 456.3707 | 457.6012 | 459.3704 | 0 | 0 | 0 | 0 | 245.0372 | 208.0654 | 203.5581 | 200.8254 | 0 | 0 | 0 | 0 | 255.0871 | 388.194 | 420.6538 | 449.6106 | 0 | 0 | 0 | 0 | 0 | -10.9633 | -10.7015 | -23.7148 | 0 | 0 | 0 | 0 | -42.3126 | -128.9253 | -155.9092 | -167.3508 | 0.39087 | 0 | 0.0068178 | 0 | -16.5388 | 0 | -1.063 | 0
4 | 28 | 10 | 480.7505 | 480.0708 | 482.1903 | 484.6721 | 0 | 0 | 0 | 0 | 231.4582 | 196.5659 | 200.1169 | 179.488 | 0 | 0 | 0 | 0 | 286.8763 | 446.7764 | 491.9291 | 532.2509 | 0 | 0 | 0 | 0 | 0 | -23.1169 | -15.2378 | -24.997 | 0 | 0 | 0 | 0 | -37.5839 | -140.1546 | -194.6179 | -202.0698 | 0.39163 | 0 | 0 | 0 | -14.7188 | 0 | 0 | 0
4 | 28 | 11 | 496.7567 | 496.6884 | 499.2631 | 501.7912 | 0 | 0 | 0 | 0 | 231.6847 | 200.05 | 196.4409 | 184.2234 | 0 | 0 | 0 | 0 | 311.2122 | 490.6124 | 542.2365 | 588.3252 | 0 | 0 | 0 | 0 | 0 | -24.2148 | -22.4697 | -25.809 | 0 | 0 | 0 | 0 | -46.1402 | -169.7592 | -216.9445 | -244.9484 | 0.38888 | 0 | 0 | 0 | -17.9431 | 0 | 0 | 0
4 | 28 | 12 | 508.2349 | 508.8316 | 511.9785 | 514.7518 | 0 | 0 | 0 | 0 | 227.798 | 192.6254 | 197.1346 | 174.7138 | 0 | 0 | 0 | 0 | 324.6096 | 508.2679 | 562.2854 | 610.5431 | 0 | 0 | 0 | 0 | 0 | -24.9294 | -27.6041 | -25.5972 | 0 | 0 | 0 | 0 | -44.1728 | -167.1322 | -219.8374 | -244.9079 | 0.38632 | 0 | 0 | 0 | -17.0647 | 0 | 0 | 0
4 | 28 | 13 | 517.5622 | 519.4937 | 524.072 | 528.0085 | 0 | 0 | 0 | 0 | 217.9335 | 200.3211 | 196.9604 | 174.7154 | 0 | 0 | 0 | 0 | 325.3027 | 512.4282 | 566.3668 | 614.6265 | 0 | 0 | 0 | 0 | 0 | -24.3225 | -27.0277 | -27.1342 | 0 | 0 | 0 | 0 | -25.674 | -168.9331 | -212.2275 | -234.1992 | 0.38495 | 0 | 0 | 0 | -9.8833 | 0 | 0 | 0
4 | 28 | 14 | 526.7768 | 529.9087 | 535.8787 | 541.0754 | 0 | 0 | 0 | 0 | 223.05 | 201.4013 | 197.335 | 174.7138 | 0 | 0 | 0 | 0 | 314.1323 | 494.0537 | 545.5219 | 591.6986 | 0 | 0 | 0 | 0 | 0 | -24.3123 | -25.1264 | -21.1017 | 0 | 0 | 0 | 0 | -10.4054 | -141.234 | -181.8518 | -204.2353 | 0.38305 | 0 | 0 | 0 | -3.9858 | 0 | 0 | 0
4 | 28 | 15 | 534.0448 | 538.4047 | 545.7334 | 552.096 | 0 | 0 | 0 | 0 | 225.601 | 201.0921 | 200.0101 | 174.7462 | 0 | 0 | 0 | 0 | 295.3413 | 461.2055 | 506.6133 | 547.4872 | 0 | 0 | 0 | 0 | 0 | -23.24 | -21.8491 | -19.5198 | 0 | 0 | 0 | 0 | 13.1026 | -100.653 | -139.0409 | -150.6175 | 0.38528 | 0 | 0 | 0 | 5.0482 | 0 | 0 | 0
4 | 28 | 16 | 537.3359 | 543.9496 | 553.7859 | 562.3753 | 0 | 0 | 0 | 0 | 241.9318 | 212.1965 | 208.8029 | 186.5785 | 0 | 0 | 0 | 0 | 269.9149 | 414.3399 | 448.5618 | 479.4675 | 0 | 0 | 0 | 0 | 0 | -12.4087 | -3.6325 | -12.2715 | 0 | 0 | 0 | 0 | 25.4891 | -70.178 | -99.9463 | -91.3992 | 0.41156 | 0 | 0.007326 | 0 | 10.4902 | 0 | -0.7322 | 0
4 | 28 | 17 | 537.4289 | 546.2971 | 558.5881 | 569.3123 | 0 | 0 | 0 | 0 | 266.4292 | 212.7757 | 213.0054 | 214.0634 | 0 | 0 | 0 | 0 | 230.7247 | 324.7924 | 342.7587 | 359.2926 | 0 | 0 | 0 | 0 | 0 | -1.4842 | -0.55054 | 7.6349 | 0 | 0 | 0 | 0 | 40.275 | 10.2132 | 3.3746 | -11.6786 | 0.40997 | 0.23762 | 0.31375 | 0.26988 | 16.5117 | 2.4269 | 1.0588 | -3.1519
4 | 28 | 18 | 529.5619 | 540.545 | 555.1316 | 567.8877 | 0 | 0 | 0 | 0 | 307.9198 | 249.7023 | 222.2379 | 261.3484 | 0 | 0 | 0 | 0 | 185.2112 | 210.2675 | 213.2361 | 216.8498 | 0 | 0 | 0 | 0 | 0 | -3.4989 | -1.6766 | 2.709 | 0 | 0 | 0 | 0 | 36.4308 | 84.0741 | 121.3342 | 86.9804 | 0.41329 | 0.42469 | 0.41897 | 0.40593 | 15.0564 | 35.7057 | 50.835 | 35.3078
4 | 28 | 19 | 526.972 | 538.749 | 554.1622 | 567.6034 | 0 | 0 | 0 | 0 | 339.6128 | 284.5256 | 269.8903 | 283.8407 | 0 | 0 | 0 | 0 | 177.8591 | 136.074 | 130.2151 | 126.1028 | 0 | 0 | 0 | 0 | 0 | 7.9521 | 16.9986 | 13.3662 | 0 | 0 | 0 | 0 | 9.5001 | 110.1973 | 137.0583 | 144.2936 | 0.4157 | 0.42239 | 0.41303 | 0.40197 | 3.9492 | 46.546 | 56.6088 | 58.001
4 | 28 | 20 | 539.9327 | 552.9418 | 569.6766 | 584.1683 | 0 | 0 | 0 | 0 | 336.2401 | 293.638 | 288.552 | 296.4943 | 0 | 0 | 0 | 0 | 197.6216 | 121.9458 | 118.1375 | 116.2147 | 0 | 0 | 0 | 0 | 0 | 10.6491 | 11.9474 | 25.2463 | 0 | 0 | 0 | 0 | 6.071 | 126.7089 | 151.0397 | 146.213 | 0.42087 | 0.43174 | 0.42154 | 0.40469 | 2.5551 | 54.7057 | 63.6687 | 59.1704
4 | 28 | 21 | 520.5743 | 533.5477 | 550.0539 | 564.2315 | 0 | 0 | 0 | 0 | 343.7245 | 303.3633 | 298.7679 | 306.033 | 0 | 0 | 0 | 0 | 202.9317 | 115.4035 | 115.9421 | 118.091 | 0 | 0 | 0 | 0 | 0 | 15.0197 | 2.6975 | 9.646 | 0 | 0 | 0 | 0 | -26.0819 | 99.7612 | 132.6463 | 130.4615 | 0.41808 | 0.42369 | 0.41303 | 0.4036 | -10.9043 | 42.2677 | 54.7874 | 52.6548
4 | 28 | 22 | 484.2103 | 496.885 | 512.8769 | 526.5928 | 0 | 0 | 0 | 0 | 347.7036 | 302.0322 | 310.8906 | 315.7552 | 0 | 0 | 0 | 0 | 189.1995 | 105.8932 | 106.6598 | 108.9348 | 0 | 0 | 0 | 0 | 0 | 7.8274 | 5.7217 | 11.9813 | 0 | 0 | 0 | 0 | -52.6928 | 81.1322 | 89.6048 | 89.9216 | 0.41431 | 0.4215 | 0.41126 | 0.40084 | -21.8311 | 34.1971 | 36.8507 | 36.044
4 | 28 | 23 | 442.8106 | 454.6856 | 469.5906 | 482.343 | 0 | 0 | 0 | 0 | 340.1984 | 320.3119 | 314.8109 | 322.0066 | 0 | 0 | 0 | 0 | 177.4042 | 96.9754 | 97.2356 | 99.0104 | 0 | 0 | 0 | 0 | 0 | 9.5741 | 19.3634 | 8.9645 | 0 | 0 | 0 | 0 | -74.792 | 27.8242 | 38.1808 | 52.3616 | 0.41263 | 0.42045 | 0.41146 | 0.39726 | -30.8617 | 11.6988 | 15.7097 | 20.8012
4 | 28 | 24 | 406.2949 | 415.5871 | 427.4312 | 437.4335 | 0 | 0 | 0 | 0 | 328.0113 | 301.6086 | 320.9114 | 308.956 | 0 | 0 | 0 | 0 | 179.0481 | 93.9122 | 92.1411 | 92.0583 | 0 | 0 | 0 | 0 | 0 | 4.0721 | 7.3405 | 7.7849 | 0 | 0 | 0 | 0 | -100.7644 | 15.9941 | 7.0382 | 28.6344 | 0.41183 | 0.4219 | 0.41161 | 0.39624 | -41.4974 | 6.7479 | 2.897 | 11.3461
4 | 29 | 1 | 379.0373 | 385.5887 | 394.2128 | 401.2879 | 0 | 0 | 0 | 0 | 321.3714 | 314.8661 | 318.9783 | 312.074 | 0 | 0 | 0 | 0 | 173.3255 | 88.4081 | 84.4107 | 82.2355 | 0 | 0 | 0 | 0 | 0 | 8.0922 | 6.467 | 7.4543 | 0 | 0 | 0 | 0 | -115.6597 | -25.7776 | -15.6432 | -0.476 | 0.4113 | 0.42149 | 0.41495 | 0.39673 | -47.5708 | -10.865 | -6.4911 | -0.18885
4 | 29 | 2 | 363.8136 | 368.2837 | 374.5577 | 379.5769 | 0 | 0 | 0 | 0 | 309.5704 | 327.4481 | 312.2151 | 291.1103 | 0 | 0 | 0 | 0 | 159.151 | 82.371 | 77.232 | 73.8855 | 0 | 0 | 0 | 0 | 0 | 5.0685 | 8.1312 | 2.6014 | 0 | 0 | 0 | 0 | -104.9079 | -46.6039 | -23.0205 | 11.9797 | 0.41115 | 0.42158 | 0.41337 | 0.39654 | -43.1329 | -19.6471 | -9.5159 | 4.7504
4 | 29 | 3 | 352.8384 | 355.3779 | 359.4969 | 362.6423 | 0 | 0 | 0 | 0 | 302.4887 | 299.4118 | 287.4281 | 286.7439 | 0 | 0 | 0 | 0 | 143.7405 | 70.4187 | 67.0295 | 65.1925 | 0 | 0 | 0 | 0 | 0 | 13.8768 | 7.0164 | 0.1835 | 0 | 0 | 0 | 0 | -93.3908 | -28.3294 | -1.9772 | 10.5224 | 0.41121 | 0.42135 | 0.41593 | 0.39646 | -38.4029 | -11.9365 | -0.82238 | 4.1717
4 | 29 | 4 | 349.924 | 350.7034 | 352.8644 | 354.2729 | 0 | 0 | 0 | 0 | 313.8182 | 301.0992 | 287.0032 | 283.627 | 0 | 0 | 0 | 0 | 137.3579 | 64.2522 | 60.6338 | 58.4984 | 0 | 0 | 0 | 0 | 0 | 13.0613 | 5.2222 | -0.047055 | 0 | 0 | 0 | 0 | -101.2521 | -27.7092 | 0.0052969 | 12.1945 | 0.41164 | 0.4221 | 0.41529 | 0.39674 | -41.6791 | -11.6959 | 0.0021998 | 4.838
4 | 29 | 5 | 354.6171 | 353.2069 | 352.9659 | 352.2328 | 0 | 0 | 0 | 0 | 334.2882 | 282.5186 | 275.1775 | 280.3812 | 0 | 0 | 0 | 0 | 122.609 | 62.3897 | 56.6582 | 52.4409 | 0 | 0 | 0 | 0 | 0 | 18.6414 | 12.9269 | 1.2688 | 0 | 0 | 0 | 0 | -102.2801 | -10.3428 | 8.2033 | 18.1419 | 0.41274 | 0.42228 | 0.41522 | 0.39874 | -42.215 | -4.3676 | 3.4062 | 7.234
4 | 29 | 6 | 353.5673 | 350.2287 | 347.9148 | 345.4144 | 0 | 0 | 0 | 0 | 334.0065 | 278.147 | 266.2518 | 271.3461 | 0 | 0 | 0 | 0 | 140.5906 | 77.7331 | 72.7297 | 69.0956 | 0 | 0 | 0 | 0 | 0 | 16.5202 | 10.1375 | 10.4522 | 0 | 0 | 0 | 0 | -121.0299 | -22.1716 | -1.2042 | -5.4794 | 0.41319 | 0.42246 | 0.41499 | 0.39779 | -50.0085 | -9.3666 | -0.49974 | -2.1797
4 | 29 | 7 | 368.1789 | 363.5697 | 360.124 | 356.8576 | 0 | 0 | 0 | 0 | 311.4552 | 246.9523 | 224.6657 | 229.2248 | 0 | 0 | 0 | 0 | 173.11 | 137.1467 | 136.6055 | 136.8195 | 0 | 0 | 0 | 0 | 0 | 0.83179 | -1.1359 | -0.3322 | 0 | 0 | 0 | 0 | -116.3863 | -21.3611 | -0.011256 | -8.8546 | 0.41464 | 0.33736 | 0.33191 | 0.39149 | -48.2587 | -7.2063 | -0.0037358 | -3.4664
4 | 29 | 8 | 396.4 | 392.4059 | 390.1698 | 388.4468 | 0 | 0 | 0 | 0 | 271.9192 | 212.0888 | 211.938 | 208.7674 | 0 | 0 | 0 | 0 | 216.2809 | 232.6892 | 248.6425 | 263.3584 | 0 | 0 | 0 | 0 | 0 | -9.4983 | -8.7241 | 11.6353 | 0 | 0 | 0 | 0 | -91.8001 | -42.8738 | -61.6866 | -95.3143 | 0.41395 | 0.28029 | 0.32029 | 0.31141 | -38.0003 | -12.0173 | -19.7575 | -29.6817
4 | 29 | 9 | 421.7169 | 419.1054 | 418.8986 | 419.4293 | 0 | 0 | 0 | 0 | 245.0372 | 208.0654 | 203.5581 | 200.8254 | 0 | 0 | 0 | 0 | 277.3833 | 338.9527 | 368.2387 | 394.5901 | 0 | 0 | 0 | 0 | 0 | -10.9633 | -10.7015 | -23.7148 | 0 | 0 | 0 | 0 | -100.7036 | -116.9494 | -142.1967 | -152.2714 | 0.39087 | 0 | 0.0068178 | 0 | -39.3621 | 0 | -0.96947 | 0
4 | 29 | 10 | 439.79 | 437.782 | 438.2704 | 439.3468 | 0 | 0 | 0 | 0 | 231.4582 | 196.5659 | 200.1169 | 179.488 | 0 | 0 | 0 | 0 | 326.9835 | 414.3247 | 453.2512 | 488.1208 | 0 | 0 | 0 | 0 | 0 | -23.1169 | -15.2378 | -24.997 | 0 | 0 | 0 | 0 | -118.6517 | -149.9917 | -199.8599 | -203.265 | 0.39163 | 0 | 0 | 0 | -46.4671 | 0 | 0 | 0
4 | 29 | 11 | 452.9652 | 451.4768 | 452.3078 | 453.3333 | 0 | 0 | 0 | 0 | 231.6847 | 200.05 | 196.4409 | 184.2234 | 0 | 0 | 0 | 0 | 378.626 | 473.2572 | 519.7181 | 561.4073 | 0 | 0 | 0 | 0 | 0 | -24.2148 | -22.4697 | -25.809 | 0 | 0 | 0 | 0 | -157.3455 | -197.6156 | -241.3815 | -266.4884 | 0.38888 | 0 | 0 | 0 | -61.1889 | 0 | 0 | 0
4 | 29 | 12 | 462.9217 | 462.049 | 463.3916 | 464.6101 | 0 | 0 | 0 | 0 | 227.798 | 192.6254 | 197.1346 | 174.7138 | 0 | 0 | 0 | 0 | 416.9417 | 518.0936 | 568.7355 | 614.1932 | 0 | 0 | 0 | 0 | 0 | -24.9294 | -27.6041 | -25.5972 | 0 | 0 | 0 | 0 | -181.818 | -223.7405 | -274.8744 | -298.6996 | 0.38632 | 0 | 0 | 0 | -70.2394 | 0 | 0 | 0
4 | 29 | 13 | 472.196 | 472.6563 | 475.4281 | 477.8081 | 0 | 0 | 0 | 0 | 217.9335 | 200.3211 | 196.9604 | 174.7154 | 0 | 0 | 0 | 0 | 444.098 | 568.3685 | 618.0837 | 662.6686 | 0 | 0 | 0 | 0 | 0 | -24.3225 | -27.0277 | -27.1342 | 0 | 0 | 0 | 0 | -189.8355 | -271.7108 | -312.5882 | -332.4417 | 0.38495 | 0 | 0 | 0 | -73.0776 | 0 | 0 | 0
4 | 29 | 14 | 478.7389 | 480.313 | 484.3701 | 487.9185 | 0 | 0 | 0 | 0 | 223.05 | 201.4013 | 197.335 | 174.7138 | 0 | 0 | 0 | 0 | 452.7113 | 545.249 | 593.4974 | 636.9613 | 0 | 0 | 0 | 0 | 0 | -24.3123 | -25.1264 | -21.1017 | 0 | 0 | 0 | 0 | -197.0225 | -242.0251 | -281.3358 | -302.6549 | 0.38305 | 0 | 0 | 0 | -75.4688 | 0 | 0 | 0
4 | 29 | 15 | 486.0069 | 488.809 | 494.2248 | 498.9392 | 0 | 0 | 0 | 0 | 225.601 | 201.0921 | 200.0101 | 174.7462 | 0 | 0 | 0 | 0 | 447.4432 | 490.6696 | 534.2716 | 573.7568 | 0 | 0 | 0 | 0 | 0 | -23.24 | -21.8491 | -19.5198 | 0 | 0 | 0 | 0 | -187.0373 | -179.7128 | -218.2078 | -230.0439 | 0.38528 | 0 | 0 | 0 | -72.0622 | 0 | 0 | 0
4 | 29 | 16 | 490.8372 | 495.9432 | 503.9279 | 510.9218 | 0 | 0 | 0 | 0 | 241.9318 | 212.1965 | 208.8029 | 186.5785 | 0 | 0 | 0 | 0 | 425.8443 | 431.2297 | 466.8101 | 499.3709 | 0 | 0 | 0 | 0 | 0 | -12.4087 | -3.6325 | -12.2715 | 0 | 0 | 0 | 0 | -176.9389 | -135.0743 | -168.0526 | -162.7561 | 0.41156 | 0 | 0.007326 | 0 | -72.8203 | 0 | -1.2311 | 0
4 | 29 | 17 | 493.2835 | 500.7201 | 511.2533 | 520.4628 | 0 | 0 | 0 | 0 | 266.4292 | 212.7757 | 213.0054 | 214.0634 | 0 | 0 | 0 | 0 | 375.0006 | 337.8451 | 361.2291 | 383.2708 | 0 | 0 | 0 | 0 | 0 | -1.4842 | -0.55054 | 7.6349 | 0 | 0 | 0 | 0 | -148.1462 | -48.4164 | -62.4306 | -84.5063 | 0.40997 | 0.23762 | 0.31375 | 0.26988 | -60.7359 | -11.5047 | -19.5873 | -22.807
4 | 29 | 18 | 496.9173 | 506.8418 | 520.1285 | 531.7645 | 0 | 0 | 0 | 0 | 307.9198 | 249.7023 | 222.2379 | 261.3484 | 0 | 0 | 0 | 0 | 303.4458 | 213.0827 | 218.7372 | 225.17 | 0 | 0 | 0 | 0 | 0 | -3.4989 | -1.6766 | 2.709 | 0 | 0 | 0 | 0 | -114.4483 | 47.5558 | 80.83 | 42.537 | 0.41329 | 0.42469 | 0.41897 | 0.40593 | -47.3 | 20.1966 | 33.8651 | 17.267
4 | 29 | 19 | 501.0687 | 512.0056 | 526.3874 | 538.9398 | 0 | 0 | 0 | 0 | 339.6128 | 284.5256 | 269.8903 | 283.8407 | 0 | 0 | 0 | 0 | 275.3435 | 141.3065 | 139.1599 | 138.7857 | 0 | 0 | 0 | 0 | 0 | 7.9521 | 16.9986 | 13.3662 | 0 | 0 | 0 | 0 | -113.8876 | 78.2214 | 100.3386 | 102.9471 | 0.4157 | 0.42239 | 0.41303 | 0.40197 | -47.3426 | 33.0398 | 41.4426 | 41.3811
4 | 29 | 20 | 522.2745 | 534.7111 | 550.7427 | 564.6285 | 0 | 0 | 0 | 0 | 336.2401 | 293.638 | 288.552 | 296.4943 | 0 | 0 | 0 | 0 | 263.5182 | 109.3667 | 108.3444 | 109.1667 | 0 | 0 | 0 | 0 | 0 | 10.6491 | 11.9474 | 25.2463 | 0 | 0 | 0 | 0 | -77.4838 | 121.0572 | 141.8988 | 133.7212 | 0.42087 | 0.43174 | 0.42154 | 0.40469 | -32.611 | 52.2656 | 59.8155 | 54.1152
4 | 29 | 21 | 501.1115 | 513.4537 | 529.1848 | 542.6946 | 0 | 0 | 0 | 0 | 343.7245 | 303.3633 | 298.7679 | 306.033 | 0 | 0 | 0 | 0 | 214.4546 | 92.9081 | 89.7679 | 88.357 | 0 | 0 | 0 | 0 | 0 | 15.0197 | 2.6975 | 9.646 | 0 | 0 | 0 | 0 | -57.0676 | 102.1625 | 137.9515 | 138.6586 | 0.41808 | 0.42369 | 0.41303 | 0.4036 | -23.8589 | 43.2851 | 56.9786 | 55.9632
4 | 29 | 22 | 459.3509 | 471.2195 | 486.2214 | 499.0844 | 0 | 0 | 0 | 0 | 347.7036 | 302.0322 | 310.8906 | 315.7552 | 0 | 0 | 0 | 0 | 176.3853 | 80.5893 | 75.3211 | 71.7271 | 0 | 0 | 0 | 0 | 0 | 7.8274 | 5.7217 | 11.9813 | 0 | 0 | 0 | 0 | -64.7381 | 80.7705 | 94.2881 | 99.6209 | 0.41431 | 0.4215 | 0.41126 | 0.40084 | -26.8215 | 34.0446 | 38.7767 | 39.9318
4 | 29 | 23 | 412.0061 | 422.8822 | 436.5606 | 448.2561 | 0 | 0 | 0 | 0 | 340.1984 | 320.3119 | 314.8109 | 322.0066 | 0 | 0 | 0 | 0 | 164.568 | 77.4901 | 71.7647 | 67.7264 | 0 | 0 | 0 | 0 | 0 | 9.5741 | 19.3634 | 8.9645 | 0 | 0 | 0 | 0 | -92.7603 | 15.5062 | 30.6217 | 49.5586 | 0.41263 | 0.42045 | 0.41146 | 0.39726 | -38.2761 | 6.5196 | 12.5995 | 19.6877
4 | 29 | 24 | 383.6295 | 392.1867 | 403.1283 | 412.3529 | 0 | 0 | 0 | 0 | 328.0113 | 301.6086 | 320.9114 | 308.956 | 0 | 0 | 0 | 0 | 149.996 | 76.4473 | 71.5359 | 68.2749 | 0 | 0 | 0 | 0 | 0 | 4.0721 | 7.3405 | 7.7849 | 0 | 0 | 0 | 0 | -94.3778 | 10.0587 | 3.3404 | 27.3371 | 0.41183 | 0.4219 | 0.41161 | 0.39624 | -38.8672 | 4.2437 | 1.375 | 10.8321
4 | 30 | 1 | 366.3157 | 372.4545 | 380.572 | 387.2106 | 0 | 0 | 0 | 0 | 321.3714 | 314.8661 | 318.9783 | 312.074 | 0 | 0 | 0 | 0 | 130.2032 | 66.8637 | 64.0085 | 62.6539 | 0 | 0 | 0 | 0 | 0 | 8.0922 | 6.467 | 7.4543 | 0 | 0 | 0 | 0 | -85.259 | -17.3675 | -8.8817 | 5.0283 | 0.4113 | 0.42149 | 0.41495 | 0.39673 | -35.067 | -7.3202 | -3.6855 | 1.9949
4 | 30 | 2 | 355.7453 | 359.9538 | 365.9066 | 370.6488 | 0 | 0 | 0 | 0 | 309.5704 | 327.4481 | 312.2151 | 291.1103 | 0 | 0 | 0 | 0 | 116.3829 | 70.0497 | 69.3237 | 69.923 | 0 | 0 | 0 | 0 | 0 | 5.0685 | 8.1312 | 2.6014 | 0 | 0 | 0 | 0 | -70.2081 | -42.6124 | -23.7633 | 7.0141 | 0.41115 | 0.42158 | 0.41337 | 0.39654 | -28.8661 | -17.9644 | -9.8229 | 2.7814
4 | 30 | 3 | 352.5022 | 355.0308 | 359.1364 | 362.2703 | 0 | 0 | 0 | 0 | 302.4887 | 299.4118 | 287.4281 | 286.7439 | 0 | 0 | 0 | 0 | 119.3305 | 88.2198 | 89.6021 | 92.1933 | 0 | 0 | 0 | 0 | 0 | 13.8768 | 7.0164 | 0.1835 | 0 | 0 | 0 | 0 | -69.317 | -46.4775 | -24.9103 | -16.8505 | 0.41121 | 0.42135 | 0.41593 | 0.39646 | -28.5036 | -19.5831 | -10.3609 | -6.6806
4 | 30 | 4 | 359.8678 | 360.9696 | 363.5266 | 365.2763 | 0 | 0 | 0 | 0 | 313.8182 | 301.0992 | 287.0032 | 283.627 | 0 | 0 | 0 | 0 | 129.6606 | 112.6203 | 115.8523 | 120.1871 | 0 | 0 | 0 | 0 | 0 | 13.0613 | 5.2222 | -0.047055 | 0 | 0 | 0 | 0 | -83.611 | -65.811 | -44.551 | -38.4908 | 0.41164 | 0.4221 | 0.41529 | 0.39674 | -34.4174 | -27.7785 | -18.5015 | -15.2707
4 | 30 | 5 | 389.9865 | 389.7233 | 390.8906 | 391.3712 | 0 | 0 | 0 | 0 | 334.2882 | 282.5186 | 275.1775 | 280.3812 | 0 | 0 | 0 | 0 | 124.1474 | 117.235 | 119.9838 | 123.7887 | 0 | 0 | 0 | 0 | 0 | 18.6414 | 12.9269 | 1.2688 | 0 | 0 | 0 | 0 | -68.4491 | -28.6717 | -17.1975 | -14.0675 | 0.41274 | 0.42228 | 0.41522 | 0.39874 | -28.2516 | -12.1075 | -7.1408 | -5.6094
4 | 30 | 6 | 429.2425 | 428.358 | 429.0574 | 429.1536 | 0 | 0 | 0 | 0 | 334.0065 | 278.147 | 266.2518 | 271.3461 | 0 | 0 | 0 | 0 | 147.8524 | 157.3901 | 157.3683 | 158.3357 | 0 | 0 | 0 | 0 | 0 | 16.5202 | 10.1375 | 10.4522 | 0 | 0 | 0 | 0 | -52.6164 | -23.6993 | -4.7002 | -10.9804 | 0.41319 | 0.42246 | 0.41499 | 0.39779 | -21.7406 | -10.012 | -1.9505 | -4.3679
4 | 30 | 7 | 470.2883 | 468.9903 | 469.6107 | 469.8477 | 0 | 0 | 0 | 0 | 311.4552 | 246.9523 | 224.6657 | 229.2248 | 0 | 0 | 0 | 0 | 207.4924 | 277.2961 | 278.3741 | 279.85 | 0 | 0 | 0 | 0 | 0 | 0.83179 | -1.1359 | -0.3322 | 0 | 0 | 0 | 0 | -48.6594 | -56.0899 | -32.2932 | -38.8949 | 0.41464 | 0.33736 | 0.33191 | 0.39149 | -20.1762 | -18.9224 | -10.7183 | -15.2268
4 | 30 | 8 | 494.546 | 493.7346 | 495.4068 | 497.0512 | 0 | 0 | 0 | 0 | 271.9192 | 212.0888 | 211.938 | 208.7674 | 0 | 0 | 0 | 0 | 272.9214 | 388.3332 | 407.7475 | 425.4142 | 0 | 0 | 0 | 0 | 0 | -9.4983 | -8.7241 | 11.6353 | 0 | 0 | 0 | 0 | -50.2946 | -97.1891 | -115.5546 | -148.7657 | 0.41395 | 0.28029 | 0.32029 | 0.31141 | -20.8192 | -27.2415 | -37.0108 | -46.3269
4 | 30 | 9 | 512.007 | 512.3235 | 515.712 | 519.3407 | 0 | 0 | 0 | 0 | 245.0372 | 208.0654 | 203.5581 | 200.8254 | 0 | 0 | 0 | 0 | 322.0059 | 465.0613 | 500.747 | 532.8107 | 0 | 0 | 0 | 0 | 0 | -10.9633 | -10.7015 | -23.7148 | 0 | 0 | 0 | 0 | -55.0361 | -149.8398 | -177.8915 | -190.5805 | 0.39087 | 0 | 0.0068178 | 0 | -21.512 | 0 | -1.2128 | 0
4 | 30 | 10 | 532.2741 | 533.2652 | 537.4363 | 541.686 | 0 | 0 | 0 | 0 | 231.4582 | 196.5659 | 200.1169 | 179.488 | 0 | 0 | 0 | 0 | 354.1125 | 492.3888 | 540.7553 | 584.1798 | 0 | 0 | 0 | 0 | 0 | -23.1169 | -15.2378 | -24.997 | 0 | 0 | 0 | 0 | -53.2965 | -132.5726 | -188.1981 | -196.9848 | 0.39163 | 0 | 0 | 0 | -20.8723 | 0 | 0 | 0
4 | 30 | 11 | 544.1223 | 545.59 | 550.0508 | 554.2041 | 0 | 0 | 0 | 0 | 231.6847 | 200.05 | 196.4409 | 184.2234 | 0 | 0 | 0 | 0 | 381.6361 | 509.8826 | 567.2343 | 618.8601 | 0 | 0 | 0 | 0 | 0 | -24.2148 | -22.4697 | -25.809 | 0 | 0 | 0 | 0 | -69.1985 | -140.1278 | -191.1547 | -223.0704 | 0.38888 | 0 | 0 | 0 | -26.9101 | 0 | 0 | 0
4 | 30 | 12 | 551.0886 | 553.075 | 557.9283 | 562.1721 | 0 | 0 | 0 | 0 | 227.798 | 192.6254 | 197.1346 | 174.7138 | 0 | 0 | 0 | 0 | 409.5069 | 531.2679 | 593.4113 | 649.4876 | 0 | 0 | 0 | 0 | 0 | -24.9294 | -27.6041 | -25.5972 | 0 | 0 | 0 | 0 | -86.2163 | -145.8889 | -205.0134 | -236.4321 | 0.38632 | 0 | 0 | 0 | -33.3068 | 0 | 0 | 0
4 | 30 | 13 | 562.1322 | 565.509 | 571.8621 | 577.3279 | 0 | 0 | 0 | 0 | 217.9335 | 200.3211 | 196.9604 | 174.7154 | 0 | 0 | 0 | 0 | 432.1021 | 544.656 | 608.8299 | 666.9409 | 0 | 0 | 0 | 0 | 0 | -24.3225 | -27.0277 | -27.1342 | 0 | 0 | 0 | 0 | -87.9034 | -155.1456 | -206.9004 | -237.1941 | 0.38495 | 0 | 0 | 0 | -33.8386 | 0 | 0 | 0
4 | 30 | 14 | 565.2603 | 569.6401 | 577.1425 | 583.6596 | 0 | 0 | 0 | 0 | 223.05 | 201.4013 | 197.335 | 174.7138 | 0 | 0 | 0 | 0 | 433.9647 | 555.5304 | 613.4594 | 665.9486 | 0 | 0 | 0 | 0 | 0 | -24.3123 | -25.1264 | -21.1017 | 0 | 0 | 0 | 0 | -91.7544 | -162.9793 | -208.5254 | -235.9011 | 0.38305 | 0 | 0 | 0 | -35.1462 | 0 | 0 | 0
4 | 30 | 15 | 565.2739 | 570.6465 | 579.2187 | 586.6529 | 0 | 0 | 0 | 0 | 225.601 | 201.0921 | 200.0101 | 174.7462 | 0 | 0 | 0 | 0 | 436.1606 | 522.9654 | 572.8402 | 618.1271 | 0 | 0 | 0 | 0 | 0 | -23.24 | -21.8491 | -19.5198 | 0 | 0 | 0 | 0 | -96.4877 | -130.1711 | -171.7825 | -186.7005 | 0.38528 | 0 | 0 | 0 | -37.175 | 0 | 0 | 0
4 | 30 | 16 | 561.1867 | 568.574 | 579.36 | 588.7677 | 0 | 0 | 0 | 0 | 241.9318 | 212.1965 | 208.8029 | 186.5785 | 0 | 0 | 0 | 0 | 419.2014 | 465.8728 | 504.966 | 540.7221 | 0 | 0 | 0 | 0 | 0 | -12.4087 | -3.6325 | -12.2715 | 0 | 0 | 0 | 0 | -99.9465 | -97.0866 | -130.7764 | -126.2613 | 0.41156 | 0 | 0.007326 | 0 | -41.1336 | 0 | -0.95806 | 0
4 | 30 | 17 | 550.6637 | 559.961 | 572.7791 | 583.9574 | 0 | 0 | 0 | 0 | 266.4292 | 212.7757 | 213.0054 | 214.0634 | 0 | 0 | 0 | 0 | 388.7332 | 405.5972 | 431.1259 | 454.9491 | 0 | 0 | 0 | 0 | 0 | -1.4842 | -0.55054 | 7.6349 | 0 | 0 | 0 | 0 | -104.4987 | -56.9276 | -70.8016 | -92.69 | 0.40997 | 0.23762 | 0.31375 | 0.26988 | -42.8416 | -13.5271 | -22.2137 | -25.0156
4 | 30 | 18 | 538.0548 | 549.3133 | 564.2381 | 577.2855 | 0 | 0 | 0 | 0 | 307.9198 | 249.7023 | 222.2379 | 261.3484 | 0 | 0 | 0 | 0 | 323.7868 | 309.5204 | 318.4514 | 327.7254 | 0 | 0 | 0 | 0 | 0 | -3.4989 | -1.6766 | 2.709 | 0 | 0 | 0 | 0 | -93.6518 | -6.4104 | 25.2254 | -14.4973 | 0.41329 | 0.42469 | 0.41897 | 0.40593 | -38.7051 | -2.7225 | 10.5686 | -5.8849
4 | 30 | 19 | 542.8608 | 555.153 | 571.1989 | 585.1853 | 0 | 0 | 0 | 0 | 339.6128 | 284.5256 | 269.8903 | 283.8407 | 0 | 0 | 0 | 0 | 282.9369 | 192.7576 | 196.0877 | 200.752 | 0 | 0 | 0 | 0 | 0 | 7.9521 | 16.9986 | 13.3662 | 0 | 0 | 0 | 0 | -79.6889 | 69.9177 | 88.2224 | 87.2264 | 0.4157 | 0.42239 | 0.41303 | 0.40197 | -33.1264 | 29.5324 | 36.4382 | 35.062
4 | 30 | 20 | 560.4926 | 574.1684 | 591.7219 | 606.919 | 0 | 0 | 0 | 0 | 336.2401 | 293.638 | 288.552 | 296.4943 | 0 | 0 | 0 | 0 | 261.4148 | 112.2383 | 114.2337 | 117.8538 | 0 | 0 | 0 | 0 | 0 | 10.6491 | 11.9474 | 25.2463 | 0 | 0 | 0 | 0 | -37.1623 | 157.643 | 176.9888 | 167.3246 | 0.42087 | 0.43174 | 0.42154 | 0.40469 | -15.6407 | 68.0613 | 74.6072 | 67.714
4 | 30 | 21 | 530.412 | 543.7043 | 560.6022 | 575.1174 | 0 | 0 | 0 | 0 | 343.7245 | 303.3633 | 298.7679 | 306.033 | 0 | 0 | 0 | 0 | 259.1843 | 138.3245 | 139.4911 | 142.2678 | 0 | 0 | 0 | 0 | 0 | 15.0197 | 2.6975 | 9.646 | 0 | 0 | 0 | 0 | -72.4968 | 86.9969 | 119.6457 | 117.1705 | 0.41808 | 0.42369 | 0.41303 | 0.4036 | -30.3096 | 36.8595 | 49.4177 | 47.2905
4 | 30 | 22 | 478.4776 | 490.9664 | 506.73 | 520.2493 | 0 | 0 | 0 | 0 | 347.7036 | 302.0322 | 310.8906 | 315.7552 | 0 | 0 | 0 | 0 | 234.3773 | 148.6916 | 147.8424 | 148.5316 | 0 | 0 | 0 | 0 | 0 | 7.8274 | 5.7217 | 11.9813 | 0 | 0 | 0 | 0 | -103.6033 | 32.4152 | 42.2754 | 43.9812 | 0.41431 | 0.4215 | 0.41126 | 0.40084 | -42.9237 | 13.663 | 17.3861 | 17.6293
4 | 30 | 23 | 431.8583 | 443.3781 | 457.847 | 470.2237 | 0 | 0 | 0 | 0 | 340.1984 | 320.3119 | 314.8109 | 322.0066 | 0 | 0 | 0 | 0 | 217.5432 | 146.0705 | 142.1154 | 139.7111 | 0 | 0 | 0 | 0 | 0 | 9.5741 | 19.3634 | 8.9645 | 0 | 0 | 0 | 0 | -125.8833 | -32.5783 | -18.4426 | -0.45851 | 0.41263 | 0.42045 | 0.41146 | 0.39726 | -51.9437 | -13.6977 | -7.5883 | -0.18215
4 | 30 | 24 | 395.2896 | 404.2248 | 415.6308 | 425.2554 | 0 | 0 | 0 | 0 | 328.0113 | 301.6086 | 320.9114 | 308.956 | 0 | 0 | 0 | 0 | 206.2029 | 146.9023 | 139.8104 | 134.4209 | 0 | 0 | 0 | 0 | 0 | 4.0721 | 7.3405 | 7.7849 | 0 | 0 | 0 | 0 | -138.9246 | -48.3582 | -52.4316 | -25.9064 | 0.41183 | 0.4219 | 0.41161 | 0.39624 | -57.2127 | -20.4022 | -21.5813 | -10.2652
5 | 1 | 1 | 375.3606 | 381.2675 | 389.1785 | 395.6395 | 0 | 0 | 0 | 0 | 259.2166 | 323.2272 | 298.5941 | 291.8219 | 0 | 0 | 0 | 0 | 188.4801 | 146.2094 | 136.3665 | 128.3807 | 0 | 0 | 0 | 0 | 0 | 8.5031 | 12.0462 | 8.24 | 0 | 0 | 0 | 0 | -72.3361 | -96.6722 | -57.8285 | -32.8031 | 0.39346 | 0.40712 | 0.39915 | 0.37525 | -28.4614 | -39.3573 | -23.0821 | -12.3094
5 | 1 | 2 | 364.1649 | 368.0741 | 373.738 | 378.2234 | 0 | 0 | 0 | 0 | 262.3755 | 323.3941 | 312.5486 | 287.0447 | 0 | 0 | 0 | 0 | 184.684 | 140.4383 | 130.0911 | 121.6846 | 0 | 0 | 0 | 0 | 0 | 9.1058 | 7.7038 | 0.29532 | 0 | 0 | 0 | 0 | -82.8946 | -104.8641 | -76.6056 | -30.8012 | 0.39324 | 0.40518 | 0.39871 | 0.37205 | -32.5975 | -42.4892 | -30.543 | -11.4595
5 | 1 | 3 | 358.8703 | 361.0617 | 364.823 | 367.6468 | 0 | 0 | 0 | 0 | 253.9803 | 286.5723 | 294.6476 | 283.2002 | 0 | 0 | 0 | 0 | 167.1255 | 112.7959 | 104.39 | 97.8562 | 0 | 0 | 0 | 0 | 0 | 20.8358 | 10.2746 | 2.7093 | 0 | 0 | 0 | 0 | -62.2355 | -59.1423 | -44.4891 | -16.119 | 0.40479 | 0.40648 | 0.39859 | 0.37175 | -25.1925 | -24.0401 | -17.7331 | -5.9922
5 | 1 | 4 | 364.9241 | 365.4992 | 367.4942 | 368.7379 | 0 | 0 | 0 | 0 | 262.9177 | 294.4715 | 283.2971 | 283.4556 | 0 | 0 | 0 | 0 | 162.4036 | 82.025 | 76.6332 | 72.9535 | 0 | 0 | 0 | 0 | 0 | 19.1164 | 10.0401 | 2.0666 | 0 | 0 | 0 | 0 | -60.3972 | -30.1138 | -2.4761 | 10.2621 | 0.39239 | 0.40724 | 0.39885 | 0.37249 | -23.6994 | -12.2635 | -0.98759 | 3.8225
5 | 1 | 5 | 390.114 | 389.9243 | 391.1758 | 391.7339 | 0 | 0 | 0 | 0 | 280.926 | 306.0441 | 297.6503 | 274.0532 | 0 | 0 | 0 | 0 | 163.9918 | 76.3097 | 73.2106 | 71.7262 | 0 | 0 | 0 | 0 | 0 | 23.9252 | 17.6514 | -4.1283 | 0 | 0 | 0 | 0 | -54.8037 | -16.3547 | 2.6636 | 50.0828 | 0.39799 | 0.40903 | 0.40099 | 0.37782 | -21.8115 | -6.6895 | 1.0681 | 18.9225
5 | 1 | 6 | 429.9279 | 428.6521 | 428.9136 | 428.6092 | 0 | 0 | 0 | 0 | 318.733 | 279.5646 | 267.6794 | 230.2775 | 0 | 0 | 0 | 0 | 180.9531 | 110.3748 | 106.9229 | 104.9721 | 0 | 0 | 0 | 0 | 0 | -4.0967 | -0.048327 | -4.0025 | 0 | 0 | 0 | 0 | -69.7582 | 42.8094 | 54.3595 | 97.362 | 0.39817 | 0.40695 | 0.39923 | 0.37497 | -27.7754 | 17.4213 | 21.702 | 36.5077
5 | 1 | 7 | 470.124 | 468.7061 | 469.1744 | 469.2535 | 0 | 0 | 0 | 0 | 290.3165 | 225.1404 | 232.911 | 209.1625 | 0 | 0 | 0 | 0 | 208.3706 | 208.1265 | 204.1453 | 201.0726 | 0 | 0 | 0 | 0 | 0 | -5.8294 | -1.0125 | -0.067602 | 0 | 0 | 0 | 0 | -28.5632 | 41.2687 | 33.1306 | 59.086 | 0.39621 | 0.33259 | 0.32125 | 0.38231 | -11.317 | 13.7256 | 10.6431 | 22.5894
5 | 1 | 8 | 491.531 | 490.1114 | 491.0521 | 491.9924 | 0 | 0 | 0 | 0 | 273.9225 | 220.693 | 211.018 | 213.7858 | 0 | 0 | 0 | 0 | 244.4896 | 285.4944 | 296.237 | 306.197 | 0 | 0 | 0 | 0 | 0 | -7.1414 | -4.3551 | -0.77494 | 0 | 0 | 0 | 0 | -26.8811 | -8.9345 | -11.8478 | -27.2154 | 0.38794 | 0.32023 | 0.31429 | 0.32105 | -10.4281 | -2.8611 | -3.7236 | -8.7375
5 | 1 | 9 | 505.4657 | 505.2085 | 507.8627 | 510.7566 | 0 | 0 | 0 | 0 | 269.3138 | 209.1058 | 203.6412 | 211.285 | 0 | 0 | 0 | 0 | 281.7287 | 328.2392 | 353.5605 | 376.7739 | 0 | 0 | 0 | 0 | 0 | -22.5382 | -7.3083 | -8.2175 | 0 | 0 | 0 | 0 | -45.5768 | -9.5983 | -42.0308 | -69.0849 | 0.39364 | 0.24286 | 0.23968 | 0 | -17.9409 | -2.3311 | -10.0737 | 0
5 | 1 | 10 | 519.4703 | 519.6513 | 522.809 | 526.0907 | 0 | 0 | 0 | 0 | 264.0074 | 201.1699 | 210.0612 | 203.3356 | 0 | 0 | 0 | 0 | 318.4692 | 331.029 | 373.4913 | 412.652 | 0 | 0 | 0 | 0 | 0 | -26.9467 | -35.0954 | -25.2718 | 0 | 0 | 0 | 0 | -63.0063 | 14.3992 | -25.6481 | -64.6251 | 0.31441 | 0.24286 | 0.24286 | 0 | -19.81 | 3.497 | -6.2289 | 0
5 | 1 | 11 | 527.1456 | 527.8677 | 531.3994 | 534.6997 | 0 | 0 | 0 | 0 | 283.3605 | 202.235 | 197.5094 | 195.8549 | 0 | 0 | 0 | 0 | 352.4489 | 327.6542 | 378.0921 | 424.8133 | 0 | 0 | 0 | 0 | 0 | -27.978 | -27.9795 | -27.2462 | 0 | 0 | 0 | 0 | -108.6638 | 25.9565 | -16.2227 | -58.7222 | 0.31687 | 0.24286 | 0.24286 | 0 | -34.4321 | 6.3038 | -3.9399 | 0
5 | 1 | 12 | 529.6578 | 530.7652 | 534.5417 | 537.8269 | 0 | 0 | 0 | 0 | 261.3532 | 195.4759 | 192.3411 | 194.7813 | 0 | 0 | 0 | 0 | 374.4538 | 350.7464 | 399.8559 | 445.2706 | 0 | 0 | 0 | 0 | 0 | -22.996 | -27.9843 | -27.8496 | 0 | 0 | 0 | 0 | -106.1493 | 7.5389 | -29.6711 | -74.3754 | 0.30984 | 0.24286 | 0.24286 | 0 | -32.889 | 1.8309 | -7.206 | 0
5 | 1 | 13 | 538.856 | 541.4574 | 546.8542 | 551.487 | 0 | 0 | 0 | 0 | 252.21 | 202.5693 | 198.2957 | 194.0988 | 0 | 0 | 0 | 0 | 380.6226 | 306.4279 | 355.0492 | 400.4147 | 0 | 0 | 0 | 0 | 0 | -19.843 | -26.3618 | -25.3617 | 0 | 0 | 0 | 0 | -93.9766 | 52.3032 | 19.8711 | -17.6648 | 0.31489 | 0.24286 | 0.24286 | 0 | -29.5924 | 12.7024 | 4.8259 | 0
5 | 1 | 14 | 539.3916 | 542.9884 | 549.5148 | 555.1829 | 0 | 0 | 0 | 0 | 265.2853 | 204.6611 | 201.6726 | 198.8588 | 0 | 0 | 0 | 0 | 368.7329 | 297.4958 | 343.3037 | 386.1178 | 0 | 0 | 0 | 0 | 0 | -13.6893 | -11.8431 | -14.769 | 0 | 0 | 0 | 0 | -94.6265 | 54.5208 | 16.3815 | -15.0247 | 0.31699 | 0.24286 | 0.24286 | 0 | -29.9955 | 13.241 | 3.9784 | 0
5 | 1 | 15 | 535.0181 | 539.3404 | 546.6256 | 552.9412 | 0 | 0 | 0 | 0 | 301.7503 | 205.2053 | 204.2999 | 205.7158 | 0 | 0 | 0 | 0 | 384.3531 | 267.6494 | 313.0779 | 355.9854 | 0 | 0 | 0 | 0 | 0 | -5.8735 | -6.0858 | -6.0531 | 0 | 0 | 0 | 0 | -151.0853 | 72.3591 | 35.3337 | -2.7069 | 0.31618 | 0.24027 | 0.2402 | 0.19462 | -47.77 | 17.3858 | 8.487 | -0.52681
5 | 1 | 16 | 527.7751 | 534.0736 | 543.5211 | 551.7724 | 0 | 0 | 0 | 0 | 289.4825 | 210.4392 | 216.4037 | 225.0266 | 0 | 0 | 0 | 0 | 417.0856 | 277.8013 | 319.3676 | 359.1251 | 0 | 0 | 0 | 0 | 0 | -6.0553 | -1.3104 | -3.3169 | 0 | 0 | 0 | 0 | -178.793 | 51.8883 | 9.0601 | -29.0623 | 0.32103 | 0.24715 | 0.22975 | 0.24005 | -57.3971 | 12.8244 | 2.0816 | -6.9764
5 | 1 | 17 | 522.9468 | 531.2287 | 542.8143 | 552.9273 | 0 | 0 | 0 | 0 | 289.1018 | 215.8952 | 222.8683 | 214.6249 | 0 | 0 | 0 | 0 | 394.4131 | 233.7943 | 263.1001 | 291.9074 | 0 | 0 | 0 | 0 | 0 | -1.1496 | -1.9372 | -2.4905 | 0 | 0 | 0 | 0 | -160.5681 | 82.6888 | 58.7831 | 48.8855 | 0.39785 | 0.24634 | 0.32048 | 0.23372 | -63.8823 | 20.3698 | 18.8391 | 11.4257
5 | 1 | 18 | 517.5109 | 527.8493 | 541.6754 | 553.7689 | 0 | 0 | 0 | 0 | 318.3433 | 237.0354 | 218.5804 | 227.5741 | 0 | 0 | 0 | 0 | 334.4016 | 189.9214 | 198.2079 | 207.7283 | 0 | 0 | 0 | 0 | 0 | -4.0249 | -4.8937 | 1.3676 | 0 | 0 | 0 | 0 | -135.234 | 104.9173 | 129.7807 | 117.0989 | 0.40002 | 0.33194 | 0.39565 | 0.38633 | -54.0964 | 34.8266 | 51.3476 | 45.2387
5 | 1 | 19 | 529.5437 | 541.3675 | 556.8505 | 570.361 | 0 | 0 | 0 | 0 | 357.4235 | 289.9244 | 271.8957 | 276.8428 | 0 | 0 | 0 | 0 | 281.8011 | 144.0199 | 142.7591 | 143.4209 | 0 | 0 | 0 | 0 | 0 | -4.8236 | 1.9083 | 15.7764 | 0 | 0 | 0 | 0 | -109.681 | 112.2468 | 140.2874 | 134.3209 | 0.40291 | 0.40667 | 0.40013 | 0.39254 | -44.192 | 45.6479 | 56.1338 | 52.7257
5 | 1 | 20 | 550.7537 | 563.6282 | 580.2678 | 594.676 | 0 | 0 | 0 | 0 | 363.4542 | 311.7537 | 303.0969 | 296.4825 | 0 | 0 | 0 | 0 | 269.7367 | 128.8916 | 126.7505 | 126.5804 | 0 | 0 | 0 | 0 | 0 | 7.9202 | 1.7527 | 10.1514 | 0 | 0 | 0 | 0 | -82.4373 | 115.0627 | 148.6677 | 161.4617 | 0.40427 | 0.42028 | 0.41111 | 0.39531 | -33.3272 | 48.3587 | 61.1193 | 63.8271
5 | 1 | 21 | 522.7978 | 535.2243 | 551.1556 | 564.8443 | 0 | 0 | 0 | 0 | 360.9917 | 318.6336 | 311.5867 | 304.7371 | 0 | 0 | 0 | 0 | 259.7122 | 128.4711 | 125.2581 | 124.0157 | 0 | 0 | 0 | 0 | 0 | 5.7482 | 12.264 | 20.1055 | 0 | 0 | 0 | 0 | -97.9061 | 82.3715 | 102.0468 | 115.9861 | 0.40188 | 0.40772 | 0.40034 | 0.39234 | -39.3465 | 33.5842 | 40.8533 | 45.5054
5 | 1 | 22 | 472.0124 | 483.8682 | 498.9293 | 511.8585 | 0 | 0 | 0 | 0 | 352.3913 | 315.1707 | 306.5493 | 311.4101 | 0 | 0 | 0 | 0 | 256.9992 | 134.1035 | 129.8503 | 127.5532 | 0 | 0 | 0 | 0 | 0 | 3.3406 | 7.574 | 6.6903 | 0 | 0 | 0 | 0 | -137.3781 | 31.2534 | 54.9558 | 66.2049 | 0.39659 | 0.40366 | 0.39544 | 0.38685 | -54.4828 | 12.6156 | 21.7315 | 25.6113
5 | 1 | 23 | 426.14 | 436.9022 | 450.5298 | 462.1868 | 0 | 0 | 0 | 0 | 295.9869 | 309.674 | 310.8168 | 321.7812 | 0 | 0 | 0 | 0 | 287.0145 | 145.7505 | 141.8038 | 139.8002 | 0 | 0 | 0 | 0 | 0 | 10.1075 | 7.0885 | 22.9244 | 0 | 0 | 0 | 0 | -156.8614 | -28.6298 | -9.1793 | -22.3191 | 0.39616 | 0.40557 | 0.39781 | 0.38169 | -62.1417 | -11.6113 | -3.6516 | -8.519
5 | 1 | 24 | 396.9992 | 405.3868 | 416.2122 | 425.3396 | 0 | 0 | 0 | 0 | 284.2274 | 305.831 | 305.1998 | 315.8046 | 0 | 0 | 0 | 0 | 289.4018 | 141.482 | 133.6569 | 127.9761 | 0 | 0 | 0 | 0 | 0 | 15.2779 | 16.1588 | 5.0575 | 0 | 0 | 0 | 0 | -176.6301 | -57.2041 | -38.8032 | -23.4986 | 0.39155 | 0.40913 | 0.40018 | 0.37917 | -69.1592 | -23.4041 | -15.5284 | -8.91
5 | 2 | 1 | 379.8902 | 385.9439 | 394.0353 | 400.6517 | 0 | 0 | 0 | 0 | 259.2166 | 323.2272 | 298.5941 | 291.8219 | 0 | 0 | 0 | 0 | 294.3223 | 157.9233 | 148.8689 | 142.1045 | 0 | 0 | 0 | 0 | 0 | 8.5031 | 12.0462 | 8.24 | 0 | 0 | 0 | 0 | -173.6487 | -103.7097 | -65.474 | -41.5147 | 0.39346 | 0.40712 | 0.39915 | 0.37525 | -68.3238 | -42.2224 | -26.1338 | -15.5785
5 | 2 | 2 | 368.0575 | 372.0929 | 377.9118 | 382.5308 | 0 | 0 | 0 | 0 | 262.3755 | 323.3941 | 312.5486 | 287.0447 | 0 | 0 | 0 | 0 | 306.9299 | 174.03 | 163.2708 | 154.9451 | 0 | 0 | 0 | 0 | 0 | 9.1058 | 7.7038 | 0.29532 | 0 | 0 | 0 | 0 | -201.2479 | -134.4369 | -105.6114 | -59.7544 | 0.39324 | 0.40518 | 0.39871 | 0.37205 | -79.1388 | -54.4717 | -42.1078 | -22.2314
5 | 2 | 3 | 362.0905 | 364.3863 | 368.2759 | 371.2102 | 0 | 0 | 0 | 0 | 253.9803 | 286.5723 | 294.6476 | 283.2002 | 0 | 0 | 0 | 0 | 309.1737 | 182.6142 | 169.0851 | 158.0835 | 0 | 0 | 0 | 0 | 0 | 20.8358 | 10.2746 | 2.7093 | 0 | 0 | 0 | 0 | -201.0635 | -125.6359 | -105.7313 | -72.7828 | 0.40479 | 0.40648 | 0.39859 | 0.37175 | -81.389 | -51.0684 | -42.1438 | -27.057
5 | 2 | 4 | 369.2768 | 369.9929 | 372.1613 | 373.5543 | 0 | 0 | 0 | 0 | 262.9177 | 294.4715 | 283.2971 | 283.4556 | 0 | 0 | 0 | 0 | 320.0586 | 175.9703 | 160.8582 | 148.3044 | 0 | 0 | 0 | 0 | 0 | 19.1164 | 10.0401 | 2.0666 | 0 | 0 | 0 | 0 | -213.6996 | -119.5653 | -82.034 | -60.2723 | 0.39239 | 0.40724 | 0.39885 | 0.37249 | -83.8541 | -48.6917 | -32.7189 | -22.4508
5 | 2 | 5 | 396.4837 | 396.5005 | 398.0057 | 398.7823 | 0 | 0 | 0 | 0 | 280.926 | 306.0441 | 297.6503 | 274.0532 | 0 | 0 | 0 | 0 | 301.1144 | 157.416 | 145.8494 | 136.6427 | 0 | 0 | 0 | 0 | 0 | 23.9252 | 17.6514 | -4.1283 | 0 | 0 | 0 | 0 | -185.5567 | -90.8848 | -63.1454 | -7.7853 | 0.39799 | 0.40903 | 0.40099 | 0.37782 | -73.8503 | -37.1744 | -25.3207 | -2.9415
5 | 2 | 6 | 433.3781 | 432.2142 | 432.6131 | 432.4271 | 0 | 0 | 0 | 0 | 318.733 | 279.5646 | 267.6794 | 230.2775 | 0 | 0 | 0 | 0 | 309.4237 | 189.3992 | 180.6522 | 173.9416 | 0 | 0 | 0 | 0 | 0 | -4.0967 | -0.048327 | -4.0025 | 0 | 0 | 0 | 0 | -194.7785 | -32.6529 | -15.6703 | 32.2104 | 0.39817 | 0.40695 | 0.39923 | 0.37497 | -77.5545 | -13.2881 | -6.2561 | 12.0779
5 | 2 | 7 | 471.7341 | 470.3685 | 470.9008 | 471.0352 | 0 | 0 | 0 | 0 | 290.3165 | 225.1404 | 232.911 | 209.1625 | 0 | 0 | 0 | 0 | 347.7427 | 220.2467 | 213.141 | 207.6045 | 0 | 0 | 0 | 0 | 0 | -5.8294 | -1.0125 | -0.067602 | 0 | 0 | 0 | 0 | -166.3252 | 30.8108 | 25.8614 | 54.3358 | 0.39621 | 0.33259 | 0.32125 | 0.38231 | -65.8993 | 10.2474 | 8.3079 | 20.7733
5 | 2 | 8 | 494.3974 | 493.0707 | 494.1256 | 495.1642 | 0 | 0 | 0 | 0 | 273.9225 | 220.693 | 211.018 | 213.7858 | 0 | 0 | 0 | 0 | 413.2414 | 295.2791 | 307.5769 | 319.4898 | 0 | 0 | 0 | 0 | 0 | -7.1414 | -4.3551 | -0.77494 | 0 | 0 | 0 | 0 | -192.7666 | -15.7599 | -20.1142 | -37.3365 | 0.38794 | 0.32023 | 0.31429 | 0.32105 | -74.781 | -5.0469 | -6.3216 | -11.9869
5 | 2 | 9 | 513.357 | 513.3557 | 516.3241 | 519.4888 | 0 | 0 | 0 | 0 | 269.3138 | 209.1058 | 203.6412 | 211.285 | 0 | 0 | 0 | 0 | 496.8607 | 358.9237 | 394.1574 | 427.0789 | 0 | 0 | 0 | 0 | 0 | -22.5382 | -7.3083 | -8.2175 | 0 | 0 | 0 | 0 | -252.8175 | -32.1356 | -74.1662 | -110.6576 | 0.39364 | 0.24286 | 0.23968 | 0 | -99.5192 | -7.8045 | -17.7758 | 0
5 | 2 | 10 | 527.1493 | 527.5793 | 531.0428 | 534.588 | 0 | 0 | 0 | 0 | 264.0074 | 201.1699 | 210.0612 | 203.3356 | 0 | 0 | 0 | 0 | 513.7406 | 356.2325 | 406.5511 | 453.4487 | 0 | 0 | 0 | 0 | 0 | -26.9467 | -35.0954 | -25.2718 | 0 | 0 | 0 | 0 | -250.5987 | -2.8763 | -50.4741 | -96.9245 | 0.31441 | 0.24286 | 0.24286 | 0 | -78.7915 | -0.69855 | -12.2582 | 0
5 | 2 | 11 | 529.3042 | 530.0963 | 533.7139 | 537.0883 | 0 | 0 | 0 | 0 | 283.3605 | 202.235 | 197.5094 | 195.8549 | 0 | 0 | 0 | 0 | 556.8463 | 414.9604 | 471.3346 | 523.5559 | 0 | 0 | 0 | 0 | 0 | -27.978 | -27.9795 | -27.2462 | 0 | 0 | 0 | 0 | -310.9027 | -59.1211 | -107.1506 | -155.0762 | 0.31687 | 0.24286 | 0.24286 | 0 | -98.5152 | -14.3582 | -26.0227 | 0
5 | 2 | 12 | 525.199 | 526.1619 | 529.7608 | 532.893 | 0 | 0 | 0 | 0 | 261.3532 | 195.4759 | 192.3411 | 194.7813 | 0 | 0 | 0 | 0 | 581.6666 | 466.6157 | 526.5963 | 582.1161 | 0 | 0 | 0 | 0 | 0 | -22.996 | -27.9843 | -27.8496 | 0 | 0 | 0 | 0 | -317.8208 | -112.9337 | -161.1924 | -216.1548 | 0.30984 | 0.24286 | 0.24286 | 0 | -98.4727 | -27.4273 | -39.1474 | 0
5 | 2 | 13 | 521.941 | 523.9939 | 528.7171 | 532.7695 | 0 | 0 | 0 | 0 | 252.21 | 202.5693 | 198.2957 | 194.0988 | 0 | 0 | 0 | 0 | 569.7328 | 427.7481 | 487.3955 | 542.9072 | 0 | 0 | 0 | 0 | 0 | -19.843 | -26.3618 | -25.3617 | 0 | 0 | 0 | 0 | -300.0018 | -86.4805 | -130.6123 | -178.8747 | 0.31489 | 0.24286 | 0.24286 | 0 | -94.4678 | -21.0028 | -31.7206 | 0
5 | 2 | 14 | 519.7341 | 522.6934 | 528.437 | 533.4307 | 0 | 0 | 0 | 0 | 265.2853 | 204.6611 | 201.6726 | 198.8588 | 0 | 0 | 0 | 0 | 575.3705 | 416.802 | 471.0327 | 521.6328 | 0 | 0 | 0 | 0 | 0 | -13.6893 | -11.8431 | -14.769 | 0 | 0 | 0 | 0 | -320.9217 | -85.0804 | -132.4251 | -172.2919 | 0.31699 | 0.24286 | 0.24286 | 0 | -101.7282 | -20.6627 | -32.1609 | 0
5 | 2 | 15 | 520.9871 | 524.8544 | 531.5809 | 537.4151 | 0 | 0 | 0 | 0 | 301.7503 | 205.2053 | 204.2999 | 205.7158 | 0 | 0 | 0 | 0 | 555.9573 | 379.1975 | 426.8324 | 471.6078 | 0 | 0 | 0 | 0 | 0 | -5.8735 | -6.0858 | -6.0531 | 0 | 0 | 0 | 0 | -336.7205 | -53.6749 | -93.4655 | -133.8555 | 0.31618 | 0.24027 | 0.2402 | 0.19462 | -106.464 | -12.8965 | -22.4501 | -26.0509
5 | 2 | 16 | 517.9198 | 523.8987 | 532.9537 | 540.867 | 0 | 0 | 0 | 0 | 289.4825 | 210.4392 | 216.4037 | 225.0266 | 0 | 0 | 0 | 0 | 538.3374 | 373.0207 | 412.0266 | 449.1233 | 0 | 0 | 0 | 0 | 0 | -6.0553 | -1.3104 | -3.3169 | 0 | 0 | 0 | 0 | -309.9001 | -53.5059 | -94.1662 | -129.966 | 0.32103 | 0.24715 | 0.22975 | 0.24005 | -99.4858 | -13.2242 | -21.6346 | -31.1982
5 | 2 | 17 | 510.6321 | 518.5146 | 529.6099 | 539.3004 | 0 | 0 | 0 | 0 | 289.1018 | 215.8952 | 222.8683 | 214.6249 | 0 | 0 | 0 | 0 | 517.8131 | 312.0849 | 336.0057 | 359.4531 | 0 | 0 | 0 | 0 | 0 | -1.1496 | -1.9372 | -2.4905 | 0 | 0 | 0 | 0 | -296.2829 | -8.3159 | -27.3269 | -32.2871 | 0.39785 | 0.24634 | 0.32048 | 0.23372 | -117.8767 | -2.0486 | -8.7579 | -7.5463
5 | 2 | 18 | 503.1084 | 512.9797 | 526.2323 | 537.8316 | 0 | 0 | 0 | 0 | 318.3433 | 237.0354 | 218.5804 | 227.5741 | 0 | 0 | 0 | 0 | 452.2706 | 239.6425 | 245.7116 | 253.1118 | 0 | 0 | 0 | 0 | 0 | -4.0249 | -4.8937 | 1.3676 | 0 | 0 | 0 | 0 | -267.5056 | 40.3266 | 66.834 | 55.7781 | 0.40002 | 0.33194 | 0.39565 | 0.38633 | -107.0078 | 13.3862 | 26.4428 | 21.5487
5 | 2 | 19 | 516.3443 | 527.7401 | 542.6975 | 555.7551 | 0 | 0 | 0 | 0 | 357.4235 | 289.9244 | 271.8957 | 276.8428 | 0 | 0 | 0 | 0 | 369.6387 | 168.7311 | 166.7666 | 166.7636 | 0 | 0 | 0 | 0 | 0 | -4.8236 | 1.9083 | 15.7764 | 0 | 0 | 0 | 0 | -210.7179 | 73.9083 | 102.1269 | 96.3723 | 0.40291 | 0.40667 | 0.40013 | 0.39254 | -84.9012 | 30.0566 | 40.8645 | 37.8295
5 | 2 | 20 | 541.1284 | 553.6908 | 569.9471 | 584.0251 | 0 | 0 | 0 | 0 | 363.4542 | 311.7537 | 303.0969 | 296.4825 | 0 | 0 | 0 | 0 | 353.3948 | 153.7287 | 147.6177 | 143.6848 | 0 | 0 | 0 | 0 | 0 | 7.9202 | 1.7527 | 10.1514 | 0 | 0 | 0 | 0 | -175.7206 | 80.2882 | 117.4798 | 133.7063 | 0.40427 | 0.42028 | 0.41111 | 0.39531 | -71.0391 | 33.7436 | 48.2976 | 52.8552
5 | 2 | 21 | 515.9858 | 528.1914 | 543.8514 | 557.3064 | 0 | 0 | 0 | 0 | 360.9917 | 318.6336 | 311.5867 | 304.7371 | 0 | 0 | 0 | 0 | 327.405 | 139.8501 | 133.9598 | 130.097 | 0 | 0 | 0 | 0 | 0 | 5.7482 | 12.264 | 20.1055 | 0 | 0 | 0 | 0 | -172.4109 | 63.9595 | 86.0409 | 102.3668 | 0.40188 | 0.40772 | 0.40034 | 0.39234 | -69.2886 | 26.0773 | 34.4455 | 40.1621
5 | 2 | 22 | 470.2961 | 482.0962 | 497.0891 | 509.9593 | 0 | 0 | 0 | 0 | 352.3913 | 315.1707 | 306.5493 | 311.4101 | 0 | 0 | 0 | 0 | 302.7066 | 129.8013 | 124.7019 | 121.4326 | 0 | 0 | 0 | 0 | 0 | 3.3406 | 7.574 | 6.6903 | 0 | 0 | 0 | 0 | -184.8017 | 33.7837 | 58.2638 | 70.4263 | 0.39659 | 0.40366 | 0.39544 | 0.38685 | -73.2905 | 13.637 | 23.0397 | 27.2443
5 | 2 | 23 | 426.7946 | 437.5781 | 451.2318 | 462.9112 | 0 | 0 | 0 | 0 | 295.9869 | 309.674 | 310.8168 | 321.7812 | 0 | 0 | 0 | 0 | 279.1136 | 127.2604 | 119.6054 | 113.8751 | 0 | 0 | 0 | 0 | 0 | 10.1075 | 7.0885 | 22.9244 | 0 | 0 | 0 | 0 | -148.3059 | -9.4638 | 13.7211 | 4.3305 | 0.39616 | 0.40557 | 0.39781 | 0.38169 | -58.7523 | -3.8382 | 5.4583 | 1.6529
5 | 2 | 24 | 394.6106 | 402.9207 | 413.651 | 422.6964 | 0 | 0 | 0 | 0 | 284.2274 | 305.831 | 305.1998 | 315.8046 | 0 | 0 | 0 | 0 | 290.7583 | 138.7671 | 131.2344 | 125.6523 | 0 | 0 | 0 | 0 | 0 | 15.2779 | 16.1588 | 5.0575 | 0 | 0 | 0 | 0 | -180.3752 | -56.9553 | -38.942 | -23.8179 | 0.39155 | 0.40913 | 0.40018 | 0.37917 | -70.6256 | -23.3023 | -15.584 | -9.0311
5 | 3 | 1 | 373.8036 | 379.66 | 387.5089 | 393.9165 | 0 | 0 | 0 | 0 | 259.2166 | 323.2272 | 298.5941 | 291.8219 | 0 | 0 | 0 | 0 | 262.665 | 141.0641 | 133.242 | 127.2537 | 0 | 0 | 0 | 0 | 0 | 8.5031 | 12.0462 | 8.24 | 0 | 0 | 0 | 0 | -148.0779 | -93.1344 | -56.3735 | -33.3991 | 0.39346 | 0.40712 | 0.39915 | 0.37525 | -58.2628 | -37.917 | -22.5013 | -12.5331
5 | 3 | 2 | 363.5634 | 367.453 | 373.0929 | 377.5578 | 0 | 0 | 0 | 0 | 262.3755 | 323.3941 | 312.5486 | 287.0447 | 0 | 0 | 0 | 0 | 249.4417 | 145.4169 | 140.5508 | 137.325 | 0 | 0 | 0 | 0 | 0 | 9.1058 | 7.7038 | 0.29532 | 0 | 0 | 0 | 0 | -148.2539 | -110.4637 | -87.7103 | -47.1073 | 0.39324 | 0.40518 | 0.39871 | 0.37205 | -58.2994 | -44.7581 | -34.9706 | -17.5261
5 | 3 | 3 | 359.118 | 361.3174 | 365.0886 | 367.9209 | 0 | 0 | 0 | 0 | 253.9803 | 286.5723 | 294.6476 | 283.2002 | 0 | 0 | 0 | 0 | 239.0407 | 149.6624 | 147.9774 | 147.7378 | 0 | 0 | 0 | 0 | 0 | 20.8358 | 10.2746 | 2.7093 | 0 | 0 | 0 | 0 | -133.9031 | -95.7531 | -87.8109 | -65.7264 | 0.40479 | 0.40648 | 0.39859 | 0.37175 | -54.2029 | -38.9216 | -35.0008 | -24.4337
5 | 3 | 4 | 366.1273 | 366.7414 | 368.7843 | 370.0692 | 0 | 0 | 0 | 0 | 262.9177 | 294.4715 | 283.2971 | 283.4556 | 0 | 0 | 0 | 0 | 232.4846 | 156.8084 | 157.6413 | 159.7356 | 0 | 0 | 0 | 0 | 0 | 19.1164 | 10.0401 | 2.0666 | 0 | 0 | 0 | 0 | -129.275 | -103.655 | -82.1941 | -75.1886 | 0.39239 | 0.40724 | 0.39885 | 0.37249 | -50.7265 | -42.2124 | -32.7828 | -28.007
5 | 3 | 5 | 390.8041 | 390.6367 | 391.9157 | 392.4974 | 0 | 0 | 0 | 0 | 280.926 | 306.0441 | 297.6503 | 274.0532 | 0 | 0 | 0 | 0 | 198.8268 | 154.2124 | 152.7873 | 152.6016 | 0 | 0 | 0 | 0 | 0 | 23.9252 | 17.6514 | -4.1283 | 0 | 0 | 0 | 0 | -88.9487 | -93.5451 | -76.1732 | -30.029 | 0.39799 | 0.40903 | 0.40099 | 0.37782 | -35.401 | -38.2625 | -30.5448 | -11.3457
5 | 3 | 6 | 429.4148 | 428.1223 | 428.3634 | 428.0414 | 0 | 0 | 0 | 0 | 318.733 | 279.5646 | 267.6794 | 230.2775 | 0 | 0 | 0 | 0 | 239.4205 | 185.1491 | 182.7135 | 181.3819 | 0 | 0 | 0 | 0 | 0 | -4.0967 | -0.048327 | -4.0025 | 0 | 0 | 0 | 0 | -128.7387 | -32.4947 | -21.9812 | 20.3844 | 0.39817 | 0.40695 | 0.39923 | 0.37497 | -51.2596 | -13.2237 | -8.7756 | 7.6435
5 | 3 | 7 | 463.9312 | 462.3126 | 462.5343 | 462.4009 | 0 | 0 | 0 | 0 | 290.3165 | 225.1404 | 232.911 | 209.1625 | 0 | 0 | 0 | 0 | 313.7743 | 278.8224 | 280.9457 | 283.4341 | 0 | 0 | 0 | 0 | 0 | -5.8294 | -1.0125 | -0.067602 | 0 | 0 | 0 | 0 | -140.1596 | -35.8208 | -50.3099 | -30.1281 | 0.39621 | 0.33259 | 0.32125 | 0.38231 | -55.5323 | -11.9137 | -16.1618 | -11.5184
5 | 3 | 8 | 487.0722 | 485.508 | 486.2712 | 487.0586 | 0 | 0 | 0 | 0 | 273.9225 | 220.693 | 211.018 | 213.7858 | 0 | 0 | 0 | 0 | 360.246 | 373.72 | 394.0343 | 412.7067 | 0 | 0 | 0 | 0 | 0 | -7.1414 | -4.3551 | -0.77494 | 0 | 0 | 0 | 0 | -147.0963 | -101.7635 | -114.426 | -138.6591 | 0.38794 | 0.32023 | 0.31429 | 0.32105 | -57.0639 | -32.5882 | -35.9625 | -44.5165
5 | 3 | 9 | 503.5725 | 503.2539 | 505.8327 | 508.6616 | 0 | 0 | 0 | 0 | 269.3138 | 209.1058 | 203.6412 | 211.285 | 0 | 0 | 0 | 0 | 388.5318 | 436.5972 | 475.1453 | 510.1642 | 0 | 0 | 0 | 0 | 0 | -22.5382 | -7.3083 | -8.2175 | 0 | 0 | 0 | 0 | -154.2731 | -119.9109 | -165.6455 | -204.5701 | 0.39364 | 0.24286 | 0.23968 | 0 | -60.7282 | -29.1217 | -39.7011 | 0
5 | 3 | 10 | 516.0731 | 516.144 | 519.1664 | 522.3316 | 0 | 0 | 0 | 0 | 264.0074 | 201.1699 | 210.0612 | 203.3356 | 0 | 0 | 0 | 0 | 387.1972 | 427.811 | 481.5813 | 530.565 | 0 | 0 | 0 | 0 | 0 | -26.9467 | -35.0954 | -25.2718 | 0 | 0 | 0 | 0 | -135.1315 | -85.8902 | -137.3807 | -186.2972 | 0.31441 | 0.24286 | 0.24286 | 0 | -42.4871 | -20.8594 | -33.3644 | 0
5 | 3 | 11 | 519.3958 | 519.8666 | 523.0897 | 526.1241 | 0 | 0 | 0 | 0 | 283.3605 | 202.235 | 197.5094 | 195.8549 | 0 | 0 | 0 | 0 | 367.677 | 410.5111 | 470.2516 | 524.7402 | 0 | 0 | 0 | 0 | 0 | -27.978 | -27.9795 | -27.2462 | 0 | 0 | 0 | 0 | -131.6417 | -64.9015 | -116.6918 | -167.2248 | 0.31687 | 0.24286 | 0.24286 | 0 | -41.7131 | -15.7621 | -28.3399 | 0
5 | 3 | 12 | 517.8562 | 518.5809 | 521.8874 | 524.7677 | 0 | 0 | 0 | 0 | 261.3532 | 195.4759 | 192.3411 | 194.7813 | 0 | 0 | 0 | 0 | 368.4618 | 424.8837 | 484.5904 | 539.0058 | 0 | 0 | 0 | 0 | 0 | -22.996 | -27.9843 | -27.8496 | 0 | 0 | 0 | 0 | -111.9588 | -78.7827 | -127.0598 | -181.1698 | 0.30984 | 0.24286 | 0.24286 | 0 | -34.689 | -19.1333 | -30.8579 | 0
5 | 3 | 13 | 518.7739 | 520.7241 | 525.3211 | 529.2649 | 0 | 0 | 0 | 0 | 252.21 | 202.5693 | 198.2957 | 194.0988 | 0 | 0 | 0 | 0 | 369.6779 | 437.9818 | 493.2458 | 543.5738 | 0 | 0 | 0 | 0 | 0 | -19.843 | -26.3618 | -25.3617 | 0 | 0 | 0 | 0 | -103.114 | -99.984 | -139.8585 | -183.046 | 0.31489 | 0.24286 | 0.24286 | 0 | -32.4696 | -24.2823 | -33.9662 | 0
5 | 3 | 14 | 517.487 | 520.3734 | 526.0276 | 530.9441 | 0 | 0 | 0 | 0 | 265.2853 | 204.6611 | 201.6726 | 198.8588 | 0 | 0 | 0 | 0 | 363.9006 | 412.7064 | 470.5817 | 523.6606 | 0 | 0 | 0 | 0 | 0 | -13.6893 | -11.8431 | -14.769 | 0 | 0 | 0 | 0 | -111.6989 | -83.3047 | -134.3836 | -176.8062 | 0.31699 | 0.24286 | 0.24286 | 0 | -35.4072 | -20.2315 | -32.6365 | 0
5 | 3 | 15 | 512.6004 | 516.1957 | 522.5882 | 528.1347 | 0 | 0 | 0 | 0 | 301.7503 | 205.2053 | 204.2999 | 205.7158 | 0 | 0 | 0 | 0 | 358.9176 | 366.3881 | 416.0325 | 461.989 | 0 | 0 | 0 | 0 | 0 | -5.8735 | -6.0858 | -6.0531 | 0 | 0 | 0 | 0 | -148.0675 | -49.5242 | -91.6583 | -133.517 | 0.31618 | 0.24027 | 0.2402 | 0.19462 | -46.8159 | -11.8992 | -22.016 | -25.9851
5 | 3 | 16 | 506.0828 | 511.6778 | 520.2615 | 527.7686 | 0 | 0 | 0 | 0 | 289.4825 | 210.4392 | 216.4037 | 225.0266 | 0 | 0 | 0 | 0 | 354.6472 | 341.2516 | 379.1547 | 414.6803 | 0 | 0 | 0 | 0 | 0 | -6.0553 | -1.3104 | -3.3169 | 0 | 0 | 0 | 0 | -138.0469 | -33.9576 | -73.9865 | -108.6214 | 0.32103 | 0.24715 | 0.22975 | 0.24005 | -44.3165 | -8.3927 | -16.9983 | -26.0744
5 | 3 | 17 | 499.2021 | 506.714 | 517.3541 | 526.6524 | 0 | 0 | 0 | 0 | 289.1018 | 215.8952 | 222.8683 | 214.6249 | 0 | 0 | 0 | 0 | 310.7455 | 267.2945 | 293.1601 | 318.2547 | 0 | 0 | 0 | 0 | 0 | -1.1496 | -1.9372 | -2.4905 | 0 | 0 | 0 | 0 | -100.6452 | 24.6739 | 3.2628 | -3.7368 | 0.39785 | 0.24634 | 0.32048 | 0.23372 | -40.0419 | 6.0782 | 1.0457 | -0.87337
5 | 3 | 18 | 496.1725 | 505.8189 | 518.7953 | 530.1567 | 0 | 0 | 0 | 0 | 318.3433 | 237.0354 | 218.5804 | 227.5741 | 0 | 0 | 0 | 0 | 264.3076 | 200.723 | 207.0312 | 214.5111 | 0 | 0 | 0 | 0 | 0 | -4.0249 | -4.8937 | 1.3676 | 0 | 0 | 0 | 0 | -86.4784 | 72.0854 | 98.0773 | 86.7039 | 0.40002 | 0.33194 | 0.39565 | 0.38633 | -34.5932 | 23.9283 | 38.8042 | 33.4962
5 | 3 | 19 | 512.1332 | 523.3925 | 538.1822 | 551.0953 | 0 | 0 | 0 | 0 | 357.4235 | 289.9244 | 271.8957 | 276.8428 | 0 | 0 | 0 | 0 | 201.2264 | 156.468 | 155.2171 | 155.7105 | 0 | 0 | 0 | 0 | 0 | -4.8236 | 1.9083 | 15.7764 | 0 | 0 | 0 | 0 | -46.5167 | 81.8237 | 109.1611 | 102.7656 | 0.40291 | 0.40667 | 0.40013 | 0.39254 | -18.7422 | 33.2756 | 43.6791 | 40.3391
5 | 3 | 20 | 537.4304 | 549.8729 | 565.982 | 579.9331 | 0 | 0 | 0 | 0 | 363.4542 | 311.7537 | 303.0969 | 296.4825 | 0 | 0 | 0 | 0 | 177.3734 | 158.8667 | 156.669 | 156.203 | 0 | 0 | 0 | 0 | 0 | 7.9202 | 1.7527 | 10.1514 | 0 | 0 | 0 | 0 | -3.3972 | 71.3323 | 104.4634 | 117.0962 | 0.40427 | 0.42028 | 0.41111 | 0.39531 | -1.3734 | 29.9796 | 42.9463 | 46.2891
5 | 3 | 21 | 514.1634 | 526.3099 | 541.8973 | 555.2898 | 0 | 0 | 0 | 0 | 360.9917 | 318.6336 | 311.5867 | 304.7371 | 0 | 0 | 0 | 0 | 150.7464 | 145.7298 | 143.1291 | 142.1001 | 0 | 0 | 0 | 0 | 0 | 5.7482 | 12.264 | 20.1055 | 0 | 0 | 0 | 0 | 2.4253 | 56.1983 | 74.9175 | 88.3471 | 0.40188 | 0.40772 | 0.40034 | 0.39234 | 0.97467 | 22.9129 | 29.9924 | 34.6617
5 | 3 | 22 | 469.4822 | 481.256 | 496.2164 | 509.0587 | 0 | 0 | 0 | 0 | 352.3913 | 315.1707 | 306.5493 | 311.4101 | 0 | 0 | 0 | 0 | 155.2096 | 131.5137 | 132.69 | 135.1202 | 0 | 0 | 0 | 0 | 0 | 3.3406 | 7.574 | 6.6903 | 0 | 0 | 0 | 0 | -38.1186 | 31.231 | 49.403 | 55.8381 | 0.39659 | 0.40366 | 0.39544 | 0.38685 | -15.1175 | 12.6066 | 19.5358 | 21.6009
5 | 3 | 23 | 424.6537 | 435.3678 | 448.9362 | 460.5421 | 0 | 0 | 0 | 0 | 295.9869 | 309.674 | 310.8168 | 321.7812 | 0 | 0 | 0 | 0 | 181.9362 | 129.9902 | 137.1273 | 145.2524 | 0 | 0 | 0 | 0 | 0 | 10.1075 | 7.0885 | 22.9244 | 0 | 0 | 0 | 0 | -53.2695 | -14.4039 | -6.0964 | -29.4158 | 0.39616 | 0.40557 | 0.39781 | 0.38169 | -21.103 | -5.8418 | -2.4252 | -11.2278
5 | 3 | 24 | 394.2744 | 402.5736 | 413.2905 | 422.3244 | 0 | 0 | 0 | 0 | 284.2274 | 305.831 | 305.1998 | 315.8046 | 0 | 0 | 0 | 0 | 196.0516 | 131.2975 | 140.5412 | 150.6701 | 0 | 0 | 0 | 0 | 0 | 15.2779 | 16.1588 | 5.0575 | 0 | 0 | 0 | 0 | -86.0047 | -49.8327 | -48.6092 | -49.2078 | 0.39155 | 0.40913 | 0.40018 | 0.37917 | -33.675 | -20.3882 | -19.4526 | -18.6583
5 | 4 | 1 | 379.7486 | 385.7978 | 393.8835 | 400.495 | 0 | 0 | 0 | 0 | 259.2166 | 323.2272 | 298.5941 | 291.8219 | 0 | 0 | 0 | 0 | 188.0131 | 126.9903 | 135.2098 | 144.3333 | 0 | 0 | 0 | 0 | 0 | 8.5031 | 12.0462 | 8.24 | 0 | 0 | 0 | 0 | -67.481 | -72.9228 | -51.9666 | -43.9002 | 0.39346 | 0.40712 | 0.39915 | 0.37525 | -26.5511 | -29.6884 | -20.7423 | -16.4736
5 | 4 | 2 | 363.8464 | 367.7453 | 373.3965 | 377.871 | 0 | 0 | 0 | 0 | 262.3755 | 323.3941 | 312.5486 | 287.0447 | 0 | 0 | 0 | 0 | 185.913 | 119.1145 | 128.0136 | 137.7568 | 0 | 0 | 0 | 0 | 0 | 9.1058 | 7.7038 | 0.29532 | 0 | 0 | 0 | 0 | -84.4421 | -83.869 | -74.8695 | -47.2258 | 0.39324 | 0.40518 | 0.39871 | 0.37205 | -33.206 | -33.9824 | -29.8509 | -17.5702
5 | 4 | 3 | 361.5774 | 363.8566 | 367.7257 | 370.6424 | 0 | 0 | 0 | 0 | 253.9803 | 286.5723 | 294.6476 | 283.2002 | 0 | 0 | 0 | 0 | 183.6006 | 117.7369 | 126.0309 | 135.171 | 0 | 0 | 0 | 0 | 0 | 20.8358 | 10.2746 | 2.7093 | 0 | 0 | 0 | 0 | -76.0035 | -61.2885 | -63.2273 | -50.4382 | 0.40479 | 0.40648 | 0.39859 | 0.37175 | -30.7656 | -24.9125 | -25.202 | -18.7504
5 | 4 | 4 | 366.145 | 366.7596 | 368.8033 | 370.0888 | 0 | 0 | 0 | 0 | 262.9177 | 294.4715 | 283.2971 | 283.4556 | 0 | 0 | 0 | 0 | 181.9744 | 117.0747 | 123.0982 | 130.0762 | 0 | 0 | 0 | 0 | 0 | 19.1164 | 10.0401 | 2.0666 | 0 | 0 | 0 | 0 | -78.7471 | -63.903 | -47.632 | -45.5096 | 0.39239 | 0.40724 | 0.39885 | 0.37249 | -30.8998 | -26.0238 | -18.9978 | -16.9519
5 | 4 | 5 | 392.0957 | 391.9702 | 393.3007 | 393.9267 | 0 | 0 | 0 | 0 | 280.926 | 306.0441 | 297.6503 | 274.0532 | 0 | 0 | 0 | 0 | 182.153 | 125.3104 | 127.5255 | 130.8507 | 0 | 0 | 0 | 0 | 0 | 23.9252 | 17.6514 | -4.1283 | 0 | 0 | 0 | 0 | -70.9832 | -63.3095 | -49.5265 | -6.8489 | 0.39799 | 0.40903 | 0.40099 | 0.37782 | -28.2509 | -25.8953 | -19.8597 | -2.5877
5 | 4 | 6 | 430.1048 | 428.8347 | 429.1033 | 428.805 | 0 | 0 | 0 | 0 | 318.733 | 279.5646 | 267.6794 | 230.2775 | 0 | 0 | 0 | 0 | 189.7839 | 140.6225 | 139.8817 | 140.2547 | 0 | 0 | 0 | 0 | 0 | -4.0967 | -0.048327 | -4.0025 | 0 | 0 | 0 | 0 | -78.4121 | 12.7443 | 21.5904 | 62.2751 | 0.39817 | 0.40695 | 0.39923 | 0.37497 | -31.2211 | 5.1863 | 8.6196 | 23.3512
5 | 4 | 7 | 469.8232 | 468.3956 | 468.8519 | 468.9206 | 0 | 0 | 0 | 0 | 290.3165 | 225.1404 | 232.911 | 209.1625 | 0 | 0 | 0 | 0 | 206.4106 | 163.4227 | 165.675 | 168.7062 | 0 | 0 | 0 | 0 | 0 | -5.8294 | -1.0125 | -0.067602 | 0 | 0 | 0 | 0 | -26.904 | 85.6619 | 71.2784 | 91.1196 | 0.39621 | 0.33259 | 0.32125 | 0.38231 | -10.6596 | 28.4904 | 22.8979 | 34.8363
5 | 4 | 8 | 490.3101 | 488.851 | 489.7431 | 490.6415 | 0 | 0 | 0 | 0 | 273.9225 | 220.693 | 211.018 | 213.7858 | 0 | 0 | 0 | 0 | 268.3145 | 271.3672 | 285.6065 | 299.1646 | 0 | 0 | 0 | 0 | 0 | -7.1414 | -4.3551 | -0.77494 | 0 | 0 | 0 | 0 | -51.9269 | 3.9323 | -2.5264 | -21.534 | 0.38794 | 0.32023 | 0.31429 | 0.32105 | -20.1443 | 1.2592 | -0.79401 | -6.9135
5 | 4 | 9 | 504.3333 | 504.0394 | 506.6485 | 509.5035 | 0 | 0 | 0 | 0 | 269.3138 | 209.1058 | 203.6412 | 211.285 | 0 | 0 | 0 | 0 | 303.5315 | 349.6281 | 373.6258 | 395.7853 | 0 | 0 | 0 | 0 | 0 | -22.5382 | -7.3083 | -8.2175 | 0 | 0 | 0 | 0 | -68.512 | -32.1564 | -63.3103 | -89.3493 | 0.39364 | 0.24286 | 0.23968 | 0 | -26.9691 | -7.8096 | -15.1739 | 0
5 | 4 | 10 | 514.693 | 514.7191 | 517.6866 | 520.8044 | 0 | 0 | 0 | 0 | 264.0074 | 201.1699 | 210.0612 | 203.3356 | 0 | 0 | 0 | 0 | 341.317 | 427.2703 | 462.1089 | 493.8904 | 0 | 0 | 0 | 0 | 0 | -26.9467 | -35.0954 | -25.2718 | 0 | 0 | 0 | 0 | -90.6314 | -86.7743 | -119.3881 | -151.1498 | 0.31441 | 0.24286 | 0.24286 | 0 | -28.4957 | -21.0741 | -28.9947 | 0
5 | 4 | 11 | 518.0334 | 518.4601 | 521.6288 | 524.6165 | 0 | 0 | 0 | 0 | 283.3605 | 202.235 | 197.5094 | 195.8549 | 0 | 0 | 0 | 0 | 338.2204 | 421.2292 | 464.4117 | 503.9146 | 0 | 0 | 0 | 0 | 0 | -27.978 | -27.9795 | -27.2462 | 0 | 0 | 0 | 0 | -103.5475 | -77.0262 | -112.3128 | -147.9067 | 0.31687 | 0.24286 | 0.24286 | 0 | -32.8109 | -18.7067 | -27.2764 | 0
5 | 4 | 12 | 512.8312 | 513.393 | 516.4994 | 519.2073 | 0 | 0 | 0 | 0 | 261.3532 | 195.4759 | 192.3411 | 194.7813 | 0 | 0 | 0 | 0 | 391.3098 | 479.5998 | 527.1553 | 570.3981 | 0 | 0 | 0 | 0 | 0 | -22.996 | -27.9843 | -27.8496 | 0 | 0 | 0 | 0 | -139.8319 | -138.6867 | -175.0127 | -218.1224 | 0.30984 | 0.24286 | 0.24286 | 0 | -43.3251 | -33.6817 | -42.5038 | 0
5 | 4 | 13 | 513.2712 | 515.0429 | 519.4209 | 523.1758 | 0 | 0 | 0 | 0 | 252.21 | 202.5693 | 198.2957 | 194.0988 | 0 | 0 | 0 | 0 | 391.1535 | 472.9693 | 519.0108 | 560.9571 | 0 | 0 | 0 | 0 | 0 | -19.843 | -26.3618 | -25.3617 | 0 | 0 | 0 | 0 | -130.0923 | -140.6527 | -171.5238 | -206.5183 | 0.31489 | 0.24286 | 0.24286 | 0 | -40.9649 | -34.1591 | -41.6565 | 0
5 | 4 | 14 | 508.0563 | 510.637 | 515.9156 | 520.5086 | 0 | 0 | 0 | 0 | 265.2853 | 204.6611 | 201.6726 | 198.8588 | 0 | 0 | 0 | 0 | 419.0561 | 502.6358 | 547.8622 | 589.105 | 0 | 0 | 0 | 0 | 0 | -13.6893 | -11.8431 | -14.769 | 0 | 0 | 0 | 0 | -176.285 | -182.9706 | -221.7761 | -252.6862 | 0.31699 | 0.24286 | 0.24286 | 0 | -55.8802 | -44.4365 | -53.8608 | 0
5 | 4 | 15 | 500.5334 | 503.7374 | 509.6494 | 514.7818 | 0 | 0 | 0 | 0 | 301.7503 | 205.2053 | 204.2999 | 205.7158 | 0 | 0 | 0 | 0 | 389.3309 | 455.6947 | 493.4437 | 528.0579 | 0 | 0 | 0 | 0 | 0 | -5.8735 | -6.0858 | -6.0531 | 0 | 0 | 0 | 0 | -190.5479 | -151.2892 | -182.0083 | -212.9388 | 0.31618 | 0.24027 | 0.2402 | 0.19462 | -60.2473 | -36.3503 | -43.7178 | -41.4421
5 | 4 | 16 | 492.8127 | 497.9774 | 506.0327 | 513.0844 | 0 | 0 | 0 | 0 | 289.4825 | 210.4392 | 216.4037 | 225.0266 | 0 | 0 | 0 | 0 | 421.3923 | 464.5872 | 497.8703 | 528.7026 | 0 | 0 | 0 | 0 | 0 | -6.0553 | -1.3104 | -3.3169 | 0 | 0 | 0 | 0 | -218.0621 | -170.9938 | -206.931 | -237.3279 | 0.32103 | 0.24715 | 0.22975 | 0.24005 | -70.0035 | -42.2617 | -47.5422 | -56.9702
5 | 4 | 17 | 483.9325 | 490.9493 | 500.9814 | 509.7558 | 0 | 0 | 0 | 0 | 289.1018 | 215.8952 | 222.8683 | 214.6249 | 0 | 0 | 0 | 0 | 371.7653 | 440.514 | 451.7114 | 462.1576 | 0 | 0 | 0 | 0 | 0 | -1.1496 | -1.9372 | -2.4905 | 0 | 0 | 0 | 0 | -176.9346 | -164.3104 | -171.6611 | -164.5363 | 0.39785 | 0.24634 | 0.32048 | 0.23372 | -70.3938 | -40.4767 | -55.0148 | -38.4561
5 | 4 | 18 | 477.2404 | 486.2729 | 498.4954 | 509.2072 | 0 | 0 | 0 | 0 | 318.3433 | 237.0354 | 218.5804 | 227.5741 | 0 | 0 | 0 | 0 | 292.9224 | 313.0093 | 310.2229 | 308.3573 | 0 | 0 | 0 | 0 | 0 | -4.0249 | -4.8937 | 1.3676 | 0 | 0 | 0 | 0 | -134.0253 | -59.7469 | -25.4142 | -28.0918 | 0.40002 | 0.33194 | 0.39565 | 0.38633 | -53.6129 | -19.8326 | -10.0551 | -10.8527
5 | 4 | 19 | 488.1231 | 498.6037 | 512.4374 | 524.5267 | 0 | 0 | 0 | 0 | 357.4235 | 289.9244 | 271.8957 | 276.8428 | 0 | 0 | 0 | 0 | 270.4416 | 243.7592 | 236.4382 | 230.7775 | 0 | 0 | 0 | 0 | 0 | -4.8236 | 1.9083 | 15.7764 | 0 | 0 | 0 | 0 | -139.742 | -30.2562 | 2.1951 | 1.13 | 0.40291 | 0.40667 | 0.40013 | 0.39254 | -56.304 | -12.3044 | 0.87835 | 0.44356
5 | 4 | 20 | 512.341 | 523.9699 | 539.0799 | 552.1701 | 0 | 0 | 0 | 0 | 363.4542 | 311.7537 | 303.0969 | 296.4825 | 0 | 0 | 0 | 0 | 290.6326 | 217.6778 | 209.392 | 203.1322 | 0 | 0 | 0 | 0 | 0 | 7.9202 | 1.7527 | 10.1514 | 0 | 0 | 0 | 0 | -141.7458 | -13.3818 | 24.8383 | 42.404 | 0.40427 | 0.42028 | 0.41111 | 0.39531 | -57.304 | -5.6241 | 10.2114 | 16.7627
5 | 4 | 21 | 497.5491 | 509.1569 | 524.0828 | 536.9051 | 0 | 0 | 0 | 0 | 360.9917 | 318.6336 | 311.5867 | 304.7371 | 0 | 0 | 0 | 0 | 285.9252 | 224.6994 | 214.8208 | 207.056 | 0 | 0 | 0 | 0 | 0 | 5.7482 | 12.264 | 20.1055 | 0 | 0 | 0 | 0 | -149.3678 | -39.9243 | -14.5887 | 5.0065 | 0.40188 | 0.40772 | 0.40034 | 0.39234 | -60.028 | -16.2778 | -5.8404 | 1.9642
5 | 4 | 22 | 470.1369 | 481.9318 | 496.9183 | 509.7831 | 0 | 0 | 0 | 0 | 352.3913 | 315.1707 | 306.5493 | 311.4101 | 0 | 0 | 0 | 0 | 308.1733 | 233.3217 | 223.7292 | 216.2504 | 0 | 0 | 0 | 0 | 0 | 3.3406 | 7.574 | 6.6903 | 0 | 0 | 0 | 0 | -190.4277 | -69.901 | -40.9342 | -24.5677 | 0.39659 | 0.40366 | 0.39544 | 0.38685 | -75.5217 | -28.216 | -16.1869 | -9.504
5 | 4 | 23 | 426.777 | 437.5599 | 451.2128 | 462.8916 | 0 | 0 | 0 | 0 | 295.9869 | 309.674 | 310.8168 | 321.7812 | 0 | 0 | 0 | 0 | 332.0411 | 242.5301 | 234.016 | 227.7118 | 0 | 0 | 0 | 0 | 0 | 10.1075 | 7.0885 | 22.9244 | 0 | 0 | 0 | 0 | -201.2511 | -124.7517 | -100.7085 | -109.5258 | 0.39616 | 0.40557 | 0.39781 | 0.38169 | -79.7269 | -50.5953 | -40.0624 | -41.8051
5 | 4 | 24 | 394.3098 | 402.6102 | 413.3284 | 422.3636 | 0 | 0 | 0 | 0 | 284.2274 | 305.831 | 305.1998 | 315.8046 | 0 | 0 | 0 | 0 | 331.821 | 237.567 | 229.9755 | 224.578 | 0 | 0 | 0 | 0 | 0 | 15.2779 | 16.1588 | 5.0575 | 0 | 0 | 0 | 0 | -221.7387 | -156.0657 | -138.0056 | -123.0765 | 0.39155 | 0.40913 | 0.40018 | 0.37917 | -86.8214 | -63.8516 | -55.2277 | -46.6673
5 | 5 | 1 | 376.0153 | 381.9434 | 389.8804 | 396.3639 | 0 | 0 | 0 | 0 | 259.2166 | 323.2272 | 298.5941 | 291.8219 | 0 | 0 | 0 | 0 | 331.0265 | 227.3979 | 222.2133 | 219.1361 | 0 | 0 | 0 | 0 | 0 | 8.5031 | 12.0462 | 8.24 | 0 | 0 | 0 | 0 | -214.2278 | -177.1848 | -142.9732 | -122.8341 | 0.39346 | 0.40712 | 0.39915 | 0.37525 | -84.2901 | -72.1356 | -57.0673 | -46.0937
5 | 5 | 2 | 361.2632 | 365.0783 | 370.6266 | 375.0125 | 0 | 0 | 0 | 0 | 262.3755 | 323.3941 | 312.5486 | 287.0447 | 0 | 0 | 0 | 0 | 332.2243 | 216.8541 | 212.8882 | 211.0641 | 0 | 0 | 0 | 0 | 0 | 9.1058 | 7.7038 | 0.29532 | 0 | 0 | 0 | 0 | -233.3367 | -184.2757 | -162.5141 | -123.3916 | 0.39324 | 0.40518 | 0.39871 | 0.37205 | -91.7574 | -74.6656 | -64.7952 | -45.9073
5 | 5 | 3 | 358.481 | 360.6598 | 364.4057 | 367.2161 | 0 | 0 | 0 | 0 | 253.9803 | 286.5723 | 294.6476 | 283.2002 | 0 | 0 | 0 | 0 | 316.2357 | 202.2714 | 198.5133 | 196.9034 | 0 | 0 | 0 | 0 | 0 | 20.8358 | 10.2746 | 2.7093 | 0 | 0 | 0 | 0 | -211.735 | -149.0197 | -139.0298 | -115.5969 | 0.40479 | 0.40648 | 0.39859 | 0.37175 | -85.7087 | -60.5734 | -55.4163 | -42.9731
5 | 5 | 4 | 357.8821 | 358.2288 | 359.9434 | 360.9455 | 0 | 0 | 0 | 0 | 262.9177 | 294.4715 | 283.2971 | 283.4556 | 0 | 0 | 0 | 0 | 302.2659 | 191.3756 | 188.824 | 188.3657 | 0 | 0 | 0 | 0 | 0 | 19.1164 | 10.0401 | 2.0666 | 0 | 0 | 0 | 0 | -207.3015 | -146.7348 | -122.2177 | -112.9425 | 0.39239 | 0.40724 | 0.39885 | 0.37249 | -81.3436 | -59.7561 | -48.746 | -42.07
5 | 5 | 5 | 360.9728 | 359.838 | 359.9292 | 359.4873 | 0 | 0 | 0 | 0 | 280.926 | 306.0441 | 297.6503 | 274.0532 | 0 | 0 | 0 | 0 | 289.8466 | 188.0873 | 185.0206 | 184.0271 | 0 | 0 | 0 | 0 | 0 | 23.9252 | 17.6514 | -4.1283 | 0 | 0 | 0 | 0 | -209.7998 | -158.2186 | -140.3931 | -94.4647 | 0.39799 | 0.40903 | 0.40099 | 0.37782 | -83.4989 | -64.7158 | -56.2964 | -35.6911
5 | 5 | 6 | 368.0536 | 364.7713 | 362.569 | 360.1416 | 0 | 0 | 0 | 0 | 318.733 | 279.5646 | 267.6794 | 230.2775 | 0 | 0 | 0 | 0 | 310.6648 | 240.7821 | 234.178 | 229.597 | 0 | 0 | 0 | 0 | 0 | -4.0967 | -0.048327 | -4.0025 | 0 | 0 | 0 | 0 | -261.3442 | -151.4788 | -139.2401 | -95.7305 | 0.39817 | 0.40695 | 0.39923 | 0.37497 | -104.0588 | -61.6443 | -55.589 | -35.8959
5 | 5 | 7 | 389.583 | 385.5534 | 382.8145 | 380.1301 | 0 | 0 | 0 | 0 | 290.3165 | 225.1404 | 232.911 | 209.1625 | 0 | 0 | 0 | 0 | 363.23 | 359.3081 | 355.1123 | 352.2802 | 0 | 0 | 0 | 0 | 0 | -5.8294 | -1.0125 | -0.067602 | 0 | 0 | 0 | 0 | -263.9635 | -193.0657 | -204.1963 | -181.245 | 0.39621 | 0.33259 | 0.32125 | 0.38231 | -104.5844 | -64.2119 | -65.5972 | -69.2926
5 | 5 | 8 | 416.9351 | 413.0964 | 411.0668 | 409.4476 | 0 | 0 | 0 | 0 | 273.9225 | 220.693 | 211.018 | 213.7858 | 0 | 0 | 0 | 0 | 410.4511 | 472.0842 | 484.5544 | 496.382 | 0 | 0 | 0 | 0 | 0 | -7.1414 | -4.3551 | -0.77494 | 0 | 0 | 0 | 0 | -267.4385 | -272.5392 | -280.1506 | -299.9454 | 0.38794 | 0.32023 | 0.31429 | 0.32105 | -103.7489 | -87.2766 | -88.0475 | -96.2976
5 | 5 | 9 | 435.0808 | 432.5411 | 432.3926 | 432.8715 | 0 | 0 | 0 | 0 | 269.3138 | 209.1058 | 203.6412 | 211.285 | 0 | 0 | 0 | 0 | 439.7381 | 546.6105 | 576.6289 | 604.0835 | 0 | 0 | 0 | 0 | 0 | -22.5382 | -7.3083 | -8.2175 | 0 | 0 | 0 | 0 | -273.971 | -300.637 | -340.5693 | -374.2795 | 0.39364 | 0.24286 | 0.23968 | 0 | -107.8461 | -73.0132 | -81.626 | 0
5 | 5 | 10 | 449.8639 | 447.7877 | 448.1737 | 449.0671 | 0 | 0 | 0 | 0 | 264.0074 | 201.1699 | 210.0612 | 203.3356 | 0 | 0 | 0 | 0 | 461.6204 | 585.5572 | 629.4599 | 669.4711 | 0 | 0 | 0 | 0 | 0 | -26.9467 | -35.0954 | -25.2718 | 0 | 0 | 0 | 0 | -275.7638 | -311.9927 | -356.2521 | -398.4678 | 0.31441 | 0.24286 | 0.24286 | 0 | -86.7038 | -75.771 | -86.5198 | 0
5 | 5 | 11 | 455.2921 | 453.6842 | 454.3546 | 455.1895 | 0 | 0 | 0 | 0 | 283.3605 | 202.235 | 197.5094 | 195.8549 | 0 | 0 | 0 | 0 | 471.9884 | 596.3278 | 649.7728 | 698.5399 | 0 | 0 | 0 | 0 | 0 | -27.978 | -27.9795 | -27.2462 | 0 | 0 | 0 | 0 | -300.0568 | -316.9006 | -364.9481 | -411.959 | 0.31687 | 0.24286 | 0.24286 | 0 | -95.0784 | -76.963 | -88.6317 | 0
5 | 5 | 12 | 454.991 | 453.6772 | 454.4804 | 455.2037 | 0 | 0 | 0 | 0 | 261.3532 | 195.4759 | 192.3411 | 194.7813 | 0 | 0 | 0 | 0 | 483.1746 | 608.5159 | 667.83 | 721.9432 | 0 | 0 | 0 | 0 | 0 | -22.996 | -27.9843 | -27.8496 | 0 | 0 | 0 | 0 | -289.5368 | -327.3185 | -377.7064 | -433.6712 | 0.30984 | 0.24286 | 0.24286 | 0 | -89.7093 | -79.4931 | -91.7302 | 0
5 | 5 | 13 | 452.0692 | 451.8563 | 453.7972 | 455.4522 | 0 | 0 | 0 | 0 | 252.21 | 202.5693 | 198.2957 | 194.0988 | 0 | 0 | 0 | 0 | 493.675 | 606.9306 | 660.1737 | 708.7966 | 0 | 0 | 0 | 0 | 0 | -19.843 | -26.3618 | -25.3617 | 0 | 0 | 0 | 0 | -293.8158 | -337.8006 | -378.3104 | -422.0815 | 0.31489 | 0.24286 | 0.24286 | 0 | -92.5199 | -82.0388 | -91.8769 | 0
5 | 5 | 14 | 445.8105 | 446.3726 | 449.1726 | 451.6298 | 0 | 0 | 0 | 0 | 265.2853 | 204.6611 | 201.6726 | 198.8588 | 0 | 0 | 0 | 0 | 516.9192 | 603.3311 | 656.0186 | 704.2786 | 0 | 0 | 0 | 0 | 0 | -13.6893 | -11.8431 | -14.769 | 0 | 0 | 0 | 0 | -336.394 | -347.9303 | -396.6755 | -436.7387 | 0.31699 | 0.24286 | 0.24286 | 0 | -106.6328 | -84.4989 | -96.3371 | 0
5 | 5 | 15 | 442.2509 | 443.5649 | 447.1561 | 450.2887 | 0 | 0 | 0 | 0 | 301.7503 | 205.2053 | 204.2999 | 205.7158 | 0 | 0 | 0 | 0 | 530.7511 | 579.6253 | 628.7434 | 674.0928 | 0 | 0 | 0 | 0 | 0 | -5.8735 | -6.0858 | -6.0531 | 0 | 0 | 0 | 0 | -390.2505 | -335.3922 | -379.8013 | -423.4668 | 0.31618 | 0.24027 | 0.2402 | 0.19462 | -123.3891 | -80.5849 | -91.227 | -82.4151
5 | 5 | 16 | 439.9798 | 443.4312 | 449.3827 | 454.6217 | 0 | 0 | 0 | 0 | 289.4825 | 210.4392 | 216.4037 | 225.0266 | 0 | 0 | 0 | 0 | 533.0703 | 553.1616 | 596.5321 | 636.9196 | 0 | 0 | 0 | 0 | 0 | -6.0553 | -1.3104 | -3.3169 | 0 | 0 | 0 | 0 | -382.573 | -314.1143 | -362.2427 | -404.0077 | 0.32103 | 0.24715 | 0.22975 | 0.24005 | -122.8156 | -77.6344 | -83.2249 | -96.9815
5 | 5 | 17 | 439.3979 | 444.9705 | 453.2292 | 460.4755 | 0 | 0 | 0 | 0 | 289.1018 | 215.8952 | 222.8683 | 214.6249 | 0 | 0 | 0 | 0 | 502.7727 | 494.2177 | 523.1 | 550.6335 | 0 | 0 | 0 | 0 | 0 | -1.1496 | -1.9372 | -2.4905 | 0 | 0 | 0 | 0 | -352.4766 | -263.9929 | -290.8019 | -302.2924 | 0.39785 | 0.24634 | 0.32048 | 0.23372 | -140.2335 | -65.0328 | -93.1976 | -70.653
5 | 5 | 18 | 443.9235 | 451.8756 | 462.7714 | 472.34 | 0 | 0 | 0 | 0 | 318.3433 | 237.0354 | 218.5804 | 227.5741 | 0 | 0 | 0 | 0 | 431.2268 | 358.677 | 371.2873 | 384.5554 | 0 | 0 | 0 | 0 | 0 | -4.0249 | -4.8937 | 1.3676 | 0 | 0 | 0 | 0 | -305.6466 | -139.8119 | -122.2027 | -141.1571 | 0.40002 | 0.33194 | 0.39565 | 0.38633 | -122.2651 | -46.4096 | -48.3494 | -54.5331
5 | 5 | 19 | 449.2327 | 458.4522 | 470.7372 | 481.4922 | 0 | 0 | 0 | 0 | 357.4235 | 289.9244 | 271.8957 | 276.8428 | 0 | 0 | 0 | 0 | 374.7127 | 250.1251 | 252.2964 | 256.2174 | 0 | 0 | 0 | 0 | 0 | -4.8236 | 1.9083 | 15.7764 | 0 | 0 | 0 | 0 | -282.9035 | -76.7736 | -55.3632 | -67.3445 | 0.40291 | 0.40667 | 0.40013 | 0.39254 | -113.9858 | -31.2219 | -22.1527 | -26.4351
5 | 5 | 20 | 478.2102 | 488.7323 | 502.4832 | 514.4023 | 0 | 0 | 0 | 0 | 363.4542 | 311.7537 | 303.0969 | 296.4825 | 0 | 0 | 0 | 0 | 332.2094 | 174.6426 | 173.356 | 174.2288 | 0 | 0 | 0 | 0 | 0 | 7.9202 | 1.7527 | 10.1514 | 0 | 0 | 0 | 0 | -217.4535 | -5.5843 | 24.2776 | 33.5396 | 0.40427 | 0.42028 | 0.41111 | 0.39531 | -87.9106 | -2.347 | 9.9809 | 13.2585
5 | 5 | 21 | 470.7965 | 481.5367 | 495.3973 | 507.3018 | 0 | 0 | 0 | 0 | 360.9917 | 318.6336 | 311.5867 | 304.7371 | 0 | 0 | 0 | 0 | 347.3676 | 187.7453 | 185.5251 | 185.509 | 0 | 0 | 0 | 0 | 0 | 5.7482 | 12.264 | 20.1055 | 0 | 0 | 0 | 0 | -237.5628 | -30.5904 | -13.9785 | -3.0499 | 0.40188 | 0.40772 | 0.40034 | 0.39234 | -95.4718 | -12.4722 | -5.5961 | -1.1966
5 | 5 | 22 | 446.7814 | 457.819 | 471.8755 | 483.9389 | 0 | 0 | 0 | 0 | 352.3913 | 315.1707 | 306.5493 | 311.4101 | 0 | 0 | 0 | 0 | 311.6116 | 178.1213 | 167.552 | 159.4455 | 0 | 0 | 0 | 0 | 0 | 3.3406 | 7.574 | 6.6903 | 0 | 0 | 0 | 0 | -217.2214 | -38.8136 | -9.7999 | 6.393 | 0.39659 | 0.40366 | 0.39544 | 0.38685 | -86.1478 | -15.6673 | -3.8752 | 2.4731
5 | 5 | 23 | 411.4367 | 421.7221 | 434.7642 | 445.9167 | 0 | 0 | 0 | 0 | 295.9869 | 309.674 | 310.8168 | 321.7812 | 0 | 0 | 0 | 0 | 293.0648 | 170.8492 | 156.9499 | 145.5874 | 0 | 0 | 0 | 0 | 0 | 10.1075 | 7.0885 | 22.9244 | 0 | 0 | 0 | 0 | -177.615 | -68.9086 | -40.091 | -44.3763 | 0.39616 | 0.40557 | 0.39781 | 0.38169 | -70.3633 | -27.9471 | -15.9484 | -16.9381
5 | 5 | 24 | 379.7303 | 387.5579 | 397.6956 | 406.2305 | 0 | 0 | 0 | 0 | 284.2274 | 305.831 | 305.1998 | 315.8046 | 0 | 0 | 0 | 0 | 286.4546 | 165.644 | 149.9308 | 136.834 | 0 | 0 | 0 | 0 | 0 | 15.2779 | 16.1588 | 5.0575 | 0 | 0 | 0 | 0 | -190.9518 | -99.195 | -73.5937 | -51.4656 | 0.39155 | 0.40913 | 0.40018 | 0.37917 | -74.7668 | -40.5839 | -29.451 | -19.5144
5 | 6 | 1 | 359.578 | 364.9731 | 372.2556 | 378.175 | 0 | 0 | 0 | 0 | 259.2166 | 323.2272 | 298.5941 | 291.8219 | 0 | 0 | 0 | 0 | 271.5298 | 160.7058 | 143.5501 | 129.0608 | 0 | 0 | 0 | 0 | 0 | 8.5031 | 12.0462 | 8.24 | 0 | 0 | 0 | 0 | -171.1684 | -127.463 | -81.9349 | -50.9477 | 0.39346 | 0.40712 | 0.39915 | 0.37525 | -67.348 | -51.8929 | -32.704 | -19.1182
5 | 6 | 2 | 346.6837 | 350.026 | 354.9938 | 358.8794 | 0 | 0 | 0 | 0 | 262.3755 | 323.3941 | 312.5486 | 287.0447 | 0 | 0 | 0 | 0 | 259.5282 | 149.1544 | 134.1613 | 121.7305 | 0 | 0 | 0 | 0 | 0 | 9.1058 | 7.7038 | 0.29532 | 0 | 0 | 0 | 0 | -175.22 | -131.6282 | -99.42 | -50.1911 | 0.39324 | 0.40518 | 0.39871 | 0.37205 | -68.9036 | -53.3336 | -39.6393 | -18.6734
5 | 6 | 3 | 340.3806 | 341.9724 | 344.9974 | 347.1868 | 0 | 0 | 0 | 0 | 253.9803 | 286.5723 | 294.6476 | 283.2002 | 0 | 0 | 0 | 0 | 263.743 | 139.5878 | 128.8879 | 120.5712 | 0 | 0 | 0 | 0 | 0 | 20.8358 | 10.2746 | 2.7093 | 0 | 0 | 0 | 0 | -177.3428 | -105.0235 | -88.8126 | -59.2939 | 0.40479 | 0.40648 | 0.39859 | 0.37175 | -71.787 | -42.6899 | -35.4001 | -22.0425
5 | 6 | 4 | 339.0208 | 338.7559 | 339.7194 | 340.0743 | 0 | 0 | 0 | 0 | 262.9177 | 294.4715 | 283.2971 | 283.4556 | 0 | 0 | 0 | 0 | 262.0871 | 136.1446 | 127.1916 | 120.5502 | 0 | 0 | 0 | 0 | 0 | 19.1164 | 10.0401 | 2.0666 | 0 | 0 | 0 | 0 | -185.984 | -110.9767 | -80.8094 | -65.9981 | 0.39239 | 0.40724 | 0.39885 | 0.37249 | -72.9787 | -45.1941 | -32.2305 | -24.5837
5 | 6 | 5 | 343.8454 | 342.1553 | 341.5644 | 340.5349 | 0 | 0 | 0 | 0 | 280.926 | 306.0441 | 297.6503 | 274.0532 | 0 | 0 | 0 | 0 | 267.2682 | 136.3557 | 131.1337 | 128.0805 | 0 | 0 | 0 | 0 | 0 | 23.9252 | 17.6514 | -4.1283 | 0 | 0 | 0 | 0 | -204.3488 | -124.1698 | -104.8709 | -57.4705 | 0.39799 | 0.40903 | 0.40099 | 0.37782 | -81.3295 | -50.7889 | -42.0523 | -21.7138
5 | 6 | 6 | 340.5048 | 336.3291 | 333.0298 | 329.6571 | 0 | 0 | 0 | 0 | 318.733 | 279.5646 | 267.6794 | 230.2775 | 0 | 0 | 0 | 0 | 306.7453 | 192.445 | 187.4546 | 184.402 | 0 | 0 | 0 | 0 | 0 | -4.0967 | -0.048327 | -4.0025 | 0 | 0 | 0 | 0 | -284.9735 | -131.5838 | -122.0559 | -81.0199 | 0.39817 | 0.40695 | 0.39923 | 0.37497 | -113.4672 | -53.5481 | -48.7285 | -30.38
5 | 6 | 7 | 359.8579 | 354.8643 | 350.9418 | 347.2374 | 0 | 0 | 0 | 0 | 290.3165 | 225.1404 | 232.911 | 209.1625 | 0 | 0 | 0 | 0 | 350.3756 | 296.1468 | 294.3168 | 293.7251 | 0 | 0 | 0 | 0 | 0 | -5.8294 | -1.0125 | -0.067602 | 0 | 0 | 0 | 0 | -280.8343 | -160.5934 | -175.2736 | -155.5825 | 0.39621 | 0.33259 | 0.32125 | 0.38231 | -111.2687 | -53.4119 | -56.3059 | -59.4814
5 | 6 | 8 | 388.0061 | 383.2294 | 380.0478 | 377.436 | 0 | 0 | 0 | 0 | 273.9225 | 220.693 | 211.018 | 213.7858 | 0 | 0 | 0 | 0 | 406.6452 | 400.7429 | 420.3766 | 438.928 | 0 | 0 | 0 | 0 | 0 | -7.1414 | -4.3551 | -0.77494 | 0 | 0 | 0 | 0 | -292.5616 | -231.0651 | -246.9918 | -274.5029 | 0.38794 | 0.32023 | 0.31429 | 0.32105 | -113.4951 | -73.9951 | -77.6261 | -88.1293
5 | 6 | 9 | 411.4246 | 408.1178 | 407.0272 | 406.6944 | 0 | 0 | 0 | 0 | 269.3138 | 209.1058 | 203.6412 | 211.285 | 0 | 0 | 0 | 0 | 476.6199 | 483.4848 | 525.5893 | 564.5234 | 0 | 0 | 0 | 0 | 0 | -22.5382 | -7.3083 | -8.2175 | 0 | 0 | 0 | 0 | -334.5091 | -261.9347 | -314.8951 | -360.8965 | 0.39364 | 0.24286 | 0.23968 | 0 | -131.6764 | -63.6139 | -75.4725 | 0
5 | 6 | 10 | 427.7824 | 424.9901 | 424.4968 | 424.6326 | 0 | 0 | 0 | 0 | 264.0074 | 201.1699 | 210.0612 | 203.3356 | 0 | 0 | 0 | 0 | 500.8994 | 526.0925 | 581.6471 | 632.6792 | 0 | 0 | 0 | 0 | 0 | -26.9467 | -35.0954 | -25.2718 | 0 | 0 | 0 | 0 | -337.1244 | -275.3256 | -332.1161 | -386.1104 | 0.31441 | 0.24286 | 0.24286 | 0 | -105.9964 | -66.866 | -80.6581 | 0
5 | 6 | 11 | 440.6596 | 438.5771 | 438.6649 | 438.9977 | 0 | 0 | 0 | 0 | 283.3605 | 202.235 | 197.5094 | 195.8549 | 0 | 0 | 0 | 0 | 499.9538 | 545.4578 | 604.8973 | 659.2335 | 0 | 0 | 0 | 0 | 0 | -27.978 | -27.9795 | -27.2462 | 0 | 0 | 0 | 0 | -342.6547 | -281.1377 | -335.7624 | -388.8444 | 0.31687 | 0.24286 | 0.24286 | 0 | -108.5764 | -68.2775 | -81.5436 | 0
5 | 6 | 12 | 445.6489 | 444.0321 | 444.4633 | 444.866 | 0 | 0 | 0 | 0 | 261.3532 | 195.4759 | 192.3411 | 194.7813 | 0 | 0 | 0 | 0 | 498.8113 | 558.2848 | 620.1832 | 676.67 | 0 | 0 | 0 | 0 | 0 | -22.996 | -27.9843 | -27.8496 | 0 | 0 | 0 | 0 | -314.5157 | -286.7326 | -340.0767 | -398.7357 | 0.30984 | 0.24286 | 0.24286 | 0 | -97.4487 | -69.6363 | -82.5914 | 0
5 | 6 | 13 | 452.8124 | 452.6235 | 454.594 | 456.2745 | 0 | 0 | 0 | 0 | 252.21 | 202.5693 | 198.2957 | 194.0988 | 0 | 0 | 0 | 0 | 499.5646 | 585.1283 | 644.757 | 699.0639 | 0 | 0 | 0 | 0 | 0 | -19.843 | -26.3618 | -25.3617 | 0 | 0 | 0 | 0 | -298.9622 | -315.2311 | -362.0968 | -411.5264 | 0.31489 | 0.24286 | 0.24286 | 0 | -94.1404 | -76.5575 | -87.9392 | 0
5 | 6 | 14 | 453.9318 | 454.7573 | 457.8807 | 460.6165 | 0 | 0 | 0 | 0 | 265.2853 | 204.6611 | 201.6726 | 198.8588 | 0 | 0 | 0 | 0 | 499.602 | 584.6539 | 639.4335 | 689.3123 | 0 | 0 | 0 | 0 | 0 | -13.6893 | -11.8431 | -14.769 | 0 | 0 | 0 | 0 | -310.9554 | -320.8683 | -371.3823 | -412.7856 | 0.31699 | 0.24286 | 0.24286 | 0 | -98.5691 | -77.9266 | -90.1943 | 0
5 | 6 | 15 | 457.4673 | 459.2748 | 463.4719 | 467.1266 | 0 | 0 | 0 | 0 | 301.7503 | 205.2053 | 204.2999 | 205.7158 | 0 | 0 | 0 | 0 | 484.8838 | 560.7302 | 605.6687 | 646.6295 | 0 | 0 | 0 | 0 | 0 | -5.8735 | -6.0858 | -6.0531 | 0 | 0 | 0 | 0 | -329.1668 | -300.7872 | -340.4108 | -379.1656 | 0.31618 | 0.24027 | 0.2402 | 0.19462 | -104.0757 | -72.2703 | -81.7655 | -73.7932
5 | 6 | 16 | 462.8575 | 467.0508 | 473.9133 | 479.9372 | 0 | 0 | 0 | 0 | 289.4825 | 210.4392 | 216.4037 | 225.0266 | 0 | 0 | 0 | 0 | 477.2362 | 527.9051 | 560.8704 | 591.1053 | 0 | 0 | 0 | 0 | 0 | -6.0553 | -1.3104 | -3.3169 | 0 | 0 | 0 | 0 | -303.8612 | -265.2382 | -302.0504 | -332.8778 | 0.32103 | 0.24715 | 0.22975 | 0.24005 | -97.5471 | -65.5545 | -69.3958 | -79.9068
5 | 6 | 17 | 467.106 | 473.5771 | 482.9391 | 491.1362 | 0 | 0 | 0 | 0 | 289.1018 | 215.8952 | 222.8683 | 214.6249 | 0 | 0 | 0 | 0 | 431.6259 | 434.5708 | 450.0139 | 464.6994 | 0 | 0 | 0 | 0 | 0 | -1.1496 | -1.9372 | -2.4905 | 0 | 0 | 0 | 0 | -253.6217 | -175.7394 | -188.0059 | -185.6977 | 0.39785 | 0.24634 | 0.32048 | 0.23372 | -100.9039 | -43.2921 | -60.2531 | -43.402
5 | 6 | 18 | 470.5169 | 479.3313 | 491.2861 | 501.7672 | 0 | 0 | 0 | 0 | 318.3433 | 237.0354 | 218.5804 | 227.5741 | 0 | 0 | 0 | 0 | 373.9002 | 337.3567 | 332.09 | 328.1838 | 0 | 0 | 0 | 0 | 0 | -4.0249 | -4.8937 | 1.3676 | 0 | 0 | 0 | 0 | -221.7267 | -91.0359 | -54.4906 | -55.3583 | 0.40002 | 0.33194 | 0.39565 | 0.38633 | -88.6953 | -30.2188 | -21.5592 | -21.3865
5 | 6 | 19 | 481.028 | 491.2786 | 504.8297 | 516.6755 | 0 | 0 | 0 | 0 | 357.4235 | 289.9244 | 271.8957 | 276.8428 | 0 | 0 | 0 | 0 | 337.26 | 248.9607 | 232.8072 | 219.1004 | 0 | 0 | 0 | 0 | 0 | -4.8236 | 1.9083 | 15.7764 | 0 | 0 | 0 | 0 | -213.6556 | -42.7828 | -1.7816 | 4.9559 | 0.40291 | 0.40667 | 0.40013 | 0.39254 | -86.0848 | -17.3987 | -0.71287 | 1.9454
5 | 6 | 20 | 516.6759 | 528.4454 | 543.728 | 556.9669 | 0 | 0 | 0 | 0 | 363.4542 | 311.7537 | 303.0969 | 296.4825 | 0 | 0 | 0 | 0 | 317.0673 | 179.7052 | 163.4107 | 149.8043 | 0 | 0 | 0 | 0 | 0 | 7.9202 | 1.7527 | 10.1514 | 0 | 0 | 0 | 0 | -163.8457 | 29.0663 | 75.4677 | 100.5287 | 0.40427 | 0.42028 | 0.41111 | 0.39531 | -66.2384 | 12.216 | 31.0258 | 39.7398
5 | 6 | 21 | 498.7346 | 510.3808 | 525.3539 | 538.2169 | 0 | 0 | 0 | 0 | 360.9917 | 318.6336 | 311.5867 | 304.7371 | 0 | 0 | 0 | 0 | 328.4799 | 184.1517 | 168.8177 | 156.0717 | 0 | 0 | 0 | 0 | 0 | 5.7482 | 12.264 | 20.1055 | 0 | 0 | 0 | 0 | -190.737 | 1.8473 | 32.6854 | 57.3026 | 0.40188 | 0.40772 | 0.40034 | 0.39234 | -76.6535 | 0.75316 | 13.0852 | 22.4818
5 | 6 | 22 | 455.929 | 467.2632 | 481.6839 | 494.0612 | 0 | 0 | 0 | 0 | 352.3913 | 315.1707 | 306.5493 | 311.4101 | 0 | 0 | 0 | 0 | 321.8255 | 189.3749 | 174.1205 | 161.4129 | 0 | 0 | 0 | 0 | 0 | 3.3406 | 7.574 | 6.6903 | 0 | 0 | 0 | 0 | -218.2878 | -40.6229 | -6.5599 | 14.5479 | 0.39659 | 0.40366 | 0.39544 | 0.38685 | -86.5707 | -16.3977 | -2.594 | 5.6278
5 | 6 | 23 | 415.2585 | 425.6679 | 438.8622 | 450.1457 | 0 | 0 | 0 | 0 | 295.9869 | 309.674 | 310.8168 | 321.7812 | 0 | 0 | 0 | 0 | 311.0555 | 185.2177 | 169.7249 | 156.8497 | 0 | 0 | 0 | 0 | 0 | 10.1075 | 7.0885 | 22.9244 | 0 | 0 | 0 | 0 | -191.784 | -79.3313 | -48.7681 | -51.4096 | 0.39616 | 0.40557 | 0.39781 | 0.38169 | -75.9765 | -32.1742 | -19.4002 | -19.6226
5 | 6 | 24 | 384.3306 | 392.3074 | 402.6283 | 411.321 | 0 | 0 | 0 | 0 | 284.2274 | 305.831 | 305.1998 | 315.8046 | 0 | 0 | 0 | 0 | 290.8501 | 164.443 | 150.0787 | 138.2678 | 0 | 0 | 0 | 0 | 0 | 15.2779 | 16.1588 | 5.0575 | 0 | 0 | 0 | 0 | -190.7469 | -93.2445 | -68.8089 | -47.8089 | 0.39155 | 0.40913 | 0.40018 | 0.37917 | -74.6866 | -38.1494 | -27.5362 | -18.1278
5 | 7 | 1 | 366.0361 | 371.6406 | 379.1803 | 385.3214 | 0 | 0 | 0 | 0 | 259.2166 | 323.2272 | 298.5941 | 291.8219 | 0 | 0 | 0 | 0 | 267.5861 | 152.2469 | 138.939 | 128.1252 | 0 | 0 | 0 | 0 | 0 | 8.5031 | 12.0462 | 8.24 | 0 | 0 | 0 | 0 | -160.7666 | -112.3366 | -70.3991 | -42.8658 | 0.39346 | 0.40712 | 0.39915 | 0.37525 | -63.2552 | -45.7346 | -28.0996 | -16.0855
5 | 7 | 2 | 354.2742 | 357.8627 | 363.1327 | 367.2788 | 0 | 0 | 0 | 0 | 262.3755 | 323.3941 | 312.5486 | 287.0447 | 0 | 0 | 0 | 0 | 249.1523 | 136.9057 | 125.1993 | 115.8996 | 0 | 0 | 0 | 0 | 0 | 9.1058 | 7.7038 | 0.29532 | 0 | 0 | 0 | 0 | -157.2536 | -111.5428 | -82.319 | -35.9608 | 0.39324 | 0.40518 | 0.39871 | 0.37205 | -61.8384 | -45.1954 | -32.821 | -13.3791
5 | 7 | 3 | 351.8106 | 353.773 | 357.2533 | 359.8348 | 0 | 0 | 0 | 0 | 253.9803 | 286.5723 | 294.6476 | 283.2002 | 0 | 0 | 0 | 0 | 247.5369 | 130.6236 | 121.2442 | 114.183 | 0 | 0 | 0 | 0 | 0 | 20.8358 | 10.2746 | 2.7093 | 0 | 0 | 0 | 0 | -149.7067 | -84.2587 | -68.9131 | -40.2577 | 0.40479 | 0.40648 | 0.39859 | 0.37175 | -60.6001 | -34.2494 | -27.4683 | -14.9658
5 | 7 | 4 | 363.4202 | 363.9465 | 365.8816 | 367.0737 | 0 | 0 | 0 | 0 | 262.9177 | 294.4715 | 283.2971 | 283.4556 | 0 | 0 | 0 | 0 | 246.0511 | 129.3852 | 121.5286 | 115.9447 | 0 | 0 | 0 | 0 | 0 | 19.1164 | 10.0401 | 2.0666 | 0 | 0 | 0 | 0 | -145.5486 | -79.0267 | -48.9842 | -34.3932 | 0.39239 | 0.40724 | 0.39885 | 0.37249 | -57.1122 | -32.1828 | -19.5371 | -12.8111
5 | 7 | 5 | 387.9908 | 387.7322 | 388.8992 | 389.3844 | 0 | 0 | 0 | 0 | 280.926 | 306.0441 | 297.6503 | 274.0532 | 0 | 0 | 0 | 0 | 217.8009 | 124.1585 | 115.6894 | 109.4731 | 0 | 0 | 0 | 0 | 0 | 23.9252 | 17.6514 | -4.1283 | 0 | 0 | 0 | 0 | -110.736 | -66.3957 | -42.0919 | 9.9864 | 0.39799 | 0.40903 | 0.40099 | 0.37782 | -44.0722 | -27.1577 | -16.8785 | 3.7731
5 | 7 | 6 | 423.3105 | 421.8201 | 421.8181 | 421.2866 | 0 | 0 | 0 | 0 | 318.733 | 279.5646 | 267.6794 | 230.2775 | 0 | 0 | 0 | 0 | 239.6785 | 179.7988 | 168.4721 | 159.257 | 0 | 0 | 0 | 0 | 0 | -4.0967 | -0.048327 | -4.0025 | 0 | 0 | 0 | 0 | -135.1009 | -33.4466 | -14.2852 | 35.7546 | 0.39817 | 0.40695 | 0.39923 | 0.37497 | -53.7928 | -13.6111 | -5.7031 | 13.4068
5 | 7 | 7 | 472.7426 | 471.4097 | 471.9822 | 472.1512 | 0 | 0 | 0 | 0 | 290.3165 | 225.1404 | 232.911 | 209.1625 | 0 | 0 | 0 | 0 | 274.8458 | 274.5789 | 264.7056 | 256.3287 | 0 | 0 | 0 | 0 | 0 | -5.8294 | -1.0125 | -0.067602 | 0 | 0 | 0 | 0 | -92.4197 | -22.4802 | -24.6218 | 6.7276 | 0.39621 | 0.33259 | 0.32125 | 0.38231 | -36.6174 | -7.4767 | -7.9097 | 2.5721
5 | 7 | 8 | 501.4217 | 500.3228 | 501.6574 | 502.9371 | 0 | 0 | 0 | 0 | 273.9225 | 220.693 | 211.018 | 213.7858 | 0 | 0 | 0 | 0 | 308.5311 | 363.2407 | 374.5489 | 384.9631 | 0 | 0 | 0 | 0 | 0 | -7.1414 | -4.3551 | -0.77494 | 0 | 0 | 0 | 0 | -81.0319 | -76.4694 | -79.5544 | -95.0369 | 0.38794 | 0.32023 | 0.31429 | 0.32105 | -31.4352 | -24.4882 | -25.0029 | -30.5116
5 | 7 | 9 | 536.6594 | 537.4137 | 541.3101 | 545.2743 | 0 | 0 | 0 | 0 | 269.3138 | 209.1058 | 203.6412 | 211.285 | 0 | 0 | 0 | 0 | 346.5131 | 437.7238 | 468.1429 | 495.6082 | 0 | 0 | 0 | 0 | 0 | -22.5382 | -7.3083 | -8.2175 | 0 | 0 | 0 | 0 | -79.1675 | -86.8777 | -123.1658 | -153.4014 | 0.39364 | 0.24286 | 0.23968 | 0 | -31.1635 | -21.0993 | -29.5198 | 0
5 | 7 | 10 | 564.6242 | 566.2695 | 571.2252 | 576.0562 | 0 | 0 | 0 | 0 | 264.0074 | 201.1699 | 210.0612 | 203.3356 | 0 | 0 | 0 | 0 | 376.9981 | 479.5149 | 523.8301 | 563.802 | 0 | 0 | 0 | 0 | 0 | -26.9467 | -35.0954 | -25.2718 | 0 | 0 | 0 | 0 | -76.3813 | -87.4686 | -127.5707 | -165.8096 | 0.31441 | 0.24286 | 0.24286 | 0 | -24.0153 | -21.2428 | -30.982 | 0
5 | 7 | 11 | 583.4464 | 585.9943 | 591.7678 | 596.9999 | 0 | 0 | 0 | 0 | 283.3605 | 202.235 | 197.5094 | 195.8549 | 0 | 0 | 0 | 0 | 392.0173 | 500.7937 | 554.4477 | 602.8689 | 0 | 0 | 0 | 0 | 0 | -27.978 | -27.9795 | -27.2462 | 0 | 0 | 0 | 0 | -91.9314 | -89.0564 | -132.2099 | -174.4776 | 0.31687 | 0.24286 | 0.24286 | 0 | -29.1301 | -21.6284 | -32.1086 | 0
5 | 7 | 12 | 594.77 | 597.9889 | 604.3581 | 609.8774 | 0 | 0 | 0 | 0 | 261.3532 | 195.4759 | 192.3411 | 194.7813 | 0 | 0 | 0 | 0 | 391.8139 | 497.3215 | 556.2964 | 609.525 | 0 | 0 | 0 | 0 | 0 | -22.996 | -27.9843 | -27.8496 | 0 | 0 | 0 | 0 | -58.3972 | -71.8125 | -116.2951 | -166.5792 | 0.30984 | 0.24286 | 0.24286 | 0 | -18.0936 | -17.4405 | -28.2436 | 0
5 | 7 | 13 | 609.4532 | 614.344 | 622.5519 | 629.607 | 0 | 0 | 0 | 0 | 252.21 | 202.5693 | 198.2957 | 194.0988 | 0 | 0 | 0 | 0 | 375.2049 | 488.7374 | 547.9787 | 601.3697 | 0 | 0 | 0 | 0 | 0 | -19.843 | -26.3618 | -25.3617 | 0 | 0 | 0 | 0 | -17.9617 | -57.1198 | -97.3606 | -140.4997 | 0.31489 | 0.24286 | 0.24286 | 0 | -5.656 | -13.8722 | -23.6451 | 0
5 | 7 | 14 | 619.8795 | 626.0863 | 635.8178 | 644.2476 | 0 | 0 | 0 | 0 | 265.2853 | 204.6611 | 201.6726 | 198.8588 | 0 | 0 | 0 | 0 | 362.6415 | 479.4193 | 536.5793 | 588.0476 | 0 | 0 | 0 | 0 | 0 | -13.6893 | -11.8431 | -14.769 | 0 | 0 | 0 | 0 | -8.0473 | -44.3047 | -90.591 | -127.8899 | 0.31699 | 0.24286 | 0.24286 | 0 | -2.5509 | -10.7599 | -22.001 | 0
5 | 7 | 15 | 626.5644 | 633.8554 | 644.786 | 654.2427 | 0 | 0 | 0 | 0 | 301.7503 | 205.2053 | 204.2999 | 205.7158 | 0 | 0 | 0 | 0 | 338.0648 | 453.3649 | 504.3354 | 550.231 | 0 | 0 | 0 | 0 | 0 | -5.8735 | -6.0858 | -6.0531 | 0 | 0 | 0 | 0 | -13.2507 | -18.8413 | -57.7635 | -95.651 | 0.31618 | 0.24027 | 0.2402 | 0.19462 | -4.1896 | -4.527 | -13.8746 | -18.6156
5 | 7 | 16 | 627.9559 | 637.503 | 650.9397 | 662.6285 | 0 | 0 | 0 | 0 | 289.4825 | 210.4392 | 216.4037 | 225.0266 | 0 | 0 | 0 | 0 | 312.2685 | 412.5898 | 453.2339 | 489.928 | 0 | 0 | 0 | 0 | 0 | -6.0553 | -1.3104 | -3.3169 | 0 | 0 | 0 | 0 | 26.2049 | 20.5293 | -17.3875 | -49.0092 | 0.32103 | 0.24715 | 0.22975 | 0.24005 | 8.4124 | 5.0739 | -3.9948 | -11.7646
5 | 7 | 17 | 616.5102 | 627.8262 | 643.1375 | 656.4609 | 0 | 0 | 0 | 0 | 289.1018 | 215.8952 | 222.8683 | 214.6249 | 0 | 0 | 0 | 0 | 265.4202 | 347.3021 | 371.21 | 392.9502 | 0 | 0 | 0 | 0 | 0 | -1.1496 | -1.9372 | -2.4905 | 0 | 0 | 0 | 0 | 61.9882 | 65.7785 | 50.9965 | 51.3762 | 0.39785 | 0.24634 | 0.32048 | 0.23372 | 24.6621 | 16.2041 | 16.3436 | 12.0079
5 | 7 | 18 | 611.8882 | 625.2871 | 642.8713 | 658.203 | 0 | 0 | 0 | 0 | 318.3433 | 237.0354 | 218.5804 | 227.5741 | 0 | 0 | 0 | 0 | 184.0669 | 241.0174 | 245.9331 | 250.9093 | 0 | 0 | 0 | 0 | 0 | -4.0249 | -4.8937 | 1.3676 | 0 | 0 | 0 | 0 | 109.478 | 151.2592 | 183.2515 | 178.352 | 0.40002 | 0.33194 | 0.39565 | 0.38633 | 43.7935 | 50.2095 | 72.5033 | 68.9025
5 | 7 | 19 | 603.1134 | 617.323 | 635.7355 | 651.7703 | 0 | 0 | 0 | 0 | 357.4235 | 289.9244 | 271.8957 | 276.8428 | 0 | 0 | 0 | 0 | 131.277 | 164.2076 | 158.9879 | 154.9755 | 0 | 0 | 0 | 0 | 0 | -4.8236 | 1.9083 | 15.7764 | 0 | 0 | 0 | 0 | 114.4128 | 168.0146 | 202.9436 | 204.1756 | 0.40291 | 0.40667 | 0.40013 | 0.39254 | 46.0985 | 68.3273 | 81.2047 | 80.1461
5 | 7 | 20 | 612.0087 | 626.8696 | 645.9484 | 662.4584 | 0 | 0 | 0 | 0 | 363.4542 | 311.7537 | 303.0969 | 296.4825 | 0 | 0 | 0 | 0 | 91.1549 | 91.8251 | 86.0269 | 81.7158 | 0 | 0 | 0 | 0 | 0 | 7.9202 | 1.7527 | 10.1514 | 0 | 0 | 0 | 0 | 157.3996 | 215.3707 | 255.0719 | 274.1087 | 0.40427 | 0.42028 | 0.41111 | 0.39531 | 63.6324 | 90.5162 | 104.8636 | 108.3573
5 | 7 | 21 | 578.0016 | 592.2183 | 610.3478 | 625.9306 | 0 | 0 | 0 | 0 | 360.9917 | 318.6336 | 311.5867 | 304.7371 | 0 | 0 | 0 | 0 | 73.7559 | 90.6683 | 83.225 | 77.3123 | 0 | 0 | 0 | 0 | 0 | 5.7482 | 12.264 | 20.1055 | 0 | 0 | 0 | 0 | 143.2541 | 177.1682 | 203.2721 | 223.7757 | 0.40188 | 0.40772 | 0.40034 | 0.39234 | 57.571 | 72.2343 | 81.3777 | 87.7951
5 | 7 | 22 | 518.2456 | 531.6006 | 548.5028 | 563.0183 | 0 | 0 | 0 | 0 | 352.3913 | 315.1707 | 306.5493 | 311.4101 | 0 | 0 | 0 | 0 | 64.3335 | 88.9145 | 82.4337 | 77.3788 | 0 | 0 | 0 | 0 | 0 | 3.3406 | 7.574 | 6.6903 | 0 | 0 | 0 | 0 | 101.5208 | 124.1749 | 151.9458 | 167.5391 | 0.39659 | 0.40366 | 0.39544 | 0.38685 | 40.2621 | 50.124 | 60.085 | 64.8123
5 | 7 | 23 | 459.7046 | 471.5553 | 486.5195 | 499.3281 | 0 | 0 | 0 | 0 | 295.9869 | 309.674 | 310.8168 | 321.7812 | 0 | 0 | 0 | 0 | 66.5736 | 69.0357 | 62.2878 | 56.9786 | 0 | 0 | 0 | 0 | 0 | 10.1075 | 7.0885 | 22.9244 | 0 | 0 | 0 | 0 | 97.1441 | 82.7381 | 106.3263 | 97.6439 | 0.39616 | 0.40557 | 0.39781 | 0.38169 | 38.4842 | 33.5559 | 42.2972 | 37.2698
5 | 7 | 24 | 426.6359 | 435.9845 | 447.99 | 458.1343 | 0 | 0 | 0 | 0 | 284.2274 | 305.831 | 305.1998 | 315.8046 | 0 | 0 | 0 | 0 | 68.8846 | 66.8363 | 59.8024 | 54.229 | 0 | 0 | 0 | 0 | 0 | 15.2779 | 16.1588 | 5.0575 | 0 | 0 | 0 | 0 | 73.5239 | 48.0394 | 66.8291 | 83.0432 | 0.39155 | 0.40913 | 0.40018 | 0.37917 | 28.7881 | 19.6545 | 26.7439 | 31.4877
5 | 8 | 1 | 396.4513 | 403.0421 | 411.7929 | 418.9776 | 0 | 0 | 0 | 0 | 259.2166 | 323.2272 | 298.5941 | 291.8219 | 0 | 0 | 0 | 0 | 69.952 | 58.3414 | 51.1831 | 45.489 | 0 | 0 | 0 | 0 | 0 | 8.5031 | 12.0462 | 8.24 | 0 | 0 | 0 | 0 | 67.2827 | 12.9704 | 49.9694 | 73.4267 | 0.39346 | 0.40712 | 0.39915 | 0.37525 | 26.4731 | 5.2805 | 19.9451 | 27.5535
5 | 8 | 2 | 382.7962 | 387.3096 | 393.7153 | 398.8401 | 0 | 0 | 0 | 0 | 262.3755 | 323.3941 | 312.5486 | 287.0447 | 0 | 0 | 0 | 0 | 72.8434 | 48.7112 | 41.2412 | 35.2239 | 0 | 0 | 0 | 0 | 0 | 9.1058 | 7.7038 | 0.29532 | 0 | 0 | 0 | 0 | 47.5773 | 6.0985 | 32.2217 | 76.2761 | 0.39324 | 0.40518 | 0.39871 | 0.37205 | 18.7093 | 2.471 | 12.847 | 28.3782
5 | 8 | 3 | 377.1477 | 379.9318 | 384.421 | 387.8719 | 0 | 0 | 0 | 0 | 253.9803 | 286.5723 | 294.6476 | 283.2002 | 0 | 0 | 0 | 0 | 74.6204 | 52.1192 | 44.6316 | 38.5497 | 0 | 0 | 0 | 0 | 0 | 20.8358 | 10.2746 | 2.7093 | 0 | 0 | 0 | 0 | 48.547 | 20.4045 | 34.8673 | 63.4126 | 0.40479 | 0.40648 | 0.39859 | 0.37175 | 19.6514 | 8.294 | 13.8979 | 23.5736
5 | 8 | 4 | 380.4237 | 381.5014 | 384.1136 | 385.889 | 0 | 0 | 0 | 0 | 262.9177 | 294.4715 | 283.2971 | 283.4556 | 0 | 0 | 0 | 0 | 86.0022 | 66.4518 | 59.707 | 54.3236 | 0 | 0 | 0 | 0 | 0 | 19.1164 | 10.0401 | 2.0666 | 0 | 0 | 0 | 0 | 31.5037 | 1.4616 | 31.0694 | 46.0433 | 0.39239 | 0.40724 | 0.39885 | 0.37249 | 12.3618 | 0.59523 | 12.3919 | 17.1507
5 | 8 | 5 | 407.0821 | 407.4426 | 409.3698 | 410.5101 | 0 | 0 | 0 | 0 | 280.926 | 306.0441 | 297.6503 | 274.0532 | 0 | 0 | 0 | 0 | 97.9283 | 76.7216 | 69.6808 | 64.0042 | 0 | 0 | 0 | 0 | 0 | 23.9252 | 17.6514 | -4.1283 | 0 | 0 | 0 | 0 | 28.2278 | 0.75168 | 24.3874 | 76.581 | 0.39799 | 0.40903 | 0.40099 | 0.37782 | 11.2345 | 0.30746 | 9.7791 | 28.9342
5 | 8 | 6 | 437.9254 | 436.9089 | 437.4888 | 437.4589 | 0 | 0 | 0 | 0 | 318.733 | 279.5646 | 267.6794 | 230.2775 | 0 | 0 | 0 | 0 | 145.2738 | 145.2519 | 135.2092 | 126.3773 | 0 | 0 | 0 | 0 | 0 | -4.0967 | -0.048327 | -4.0025 | 0 | 0 | 0 | 0 | -26.0814 | 16.189 | 34.6486 | 84.8065 | 0.39817 | 0.40695 | 0.39923 | 0.37497 | -10.3848 | 6.5881 | 13.8328 | 31.7998
5 | 8 | 7 | 485.4466 | 484.5256 | 485.604 | 486.2089 | 0 | 0 | 0 | 0 | 290.3165 | 225.1404 | 232.911 | 209.1625 | 0 | 0 | 0 | 0 | 191.373 | 239.0836 | 230.8922 | 223.3151 | 0 | 0 | 0 | 0 | 0 | -5.8294 | -1.0125 | -0.067602 | 0 | 0 | 0 | 0 | 3.7571 | 26.1311 | 22.8133 | 53.7989 | 0.39621 | 0.33259 | 0.32125 | 0.38231 | 1.4886 | 8.691 | 7.3287 | 20.5681
5 | 8 | 8 | 520.7961 | 520.3255 | 522.4316 | 524.376 | 0 | 0 | 0 | 0 | 273.9225 | 220.693 | 211.018 | 213.7858 | 0 | 0 | 0 | 0 | 242.1016 | 336.4502 | 347.7106 | 357.463 | 0 | 0 | 0 | 0 | 0 | -7.1414 | -4.3551 | -0.77494 | 0 | 0 | 0 | 0 | 4.772 | -29.6762 | -31.9419 | -46.0978 | 0.38794 | 0.32023 | 0.31429 | 0.32105 | 1.8512 | -9.5034 | -10.0389 | -14.7997
5 | 8 | 9 | 555.5384 | 556.905 | 561.553 | 566.165 | 0 | 0 | 0 | 0 | 269.3138 | 209.1058 | 203.6412 | 211.285 | 0 | 0 | 0 | 0 | 288.5611 | 418.0802 | 447.1709 | 472.8549 | 0 | 0 | 0 | 0 | 0 | -22.5382 | -7.3083 | -8.2175 | 0 | 0 | 0 | 0 | -2.3364 | -47.7429 | -81.9508 | -109.7574 | 0.39364 | 0.24286 | 0.23968 | 0 | -0.91972 | -11.5949 | -19.6416 | 0
5 | 8 | 10 | 587.1304 | 589.5055 | 595.3574 | 600.9606 | 0 | 0 | 0 | 0 | 264.0074 | 201.1699 | 210.0612 | 203.3356 | 0 | 0 | 0 | 0 | 322.3371 | 470.2591 | 511.3735 | 547.798 | 0 | 0 | 0 | 0 | 0 | -26.9467 | -35.0954 | -25.2718 | 0 | 0 | 0 | 0 | 0.78589 | -54.9768 | -90.9819 | -124.9012 | 0.31441 | 0.24286 | 0.24286 | 0 | 0.24709 | -13.3517 | -22.096 | 0
5 | 8 | 11 | 610.3937 | 613.8154 | 620.662 | 626.8186 | 0 | 0 | 0 | 0 | 283.3605 | 202.235 | 197.5094 | 195.8549 | 0 | 0 | 0 | 0 | 344.6484 | 502.451 | 550.0859 | 592.3488 | 0 | 0 | 0 | 0 | 0 | -27.978 | -27.9795 | -27.2462 | 0 | 0 | 0 | 0 | -17.6153 | -62.8927 | -98.9539 | -134.1388 | 0.31687 | 0.24286 | 0.24286 | 0 | -5.5817 | -15.2742 | -24.032 | 0
5 | 8 | 12 | 624.9552 | 629.1529 | 636.7241 | 643.2791 | 0 | 0 | 0 | 0 | 261.3532 | 195.4759 | 192.3411 | 194.7813 | 0 | 0 | 0 | 0 | 365.5527 | 532.8909 | 582.8706 | 627.1346 | 0 | 0 | 0 | 0 | 0 | -22.996 | -27.9843 | -27.8496 | 0 | 0 | 0 | 0 | -1.9508 | -76.2178 | -110.5033 | -150.7871 | 0.30984 | 0.24286 | 0.24286 | 0 | -0.60442 | -18.5104 | -26.8369 | 0
5 | 8 | 13 | 644.9642 | 651.0065 | 660.6285 | 668.902 | 0 | 0 | 0 | 0 | 252.21 | 202.5693 | 198.2957 | 194.0988 | 0 | 0 | 0 | 0 | 362.147 | 517.5553 | 566.9531 | 610.7652 | 0 | 0 | 0 | 0 | 0 | -19.843 | -26.3618 | -25.3617 | 0 | 0 | 0 | 0 | 30.6071 | -49.2752 | -78.2585 | -110.6003 | 0.31489 | 0.24286 | 0.24286 | 0 | 9.6379 | -11.967 | -19.006 | 0
5 | 8 | 14 | 658.9645 | 666.4388 | 677.7266 | 687.4975 | 0 | 0 | 0 | 0 | 265.2853 | 204.6611 | 201.6726 | 198.8588 | 0 | 0 | 0 | 0 | 364.6603 | 507.6203 | 553.5544 | 594.2753 | 0 | 0 | 0 | 0 | 0 | -13.6893 | -11.8431 | -14.769 | 0 | 0 | 0 | 0 | 29.019 | -32.1533 | -65.6572 | -90.8676 | 0.31699 | 0.24286 | 0.24286 | 0 | 9.1987 | -7.8088 | -15.9456 | 0
5 | 8 | 15 | 668.0381 | 676.674 | 689.256 | 700.1358 | 0 | 0 | 0 | 0 | 301.7503 | 205.2053 | 204.2999 | 205.7158 | 0 | 0 | 0 | 0 | 362.0953 | 469.5366 | 507.5717 | 541.2383 | 0 | 0 | 0 | 0 | 0 | -5.8735 | -6.0858 | -6.0531 | 0 | 0 | 0 | 0 | 4.1925 | 7.8055 | -16.5298 | -40.7653 | 0.31618 | 0.24027 | 0.2402 | 0.19462 | 1.3256 | 1.8754 | -3.9704 | -7.9337
5 | 8 | 16 | 667.8018 | 678.641 | 693.6644 | 706.7203 | 0 | 0 | 0 | 0 | 289.4825 | 210.4392 | 216.4037 | 225.0266 | 0 | 0 | 0 | 0 | 343.8262 | 439.2955 | 465.2838 | 488.1926 | 0 | 0 | 0 | 0 | 0 | -6.0553 | -1.3104 | -3.3169 | 0 | 0 | 0 | 0 | 34.493 | 34.9616 | 13.2872 | -3.182 | 0.32103 | 0.24715 | 0.22975 | 0.24005 | 11.0731 | 8.6409 | 3.0527 | -0.76384
5 | 8 | 17 | 657.8246 | 670.4803 | 687.4368 | 702.1777 | 0 | 0 | 0 | 0 | 289.1018 | 215.8952 | 222.8683 | 214.6249 | 0 | 0 | 0 | 0 | 317.4442 | 381.0337 | 388.0891 | 394.0154 | 0 | 0 | 0 | 0 | 0 | -1.1496 | -1.9372 | -2.4905 | 0 | 0 | 0 | 0 | 51.2786 | 74.701 | 78.4167 | 96.0279 | 0.39785 | 0.24634 | 0.32048 | 0.23372 | 20.4013 | 18.4021 | 25.1314 | 22.444
5 | 8 | 18 | 634.1821 | 648.3039 | 666.7758 | 682.8725 | 0 | 0 | 0 | 0 | 318.3433 | 237.0354 | 218.5804 | 227.5741 | 0 | 0 | 0 | 0 | 245.7423 | 260.1166 | 248.7719 | 238.4995 | 0 | 0 | 0 | 0 | 0 | -4.0249 | -4.8937 | 1.3676 | 0 | 0 | 0 | 0 | 70.0965 | 155.1768 | 204.3171 | 215.4313 | 0.40002 | 0.33194 | 0.39565 | 0.38633 | 28.0401 | 51.5099 | 80.8379 | 83.2273
5 | 8 | 19 | 618.6837 | 633.3982 | 652.4308 | 668.9998 | 0 | 0 | 0 | 0 | 357.4235 | 289.9244 | 271.8957 | 276.8428 | 0 | 0 | 0 | 0 | 259.8325 | 190.7985 | 174.5238 | 160.3237 | 0 | 0 | 0 | 0 | 0 | -4.8236 | 1.9083 | 15.7764 | 0 | 0 | 0 | 0 | 1.4277 | 157.499 | 204.1029 | 216.0569 | 0.40291 | 0.40667 | 0.40013 | 0.39254 | 0.57523 | 64.0508 | 81.6686 | 84.8099
5 | 8 | 20 | 627.6321 | 642.9997 | 662.7006 | 679.7466 | 0 | 0 | 0 | 0 | 363.4542 | 311.7537 | 303.0969 | 296.4825 | 0 | 0 | 0 | 0 | 245.3399 | 149.7393 | 133.744 | 120.0877 | 0 | 0 | 0 | 0 | 0 | 7.9202 | 1.7527 | 10.1514 | 0 | 0 | 0 | 0 | 18.8379 | 173.5865 | 224.107 | 253.025 | 0.40427 | 0.42028 | 0.41111 | 0.39531 | 7.6157 | 72.9551 | 92.1335 | 100.0228
5 | 8 | 21 | 592.6696 | 607.3619 | 626.0755 | 642.1616 | 0 | 0 | 0 | 0 | 360.9917 | 318.6336 | 311.5867 | 304.7371 | 0 | 0 | 0 | 0 | 211.6923 | 130.9713 | 116.6747 | 104.5459 | 0 | 0 | 0 | 0 | 0 | 5.7482 | 12.264 | 20.1055 | 0 | 0 | 0 | 0 | 19.9856 | 152.0088 | 185.5501 | 212.7731 | 0.40188 | 0.40772 | 0.40034 | 0.39234 | 8.0318 | 61.9764 | 74.2828 | 83.4784
5 | 8 | 22 | 525.1461 | 538.7249 | 555.9018 | 570.6541 | 0 | 0 | 0 | 0 | 352.3913 | 315.1707 | 306.5493 | 311.4101 | 0 | 0 | 0 | 0 | 194.1126 | 111.3887 | 98.2901 | 87.1643 | 0 | 0 | 0 | 0 | 0 | 3.3406 | 7.574 | 6.6903 | 0 | 0 | 0 | 0 | -21.3578 | 108.825 | 143.4885 | 165.3893 | 0.39659 | 0.40366 | 0.39544 | 0.38685 | -8.4703 | 43.9279 | 56.7406 | 63.9806
5 | 8 | 23 | 470.7454 | 482.9541 | 498.3579 | 511.5453 | 0 | 0 | 0 | 0 | 295.9869 | 309.674 | 310.8168 | 321.7812 | 0 | 0 | 0 | 0 | 181.649 | 93.4675 | 83.2039 | 74.7102 | 0 | 0 | 0 | 0 | 0 | 10.1075 | 7.0885 | 22.9244 | 0 | 0 | 0 | 0 | -6.8905 | 69.7051 | 97.2487 | 92.1295 | 0.39616 | 0.40557 | 0.39781 | 0.38169 | -2.7297 | 28.2702 | 38.686 | 35.165
5 | 8 | 24 | 425.7158 | 435.0346 | 447.0035 | 457.1162 | 0 | 0 | 0 | 0 | 284.2274 | 305.831 | 305.1998 | 315.8046 | 0 | 0 | 0 | 0 | 155.6426 | 80.2295 | 70.9391 | 63.3163 | 0 | 0 | 0 | 0 | 0 | 15.2779 | 16.1588 | 5.0575 | 0 | 0 | 0 | 0 | -14.1543 | 33.6963 | 54.7059 | 72.9379 | 0.39155 | 0.40913 | 0.40018 | 0.37917 | -5.5421 | 13.7863 | 21.8924 | 27.6561
5 | 9 | 1 | 403.7234 | 410.55 | 419.5904 | 427.0245 | 0 | 0 | 0 | 0 | 259.2166 | 323.2272 | 298.5941 | 291.8219 | 0 | 0 | 0 | 0 | 125.6909 | 69.2042 | 59.9442 | 52.3414 | 0 | 0 | 0 | 0 | 0 | 8.5031 | 12.0462 | 8.24 | 0 | 0 | 0 | 0 | 18.8159 | 9.6155 | 49.0058 | 74.6212 | 0.39346 | 0.40712 | 0.39915 | 0.37525 | 7.4033 | 3.9147 | 19.5605 | 28.0017
5 | 9 | 2 | 389.679 | 394.4156 | 401.0954 | 406.4563 | 0 | 0 | 0 | 0 | 262.3755 | 323.3941 | 312.5486 | 287.0447 | 0 | 0 | 0 | 0 | 113.8788 | 64.2055 | 56.8112 | 50.9876 | 0 | 0 | 0 | 0 | 0 | 9.1058 | 7.7038 | 0.29532 | 0 | 0 | 0 | 0 | 13.4247 | -2.2898 | 24.0318 | 68.1287 | 0.39324 | 0.40518 | 0.39871 | 0.37205 | 5.2791 | -0.9278 | 9.5816 | 25.347
5 | 9 | 3 | 377.7316 | 380.5346 | 385.047 | 388.518 | 0 | 0 | 0 | 0 | 253.9803 | 286.5723 | 294.6476 | 283.2002 | 0 | 0 | 0 | 0 | 110.6214 | 60.7388 | 53.7718 | 48.3234 | 0 | 0 | 0 | 0 | 0 | 20.8358 | 10.2746 | 2.7093 | 0 | 0 | 0 | 0 | 13.1299 | 12.3878 | 26.3531 | 54.2851 | 0.40479 | 0.40648 | 0.39859 | 0.37175 | 5.3149 | 5.0354 | 10.5042 | 20.1804
5 | 9 | 4 | 384.7055 | 385.922 | 388.7048 | 390.6271 | 0 | 0 | 0 | 0 | 262.9177 | 294.4715 | 283.2971 | 283.4556 | 0 | 0 | 0 | 0 | 104.8414 | 53.4806 | 47.2923 | 42.5038 | 0 | 0 | 0 | 0 | 0 | 19.1164 | 10.0401 | 2.0666 | 0 | 0 | 0 | 0 | 16.9464 | 18.8535 | 48.0753 | 62.6011 | 0.39239 | 0.40724 | 0.39885 | 0.37249 | 6.6497 | 7.6779 | 19.1746 | 23.3183
5 | 9 | 5 | 406.7813 | 407.1321 | 409.0473 | 410.1772 | 0 | 0 | 0 | 0 | 280.926 | 306.0441 | 297.6503 | 274.0532 | 0 | 0 | 0 | 0 | 96.7308 | 49.161 | 43.6077 | 39.3612 | 0 | 0 | 0 | 0 | 0 | 23.9252 | 17.6514 | -4.1283 | 0 | 0 | 0 | 0 | 29.1246 | 28.0018 | 50.138 | 100.8912 | 0.39799 | 0.40903 | 0.40099 | 0.37782 | 11.5914 | 11.4535 | 20.1049 | 38.1192
5 | 9 | 6 | 442.3134 | 441.4392 | 442.1939 | 442.3144 | 0 | 0 | 0 | 0 | 318.733 | 279.5646 | 267.6794 | 230.2775 | 0 | 0 | 0 | 0 | 128.3221 | 115.1486 | 108.2662 | 102.4679 | 0 | 0 | 0 | 0 | 0 | -4.0967 | -0.048327 | -4.0025 | 0 | 0 | 0 | 0 | -4.7417 | 50.8227 | 66.2965 | 113.5714 | 0.39817 | 0.40695 | 0.39923 | 0.37497 | -1.888 | 20.6823 | 26.4676 | 42.5858
5 | 9 | 7 | 484.9689 | 484.0324 | 485.0918 | 485.6802 | 0 | 0 | 0 | 0 | 290.3165 | 225.1404 | 232.911 | 209.1625 | 0 | 0 | 0 | 0 | 167.4427 | 211.4505 | 206.4078 | 201.8532 | 0 | 0 | 0 | 0 | 0 | -5.8294 | -1.0125 | -0.067602 | 0 | 0 | 0 | 0 | 27.2096 | 53.2709 | 46.7855 | 74.7322 | 0.39621 | 0.33259 | 0.32125 | 0.38231 | 10.7806 | 17.7174 | 15.0296 | 28.5712
5 | 9 | 8 | 520.1945 | 519.7044 | 521.7865 | 523.7104 | 0 | 0 | 0 | 0 | 273.9225 | 220.693 | 211.018 | 213.7858 | 0 | 0 | 0 | 0 | 219.5043 | 307.1961 | 320.6726 | 332.5624 | 0 | 0 | 0 | 0 | 0 | -7.1414 | -4.3551 | -0.77494 | 0 | 0 | 0 | 0 | 26.7677 | -1.0432 | -5.5489 | -21.8629 | 0.38794 | 0.32023 | 0.31429 | 0.32105 | 10.3841 | -0.33406 | -1.744 | -7.0191
5 | 9 | 9 | 548.0541 | 549.1779 | 553.528 | 557.8831 | 0 | 0 | 0 | 0 | 269.3138 | 209.1058 | 203.6412 | 211.285 | 0 | 0 | 0 | 0 | 269.218 | 385.1595 | 416.3943 | 444.1717 | 0 | 0 | 0 | 0 | 0 | -22.5382 | -7.3083 | -8.2175 | 0 | 0 | 0 | 0 | 9.5222 | -22.5492 | -59.1994 | -89.3561 | 0.39364 | 0.24286 | 0.23968 | 0 | 3.7483 | -5.4763 | -14.1886 | 0
5 | 9 | 10 | 576.4435 | 578.472 | 583.8984 | 589.135 | 0 | 0 | 0 | 0 | 264.0074 | 201.1699 | 210.0612 | 203.3356 | 0 | 0 | 0 | 0 | 305.0932 | 433.1598 | 476.6524 | 515.433 | 0 | 0 | 0 | 0 | 0 | -26.9467 | -35.0954 | -25.2718 | 0 | 0 | 0 | 0 | 7.3429 | -28.911 | -67.7198 | -104.3618 | 0.31441 | 0.24286 | 0.24286 | 0 | 2.3087 | -7.0214 | -16.4465 | 0
5 | 9 | 11 | 594.5049 | 597.4113 | 603.6252 | 609.2367 | 0 | 0 | 0 | 0 | 283.3605 | 202.235 | 197.5094 | 195.8549 | 0 | 0 | 0 | 0 | 324.8296 | 451.6735 | 501.0753 | 545.2283 | 0 | 0 | 0 | 0 | 0 | -27.978 | -27.9795 | -27.2462 | 0 | 0 | 0 | 0 | -13.6853 | -28.5192 | -66.98 | -104.6002 | 0.31687 | 0.24286 | 0.24286 | 0 | -4.3364 | -6.9262 | -16.2668 | 0
5 | 9 | 12 | 603.7406 | 607.2504 | 613.9769 | 619.8039 | 0 | 0 | 0 | 0 | 261.3532 | 195.4759 | 192.3411 | 194.7813 | 0 | 0 | 0 | 0 | 357.2711 | 485.4904 | 535.3055 | 579.7535 | 0 | 0 | 0 | 0 | 0 | -22.996 | -27.9843 | -27.8496 | 0 | 0 | 0 | 0 | -14.8837 | -50.7198 | -85.6855 | -126.8812 | 0.30984 | 0.24286 | 0.24286 | 0 | -4.6115 | -12.3179 | -20.8097 | 0
5 | 9 | 13 | 621.3256 | 626.6014 | 635.2821 | 642.7445 | 0 | 0 | 0 | 0 | 252.21 | 202.5693 | 198.2957 | 194.0988 | 0 | 0 | 0 | 0 | 382.3066 | 515.6662 | 564.019 | 607.1659 | 0 | 0 | 0 | 0 | 0 | -19.843 | -26.3618 | -25.3617 | 0 | 0 | 0 | 0 | -13.1911 | -71.7912 | -100.6708 | -133.1585 | 0.31489 | 0.24286 | 0.24286 | 0 | -4.1537 | -17.4353 | -24.449 | 0
5 | 9 | 14 | 635.1667 | 641.8693 | 652.2095 | 661.1638 | 0 | 0 | 0 | 0 | 265.2853 | 204.6611 | 201.6726 | 198.8588 | 0 | 0 | 0 | 0 | 407.8733 | 548.9672 | 595.3855 | 636.9466 | 0 | 0 | 0 | 0 | 0 | -13.6893 | -11.8431 | -14.769 | 0 | 0 | 0 | 0 | -37.9919 | -98.0696 | -133.0056 | -159.8726 | 0.31699 | 0.24286 | 0.24286 | 0 | -12.043 | -23.8173 | -32.3019 | 0
5 | 9 | 15 | 641.5685 | 649.3461 | 660.8741 | 670.8457 | 0 | 0 | 0 | 0 | 301.7503 | 205.2053 | 204.2999 | 205.7158 | 0 | 0 | 0 | 0 | 418.9815 | 519.8745 | 560.177 | 596.3923 | 0 | 0 | 0 | 0 | 0 | -5.8735 | -6.0858 | -6.0531 | 0 | 0 | 0 | 0 | -79.1632 | -69.8602 | -97.5169 | -125.2093 | 0.31618 | 0.24027 | 0.2402 | 0.19462 | -25.0298 | -16.7854 | -23.4232 | -24.3682
5 | 9 | 16 | 641.7392 | 651.7333 | 665.7188 | 677.8805 | 0 | 0 | 0 | 0 | 289.4825 | 210.4392 | 216.4037 | 225.0266 | 0 | 0 | 0 | 0 | 415.0834 | 498.0986 | 527.3591 | 553.7649 | 0 | 0 | 0 | 0 | 0 | -6.0553 | -1.3104 | -3.3169 | 0 | 0 | 0 | 0 | -62.8267 | -50.7493 | -76.7336 | -97.5941 | 0.32103 | 0.24715 | 0.22975 | 0.24005 | -20.169 | -12.5428 | -17.6295 | -23.4273
5 | 9 | 17 | 632.1336 | 643.9562 | 659.8897 | 673.7491 | 0 | 0 | 0 | 0 | 289.1018 | 215.8952 | 222.8683 | 214.6249 | 0 | 0 | 0 | 0 | 382.9403 | 427.271 | 440.1777 | 452.057 | 0 | 0 | 0 | 0 | 0 | -1.1496 | -1.9372 | -2.4905 | 0 | 0 | 0 | 0 | -39.9085 | 1.9396 | -1.2191 | 9.5576 | 0.39785 | 0.24634 | 0.32048 | 0.23372 | -15.8777 | 0.47781 | -0.3907 | 2.2338
5 | 9 | 18 | 612.2067 | 625.6159 | 643.2128 | 658.5555 | 0 | 0 | 0 | 0 | 318.3433 | 237.0354 | 218.5804 | 227.5741 | 0 | 0 | 0 | 0 | 311.2563 | 306.4116 | 303.7898 | 302.1414 | 0 | 0 | 0 | 0 | 0 | -4.0249 | -4.8937 | 1.3676 | 0 | 0 | 0 | 0 | -17.3929 | 86.1938 | 125.7362 | 127.4723 | 0.40002 | 0.33194 | 0.39565 | 0.38633 | -6.9575 | 28.6114 | 49.7474 | 49.2462
5 | 9 | 19 | 596.4783 | 610.4727 | 628.6211 | 644.4282 | 0 | 0 | 0 | 0 | 357.4235 | 289.9244 | 271.8957 | 276.8428 | 0 | 0 | 0 | 0 | 276.0975 | 216.7974 | 211.9684 | 208.9825 | 0 | 0 | 0 | 0 | 0 | -4.8236 | 1.9083 | 15.7764 | 0 | 0 | 0 | 0 | -37.0427 | 108.5746 | 142.8486 | 142.8265 | 0.40291 | 0.40667 | 0.40013 | 0.39254 | -14.925 | 44.1545 | 57.1587 | 56.0644
5 | 9 | 20 | 605.6744 | 620.3299 | 639.1565 | 655.4491 | 0 | 0 | 0 | 0 | 363.4542 | 311.7537 | 303.0969 | 296.4825 | 0 | 0 | 0 | 0 | 276.8985 | 152.9637 | 154.3728 | 157.6643 | 0 | 0 | 0 | 0 | 0 | 7.9202 | 1.7527 | 10.1514 | 0 | 0 | 0 | 0 | -34.6783 | 147.6923 | 179.9341 | 191.1509 | 0.40427 | 0.42028 | 0.41111 | 0.39531 | -14.0195 | 62.0723 | 73.9734 | 75.5635
5 | 9 | 21 | 572.1805 | 586.2083 | 604.1061 | 619.4892 | 0 | 0 | 0 | 0 | 360.9917 | 318.6336 | 311.5867 | 304.7371 | 0 | 0 | 0 | 0 | 252.8889 | 156.4237 | 157.2112 | 159.8214 | 0 | 0 | 0 | 0 | 0 | 5.7482 | 12.264 | 20.1055 | 0 | 0 | 0 | 0 | -41.7001 | 105.4029 | 123.0442 | 134.8251 | 0.40188 | 0.40772 | 0.40034 | 0.39234 | -16.7585 | 42.9744 | 49.2593 | 52.8967
5 | 9 | 22 | 512.973 | 526.157 | 542.8492 | 557.1838 | 0 | 0 | 0 | 0 | 352.3913 | 315.1707 | 306.5493 | 311.4101 | 0 | 0 | 0 | 0 | 220.9749 | 150.08 | 148.6024 | 148.9117 | 0 | 0 | 0 | 0 | 0 | 3.3406 | 7.574 | 6.6903 | 0 | 0 | 0 | 0 | -60.3932 | 57.5658 | 80.1234 | 90.1717 | 0.39659 | 0.40366 | 0.39544 | 0.38685 | -23.9513 | 23.2368 | 31.6838 | 34.8828
5 | 9 | 23 | 454.9805 | 466.678 | 481.454 | 494.1005 | 0 | 0 | 0 | 0 | 295.9869 | 309.674 | 310.8168 | 321.7812 | 0 | 0 | 0 | 0 | 215.2123 | 142.2299 | 141.774 | 143.0006 | 0 | 0 | 0 | 0 | 0 | 10.1075 | 7.0885 | 22.9244 | 0 | 0 | 0 | 0 | -56.2188 | 4.6665 | 21.7747 | 6.3943 | 0.39616 | 0.40557 | 0.39781 | 0.38169 | -22.2714 | 1.8926 | 8.6621 | 2.4406
5 | 9 | 24 | 417.9837 | 427.0518 | 438.7128 | 448.5602 | 0 | 0 | 0 | 0 | 284.2274 | 305.831 | 305.1998 | 315.8046 | 0 | 0 | 0 | 0 | 213.3959 | 149.4165 | 150.6988 | 153.5667 | 0 | 0 | 0 | 0 | 0 | 15.2779 | 16.1588 | 5.0575 | 0 | 0 | 0 | 0 | -79.6396 | -43.4735 | -33.3445 | -25.8686 | 0.39155 | 0.40913 | 0.40018 | 0.37917 | -31.1828 | -17.7864 | -13.3439 | -9.8087
5 | 10 | 1 | 394.1158 | 400.6309 | 409.2886 | 416.3932 | 0 | 0 | 0 | 0 | 259.2166 | 323.2272 | 298.5941 | 291.8219 | 0 | 0 | 0 | 0 | 202.5113 | 146.9181 | 148.1042 | 150.8468 | 0 | 0 | 0 | 0 | 0 | 8.5031 | 12.0462 | 8.24 | 0 | 0 | 0 | 0 | -67.6122 | -78.0175 | -49.456 | -34.5155 | 0.39346 | 0.40712 | 0.39915 | 0.37525 | -26.6027 | -31.7626 | -19.7402 | -12.952
5 | 10 | 2 | 380.8676 | 385.3185 | 391.6474 | 396.706 | 0 | 0 | 0 | 0 | 262.3755 | 323.3941 | 312.5486 | 287.0447 | 0 | 0 | 0 | 0 | 179.801 | 133.5929 | 133.0784 | 134.1332 | 0 | 0 | 0 | 0 | 0 | 9.1058 | 7.7038 | 0.29532 | 0 | 0 | 0 | 0 | -61.3089 | -80.7743 | -61.6834 | -24.7672 | 0.39324 | 0.40518 | 0.39871 | 0.37205 | -24.1091 | -32.7284 | -24.5935 | -9.2145
5 | 10 | 3 | 371.8927 | 374.5064 | 378.7863 | 382.0569 | 0 | 0 | 0 | 0 | 253.9803 | 286.5723 | 294.6476 | 283.2002 | 0 | 0 | 0 | 0 | 171.7901 | 123.7418 | 122.2496 | 122.3159 | 0 | 0 | 0 | 0 | 0 | 20.8358 | 10.2746 | 2.7093 | 0 | 0 | 0 | 0 | -53.8777 | -56.6435 | -48.3854 | -26.1685 | 0.40479 | 0.40648 | 0.39859 | 0.37175 | -21.8093 | -23.0244 | -19.2861 | -9.7281
5 | 10 | 4 | 379.2028 | 380.2409 | 382.8045 | 384.5381 | 0 | 0 | 0 | 0 | 262.9177 | 294.4715 | 283.2971 | 283.4556 | 0 | 0 | 0 | 0 | 142.9981 | 111.47 | 109.576 | 109.1587 | 0 | 0 | 0 | 0 | 0 | 19.1164 | 10.0401 | 2.0666 | 0 | 0 | 0 | 0 | -26.713 | -44.8171 | -20.1087 | -10.1428 | 0.39239 | 0.40724 | 0.39885 | 0.37249 | -10.482 | -18.2513 | -8.0202 | -3.7781
5 | 10 | 5 | 402.4641 | 402.6749 | 404.4182 | 405.4 | 0 | 0 | 0 | 0 | 280.926 | 306.0441 | 297.6503 | 274.0532 | 0 | 0 | 0 | 0 | 105.1992 | 95.6854 | 91.2975 | 88.376 | 0 | 0 | 0 | 0 | 0 | 23.9252 | 17.6514 | -4.1283 | 0 | 0 | 0 | 0 | 16.339 | -22.9799 | -2.181 | 47.0991 | 0.39799 | 0.40903 | 0.40099 | 0.37782 | 6.5028 | -9.3994 | -0.87457 | 17.7952
5 | 10 | 6 | 437.6423 | 436.6166 | 437.1853 | 437.1456 | 0 | 0 | 0 | 0 | 318.733 | 279.5646 | 267.6794 | 230.2775 | 0 | 0 | 0 | 0 | 138.7558 | 143.3951 | 135.8938 | 129.6954 | 0 | 0 | 0 | 0 | 0 | -4.0967 | -0.048327 | -4.0025 | 0 | 0 | 0 | 0 | -19.8465 | 17.7536 | 33.6603 | 81.1751 | 0.39817 | 0.40695 | 0.39923 | 0.37497 | -7.9022 | 7.2249 | 13.4383 | 30.4381
5 | 10 | 7 | 477.6614 | 476.488 | 477.2564 | 477.5941 | 0 | 0 | 0 | 0 | 290.3165 | 225.1404 | 232.911 | 209.1625 | 0 | 0 | 0 | 0 | 181.9167 | 231.6378 | 225.339 | 219.6616 | 0 | 0 | 0 | 0 | 0 | -5.8294 | -1.0125 | -0.067602 | 0 | 0 | 0 | 0 | 5.4281 | 25.5392 | 20.0189 | 48.8377 | 0.39621 | 0.33259 | 0.32125 | 0.38231 | 2.1507 | 8.4941 | 6.431 | 18.6714
5 | 10 | 8 | 504.695 | 503.7023 | 505.1672 | 506.5592 | 0 | 0 | 0 | 0 | 273.9225 | 220.693 | 211.018 | 213.7858 | 0 | 0 | 0 | 0 | 236.329 | 333.3318 | 345.2847 | 355.7599 | 0 | 0 | 0 | 0 | 0 | -7.1414 | -4.3551 | -0.77494 | 0 | 0 | 0 | 0 | -5.5565 | -43.1811 | -46.7804 | -62.2116 | 0.38794 | 0.32023 | 0.31429 | 0.32105 | -2.1556 | -13.8281 | -14.7024 | -19.9731
5 | 10 | 9 | 529.989 | 530.527 | 534.1577 | 537.893 | 0 | 0 | 0 | 0 | 269.3138 | 209.1058 | 203.6412 | 211.285 | 0 | 0 | 0 | 0 | 292.8514 | 410.4312 | 439.4803 | 465.2219 | 0 | 0 | 0 | 0 | 0 | -22.5382 | -7.3083 | -8.2175 | 0 | 0 | 0 | 0 | -32.1762 | -66.4719 | -101.6556 | -130.3964 | 0.39364 | 0.24286 | 0.23968 | 0 | -12.6659 | -16.1435 | -24.3643 | 0
5 | 10 | 10 | 551.124 | 552.3315 | 556.7496 | 561.1175 | 0 | 0 | 0 | 0 | 264.0074 | 201.1699 | 210.0612 | 203.3356 | 0 | 0 | 0 | 0 | 339.9 | 461.3089 | 503.2488 | 540.6056 | 0 | 0 | 0 | 0 | 0 | -26.9467 | -35.0954 | -25.2718 | 0 | 0 | 0 | 0 | -52.7834 | -83.2006 | -121.4649 | -157.552 | 0.31441 | 0.24286 | 0.24286 | 0 | -16.5958 | -20.2062 | -29.4991 | 0
5 | 10 | 11 | 567.3276 | 569.3528 | 574.4845 | 579.1635 | 0 | 0 | 0 | 0 | 283.3605 | 202.235 | 197.5094 | 195.8549 | 0 | 0 | 0 | 0 | 369.8649 | 488.248 | 538.7952 | 584.0145 | 0 | 0 | 0 | 0 | 0 | -27.978 | -27.9795 | -27.2462 | 0 | 0 | 0 | 0 | -85.8978 | -93.1523 | -133.8407 | -173.4597 | 0.31687 | 0.24286 | 0.24286 | 0 | -27.2183 | -22.6231 | -32.5047 | 0
5 | 10 | 12 | 571.7507 | 574.2231 | 579.6757 | 584.4052 | 0 | 0 | 0 | 0 | 261.3532 | 195.4759 | 192.3411 | 194.7813 | 0 | 0 | 0 | 0 | 385.3892 | 499.8603 | 554.9306 | 604.3152 | 0 | 0 | 0 | 0 | 0 | -22.996 | -27.9843 | -27.8496 | 0 | 0 | 0 | 0 | -74.9917 | -98.117 | -139.6117 | -186.8417 | 0.30984 | 0.24286 | 0.24286 | 0 | -23.2352 | -23.8289 | -33.9063 | 0
5 | 10 | 13 | 582.4352 | 586.4498 | 593.5819 | 599.7099 | 0 | 0 | 0 | 0 | 252.21 | 202.5693 | 198.2957 | 194.0988 | 0 | 0 | 0 | 0 | 400.5931 | 501.0263 | 557.2473 | 607.802 | 0 | 0 | 0 | 0 | 0 | -19.843 | -26.3618 | -25.3617 | 0 | 0 | 0 | 0 | -70.3679 | -97.3028 | -135.5993 | -176.8291 | 0.31489 | 0.24286 | 0.24286 | 0 | -22.1582 | -23.6311 | -32.9318 | 0
5 | 10 | 14 | 588.4558 | 593.6436 | 602.1238 | 609.4753 | 0 | 0 | 0 | 0 | 265.2853 | 204.6611 | 201.6726 | 198.8588 | 0 | 0 | 0 | 0 | 409.3958 | 490.4161 | 546.5208 | 597.1883 | 0 | 0 | 0 | 0 | 0 | -13.6893 | -11.8431 | -14.769 | 0 | 0 | 0 | 0 | -86.2253 | -87.7443 | -134.2266 | -171.8028 | 0.31699 | 0.24286 | 0.24286 | 0 | -27.3324 | -21.3097 | -32.5984 | 0
5 | 10 | 15 | 591.3543 | 597.5035 | 607.032 | 615.2806 | 0 | 0 | 0 | 0 | 301.7503 | 205.2053 | 204.2999 | 205.7158 | 0 | 0 | 0 | 0 | 404.305 | 480.363 | 530.3471 | 575.5327 | 0 | 0 | 0 | 0 | 0 | -5.8735 | -6.0858 | -6.0531 | 0 | 0 | 0 | 0 | -114.701 | -82.1914 | -121.5292 | -159.9148 | 0.31618 | 0.24027 | 0.2402 | 0.19462 | -36.2661 | -19.7482 | -29.1909 | -31.1226
5 | 10 | 16 | 588.3224 | 596.5843 | 608.4428 | 618.7716 | 0 | 0 | 0 | 0 | 289.4825 | 210.4392 | 216.4037 | 225.0266 | 0 | 0 | 0 | 0 | 374.0106 | 423.2304 | 462.8804 | 498.9153 | 0 | 0 | 0 | 0 | 0 | -6.0553 | -1.3104 | -3.3169 | 0 | 0 | 0 | 0 | -75.1708 | -31.03 | -69.531 | -101.8534 | 0.32103 | 0.24715 | 0.22975 | 0.24005 | -24.1317 | -7.6692 | -15.9747 | -24.4497
5 | 10 | 17 | 579.2299 | 589.337 | 603.1638 | 615.208 | 0 | 0 | 0 | 0 | 289.1018 | 215.8952 | 222.8683 | 214.6249 | 0 | 0 | 0 | 0 | 306.676 | 298.5616 | 324.3921 | 348.3967 | 0 | 0 | 0 | 0 | 0 | -1.1496 | -1.9372 | -2.4905 | 0 | 0 | 0 | 0 | -16.5479 | 76.0297 | 57.8407 | 54.6769 | 0.39785 | 0.24634 | 0.32048 | 0.23372 | -6.5836 | 18.7294 | 18.5371 | 12.7793
5 | 10 | 18 | 564.2749 | 576.1298 | 591.818 | 605.5161 | 0 | 0 | 0 | 0 | 318.3433 | 237.0354 | 218.5804 | 227.5741 | 0 | 0 | 0 | 0 | 260.0169 | 207.0621 | 216.2009 | 225.518 | 0 | 0 | 0 | 0 | 0 | -4.0249 | -4.8937 | 1.3676 | 0 | 0 | 0 | 0 | -14.0853 | 136.0572 | 161.9303 | 151.0564 | 0.40002 | 0.33194 | 0.39565 | 0.38633 | -5.6344 | 45.1633 | 64.0676 | 58.3574
5 | 10 | 19 | 554.5093 | 567.1427 | 583.6198 | 597.9869 | 0 | 0 | 0 | 0 | 357.4235 | 289.9244 | 271.8957 | 276.8428 | 0 | 0 | 0 | 0 | 232.3604 | 119.3781 | 125.3454 | 132.3635 | 0 | 0 | 0 | 0 | 0 | -4.8236 | 1.9083 | 15.7764 | 0 | 0 | 0 | 0 | -35.2747 | 162.6638 | 184.4704 | 173.0043 | 0.40291 | 0.40667 | 0.40013 | 0.39254 | -14.2127 | 66.1512 | 73.8129 | 67.9103
5 | 10 | 20 | 576.0377 | 589.7322 | 607.3786 | 622.6543 | 0 | 0 | 0 | 0 | 363.4542 | 311.7537 | 303.0969 | 296.4825 | 0 | 0 | 0 | 0 | 239.5279 | 89.944 | 94.464 | 100.3888 | 0 | 0 | 0 | 0 | 0 | 7.9202 | 1.7527 | 10.1514 | 0 | 0 | 0 | 0 | -26.9444 | 180.1143 | 208.0651 | 215.6317 | 0.40427 | 0.42028 | 0.41111 | 0.39531 | -10.8929 | 75.6987 | 85.5384 | 85.2409
5 | 10 | 21 | 551.426 | 564.7808 | 581.8521 | 596.5231 | 0 | 0 | 0 | 0 | 360.9917 | 318.6336 | 311.5867 | 304.7371 | 0 | 0 | 0 | 0 | 207.2224 | 79.0067 | 80.4708 | 83.3924 | 0 | 0 | 0 | 0 | 0 | 5.7482 | 12.264 | 20.1055 | 0 | 0 | 0 | 0 | -16.7881 | 161.3923 | 177.5306 | 188.288 | 0.40188 | 0.40772 | 0.40034 | 0.39234 | -6.7468 | 65.8022 | 71.0723 | 73.8721
5 | 10 | 22 | 498.1104 | 510.8125 | 526.9128 | 540.7374 | 0 | 0 | 0 | 0 | 352.3913 | 315.1707 | 306.5493 | 311.4101 | 0 | 0 | 0 | 0 | 174.338 | 79.5718 | 78.7065 | 79.2217 | 0 | 0 | 0 | 0 | 0 | 3.3406 | 7.574 | 6.6903 | 0 | 0 | 0 | 0 | -28.619 | 112.7294 | 134.083 | 143.4153 | 0.39659 | 0.40366 | 0.39544 | 0.38685 | -11.35 | 45.5039 | 53.0214 | 55.48
5 | 10 | 23 | 447.3368 | 458.7865 | 473.2581 | 485.6424 | 0 | 0 | 0 | 0 | 295.9869 | 309.674 | 310.8168 | 321.7812 | 0 | 0 | 0 | 0 | 140.7586 | 71.1059 | 69.0179 | 68.2412 | 0 | 0 | 0 | 0 | 0 | 10.1075 | 7.0885 | 22.9244 | 0 | 0 | 0 | 0 | 10.5914 | 67.8991 | 86.3349 | 72.6956 | 0.39616 | 0.40557 | 0.39781 | 0.38169 | 4.1958 | 27.5377 | 34.3445 | 27.7473
5 | 10 | 24 | 408.96 | 417.7355 | 429.0371 | 438.5749 | 0 | 0 | 0 | 0 | 284.2274 | 305.831 | 305.1998 | 315.8046 | 0 | 0 | 0 | 0 | 127.8097 | 56.3173 | 55.3732 | 55.685 | 0 | 0 | 0 | 0 | 0 | 15.2779 | 16.1588 | 5.0575 | 0 | 0 | 0 | 0 | -3.0772 | 40.3093 | 52.3054 | 62.0278 | 0.39155 | 0.40913 | 0.40018 | 0.37917 | -1.2049 | 16.4919 | 20.9318 | 23.5193
5 | 11 | 1 | 387.0915 | 393.3787 | 401.7568 | 408.6203 | 0 | 0 | 0 | 0 | 259.2166 | 323.2272 | 298.5941 | 291.8219 | 0 | 0 | 0 | 0 | 107.2714 | 53.4103 | 50.4722 | 48.8576 | 0 | 0 | 0 | 0 | 0 | 8.5031 | 12.0462 | 8.24 | 0 | 0 | 0 | 0 | 20.6035 | 8.2381 | 40.6442 | 59.7008 | 0.39346 | 0.40712 | 0.39915 | 0.37525 | 8.1066 | 3.3539 | 16.223 | 22.4028
5 | 11 | 2 | 374.5333 | 378.7788 | 384.8555 | 389.6967 | 0 | 0 | 0 | 0 | 262.3755 | 323.3941 | 312.5486 | 287.0447 | 0 | 0 | 0 | 0 | 80.4219 | 41.7522 | 37.6348 | 34.8473 | 0 | 0 | 0 | 0 | 0 | 9.1058 | 7.7038 | 0.29532 | 0 | 0 | 0 | 0 | 31.7359 | 4.5267 | 26.9683 | 67.5094 | 0.39324 | 0.40518 | 0.39871 | 0.37205 | 12.4798 | 1.8342 | 10.7524 | 25.1166
5 | 11 | 3 | 368.6194 | 371.127 | 375.2765 | 378.4348 | 0 | 0 | 0 | 0 | 253.9803 | 286.5723 | 294.6476 | 283.2002 | 0 | 0 | 0 | 0 | 58.9506 | 29.9989 | 25.6556 | 22.5846 | 0 | 0 | 0 | 0 | 0 | 20.8358 | 10.2746 | 2.7093 | 0 | 0 | 0 | 0 | 55.6885 | 33.72 | 44.6988 | 69.9407 | 0.40479 | 0.40648 | 0.39859 | 0.37175 | 22.5423 | 13.7065 | 17.8166 | 26.0004
5 | 11 | 4 | 374.8856 | 375.7837 | 378.1754 | 379.7608 | 0 | 0 | 0 | 0 | 262.9177 | 294.4715 | 283.2971 | 283.4556 | 0 | 0 | 0 | 0 | 48.995 | 22.7777 | 19.551 | 17.4848 | 0 | 0 | 0 | 0 | 0 | 19.1164 | 10.0401 | 2.0666 | 0 | 0 | 0 | 0 | 62.9729 | 39.418 | 65.2872 | 76.7538 | 0.39239 | 0.40724 | 0.39885 | 0.37249 | 24.7101 | 16.0526 | 26.0395 | 28.5901
5 | 11 | 5 | 398.1646 | 398.2359 | 399.808 | 400.6423 | 0 | 0 | 0 | 0 | 280.926 | 306.0441 | 297.6503 | 274.0532 | 0 | 0 | 0 | 0 | 47.4073 | 20.7947 | 18.3377 | 16.9633 | 0 | 0 | 0 | 0 | 0 | 23.9252 | 17.6514 | -4.1283 | 0 | 0 | 0 | 0 | 69.8313 | 47.4719 | 66.1686 | 113.7541 | 0.39799 | 0.40903 | 0.40099 | 0.37782 | 27.7924 | 19.4173 | 26.533 | 42.9791
5 | 11 | 6 | 428.4239 | 427.0993 | 427.301 | 426.945 | 0 | 0 | 0 | 0 | 318.733 | 279.5646 | 267.6794 | 230.2775 | 0 | 0 | 0 | 0 | 78.6717 | 51.6644 | 50.4744 | 50.17 | 0 | 0 | 0 | 0 | 0 | -4.0967 | -0.048327 | -4.0025 | 0 | 0 | 0 | 0 | 31.0193 | 99.9671 | 109.1955 | 150.4999 | 0.39817 | 0.40695 | 0.39923 | 0.37497 | 12.3509 | 40.6816 | 43.5942 | 56.4328
5 | 11 | 7 | 469.5224 | 468.0851 | 468.5294 | 468.5878 | 0 | 0 | 0 | 0 | 290.3165 | 225.1404 | 232.911 | 209.1625 | 0 | 0 | 0 | 0 | 128.7882 | 149.2483 | 148.9281 | 148.9792 | 0 | 0 | 0 | 0 | 0 | -5.8294 | -1.0125 | -0.067602 | 0 | 0 | 0 | 0 | 50.4177 | 99.5258 | 87.7027 | 110.5137 | 0.39621 | 0.33259 | 0.32125 | 0.38231 | 19.9759 | 33.1014 | 28.1741 | 42.251
5 | 11 | 8 | 497.246 | 496.0117 | 497.18 | 498.3165 | 0 | 0 | 0 | 0 | 273.9225 | 220.693 | 211.018 | 213.7858 | 0 | 0 | 0 | 0 | 202.2172 | 283.2957 | 298.6468 | 312.3687 | 0 | 0 | 0 | 0 | 0 | -7.1414 | -4.3551 | -0.77494 | 0 | 0 | 0 | 0 | 21.1063 | -0.83545 | -8.1296 | -27.0631 | 0.38794 | 0.32023 | 0.31429 | 0.32105 | 8.1879 | -0.26754 | -2.555 | -8.6886
5 | 11 | 9 | 520.8945 | 521.1376 | 524.4061 | 527.8294 | 0 | 0 | 0 | 0 | 269.3138 | 209.1058 | 203.6412 | 211.285 | 0 | 0 | 0 | 0 | 250.3162 | 363.9939 | 396.3595 | 425.2586 | 0 | 0 | 0 | 0 | 0 | -22.5382 | -7.3083 | -8.2175 | 0 | 0 | 0 | 0 | 1.2645 | -29.424 | -68.2863 | -100.4967 | 0.39364 | 0.24286 | 0.23968 | 0 | 0.49776 | -7.146 | -16.3665 | 0
5 | 11 | 10 | 540.791 | 541.6634 | 545.6701 | 549.6834 | 0 | 0 | 0 | 0 | 264.0074 | 201.1699 | 210.0612 | 203.3356 | 0 | 0 | 0 | 0 | 281.4077 | 411.0398 | 455.8753 | 495.9651 | 0 | 0 | 0 | 0 | 0 | -26.9467 | -35.0954 | -25.2718 | 0 | 0 | 0 | 0 | -4.6241 | -43.5996 | -85.171 | -124.3456 | 0.31441 | 0.24286 | 0.24286 | 0 | -1.4539 | -10.5887 | -20.6847 | 0
5 | 11 | 11 | 550.3241 | 551.7979 | 556.2525 | 560.3481 | 0 | 0 | 0 | 0 | 283.3605 | 202.235 | 197.5094 | 195.8549 | 0 | 0 | 0 | 0 | 300.6395 | 436.8858 | 488.6584 | 534.9772 | 0 | 0 | 0 | 0 | 0 | -27.978 | -27.9795 | -27.2462 | 0 | 0 | 0 | 0 | -33.6759 | -59.345 | -101.9359 | -143.2377 | 0.31687 | 0.24286 | 0.24286 | 0 | -10.6708 | -14.4126 | -24.7563 | 0
5 | 11 | 12 | 552.9248 | 554.7867 | 559.4897 | 563.5732 | 0 | 0 | 0 | 0 | 261.3532 | 195.4759 | 192.3411 | 194.7813 | 0 | 0 | 0 | 0 | 311.7066 | 445.5684 | 500.2885 | 549.2959 | 0 | 0 | 0 | 0 | 0 | -22.996 | -27.9843 | -27.8496 | 0 | 0 | 0 | 0 | -20.135 | -63.2616 | -105.1557 | -152.6543 | 0.30984 | 0.24286 | 0.24286 | 0 | -6.2386 | -15.3638 | -25.5382 | 0
5 | 11 | 13 | 560.1944 | 563.4878 | 569.7343 | 575.0992 | 0 | 0 | 0 | 0 | 252.21 | 202.5693 | 198.2957 | 194.0988 | 0 | 0 | 0 | 0 | 317.4776 | 429.3746 | 484.4373 | 533.9419 | 0 | 0 | 0 | 0 | 0 | -19.843 | -26.3618 | -25.3617 | 0 | 0 | 0 | 0 | -9.4932 | -48.6131 | -86.6369 | -127.5798 | 0.31489 | 0.24286 | 0.24286 | 0 | -2.9893 | -11.8062 | -21.0407 | 0
5 | 11 | 14 | 562.3578 | 566.6993 | 574.1403 | 580.5964 | 0 | 0 | 0 | 0 | 265.2853 | 204.6611 | 201.6726 | 198.8588 | 0 | 0 | 0 | 0 | 329.2898 | 422.922 | 474.3885 | 520.7367 | 0 | 0 | 0 | 0 | 0 | -13.6893 | -11.8431 | -14.769 | 0 | 0 | 0 | 0 | -32.2173 | -47.1944 | -90.0777 | -124.2301 | 0.31699 | 0.24286 | 0.24286 | 0 | -10.2125 | -11.4617 | -21.8764 | 0
5 | 11 | 15 | 561.063 | 566.2298 | 574.5521 | 581.7614 | 0 | 0 | 0 | 0 | 301.7503 | 205.2053 | 204.2999 | 205.7158 | 0 | 0 | 0 | 0 | 320.9764 | 377.2981 | 424.5758 | 467.5455 | 0 | 0 | 0 | 0 | 0 | -5.8735 | -6.0858 | -6.0531 | 0 | 0 | 0 | 0 | -61.6638 | -10.4001 | -48.2376 | -85.4468 | 0.31618 | 0.24027 | 0.2402 | 0.19462 | -19.4968 | -2.4988 | -11.5865 | -16.6296
5 | 11 | 16 | 555.8548 | 563.0638 | 573.6294 | 582.8442 | 0 | 0 | 0 | 0 | 289.4825 | 210.4392 | 216.4037 | 225.0266 | 0 | 0 | 0 | 0 | 337.191 | 356.2053 | 395.0026 | 430.5662 | 0 | 0 | 0 | 0 | 0 | -6.0553 | -1.3104 | -3.3169 | 0 | 0 | 0 | 0 | -70.8187 | 2.4746 | -36.4665 | -69.4317 | 0.32103 | 0.24715 | 0.22975 | 0.24005 | -22.7346 | 0.6116 | -8.3781 | -16.667
5 | 11 | 17 | 544.0906 | 553.0581 | 565.4857 | 576.3242 | 0 | 0 | 0 | 0 | 289.1018 | 215.8952 | 222.8683 | 214.6249 | 0 | 0 | 0 | 0 | 324.0702 | 293.9931 | 318.593 | 341.7182 | 0 | 0 | 0 | 0 | 0 | -1.1496 | -1.9372 | -2.4905 | 0 | 0 | 0 | 0 | -69.0815 | 44.3194 | 25.9616 | 22.4716 | 0.39785 | 0.24634 | 0.32048 | 0.23372 | -27.4842 | 10.9178 | 8.3203 | 5.2521
5 | 11 | 18 | 530.2149 | 540.9652 | 555.2972 | 567.8266 | 0 | 0 | 0 | 0 | 318.3433 | 237.0354 | 218.5804 | 227.5741 | 0 | 0 | 0 | 0 | 287.3225 | 204.3548 | 213.7297 | 223.6425 | 0 | 0 | 0 | 0 | 0 | -4.0249 | -4.8937 | 1.3676 | 0 | 0 | 0 | 0 | -75.451 | 103.5999 | 127.8807 | 115.2424 | 0.40002 | 0.33194 | 0.39565 | 0.38633 | -30.182 | 34.3893 | 50.5959 | 44.5215
5 | 11 | 19 | 523.811 | 535.4489 | 550.7036 | 564.0174 | 0 | 0 | 0 | 0 | 357.4235 | 289.9244 | 271.8957 | 276.8428 | 0 | 0 | 0 | 0 | 259.8576 | 118.3126 | 122.0563 | 127.35 | 0 | 0 | 0 | 0 | 0 | -4.8236 | 1.9083 | 15.7764 | 0 | 0 | 0 | 0 | -93.4702 | 132.0356 | 154.8433 | 144.0483 | 0.40291 | 0.40667 | 0.40013 | 0.39254 | -37.6605 | 53.6955 | 61.9582 | 56.544
5 | 11 | 20 | 543.3401 | 555.9742 | 572.3186 | 586.4724 | 0 | 0 | 0 | 0 | 363.4542 | 311.7537 | 303.0969 | 296.4825 | 0 | 0 | 0 | 0 | 259.0064 | 115.9331 | 116.4442 | 118.8055 | 0 | 0 | 0 | 0 | 0 | 7.9202 | 1.7527 | 10.1514 | 0 | 0 | 0 | 0 | -79.1206 | 120.3672 | 151.0248 | 161.0331 | 0.40427 | 0.42028 | 0.41111 | 0.39531 | -31.9863 | 50.5881 | 62.0884 | 63.6577
5 | 11 | 21 | 524.1956 | 536.6674 | 552.6544 | 566.391 | 0 | 0 | 0 | 0 | 360.9917 | 318.6336 | 311.5867 | 304.7371 | 0 | 0 | 0 | 0 | 236.3892 | 113.7487 | 111.5262 | 111.1856 | 0 | 0 | 0 | 0 | 0 | 5.7482 | 12.264 | 20.1055 | 0 | 0 | 0 | 0 | -73.1852 | 98.5369 | 117.2775 | 130.3629 | 0.40188 | 0.40772 | 0.40034 | 0.39234 | -29.4117 | 40.1751 | 46.9507 | 51.146
5 | 11 | 22 | 482.7701 | 494.9747 | 510.4642 | 523.7625 | 0 | 0 | 0 | 0 | 352.3913 | 315.1707 | 306.5493 | 311.4101 | 0 | 0 | 0 | 0 | 208.7872 | 123.6415 | 117.629 | 113.5897 | 0 | 0 | 0 | 0 | 0 | 3.3406 | 7.574 | 6.6903 | 0 | 0 | 0 | 0 | -78.4084 | 52.8219 | 78.712 | 92.0724 | 0.39659 | 0.40366 | 0.39544 | 0.38685 | -31.096 | 21.3219 | 31.1256 | 35.6181
5 | 11 | 23 | 439.8879 | 451.0959 | 465.271 | 477.3996 | 0 | 0 | 0 | 0 | 295.9869 | 309.674 | 310.8168 | 321.7812 | 0 | 0 | 0 | 0 | 201.7491 | 116.2817 | 109.6666 | 105.0696 | 0 | 0 | 0 | 0 | 0 | 10.1075 | 7.0885 | 22.9244 | 0 | 0 | 0 | 0 | -57.8482 | 15.0327 | 37.6991 | 27.6244 | 0.39616 | 0.40557 | 0.39781 | 0.38169 | -22.9169 | 6.0968 | 14.9969 | 10.544
5 | 11 | 24 | 405.9344 | 414.6118 | 425.793 | 435.2269 | 0 | 0 | 0 | 0 | 284.2274 | 305.831 | 305.1998 | 315.8046 | 0 | 0 | 0 | 0 | 200.2145 | 101.0907 | 95.5376 | 91.943 | 0 | 0 | 0 | 0 | 0 | 15.2779 | 16.1588 | 5.0575 | 0 | 0 | 0 | 0 | -78.5075 | -7.5878 | 8.8969 | 22.4219 | 0.39155 | 0.40913 | 0.40018 | 0.37917 | -30.7395 | -3.1044 | 3.5604 | 8.5018
5 | 12 | 1 | 384.6851 | 390.8944 | 399.1766 | 405.9576 | 0 | 0 | 0 | 0 | 259.2166 | 323.2272 | 298.5941 | 291.8219 | 0 | 0 | 0 | 0 | 188.8241 | 88.8982 | 84.7266 | 82.3598 | 0 | 0 | 0 | 0 | 0 | 8.5031 | 12.0462 | 8.24 | 0 | 0 | 0 | 0 | -63.3556 | -29.7341 | 3.8096 | 23.5359 | 0.39346 | 0.40712 | 0.39915 | 0.37525 | -24.9279 | -12.1054 | 1.5206 | 8.8319
5 | 12 | 2 | 369.0483 | 373.1159 | 378.9742 | 383.6272 | 0 | 0 | 0 | 0 | 262.3755 | 323.3941 | 312.5486 | 287.0447 | 0 | 0 | 0 | 0 | 168.2279 | 71.7463 | 68.8047 | 67.4953 | 0 | 0 | 0 | 0 | 0 | 9.1058 | 7.7038 | 0.29532 | 0 | 0 | 0 | 0 | -61.555 | -31.1303 | -10.0829 | 28.7919 | 0.39324 | 0.40518 | 0.39871 | 0.37205 | -24.2059 | -12.6135 | -4.0201 | 10.7119
5 | 12 | 3 | 361.8428 | 364.1306 | 368.0103 | 370.9361 | 0 | 0 | 0 | 0 | 253.9803 | 286.5723 | 294.6476 | 283.2002 | 0 | 0 | 0 | 0 | 146.5413 | 63.0553 | 59.649 | 57.7713 | 0 | 0 | 0 | 0 | 0 | 20.8358 | 10.2746 | 2.7093 | 0 | 0 | 0 | 0 | -38.6788 | -6.3328 | 3.4392 | 27.2552 | 0.40479 | 0.40648 | 0.39859 | 0.37175 | -15.6569 | -2.5742 | 1.3708 | 10.1321
5 | 12 | 4 | 361.9339 | 362.412 | 364.288 | 365.429 | 0 | 0 | 0 | 0 | 262.9177 | 294.4715 | 283.2971 | 283.4556 | 0 | 0 | 0 | 0 | 131.5019 | 59.3923 | 55.2395 | 52.5631 | 0 | 0 | 0 | 0 | 0 | 19.1164 | 10.0401 | 2.0666 | 0 | 0 | 0 | 0 | -32.4857 | -10.5683 | 15.7113 | 27.3438 | 0.39239 | 0.40724 | 0.39885 | 0.37249 | -12.7471 | -4.3038 | 6.2664 | 10.1853
5 | 12 | 5 | 369.1472 | 368.2775 | 368.6942 | 368.5328 | 0 | 0 | 0 | 0 | 280.926 | 306.0441 | 297.6503 | 274.0532 | 0 | 0 | 0 | 0 | 119.5545 | 56.5216 | 51.9084 | 48.7109 | 0 | 0 | 0 | 0 | 0 | 23.9252 | 17.6514 | -4.1283 | 0 | 0 | 0 | 0 | -31.3333 | -18.2134 | 1.4841 | 49.897 | 0.39799 | 0.40903 | 0.40099 | 0.37782 | -12.4704 | -7.4498 | 0.59511 | 18.8523
5 | 12 | 6 | 372.7247 | 369.5939 | 367.5775 | 365.3104 | 0 | 0 | 0 | 0 | 318.733 | 279.5646 | 267.6794 | 230.2775 | 0 | 0 | 0 | 0 | 139.4023 | 99.8438 | 92.8953 | 87.2071 | 0 | 0 | 0 | 0 | 0 | -4.0967 | -0.048327 | -4.0025 | 0 | 0 | 0 | 0 | -85.4106 | -5.7178 | 7.0511 | 51.8283 | 0.39817 | 0.40695 | 0.39923 | 0.37497 | -34.0077 | -2.3269 | 2.815 | 19.434
5 | 12 | 7 | 394.661 | 390.7961 | 388.2594 | 385.7492 | 0 | 0 | 0 | 0 | 290.3165 | 225.1404 | 232.911 | 209.1625 | 0 | 0 | 0 | 0 | 173.4822 | 199.1254 | 192.8323 | 187.1409 | 0 | 0 | 0 | 0 | 0 | -5.8294 | -1.0125 | -0.067602 | 0 | 0 | 0 | 0 | -69.1377 | -27.6403 | -36.4714 | -10.4865 | 0.39621 | 0.33259 | 0.32125 | 0.38231 | -27.3929 | -9.1929 | -11.7163 | -4.0091
5 | 12 | 8 | 424.7556 | 421.1706 | 419.4523 | 418.1015 | 0 | 0 | 0 | 0 | 273.9225 | 220.693 | 211.018 | 213.7858 | 0 | 0 | 0 | 0 | 229.4426 | 306.2919 | 316.4065 | 325.1923 | 0 | 0 | 0 | 0 | 0 | -7.1414 | -4.3551 | -0.77494 | 0 | 0 | 0 | 0 | -78.6095 | -98.6729 | -103.6171 | -120.1017 | 0.38794 | 0.32023 | 0.31429 | 0.32105 | -30.4954 | -31.5985 | -32.5654 | -38.5587
5 | 12 | 9 | 448.1387 | 446.0224 | 446.3938 | 447.3207 | 0 | 0 | 0 | 0 | 269.3138 | 209.1058 | 203.6412 | 211.285 | 0 | 0 | 0 | 0 | 281.217 | 393.7103 | 421.9399 | 446.9009 | 0 | 0 | 0 | 0 | 0 | -22.5382 | -7.3083 | -8.2175 | 0 | 0 | 0 | 0 | -102.3921 | -134.2555 | -171.879 | -202.6477 | 0.39364 | 0.24286 | 0.23968 | 0 | -40.3057 | -32.6055 | -41.1951 | 0
5 | 12 | 10 | 461.7009 | 460.0086 | 460.8658 | 462.1654 | 0 | 0 | 0 | 0 | 264.0074 | 201.1699 | 210.0612 | 203.3356 | 0 | 0 | 0 | 0 | 326.8446 | 447.6834 | 490.4742 | 528.6174 | 0 | 0 | 0 | 0 | 0 | -26.9467 | -35.0954 | -25.2718 | 0 | 0 | 0 | 0 | -129.1511 | -161.8981 | -204.5742 | -244.5158 | 0.31441 | 0.24286 | 0.24286 | 0 | -40.6068 | -39.3188 | -49.6831 | 0
5 | 12 | 11 | 468.8985 | 467.7317 | 468.944 | 470.2457 | 0 | 0 | 0 | 0 | 283.3605 | 202.235 | 197.5094 | 195.8549 | 0 | 0 | 0 | 0 | 405.2256 | 494.9421 | 548.1311 | 595.8839 | 0 | 0 | 0 | 0 | 0 | -27.978 | -27.9795 | -27.2462 | 0 | 0 | 0 | 0 | -219.6877 | -201.4674 | -248.7171 | -294.2467 | 0.31687 | 0.24286 | 0.24286 | 0 | -69.612 | -48.9287 | -60.4037 | 0
5 | 12 | 12 | 470.1544 | 469.3323 | 470.7393 | 471.9828 | 0 | 0 | 0 | 0 | 261.3532 | 195.4759 | 192.3411 | 194.7813 | 0 | 0 | 0 | 0 | 477.7119 | 531.9299 | 588.1656 | 638.7675 | 0 | 0 | 0 | 0 | 0 | -22.996 | -27.9843 | -27.8496 | 0 | 0 | 0 | 0 | -268.9107 | -235.0774 | -281.7831 | -333.7163 | 0.30984 | 0.24286 | 0.24286 | 0 | -83.3186 | -57.0913 | -68.4342 | 0
5 | 12 | 13 | 469.7982 | 470.1602 | 472.807 | 475.0703 | 0 | 0 | 0 | 0 | 252.21 | 202.5693 | 198.2957 | 194.0988 | 0 | 0 | 0 | 0 | 528.2369 | 551.107 | 608.0934 | 659.5087 | 0 | 0 | 0 | 0 | 0 | -19.843 | -26.3618 | -25.3617 | 0 | 0 | 0 | 0 | -310.6488 | -263.6731 | -307.2202 | -353.1754 | 0.31489 | 0.24286 | 0.24286 | 0 | -97.8204 | -64.0361 | -74.6118 | 0
5 | 12 | 14 | 469.6614 | 470.9969 | 474.7467 | 478.0222 | 0 | 0 | 0 | 0 | 265.2853 | 204.6611 | 201.6726 | 198.8588 | 0 | 0 | 0 | 0 | 537.8652 | 540.7028 | 597.3979 | 648.7792 | 0 | 0 | 0 | 0 | 0 | -13.6893 | -11.8431 | -14.769 | 0 | 0 | 0 | 0 | -333.4891 | -260.6776 | -312.4808 | -354.8468 | 0.31699 | 0.24286 | 0.24286 | 0 | -105.712 | -63.3086 | -75.8894 | 0
5 | 12 | 15 | 470.8613 | 473.1031 | 477.8336 | 481.9479 | 0 | 0 | 0 | 0 | 301.7503 | 205.2053 | 204.2999 | 205.7158 | 0 | 0 | 0 | 0 | 538.6925 | 526.5871 | 579.1069 | 626.8744 | 0 | 0 | 0 | 0 | 0 | -5.8735 | -6.0858 | -6.0531 | 0 | 0 | 0 | 0 | -369.5815 | -252.8158 | -299.4874 | -344.5892 | 0.31618 | 0.24027 | 0.2402 | 0.19462 | -116.854 | -60.7442 | -71.9359 | -67.0639
5 | 12 | 16 | 470.7311 | 475.1798 | 482.3558 | 488.6499 | 0 | 0 | 0 | 0 | 289.4825 | 210.4392 | 216.4037 | 225.0266 | 0 | 0 | 0 | 0 | 522.398 | 498.2159 | 539.0987 | 576.4438 | 0 | 0 | 0 | 0 | 0 | -6.0553 | -1.3104 | -3.3169 | 0 | 0 | 0 | 0 | -341.1494 | -227.42 | -271.8362 | -309.5036 | 0.32103 | 0.24715 | 0.22975 | 0.24005 | -109.5176 | -56.2076 | -62.4541 | -74.2959
5 | 12 | 17 | 469.9016 | 476.4633 | 485.9367 | 494.2296 | 0 | 0 | 0 | 0 | 289.1018 | 215.8952 | 222.8683 | 214.6249 | 0 | 0 | 0 | 0 | 488.6959 | 428.4347 | 452.6669 | 475.1956 | 0 | 0 | 0 | 0 | 0 | -1.1496 | -1.9372 | -2.4905 | 0 | 0 | 0 | 0 | -307.8961 | -166.717 | -187.6613 | -193.1005 | 0.39785 | 0.24634 | 0.32048 | 0.23372 | -122.4971 | -41.0695 | -60.1426 | -45.1322
5 | 12 | 18 | 467.4028 | 476.1163 | 487.9471 | 498.3213 | 0 | 0 | 0 | 0 | 318.3433 | 237.0354 | 218.5804 | 227.5741 | 0 | 0 | 0 | 0 | 440.6174 | 312.4184 | 319.5831 | 327.1573 | 0 | 0 | 0 | 0 | 0 | -4.0249 | -4.8937 | 1.3676 | 0 | 0 | 0 | 0 | -291.5579 | -69.3126 | -45.3228 | -57.7777 | 0.40002 | 0.33194 | 0.39565 | 0.38633 | -116.6293 | -23.0079 | -17.9319 | -22.3212
5 | 12 | 19 | 472.1105 | 482.0718 | 495.2679 | 506.8077 | 0 | 0 | 0 | 0 | 357.4235 | 289.9244 | 271.8957 | 276.8428 | 0 | 0 | 0 | 0 | 369.1352 | 194.8945 | 195.378 | 197.4261 | 0 | 0 | 0 | 0 | 0 | -4.8236 | 1.9083 | 15.7764 | 0 | 0 | 0 | 0 | -254.4482 | 2.0766 | 26.0858 | 16.7624 | 0.40291 | 0.40667 | 0.40013 | 0.39254 | -102.5208 | 0.84451 | 10.4378 | 6.5798
5 | 12 | 20 | 502.4857 | 513.795 | 528.5126 | 541.2646 | 0 | 0 | 0 | 0 | 363.4542 | 311.7537 | 303.0969 | 296.4825 | 0 | 0 | 0 | 0 | 363.8242 | 184.072 | 179.9434 | 177.7944 | 0 | 0 | 0 | 0 | 0 | 7.9202 | 1.7527 | 10.1514 | 0 | 0 | 0 | 0 | -224.7927 | 10.0491 | 43.7196 | 56.8363 | 0.40427 | 0.42028 | 0.41111 | 0.39531 | -90.8776 | 4.2235 | 17.9737 | 22.4678
5 | 12 | 21 | 492.8427 | 504.2978 | 519.0362 | 531.6971 | 0 | 0 | 0 | 0 | 360.9917 | 318.6336 | 311.5867 | 304.7371 | 0 | 0 | 0 | 0 | 341.7297 | 193.4207 | 189.4908 | 187.4672 | 0 | 0 | 0 | 0 | 0 | 5.7482 | 12.264 | 20.1055 | 0 | 0 | 0 | 0 | -209.8787 | -13.5047 | 5.6947 | 19.3873 | 0.40188 | 0.40772 | 0.40034 | 0.39234 | -84.3461 | -5.5061 | 2.2798 | 7.6063
5 | 12 | 22 | 456.9375 | 468.3044 | 482.7653 | 495.1772 | 0 | 0 | 0 | 0 | 352.3913 | 315.1707 | 306.5493 | 311.4101 | 0 | 0 | 0 | 0 | 309.5397 | 177.459 | 175.7171 | 175.6282 | 0 | 0 | 0 | 0 | 0 | 3.3406 | 7.574 | 6.6903 | 0 | 0 | 0 | 0 | -204.9935 | -27.6658 | -7.0751 | 1.4486 | 0.39659 | 0.40366 | 0.39544 | 0.38685 | -81.2983 | -11.1675 | -2.7978 | 0.56039
5 | 12 | 23 | 420.6904 | 431.2759 | 444.6865 | 456.1565 | 0 | 0 | 0 | 0 | 295.9869 | 309.674 | 310.8168 | 321.7812 | 0 | 0 | 0 | 0 | 300.8922 | 159.5553 | 161.2519 | 164.3973 | 0 | 0 | 0 | 0 | 0 | 10.1075 | 7.0885 | 22.9244 | 0 | 0 | 0 | 0 | -176.1888 | -48.0609 | -34.4707 | -52.9465 | 0.39616 | 0.40557 | 0.39781 | 0.38169 | -69.7983 | -19.492 | -13.7126 | -20.2092
5 | 12 | 24 | 390.1872 | 398.3539 | 408.908 | 417.8017 | 0 | 0 | 0 | 0 | 284.2274 | 305.831 | 305.1998 | 315.8046 | 0 | 0 | 0 | 0 | 273.515 | 145.2468 | 145.5782 | 147.3531 | 0 | 0 | 0 | 0 | 0 | 15.2779 | 16.1588 | 5.0575 | 0 | 0 | 0 | 0 | -167.5553 | -68.0018 | -58.0288 | -50.4135 | 0.39155 | 0.40913 | 0.40018 | 0.37917 | -65.606 | -27.8218 | -23.2222 | -19.1154
5 | 13 | 1 | 369.1679 | 374.874 | 382.5383 | 388.7868 | 0 | 0 | 0 | 0 | 259.2166 | 323.2272 | 298.5941 | 291.8219 | 0 | 0 | 0 | 0 | 252.1644 | 132.0812 | 130.3585 | 130.073 | 0 | 0 | 0 | 0 | 0 | 8.5031 | 12.0462 | 8.24 | 0 | 0 | 0 | 0 | -142.2131 | -88.9375 | -58.4605 | -41.3481 | 0.39346 | 0.40712 | 0.39915 | 0.37525 | -55.9552 | -36.2083 | -23.3343 | -15.516
5 | 13 | 2 | 357.0167 | 360.6941 | 366.0733 | 370.3135 | 0 | 0 | 0 | 0 | 262.3755 | 323.3941 | 312.5486 | 287.0447 | 0 | 0 | 0 | 0 | 243.7961 | 124.2143 | 121.3323 | 119.8975 | 0 | 0 | 0 | 0 | 0 | 9.1058 | 7.7038 | 0.29532 | 0 | 0 | 0 | 0 | -149.1549 | -96.02 | -75.5114 | -36.924 | 0.39324 | 0.40518 | 0.39871 | 0.37205 | -58.6537 | -38.9058 | -30.1068 | -13.7374
5 | 13 | 3 | 347.7588 | 349.5898 | 352.9087 | 355.3512 | 0 | 0 | 0 | 0 | 253.9803 | 286.5723 | 294.6476 | 283.2002 | 0 | 0 | 0 | 0 | 231.1695 | 107.8345 | 107.1156 | 107.7094 | 0 | 0 | 0 | 0 | 0 | 20.8358 | 10.2746 | 2.7093 | 0 | 0 | 0 | 0 | -137.3911 | -65.6528 | -59.129 | -38.2677 | 0.40479 | 0.40648 | 0.39859 | 0.37175 | -55.6148 | -26.6865 | -23.5684 | -14.226
5 | 13 | 4 | 347.1244 | 347.1223 | 348.4085 | 349.0414 | 0 | 0 | 0 | 0 | 262.9177 | 294.4715 | 283.2971 | 283.4556 | 0 | 0 | 0 | 0 | 218.7197 | 93.6054 | 93.3668 | 94.4046 | 0 | 0 | 0 | 0 | 0 | 19.1164 | 10.0401 | 2.0666 | 0 | 0 | 0 | 0 | -134.513 | -60.0711 | -38.2954 | -30.8854 | 0.39239 | 0.40724 | 0.39885 | 0.37249 | -52.7819 | -24.4633 | -15.274 | -11.5045
5 | 13 | 5 | 349.065 | 347.5441 | 347.1611 | 346.3107 | 0 | 0 | 0 | 0 | 280.926 | 306.0441 | 297.6503 | 274.0532 | 0 | 0 | 0 | 0 | 227.1817 | 96.6025 | 95.5882 | 95.8752 | 0 | 0 | 0 | 0 | 0 | 23.9252 | 17.6514 | -4.1283 | 0 | 0 | 0 | 0 | -159.0426 | -79.0277 | -63.7288 | -19.4895 | 0.39799 | 0.40903 | 0.40099 | 0.37782 | -63.2979 | -32.3245 | -25.5547 | -7.3636
5 | 13 | 6 | 344.4681 | 340.421 | 337.2795 | 334.0428 | 0 | 0 | 0 | 0 | 318.733 | 279.5646 | 267.6794 | 230.2775 | 0 | 0 | 0 | 0 | 270.2224 | 156.0837 | 154.0067 | 153.0855 | 0 | 0 | 0 | 0 | 0 | -4.0967 | -0.048327 | -4.0025 | 0 | 0 | 0 | 0 | -244.4873 | -91.1306 | -84.3583 | -45.3178 | 0.39817 | 0.40695 | 0.39923 | 0.37497 | -97.3469 | -37.0857 | -33.6785 | -16.9928
5 | 13 | 7 | 364.9182 | 360.0887 | 356.3677 | 352.837 | 0 | 0 | 0 | 0 | 290.3165 | 225.1404 | 232.911 | 209.1625 | 0 | 0 | 0 | 0 | 290.4486 | 249.1984 | 247.7243 | 246.8264 | 0 | 0 | 0 | 0 | 0 | -5.8294 | -1.0125 | -0.067602 | 0 | 0 | 0 | 0 | -215.8469 | -108.4206 | -123.2551 | -103.0843 | 0.39621 | 0.33259 | 0.32125 | 0.38231 | -85.5202 | -36.0597 | -39.5952 | -39.4106
5 | 13 | 8 | 389.3331 | 384.5994 | 381.4707 | 378.9044 | 0 | 0 | 0 | 0 | 273.9225 | 220.693 | 211.018 | 213.7858 | 0 | 0 | 0 | 0 | 330.3528 | 351.8238 | 366.4831 | 379.7999 | 0 | 0 | 0 | 0 | 0 | -7.1414 | -4.3551 | -0.77494 | 0 | 0 | 0 | 0 | -214.9421 | -180.7759 | -191.6754 | -213.9064 | 0.38794 | 0.32023 | 0.31429 | 0.32105 | -83.3837 | -57.8908 | -60.241 | -68.6747
5 | 13 | 9 | 411.0707 | 407.7524 | 406.6478 | 406.3028 | 0 | 0 | 0 | 0 | 269.3138 | 209.1058 | 203.6412 | 211.285 | 0 | 0 | 0 | 0 | 374.6021 | 433.5486 | 465.0046 | 493.3235 | 0 | 0 | 0 | 0 | 0 | -22.5382 | -7.3083 | -8.2175 | 0 | 0 | 0 | 0 | -232.8452 | -212.3639 | -254.6897 | -290.0882 | 0.39364 | 0.24286 | 0.23968 | 0 | -91.6573 | -51.575 | -61.0428 | 0
5 | 13 | 10 | 427.5524 | 424.7527 | 424.2501 | 424.378 | 0 | 0 | 0 | 0 | 264.0074 | 201.1699 | 210.0612 | 203.3356 | 0 | 0 | 0 | 0 | 393.2006 | 472.2718 | 516.5112 | 556.3171 | 0 | 0 | 0 | 0 | 0 | -26.9467 | -35.0954 | -25.2718 | 0 | 0 | 0 | 0 | -229.6557 | -221.7423 | -267.2269 | -310.0029 | 0.31441 | 0.24286 | 0.24286 | 0 | -72.2068 | -53.8527 | -64.899 | 0
5 | 13 | 11 | 437.1916 | 434.9967 | 434.9464 | 435.1603 | 0 | 0 | 0 | 0 | 283.3605 | 202.235 | 197.5094 | 195.8549 | 0 | 0 | 0 | 0 | 387.4193 | 485.7982 | 537.4219 | 583.8488 | 0 | 0 | 0 | 0 | 0 | -27.978 | -27.9795 | -27.2462 | 0 | 0 | 0 | 0 | -233.5882 | -225.0585 | -272.0055 | -317.2972 | 0.31687 | 0.24286 | 0.24286 | 0 | -74.0167 | -54.6581 | -66.0595 | 0
5 | 13 | 12 | 443.4726 | 441.7852 | 442.1297 | 442.4578 | 0 | 0 | 0 | 0 | 261.3532 | 195.4759 | 192.3411 | 194.7813 | 0 | 0 | 0 | 0 | 391.2287 | 491.2315 | 552.0181 | 606.8764 | 0 | 0 | 0 | 0 | 0 | -22.996 | -27.9843 | -27.8496 | 0 | 0 | 0 | 0 | -209.1094 | -221.9262 | -274.2452 | -331.3503 | 0.30984 | 0.24286 | 0.24286 | 0 | -64.7899 | -53.8973 | -66.6035 | 0
5 | 13 | 13 | 443.6294 | 443.1428 | 444.7476 | 446.113 | 0 | 0 | 0 | 0 | 252.21 | 202.5693 | 198.2957 | 194.0988 | 0 | 0 | 0 | 0 | 416.7732 | 485.2571 | 553.4245 | 615.3354 | 0 | 0 | 0 | 0 | 0 | -19.843 | -26.3618 | -25.3617 | 0 | 0 | 0 | 0 | -225.3538 | -224.8406 | -280.6107 | -337.9594 | 0.31489 | 0.24286 | 0.24286 | 0 | -70.9618 | -54.6051 | -68.1494 | 0
5 | 13 | 14 | 446.3944 | 446.9754 | 449.7987 | 452.2759 | 0 | 0 | 0 | 0 | 265.2853 | 204.6611 | 201.6726 | 198.8588 | 0 | 0 | 0 | 0 | 435.3785 | 478.1664 | 546.7225 | 609.1862 | 0 | 0 | 0 | 0 | 0 | -13.6893 | -11.8431 | -14.769 | 0 | 0 | 0 | 0 | -254.2694 | -222.1628 | -286.7533 | -341.0001 | 0.31699 | 0.24286 | 0.24286 | 0 | -80.6003 | -53.9548 | -69.6412 | 0
5 | 13 | 15 | 448.7975 | 450.3238 | 454.1757 | 457.533 | 0 | 0 | 0 | 0 | 301.7503 | 205.2053 | 204.2999 | 205.7158 | 0 | 0 | 0 | 0 | 428.4033 | 458.3849 | 521.4374 | 579.0716 | 0 | 0 | 0 | 0 | 0 | -5.8735 | -6.0858 | -6.0531 | 0 | 0 | 0 | 0 | -281.3561 | -207.393 | -265.4758 | -321.2013 | 0.31618 | 0.24027 | 0.2402 | 0.19462 | -88.9589 | -49.8304 | -63.7664 | -62.5122
5 | 13 | 16 | 453.8515 | 457.7528 | 464.2566 | 469.9716 | 0 | 0 | 0 | 0 | 289.4825 | 210.4392 | 216.4037 | 225.0266 | 0 | 0 | 0 | 0 | 400.5895 | 418.9362 | 470.7846 | 518.4463 | 0 | 0 | 0 | 0 | 0 | -6.0553 | -1.3104 | -3.3169 | 0 | 0 | 0 | 0 | -236.2205 | -165.5673 | -221.6213 | -270.1845 | 0.32103 | 0.24715 | 0.22975 | 0.24005 | -75.8328 | -40.9205 | -50.9173 | -64.8574
5 | 13 | 17 | 457.5692 | 463.731 | 472.7133 | 480.5831 | 0 | 0 | 0 | 0 | 289.1018 | 215.8952 | 222.8683 | 214.6249 | 0 | 0 | 0 | 0 | 355.464 | 356.4115 | 392.5143 | 426.1975 | 0 | 0 | 0 | 0 | 0 | -1.1496 | -1.9372 | -2.4905 | 0 | 0 | 0 | 0 | -186.9967 | -107.4261 | -140.7321 | -157.7489 | 0.39785 | 0.24634 | 0.32048 | 0.23372 | -74.397 | -26.4637 | -45.1025 | -36.8697
5 | 13 | 18 | 458.0075 | 466.4163 | 477.873 | 487.9249 | 0 | 0 | 0 | 0 | 318.3433 | 237.0354 | 218.5804 | 227.5741 | 0 | 0 | 0 | 0 | 295.9551 | 263.0271 | 279.2742 | 295.2912 | 0 | 0 | 0 | 0 | 0 | -4.0249 | -4.8937 | 1.3676 | 0 | 0 | 0 | 0 | -156.2908 | -29.6213 | -15.0879 | -36.3081 | 0.40002 | 0.33194 | 0.39565 | 0.38633 | -62.5196 | -9.8326 | -5.9695 | -14.0268
5 | 13 | 19 | 468.2887 | 478.1261 | 491.1699 | 502.5787 | 0 | 0 | 0 | 0 | 357.4235 | 289.9244 | 271.8957 | 276.8428 | 0 | 0 | 0 | 0 | 241.2325 | 144.6958 | 153.919 | 164.1924 | 0 | 0 | 0 | 0 | 0 | -4.8236 | 1.9083 | 15.7764 | 0 | 0 | 0 | 0 | -130.3673 | 48.3296 | 63.4469 | 45.7671 | 0.40291 | 0.40667 | 0.40013 | 0.39254 | -52.5268 | 19.6544 | 25.3873 | 17.9652
5 | 13 | 20 | 500.2917 | 511.5299 | 526.1601 | 538.8368 | 0 | 0 | 0 | 0 | 363.4542 | 311.7537 | 303.0969 | 296.4825 | 0 | 0 | 0 | 0 | 246.6863 | 134.7357 | 140.1297 | 147.0102 | 0 | 0 | 0 | 0 | 0 | 7.9202 | 1.7527 | 10.1514 | 0 | 0 | 0 | 0 | -109.8489 | 57.1203 | 81.1807 | 85.1927 | 0.40427 | 0.42028 | 0.41111 | 0.39531 | -44.4089 | 24.0066 | 33.3745 | 33.6774
5 | 13 | 21 | 485.9599 | 497.1918 | 511.6562 | 524.0809 | 0 | 0 | 0 | 0 | 360.9917 | 318.6336 | 311.5867 | 304.7371 | 0 | 0 | 0 | 0 | 238.0179 | 144.6028 | 145.3396 | 147.7998 | 0 | 0 | 0 | 0 | 0 | 5.7482 | 12.264 | 20.1055 | 0 | 0 | 0 | 0 | -113.0497 | 28.2072 | 42.4659 | 51.4385 | 0.40188 | 0.40772 | 0.40034 | 0.39234 | -45.4324 | 11.5005 | 17.0007 | 20.1812
5 | 13 | 22 | 451.2579 | 462.4406 | 476.6754 | 488.8924 | 0 | 0 | 0 | 0 | 352.3913 | 315.1707 | 306.5493 | 311.4101 | 0 | 0 | 0 | 0 | 212.5645 | 148.2861 | 144.6006 | 142.7887 | 0 | 0 | 0 | 0 | 0 | 3.3406 | 7.574 | 6.6903 | 0 | 0 | 0 | 0 | -113.6979 | -4.3567 | 17.9515 | 28.0033 | 0.39659 | 0.40366 | 0.39544 | 0.38685 | -45.0914 | -1.7586 | 7.0987 | 10.833
5 | 13 | 23 | 407.1017 | 417.2466 | 430.1161 | 441.1198 | 0 | 0 | 0 | 0 | 295.9869 | 309.674 | 310.8168 | 321.7812 | 0 | 0 | 0 | 0 | 202.0867 | 146.1431 | 142.4547 | 140.618 | 0 | 0 | 0 | 0 | 0 | 10.1075 | 7.0885 | 22.9244 | 0 | 0 | 0 | 0 | -90.9719 | -48.678 | -30.2439 | -44.2038 | 0.39616 | 0.40557 | 0.39781 | 0.38169 | -36.0391 | -19.7422 | -12.0312 | -16.8722
5 | 13 | 24 | 377.2355 | 384.9822 | 395.0206 | 403.4699 | 0 | 0 | 0 | 0 | 284.2274 | 305.831 | 305.1998 | 315.8046 | 0 | 0 | 0 | 0 | 213.6356 | 150.7846 | 151.8403 | 154.5325 | 0 | 0 | 0 | 0 | 0 | 15.2779 | 16.1588 | 5.0575 | 0 | 0 | 0 | 0 | -120.6275 | -86.9113 | -78.1783 | -71.9248 | 0.39155 | 0.40913 | 0.40018 | 0.37917 | -47.2315 | -35.5583 | -31.2857 | -27.2719
5 | 14 | 1 | 360.1973 | 365.6124 | 372.9196 | 378.8603 | 0 | 0 | 0 | 0 | 259.2166 | 323.2272 | 298.5941 | 291.8219 | 0 | 0 | 0 | 0 | 219.6202 | 123.9902 | 127.2335 | 132.0869 | 0 | 0 | 0 | 0 | 0 | 8.5031 | 12.0462 | 8.24 | 0 | 0 | 0 | 0 | -118.6395 | -90.1081 | -64.9543 | -53.2886 | 0.39346 | 0.40712 | 0.39915 | 0.37525 | -46.6799 | -36.6849 | -25.9263 | -19.9966
5 | 14 | 2 | 351.7264 | 355.2322 | 360.4007 | 364.4594 | 0 | 0 | 0 | 0 | 262.3755 | 323.3941 | 312.5486 | 287.0447 | 0 | 0 | 0 | 0 | 211.973 | 99.1297 | 102.8898 | 108.2417 | 0 | 0 | 0 | 0 | 0 | 9.1058 | 7.7038 | 0.29532 | 0 | 0 | 0 | 0 | -122.6221 | -76.3973 | -62.7415 | -31.1222 | 0.39324 | 0.40518 | 0.39871 | 0.37205 | -48.22 | -30.955 | -25.0154 | -11.5789
5 | 14 | 3 | 351.2798 | 353.225 | 356.6841 | 359.2474 | 0 | 0 | 0 | 0 | 253.9803 | 286.5723 | 294.6476 | 283.2002 | 0 | 0 | 0 | 0 | 201.9048 | 96.2001 | 97.7863 | 101.0769 | 0 | 0 | 0 | 0 | 0 | 20.8358 | 10.2746 | 2.7093 | 0 | 0 | 0 | 0 | -104.6054 | -50.3832 | -46.0244 | -27.739 | 0.40479 | 0.40648 | 0.39859 | 0.37175 | -42.3434 | -20.4797 | -18.345 | -10.312
5 | 14 | 4 | 358.3068 | 358.6672 | 360.3988 | 361.4153 | 0 | 0 | 0 | 0 | 262.9177 | 294.4715 | 283.2971 | 283.4556 | 0 | 0 | 0 | 0 | 172.6323 | 95.1538 | 92.0925 | 90.8917 | 0 | 0 | 0 | 0 | 0 | 19.1164 | 10.0401 | 2.0666 | 0 | 0 | 0 | 0 | -77.2433 | -50.0746 | -25.0309 | -14.9986 | 0.39239 | 0.40724 | 0.39885 | 0.37249 | -30.3097 | -20.3923 | -9.9835 | -5.5868
5 | 14 | 5 | 385.8322 | 385.5036 | 386.5846 | 386.9957 | 0 | 0 | 0 | 0 | 280.926 | 306.0441 | 297.6503 | 274.0532 | 0 | 0 | 0 | 0 | 159.4584 | 93.8097 | 88.637 | 85.3591 | 0 | 0 | 0 | 0 | 0 | 23.9252 | 17.6514 | -4.1283 | 0 | 0 | 0 | 0 | -54.5522 | -38.2754 | -17.354 | 31.7117 | 0.39799 | 0.40903 | 0.40099 | 0.37782 | -21.7114 | -15.6557 | -6.9588 | 11.9815
5 | 14 | 6 | 422.3551 | 420.8337 | 420.7936 | 420.2294 | 0 | 0 | 0 | 0 | 318.733 | 279.5646 | 267.6794 | 230.2775 | 0 | 0 | 0 | 0 | 198.0782 | 156.6944 | 148.556 | 142.2267 | 0 | 0 | 0 | 0 | 0 | -4.0967 | -0.048327 | -4.0025 | 0 | 0 | 0 | 0 | -94.4561 | -11.3287 | 4.6065 | 51.7276 | 0.39817 | 0.40695 | 0.39923 | 0.37497 | -37.6094 | -4.6102 | 1.8391 | 19.3962
5 | 14 | 7 | 465.0636 | 463.4817 | 463.7485 | 463.6539 | 0 | 0 | 0 | 0 | 290.3165 | 225.1404 | 232.911 | 209.1625 | 0 | 0 | 0 | 0 | 253.7582 | 273.084 | 265.8611 | 259.8141 | 0 | 0 | 0 | 0 | 0 | -5.8294 | -1.0125 | -0.067602 | 0 | 0 | 0 | 0 | -79.0111 | -28.9133 | -34.0112 | -5.255 | 0.39621 | 0.33259 | 0.32125 | 0.38231 | -31.3048 | -9.6163 | -10.9259 | -2.0091
5 | 14 | 8 | 490.5402 | 489.0884 | 489.9897 | 490.896 | 0 | 0 | 0 | 0 | 273.9225 | 220.693 | 211.018 | 213.7858 | 0 | 0 | 0 | 0 | 293.3366 | 367.2663 | 379.1041 | 389.8706 | 0 | 0 | 0 | 0 | 0 | -7.1414 | -4.3551 | -0.77494 | 0 | 0 | 0 | 0 | -76.7189 | -91.7294 | -95.7773 | -111.9855 | 0.38794 | 0.32023 | 0.31429 | 0.32105 | -29.762 | -29.375 | -30.1015 | -35.953
5 | 14 | 9 | 517.3558 | 517.4841 | 520.6118 | 523.9136 | 0 | 0 | 0 | 0 | 269.3138 | 209.1058 | 203.6412 | 211.285 | 0 | 0 | 0 | 0 | 328.0528 | 433.7404 | 461.8774 | 487.063 | 0 | 0 | 0 | 0 | 0 | -22.5382 | -7.3083 | -8.2175 | 0 | 0 | 0 | 0 | -80.0108 | -102.8239 | -137.5986 | -166.2169 | 0.39364 | 0.24286 | 0.23968 | 0 | -31.4955 | -24.972 | -32.979 | 0
5 | 14 | 10 | 535.6245 | 536.3294 | 540.1303 | 543.9663 | 0 | 0 | 0 | 0 | 264.0074 | 201.1699 | 210.0612 | 203.3356 | 0 | 0 | 0 | 0 | 348.189 | 471.5945 | 512.3756 | 548.8329 | 0 | 0 | 0 | 0 | 0 | -26.9467 | -35.0954 | -25.2718 | 0 | 0 | 0 | 0 | -76.5719 | -109.4883 | -147.2111 | -182.9304 | 0.31441 | 0.24286 | 0.24286 | 0 | -24.0752 | -26.5905 | -35.7518 | 0
5 | 14 | 11 | 546.5908 | 547.9435 | 552.2494 | 556.2169 | 0 | 0 | 0 | 0 | 283.3605 | 202.235 | 197.5094 | 195.8549 | 0 | 0 | 0 | 0 | 359.4117 | 492.1388 | 541.344 | 585.345 | 0 | 0 | 0 | 0 | 0 | -27.978 | -27.9795 | -27.2462 | 0 | 0 | 0 | 0 | -96.1814 | -118.4523 | -158.6245 | -197.7367 | 0.31687 | 0.24286 | 0.24286 | 0 | -30.4768 | -28.7675 | -38.5237 | 0
5 | 14 | 12 | 550.3061 | 552.0832 | 556.6818 | 560.6755 | 0 | 0 | 0 | 0 | 261.3532 | 195.4759 | 192.3411 | 194.7813 | 0 | 0 | 0 | 0 | 365.9264 | 497.7357 | 551.9436 | 600.4529 | 0 | 0 | 0 | 0 | 0 | -22.996 | -27.9843 | -27.8496 | 0 | 0 | 0 | 0 | -76.9735 | -118.1324 | -159.6186 | -206.709 | 0.30984 | 0.24286 | 0.24286 | 0 | -23.8493 | -28.6898 | -38.7652 | 0
5 | 14 | 13 | 561.663 | 565.004 | 571.3089 | 576.7242 | 0 | 0 | 0 | 0 | 252.21 | 202.5693 | 198.2957 | 194.0988 | 0 | 0 | 0 | 0 | 362.2085 | 491.3799 | 545.2497 | 593.4482 | 0 | 0 | 0 | 0 | 0 | -19.843 | -26.3618 | -25.3617 | 0 | 0 | 0 | 0 | -52.7555 | -109.1022 | -145.8746 | -185.461 | 0.31489 | 0.24286 | 0.24286 | 0 | -16.6122 | -26.4967 | -35.4273 | 0
5 | 14 | 14 | 568.0728 | 572.5997 | 580.2682 | 586.9204 | 0 | 0 | 0 | 0 | 265.2853 | 204.6611 | 201.6726 | 198.8588 | 0 | 0 | 0 | 0 | 352.179 | 487.2994 | 538.4511 | 584.187 | 0 | 0 | 0 | 0 | 0 | -13.6893 | -11.8431 | -14.769 | 0 | 0 | 0 | 0 | -49.3915 | -105.6715 | -148.0125 | -181.3565 | 0.31699 | 0.24286 | 0.24286 | 0 | -15.6565 | -25.6635 | -35.9465 | 0
5 | 14 | 15 | 569.0958 | 574.5232 | 583.1654 | 590.6503 | 0 | 0 | 0 | 0 | 301.7503 | 205.2053 | 204.2999 | 205.7158 | 0 | 0 | 0 | 0 | 334.8132 | 485.6378 | 530.2553 | 570.1323 | 0 | 0 | 0 | 0 | 0 | -5.8735 | -6.0858 | -6.0531 | 0 | 0 | 0 | 0 | -67.4677 | -110.4464 | -145.3039 | -179.1448 | 0.31618 | 0.24027 | 0.2402 | 0.19462 | -21.3319 | -26.537 | -34.9015 | -34.8651
5 | 14 | 16 | 567.1078 | 574.6818 | 585.6955 | 595.2965 | 0 | 0 | 0 | 0 | 289.4825 | 210.4392 | 216.4037 | 225.0266 | 0 | 0 | 0 | 0 | 310.2024 | 472.6786 | 508.3088 | 540.2536 | 0 | 0 | 0 | 0 | 0 | -6.0553 | -1.3104 | -3.3169 | 0 | 0 | 0 | 0 | -32.577 | -102.3807 | -137.7066 | -166.6669 | 0.32103 | 0.24715 | 0.22975 | 0.24005 | -10.4581 | -25.3037 | -31.638 | -40.0081
5 | 14 | 17 | 558.5993 | 568.0373 | 581.0426 | 592.3789 | 0 | 0 | 0 | 0 | 289.1018 | 215.8952 | 222.8683 | 214.6249 | 0 | 0 | 0 | 0 | 265.8904 | 402.5769 | 422.3037 | 440.0907 | 0 | 0 | 0 | 0 | 0 | -1.1496 | -1.9372 | -2.4905 | 0 | 0 | 0 | 0 | 3.607 | -49.2852 | -62.1922 | -59.8462 | 0.39785 | 0.24634 | 0.32048 | 0.23372 | 1.4351 | -12.1411 | -19.9317 | -13.9875
5 | 14 | 18 | 545.9621 | 557.2231 | 572.1821 | 585.2518 | 0 | 0 | 0 | 0 | 318.3433 | 237.0354 | 218.5804 | 227.5741 | 0 | 0 | 0 | 0 | 204.5507 | 288.2599 | 290.3158 | 292.4815 | 0 | 0 | 0 | 0 | 0 | -4.0249 | -4.8937 | 1.3676 | 0 | 0 | 0 | 0 | 23.0681 | 35.9527 | 68.1796 | 63.8286 | 0.40002 | 0.33194 | 0.39565 | 0.38633 | 9.2277 | 11.9343 | 26.9752 | 24.6588
5 | 14 | 19 | 544.8663 | 557.187 | 573.2802 | 587.3164 | 0 | 0 | 0 | 0 | 357.4235 | 289.9244 | 271.8957 | 276.8428 | 0 | 0 | 0 | 0 | 171.3006 | 125.8064 | 128.2361 | 131.6879 | 0 | 0 | 0 | 0 | 0 | -4.8236 | 1.9083 | 15.7764 | 0 | 0 | 0 | 0 | 16.1422 | 146.2799 | 171.24 | 163.0093 | 0.40291 | 0.40667 | 0.40013 | 0.39254 | 6.5039 | 59.4883 | 68.519 | 63.9869
5 | 14 | 20 | 569.1372 | 582.608 | 599.9796 | 615.0185 | 0 | 0 | 0 | 0 | 363.4542 | 311.7537 | 303.0969 | 296.4825 | 0 | 0 | 0 | 0 | 198.9331 | 84.6739 | 86.3746 | 89.3878 | 0 | 0 | 0 | 0 | 0 | 7.9202 | 1.7527 | 10.1514 | 0 | 0 | 0 | 0 | 6.7499 | 178.2602 | 208.7554 | 218.9969 | 0.40427 | 0.42028 | 0.41111 | 0.39531 | 2.7288 | 74.9194 | 85.8222 | 86.5712
5 | 14 | 21 | 540.4029 | 553.4003 | 570.0326 | 584.3254 | 0 | 0 | 0 | 0 | 360.9917 | 318.6336 | 311.5867 | 304.7371 | 0 | 0 | 0 | 0 | 218.8964 | 104.263 | 111.5378 | 119.9322 | 0 | 0 | 0 | 0 | 0 | 5.7482 | 12.264 | 20.1055 | 0 | 0 | 0 | 0 | -39.4852 | 124.7554 | 134.6441 | 139.5506 | 0.40188 | 0.40772 | 0.40034 | 0.39234 | -15.8683 | 50.8648 | 53.9032 | 54.7507
5 | 14 | 22 | 492.3246 | 504.839 | 520.709 | 534.3351 | 0 | 0 | 0 | 0 | 352.3913 | 315.1707 | 306.5493 | 311.4101 | 0 | 0 | 0 | 0 | 207.8466 | 84.0646 | 92.6839 | 102.3174 | 0 | 0 | 0 | 0 | 0 | 3.3406 | 7.574 | 6.6903 | 0 | 0 | 0 | 0 | -67.9133 | 102.2632 | 113.9019 | 113.9174 | 0.39659 | 0.40366 | 0.39544 | 0.38685 | -26.9337 | 41.2792 | 45.041 | 44.0688
5 | 14 | 23 | 444.0105 | 455.3522 | 469.6914 | 481.9615 | 0 | 0 | 0 | 0 | 295.9869 | 309.674 | 310.8168 | 321.7812 | 0 | 0 | 0 | 0 | 183.3076 | 75.9555 | 81.4526 | 88.0488 | 0 | 0 | 0 | 0 | 0 | 10.1075 | 7.0885 | 22.9244 | 0 | 0 | 0 | 0 | -35.2841 | 59.6152 | 70.3334 | 49.2071 | 0.39616 | 0.40557 | 0.39781 | 0.38169 | -13.978 | 24.178 | 27.979 | 18.7819
5 | 14 | 24 | 406.5183 | 415.2146 | 426.419 | 435.873 | 0 | 0 | 0 | 0 | 284.2274 | 305.831 | 305.1998 | 315.8046 | 0 | 0 | 0 | 0 | 155.3129 | 63.1076 | 64.8809 | 67.847 | 0 | 0 | 0 | 0 | 0 | 15.2779 | 16.1588 | 5.0575 | 0 | 0 | 0 | 0 | -33.022 | 30.9981 | 40.1796 | 47.1639 | 0.39155 | 0.40913 | 0.40018 | 0.37917 | -12.9297 | 12.6824 | 16.0792 | 17.8833
5 | 15 | 1 | 386.0298 | 392.2827 | 400.6185 | 407.4456 | 0 | 0 | 0 | 0 | 259.2166 | 323.2272 | 298.5941 | 291.8219 | 0 | 0 | 0 | 0 | 129.6084 | 61.8826 | 60.6152 | 60.6077 | 0 | 0 | 0 | 0 | 0 | 8.5031 | 12.0462 | 8.24 | 0 | 0 | 0 | 0 | -2.7951 | -1.3302 | 29.3629 | 46.776 | 0.39346 | 0.40712 | 0.39915 | 0.37525 | -1.0998 | -0.54155 | 11.7201 | 17.5528
5 | 15 | 2 | 375.1703 | 379.4364 | 385.5385 | 390.4016 | 0 | 0 | 0 | 0 | 262.3755 | 323.3941 | 312.5486 | 287.0447 | 0 | 0 | 0 | 0 | 117.4778 | 54.6102 | 51.1653 | 49.073 | 0 | 0 | 0 | 0 | 0 | 9.1058 | 7.7038 | 0.29532 | 0 | 0 | 0 | 0 | -4.683 | -7.6737 | 14.1208 | 53.9885 | 0.39324 | 0.40518 | 0.39871 | 0.37205 | -1.8415 | -3.1093 | 5.63 | 20.0862
5 | 15 | 3 | 370.5657 | 373.1364 | 377.3634 | 380.5885 | 0 | 0 | 0 | 0 | 253.9803 | 286.5723 | 294.6476 | 283.2002 | 0 | 0 | 0 | 0 | 106.0746 | 57.5698 | 53.4632 | 50.7224 | 0 | 0 | 0 | 0 | 0 | 20.8358 | 10.2746 | 2.7093 | 0 | 0 | 0 | 0 | 10.5108 | 8.1585 | 18.9781 | 43.9566 | 0.40479 | 0.40648 | 0.39859 | 0.37175 | 4.2547 | 3.3163 | 7.5645 | 16.3408
5 | 15 | 4 | 376.9027 | 377.8662 | 380.3382 | 381.9928 | 0 | 0 | 0 | 0 | 262.9177 | 294.4715 | 283.2971 | 283.4556 | 0 | 0 | 0 | 0 | 97.7323 | 78.2747 | 73.6598 | 70.4118 | 0 | 0 | 0 | 0 | 0 | 19.1164 | 10.0401 | 2.0666 | 0 | 0 | 0 | 0 | 16.2527 | -13.9965 | 13.3412 | 26.0588 | 0.39239 | 0.40724 | 0.39885 | 0.37249 | 6.3774 | -5.6999 | 5.3211 | 9.7067
5 | 15 | 5 | 403.048 | 403.2777 | 405.0442 | 406.0461 | 0 | 0 | 0 | 0 | 280.926 | 306.0441 | 297.6503 | 274.0532 | 0 | 0 | 0 | 0 | 95.7917 | 88.6425 | 83.3468 | 79.4257 | 0 | 0 | 0 | 0 | 0 | 23.9252 | 17.6514 | -4.1283 | 0 | 0 | 0 | 0 | 26.3303 | -15.3342 | 6.3957 | 56.6955 | 0.39799 | 0.40903 | 0.40099 | 0.37782 | 10.4793 | -6.2721 | 2.5646 | 21.421
5 | 15 | 6 | 437.6069 | 436.5801 | 437.1473 | 437.1064 | 0 | 0 | 0 | 0 | 318.733 | 279.5646 | 267.6794 | 230.2775 | 0 | 0 | 0 | 0 | 125.3452 | 132.772 | 123.8342 | 116.1835 | 0 | 0 | 0 | 0 | 0 | -4.0967 | -0.048327 | -4.0025 | 0 | 0 | 0 | 0 | -6.4713 | 28.3401 | 45.682 | 94.6478 | 0.39817 | 0.40695 | 0.39923 | 0.37497 | -2.5767 | 11.533 | 18.2377 | 35.49
5 | 15 | 7 | 478.493 | 477.3466 | 478.1481 | 478.5143 | 0 | 0 | 0 | 0 | 290.3165 | 225.1404 | 232.911 | 209.1625 | 0 | 0 | 0 | 0 | 172.5408 | 236.6288 | 230.369 | 224.7239 | 0 | 0 | 0 | 0 | 0 | -5.8294 | -1.0125 | -0.067602 | 0 | 0 | 0 | 0 | 15.6357 | 21.4068 | 15.8806 | 44.6956 | 0.39621 | 0.33259 | 0.32125 | 0.38231 | 6.195 | 7.1197 | 5.1016 | 17.0878
5 | 15 | 8 | 502.5895 | 501.5285 | 502.9095 | 504.2293 | 0 | 0 | 0 | 0 | 273.9225 | 220.693 | 211.018 | 213.7858 | 0 | 0 | 0 | 0 | 220.7374 | 341.6998 | 352.9744 | 362.8886 | 0 | 0 | 0 | 0 | 0 | -7.1414 | -4.3551 | -0.77494 | 0 | 0 | 0 | 0 | 7.9295 | -53.7229 | -56.7277 | -71.6702 | 0.38794 | 0.32023 | 0.31429 | 0.32105 | 3.0761 | -17.2039 | -17.8288 | -23.0097
5 | 15 | 9 | 518.9659 | 519.1464 | 522.3382 | 525.6953 | 0 | 0 | 0 | 0 | 269.3138 | 209.1058 | 203.6412 | 211.285 | 0 | 0 | 0 | 0 | 265.2517 | 424.5288 | 451.5101 | 475.4326 | 0 | 0 | 0 | 0 | 0 | -22.5382 | -7.3083 | -8.2175 | 0 | 0 | 0 | 0 | -15.5996 | -91.95 | -125.5049 | -152.8048 | 0.39364 | 0.24286 | 0.23968 | 0 | -6.1406 | -22.3311 | -30.0804 | 0
5 | 15 | 10 | 536.4738 | 537.2062 | 541.0409 | 544.9061 | 0 | 0 | 0 | 0 | 264.0074 | 201.1699 | 210.0612 | 203.3356 | 0 | 0 | 0 | 0 | 293.7723 | 467.1477 | 506.158 | 540.8443 | 0 | 0 | 0 | 0 | 0 | -26.9467 | -35.0954 | -25.2718 | 0 | 0 | 0 | 0 | -21.306 | -104.1647 | -140.0829 | -174.002 | 0.31441 | 0.24286 | 0.24286 | 0 | -6.6989 | -25.2976 | -34.0207 | 0
5 | 15 | 11 | 541.1766 | 542.3537 | 546.444 | 550.2258 | 0 | 0 | 0 | 0 | 283.3605 | 202.235 | 197.5094 | 195.8549 | 0 | 0 | 0 | 0 | 304.7978 | 482.6565 | 530.438 | 573.0276 | 0 | 0 | 0 | 0 | 0 | -27.978 | -27.9795 | -27.2462 | 0 | 0 | 0 | 0 | -46.9818 | -114.5598 | -153.5239 | -191.4105 | 0.31687 | 0.24286 | 0.24286 | 0 | -14.887 | -27.8222 | -37.285 | 0
5 | 15 | 12 | 538.2568 | 539.6431 | 543.762 | 547.3422 | 0 | 0 | 0 | 0 | 261.3532 | 195.4759 | 192.3411 | 194.7813 | 0 | 0 | 0 | 0 | 312.8492 | 488.9731 | 541.0358 | 587.446 | 0 | 0 | 0 | 0 | 0 | -22.996 | -27.9843 | -27.8496 | 0 | 0 | 0 | 0 | -35.9456 | -121.8099 | -161.6307 | -207.0354 | 0.30984 | 0.24286 | 0.24286 | 0 | -11.1373 | -29.5829 | -39.2538 | 0
5 | 15 | 13 | 553.3117 | 556.3818 | 562.3542 | 567.483 | 0 | 0 | 0 | 0 | 252.21 | 202.5693 | 198.2957 | 194.0988 | 0 | 0 | 0 | 0 | 313.856 | 491.8774 | 546.5188 | 595.3031 | 0 | 0 | 0 | 0 | 0 | -19.843 | -26.3618 | -25.3617 | 0 | 0 | 0 | 0 | -12.7544 | -118.2219 | -156.0984 | -196.5571 | 0.31489 | 0.24286 | 0.24286 | 0 | -4.0162 | -28.7115 | -37.9102 | 0
5 | 15 | 14 | 560.8185 | 565.1101 | 572.4897 | 578.893 | 0 | 0 | 0 | 0 | 265.2853 | 204.6611 | 201.6726 | 198.8588 | 0 | 0 | 0 | 0 | 309.322 | 481.742 | 533.4529 | 579.6341 | 0 | 0 | 0 | 0 | 0 | -13.6893 | -11.8431 | -14.769 | 0 | 0 | 0 | 0 | -13.7888 | -107.6036 | -150.7927 | -184.8309 | 0.31699 | 0.24286 | 0.24286 | 0 | -4.3709 | -26.1328 | -36.6217 | 0
5 | 15 | 15 | 561.0276 | 566.1933 | 574.5142 | 581.7223 | 0 | 0 | 0 | 0 | 301.7503 | 205.2053 | 204.2999 | 205.7158 | 0 | 0 | 0 | 0 | 289.7987 | 452.5915 | 496.4477 | 535.6628 | 0 | 0 | 0 | 0 | 0 | -5.8735 | -6.0858 | -6.0531 | 0 | 0 | 0 | 0 | -30.5214 | -85.7301 | -120.1476 | -153.6033 | 0.31618 | 0.24027 | 0.2402 | 0.19462 | -9.6502 | -20.5984 | -28.859 | -29.8942
5 | 15 | 16 | 555.9786 | 563.1916 | 573.7622 | 582.9813 | 0 | 0 | 0 | 0 | 289.4825 | 210.4392 | 216.4037 | 225.0266 | 0 | 0 | 0 | 0 | 256.8599 | 388.6046 | 420.9001 | 449.9421 | 0 | 0 | 0 | 0 | 0 | -6.0553 | -1.3104 | -3.3169 | 0 | 0 | 0 | 0 | 9.6361 | -29.7968 | -62.2311 | -88.6706 | 0.32103 | 0.24715 | 0.22975 | 0.24005 | 3.0934 | -7.3644 | -14.2975 | -21.2852
5 | 15 | 17 | 545.4176 | 554.4282 | 566.9086 | 577.7926 | 0 | 0 | 0 | 0 | 289.1018 | 215.8952 | 222.8683 | 214.6249 | 0 | 0 | 0 | 0 | 249.906 | 335.0782 | 355.1651 | 373.601 | 0 | 0 | 0 | 0 | 0 | -1.1496 | -1.9372 | -2.4905 | 0 | 0 | 0 | 0 | 6.4097 | 4.6043 | -9.1876 | -7.9428 | 0.39785 | 0.24634 | 0.32048 | 0.23372 | 2.5501 | 1.1342 | -2.9445 | -1.8564
5 | 15 | 18 | 534.8506 | 545.7512 | 560.2678 | 572.9563 | 0 | 0 | 0 | 0 | 318.3433 | 237.0354 | 218.5804 | 227.5741 | 0 | 0 | 0 | 0 | 207.1608 | 219.8685 | 225.8457 | 232.1906 | 0 | 0 | 0 | 0 | 0 | -4.0249 | -4.8937 | 1.3676 | 0 | 0 | 0 | 0 | 9.3464 | 92.8722 | 120.7353 | 111.8239 | 0.40002 | 0.33194 | 0.39565 | 0.38633 | 3.7388 | 30.8283 | 47.7688 | 43.2008
5 | 15 | 19 | 538.3551 | 550.4646 | 566.2985 | 580.1113 | 0 | 0 | 0 | 0 | 357.4235 | 289.9244 | 271.8957 | 276.8428 | 0 | 0 | 0 | 0 | 178.422 | 139.0969 | 139.2269 | 140.8701 | 0 | 0 | 0 | 0 | 0 | -4.8236 | 1.9083 | 15.7764 | 0 | 0 | 0 | 0 | 2.5095 | 126.267 | 153.2676 | 146.6221 | 0.40291 | 0.40667 | 0.40013 | 0.39254 | 1.0111 | 51.3496 | 61.3277 | 57.5543
5 | 15 | 20 | 562.4314 | 575.6846 | 592.7893 | 607.5981 | 0 | 0 | 0 | 0 | 363.4542 | 311.7537 | 303.0969 | 296.4825 | 0 | 0 | 0 | 0 | 214.9677 | 123.2098 | 123.2455 | 125.0591 | 0 | 0 | 0 | 0 | 0 | 7.9202 | 1.7527 | 10.1514 | 0 | 0 | 0 | 0 | -15.9906 | 132.8009 | 164.6942 | 175.9052 | 0.40427 | 0.42028 | 0.41111 | 0.39531 | -6.4646 | 55.8137 | 67.708 | 69.5367
5 | 15 | 21 | 536.6165 | 549.4911 | 565.9726 | 580.1355 | 0 | 0 | 0 | 0 | 360.9917 | 318.6336 | 311.5867 | 304.7371 | 0 | 0 | 0 | 0 | 202.2199 | 127.527 | 128.6437 | 131.3644 | 0 | 0 | 0 | 0 | 0 | 5.7482 | 12.264 | 20.1055 | 0 | 0 | 0 | 0 | -26.5951 | 97.5823 | 113.4782 | 123.9284 | 0.40188 | 0.40772 | 0.40034 | 0.39234 | -10.6881 | 39.7859 | 45.4297 | 48.6215
5 | 15 | 22 | 493.0854 | 505.6245 | 521.5248 | 535.177 | 0 | 0 | 0 | 0 | 352.3913 | 315.1707 | 306.5493 | 311.4101 | 0 | 0 | 0 | 0 | 193.8198 | 108.9699 | 109.1092 | 110.8174 | 0 | 0 | 0 | 0 | 0 | 3.3406 | 7.574 | 6.6903 | 0 | 0 | 0 | 0 | -53.1257 | 78.1435 | 98.2924 | 106.2593 | 0.39659 | 0.40366 | 0.39544 | 0.38685 | -21.0691 | 31.5431 | 38.8684 | 41.1062
5 | 15 | 23 | 438.3662 | 449.525 | 463.6394 | 475.7158 | 0 | 0 | 0 | 0 | 295.9869 | 309.674 | 310.8168 | 321.7812 | 0 | 0 | 0 | 0 | 191.258 | 99.0647 | 99.8665 | 102.1875 | 0 | 0 | 0 | 0 | 0 | 10.1075 | 7.0885 | 22.9244 | 0 | 0 | 0 | 0 | -48.8788 | 30.6788 | 45.8675 | 28.8228 | 0.39616 | 0.40557 | 0.39781 | 0.38169 | -19.3636 | 12.4423 | 18.2464 | 11.0014
5 | 15 | 24 | 406.3768 | 415.0685 | 426.2672 | 435.7164 | 0 | 0 | 0 | 0 | 284.2274 | 305.831 | 305.1998 | 315.8046 | 0 | 0 | 0 | 0 | 179.3245 | 89.5088 | 91.7267 | 95.3492 | 0 | 0 | 0 | 0 | 0 | 15.2779 | 16.1588 | 5.0575 | 0 | 0 | 0 | 0 | -57.1752 | 4.4509 | 13.182 | 19.5051 | 0.39155 | 0.40913 | 0.40018 | 0.37917 | -22.3868 | 1.821 | 5.2752 | 7.3958
5 | 16 | 1 | 385.9768 | 392.2279 | 400.5616 | 407.3868 | 0 | 0 | 0 | 0 | 259.2166 | 323.2272 | 298.5941 | 291.8219 | 0 | 0 | 0 | 0 | 166.3198 | 77.0917 | 79.564 | 83.2862 | 0 | 0 | 0 | 0 | 0 | 8.5031 | 12.0462 | 8.24 | 0 | 0 | 0 | 0 | -39.5596 | -16.5941 | 10.3572 | 24.0387 | 0.39346 | 0.40712 | 0.39915 | 0.37525 | -15.5651 | -6.7558 | 4.134 | 9.0206
5 | 16 | 2 | 374.0556 | 378.2856 | 384.3432 | 389.1681 | 0 | 0 | 0 | 0 | 262.3755 | 323.3941 | 312.5486 | 287.0447 | 0 | 0 | 0 | 0 | 164.4566 | 81.3579 | 79.0969 | 78.228 | 0 | 0 | 0 | 0 | 0 | 9.1058 | 7.7038 | 0.29532 | 0 | 0 | 0 | 0 | -52.7765 | -35.5722 | -15.0061 | 23.6001 | 0.39324 | 0.40518 | 0.39871 | 0.37205 | -20.7538 | -14.4133 | -5.983 | 8.7803
5 | 16 | 3 | 368.2656 | 370.7616 | 374.8971 | 378.0432 | 0 | 0 | 0 | 0 | 253.9803 | 286.5723 | 294.6476 | 283.2002 | 0 | 0 | 0 | 0 | 139.8801 | 82.8175 | 76.4141 | 71.4567 | 0 | 0 | 0 | 0 | 0 | 20.8358 | 10.2746 | 2.7093 | 0 | 0 | 0 | 0 | -25.5949 | -19.464 | -6.4391 | 20.677 | 0.40479 | 0.40648 | 0.39859 | 0.37175 | -10.3606 | -7.9117 | -2.5666 | 7.6866
5 | 16 | 4 | 376.2126 | 377.1537 | 379.5983 | 381.2293 | 0 | 0 | 0 | 0 | 262.9177 | 294.4715 | 283.2971 | 283.4556 | 0 | 0 | 0 | 0 | 130.0086 | 80.3869 | 71.2894 | 63.6811 | 0 | 0 | 0 | 0 | 0 | 19.1164 | 10.0401 | 2.0666 | 0 | 0 | 0 | 0 | -16.7137 | -16.8211 | 14.9717 | 32.026 | 0.39239 | 0.40724 | 0.39885 | 0.37249 | -6.5583 | -6.8502 | 5.9714 | 11.9294
5 | 16 | 5 | 401.951 | 402.1451 | 403.868 | 404.8322 | 0 | 0 | 0 | 0 | 280.926 | 306.0441 | 297.6503 | 274.0532 | 0 | 0 | 0 | 0 | 114.6927 | 75.1846 | 65.9504 | 58.1687 | 0 | 0 | 0 | 0 | 0 | 23.9252 | 17.6514 | -4.1283 | 0 | 0 | 0 | 0 | 6.3324 | -3.0089 | 22.616 | 76.7386 | 0.39799 | 0.40903 | 0.40099 | 0.37782 | 2.5202 | -1.2307 | 9.0688 | 28.9938
5 | 16 | 6 | 439.1285 | 438.1511 | 438.7789 | 438.7902 | 0 | 0 | 0 | 0 | 318.733 | 279.5646 | 267.6794 | 230.2775 | 0 | 0 | 0 | 0 | 140.4506 | 129.4938 | 118.819 | 109.3925 | 0 | 0 | 0 | 0 | 0 | -4.0967 | -0.048327 | -4.0025 | 0 | 0 | 0 | 0 | -20.0551 | 33.1893 | 52.3288 | 103.1227 | 0.39817 | 0.40695 | 0.39923 | 0.37497 | -7.9853 | 13.5064 | 20.8913 | 38.6678
5 | 16 | 7 | 478.9177 | 477.785 | 478.6034 | 478.9842 | 0 | 0 | 0 | 0 | 290.3165 | 225.1404 | 232.911 | 209.1625 | 0 | 0 | 0 | 0 | 176.3196 | 224.6265 | 217.7804 | 211.4758 | 0 | 0 | 0 | 0 | 0 | -5.8294 | -1.0125 | -0.067602 | 0 | 0 | 0 | 0 | 12.2815 | 33.8475 | 28.9246 | 58.4135 | 0.39621 | 0.33259 | 0.32125 | 0.38231 | 4.866 | 11.2574 | 9.2919 | 22.3323
5 | 16 | 8 | 499.8824 | 498.7336 | 500.0069 | 501.2337 | 0 | 0 | 0 | 0 | 273.9225 | 220.693 | 211.018 | 213.7858 | 0 | 0 | 0 | 0 | 230.0688 | 322.839 | 333.74 | 343.2024 | 0 | 0 | 0 | 0 | 0 | -7.1414 | -4.3551 | -0.77494 | 0 | 0 | 0 | 0 | -4.109 | -37.657 | -40.3961 | -54.9796 | 0.38794 | 0.32023 | 0.31429 | 0.32105 | -1.594 | -12.0591 | -12.6959 | -17.6512
5 | 16 | 9 | 517.0727 | 517.1918 | 520.3082 | 523.6004 | 0 | 0 | 0 | 0 | 269.3138 | 209.1058 | 203.6412 | 211.285 | 0 | 0 | 0 | 0 | 268.2068 | 395.3689 | 424.9781 | 451.218 | 0 | 0 | 0 | 0 | 0 | -22.5382 | -7.3083 | -8.2175 | 0 | 0 | 0 | 0 | -20.4479 | -64.7447 | -101.0029 | -130.6852 | 0.39364 | 0.24286 | 0.23968 | 0 | -8.0491 | -15.724 | -24.2079 | 0
5 | 16 | 10 | 531.7319 | 532.3106 | 535.9565 | 539.6589 | 0 | 0 | 0 | 0 | 264.0074 | 201.1699 | 210.0612 | 203.3356 | 0 | 0 | 0 | 0 | 288.6517 | 437.4047 | 481.7521 | 521.3116 | 0 | 0 | 0 | 0 | 0 | -26.9467 | -35.0954 | -25.2718 | 0 | 0 | 0 | 0 | -20.9271 | -79.3173 | -120.7614 | -159.7164 | 0.31441 | 0.24286 | 0.24286 | 0 | -6.5798 | -19.2631 | -29.3282 | 0
5 | 16 | 11 | 538.381 | 539.4675 | 543.4465 | 547.1323 | 0 | 0 | 0 | 0 | 283.3605 | 202.235 | 197.5094 | 195.8549 | 0 | 0 | 0 | 0 | 300.8625 | 459.2111 | 513.5073 | 562.1174 | 0 | 0 | 0 | 0 | 0 | -27.978 | -27.9795 | -27.2462 | 0 | 0 | 0 | 0 | -45.842 | -94.0007 | -139.5908 | -183.5937 | 0.31687 | 0.24286 | 0.24286 | 0 | -14.5259 | -22.8292 | -33.9012 | 0
5 | 16 | 12 | 540.15 | 541.5977 | 545.792 | 549.4372 | 0 | 0 | 0 | 0 | 261.3532 | 195.4759 | 192.3411 | 194.7813 | 0 | 0 | 0 | 0 | 312.1515 | 470.7277 | 528.817 | 580.8758 | 0 | 0 | 0 | 0 | 0 | -22.996 | -27.9843 | -27.8496 | 0 | 0 | 0 | 0 | -33.3547 | -101.6098 | -147.3819 | -198.3702 | 0.30984 | 0.24286 | 0.24286 | 0 | -10.3345 | -24.6771 | -35.7933 | 0
5 | 16 | 13 | 550.4099 | 553.386 | 559.2428 | 564.272 | 0 | 0 | 0 | 0 | 252.21 | 202.5693 | 198.2957 | 194.0988 | 0 | 0 | 0 | 0 | 318.5613 | 472.0241 | 529.1754 | 580.3739 | 0 | 0 | 0 | 0 | 0 | -19.843 | -26.3618 | -25.3617 | 0 | 0 | 0 | 0 | -20.3614 | -101.3645 | -141.8665 | -184.839 | 0.31489 | 0.24286 | 0.24286 | 0 | -6.4116 | -24.6175 | -34.4538 | 0
5 | 16 | 14 | 556.4659 | 560.6163 | 567.8226 | 574.0766 | 0 | 0 | 0 | 0 | 265.2853 | 204.6611 | 201.6726 | 198.8588 | 0 | 0 | 0 | 0 | 321.9064 | 467.5555 | 521.1908 | 569.2073 | 0 | 0 | 0 | 0 | 0 | -13.6893 | -11.8431 | -14.769 | 0 | 0 | 0 | 0 | -30.7258 | -97.911 | -143.1976 | -179.2206 | 0.31699 | 0.24286 | 0.24286 | 0 | -9.7397 | -23.7788 | -34.7771 | 0
5 | 16 | 15 | 558.7097 | 563.8003 | 572.0289 | 579.1574 | 0 | 0 | 0 | 0 | 301.7503 | 205.2053 | 204.2999 | 205.7158 | 0 | 0 | 0 | 0 | 324.4186 | 459.1085 | 506.1414 | 548.2767 | 0 | 0 | 0 | 0 | 0 | -5.8735 | -6.0858 | -6.0531 | 0 | 0 | 0 | 0 | -67.4592 | -94.64 | -132.3266 | -168.7819 | 0.31618 | 0.24027 | 0.2402 | 0.19462 | -21.3292 | -22.7392 | -31.7844 | -32.8483
5 | 16 | 16 | 555.5186 | 562.7167 | 573.2689 | 582.4722 | 0 | 0 | 0 | 0 | 289.4825 | 210.4392 | 216.4037 | 225.0266 | 0 | 0 | 0 | 0 | 333.0319 | 419.3022 | 457.2867 | 491.5628 | 0 | 0 | 0 | 0 | 0 | -6.0553 | -1.3104 | -3.3169 | 0 | 0 | 0 | 0 | -66.9959 | -60.9694 | -99.1111 | -130.8003 | 0.32103 | 0.24715 | 0.22975 | 0.24005 | -21.5074 | -15.0688 | -22.7707 | -31.3984
5 | 16 | 17 | 546.8508 | 555.9078 | 568.4453 | 579.3785 | 0 | 0 | 0 | 0 | 289.1018 | 215.8952 | 222.8683 | 214.6249 | 0 | 0 | 0 | 0 | 332.7031 | 355.8476 | 380.8968 | 403.9485 | 0 | 0 | 0 | 0 | 0 | -1.1496 | -1.9372 | -2.4905 | 0 | 0 | 0 | 0 | -74.9541 | -14.6854 | -33.3826 | -36.7044 | 0.39785 | 0.24634 | 0.32048 | 0.23372 | -29.8207 | -3.6177 | -10.6986 | -8.5787
5 | 16 | 18 | 536.443 | 547.3953 | 561.9753 | 574.7184 | 0 | 0 | 0 | 0 | 318.3433 | 237.0354 | 218.5804 | 227.5741 | 0 | 0 | 0 | 0 | 278.8431 | 255.8117 | 261.3091 | 266.9836 | 0 | 0 | 0 | 0 | 0 | -4.0249 | -4.8937 | 1.3676 | 0 | 0 | 0 | 0 | -60.7435 | 58.5731 | 86.9794 | 78.7931 | 0.40002 | 0.33194 | 0.39565 | 0.38633 | -24.2987 | 19.443 | 34.4133 | 30.44
5 | 16 | 19 | 537.7181 | 549.807 | 565.6155 | 579.4065 | 0 | 0 | 0 | 0 | 357.4235 | 289.9244 | 271.8957 | 276.8428 | 0 | 0 | 0 | 0 | 221.1063 | 109.9278 | 110.7911 | 113.0187 | 0 | 0 | 0 | 0 | 0 | -4.8236 | 1.9083 | 15.7764 | 0 | 0 | 0 | 0 | -40.8118 | 154.7785 | 181.0204 | 173.7686 | 0.40291 | 0.40667 | 0.40013 | 0.39254 | -16.4436 | 62.9445 | 72.4325 | 68.2103
5 | 16 | 20 | 561.5644 | 574.7895 | 591.8596 | 606.6388 | 0 | 0 | 0 | 0 | 363.4542 | 311.7537 | 303.0969 | 296.4825 | 0 | 0 | 0 | 0 | 279.0982 | 122.914 | 122.2044 | 123.2811 | 0 | 0 | 0 | 0 | 0 | 7.9202 | 1.7527 | 10.1514 | 0 | 0 | 0 | 0 | -80.9881 | 132.2017 | 164.8056 | 176.7237 | 0.40427 | 0.42028 | 0.41111 | 0.39531 | -32.7413 | 55.5619 | 67.7538 | 69.8603
5 | 16 | 21 | 536.068 | 548.9248 | 565.3845 | 579.5285 | 0 | 0 | 0 | 0 | 360.9917 | 318.6336 | 311.5867 | 304.7371 | 0 | 0 | 0 | 0 | 254.7213 | 112.4957 | 110.2054 | 109.6765 | 0 | 0 | 0 | 0 | 0 | 5.7482 | 12.264 | 20.1055 | 0 | 0 | 0 | 0 | -79.645 | 112.0473 | 131.3284 | 145.0094 | 0.40188 | 0.40772 | 0.40034 | 0.39234 | -32.0078 | 45.6835 | 52.5758 | 56.8923
5 | 16 | 22 | 488.4143 | 500.802 | 516.5163 | 530.0082 | 0 | 0 | 0 | 0 | 352.3913 | 315.1707 | 306.5493 | 311.4101 | 0 | 0 | 0 | 0 | 217.8104 | 95.3493 | 90.9466 | 88.2521 | 0 | 0 | 0 | 0 | 0 | 3.3406 | 7.574 | 6.6903 | 0 | 0 | 0 | 0 | -81.7874 | 86.9415 | 111.4464 | 123.6556 | 0.39659 | 0.40366 | 0.39544 | 0.38685 | -32.436 | 35.0945 | 44.07 | 47.836
5 | 16 | 23 | 437.7116 | 448.8491 | 462.9374 | 474.9914 | 0 | 0 | 0 | 0 | 295.9869 | 309.674 | 310.8168 | 321.7812 | 0 | 0 | 0 | 0 | 207.0022 | 89.2545 | 83.8894 | 80.2423 | 0 | 0 | 0 | 0 | 0 | 10.1075 | 7.0885 | 22.9244 | 0 | 0 | 0 | 0 | -65.2776 | 39.813 | 61.1427 | 50.0435 | 0.39616 | 0.40557 | 0.39781 | 0.38169 | -25.8601 | 16.1469 | 24.3229 | 19.1012
5 | 16 | 24 | 405.3859 | 414.0455 | 425.2048 | 434.62 | 0 | 0 | 0 | 0 | 284.2274 | 305.831 | 305.1998 | 315.8046 | 0 | 0 | 0 | 0 | 188.1802 | 79.2641 | 74.6132 | 71.6349 | 0 | 0 | 0 | 0 | 0 | 15.2779 | 16.1588 | 5.0575 | 0 | 0 | 0 | 0 | -67.0217 | 13.6726 | 29.2331 | 42.123 | 0.39155 | 0.40913 | 0.40018 | 0.37917 | -26.2422 | 5.5939 | 11.6986 | 15.9719
5 | 17 | 1 | 388.4185 | 394.7488 | 403.1797 | 410.0887 | 0 | 0 | 0 | 0 | 259.2166 | 323.2272 | 298.5941 | 291.8219 | 0 | 0 | 0 | 0 | 175.7667 | 73.676 | 70.1982 | 68.3359 | 0 | 0 | 0 | 0 | 0 | 8.5031 | 12.0462 | 8.24 | 0 | 0 | 0 | 0 | -46.5648 | -10.6575 | 22.3411 | 41.6909 | 0.39346 | 0.40712 | 0.39915 | 0.37525 | -18.3214 | -4.3389 | 8.9174 | 15.6446
5 | 17 | 2 | 374.551 | 378.797 | 384.8744 | 389.7163 | 0 | 0 | 0 | 0 | 262.3755 | 323.3941 | 312.5486 | 287.0447 | 0 | 0 | 0 | 0 | 152.5216 | 66.4744 | 63.6745 | 62.3756 | 0 | 0 | 0 | 0 | 0 | 9.1058 | 7.7038 | 0.29532 | 0 | 0 | 0 | 0 | -40.3461 | -20.1773 | 0.94755 | 40.0007 | 0.39324 | 0.40518 | 0.39871 | 0.37205 | -15.8657 | -8.1755 | 0.37779 | 14.8821
5 | 17 | 3 | 367.664 | 370.1405 | 374.2521 | 377.3775 | 0 | 0 | 0 | 0 | 253.9803 | 286.5723 | 294.6476 | 283.2002 | 0 | 0 | 0 | 0 | 131.5398 | 54.9413 | 52.8553 | 52.1495 | 0 | 0 | 0 | 0 | 0 | 20.8358 | 10.2746 | 2.7093 | 0 | 0 | 0 | 0 | -17.8561 | 7.7911 | 16.4746 | 39.3186 | 0.40479 | 0.40648 | 0.39859 | 0.37175 | -7.228 | 3.1669 | 6.5667 | 14.6166
5 | 17 | 4 | 375.8411 | 376.7701 | 379.1999 | 380.8181 | 0 | 0 | 0 | 0 | 262.9177 | 294.4715 | 283.2971 | 283.4556 | 0 | 0 | 0 | 0 | 124.9601 | 47.5778 | 47.6009 | 48.8452 | 0 | 0 | 0 | 0 | 0 | 19.1164 | 10.0401 | 2.0666 | 0 | 0 | 0 | 0 | -12.0368 | 15.6043 | 38.2618 | 46.4507 | 0.39239 | 0.40724 | 0.39885 | 0.37249 | -4.7231 | 6.3547 | 15.2606 | 17.3024
5 | 17 | 5 | 400.9425 | 401.1039 | 402.7866 | 403.7162 | 0 | 0 | 0 | 0 | 280.926 | 306.0441 | 297.6503 | 274.0532 | 0 | 0 | 0 | 0 | 114.5738 | 43.8153 | 43.9521 | 45.2664 | 0 | 0 | 0 | 0 | 0 | 23.9252 | 17.6514 | -4.1283 | 0 | 0 | 0 | 0 | 5.4427 | 27.3193 | 43.5328 | 88.5249 | 0.39799 | 0.40903 | 0.40099 | 0.37782 | 2.1662 | 11.1743 | 17.4563 | 33.4469
5 | 17 | 6 | 435.2537 | 434.1505 | 434.6241 | 434.5024 | 0 | 0 | 0 | 0 | 318.733 | 279.5646 | 267.6794 | 230.2775 | 0 | 0 | 0 | 0 | 137.2202 | 105.3634 | 101.8854 | 99.4493 | 0 | 0 | 0 | 0 | 0 | -4.0967 | -0.048327 | -4.0025 | 0 | 0 | 0 | 0 | -20.6995 | 53.3193 | 65.1076 | 108.778 | 0.39817 | 0.40695 | 0.39923 | 0.37497 | -8.2419 | 21.6983 | 25.993 | 40.7884
5 | 17 | 7 | 478.2099 | 477.0543 | 477.8445 | 478.2011 | 0 | 0 | 0 | 0 | 290.3165 | 225.1404 | 232.911 | 209.1625 | 0 | 0 | 0 | 0 | 168.8726 | 204.7703 | 202.2535 | 200.1075 | 0 | 0 | 0 | 0 | 0 | -5.8294 | -1.0125 | -0.067602 | 0 | 0 | 0 | 0 | 19.0207 | 52.973 | 43.6926 | 68.9987 | 0.39621 | 0.33259 | 0.32125 | 0.38231 | 7.5362 | 17.6183 | 14.0361 | 26.3792
5 | 17 | 8 | 500.767 | 499.6469 | 500.9554 | 502.2127 | 0 | 0 | 0 | 0 | 273.9225 | 220.693 | 211.018 | 213.7858 | 0 | 0 | 0 | 0 | 223.4088 | 314.4624 | 328.5369 | 340.9946 | 0 | 0 | 0 | 0 | 0 | -7.1414 | -4.3551 | -0.77494 | 0 | 0 | 0 | 0 | 3.4358 | -28.367 | -34.2444 | -51.7929 | 0.38794 | 0.32023 | 0.31429 | 0.32105 | 1.3329 | -9.0841 | -10.7625 | -16.6281
5 | 17 | 9 | 518.6651 | 518.8359 | 522.0157 | 525.3625 | 0 | 0 | 0 | 0 | 269.3138 | 209.1058 | 203.6412 | 211.285 | 0 | 0 | 0 | 0 | 271.5756 | 396.5586 | 428.0888 | 456.1162 | 0 | 0 | 0 | 0 | 0 | -22.5382 | -7.3083 | -8.2175 | 0 | 0 | 0 | 0 | -22.2243 | -64.2904 | -102.406 | -133.8212 | 0.39364 | 0.24286 | 0.23968 | 0 | -8.7484 | -15.6137 | -24.5442 | 0
5 | 17 | 10 | 536.3676 | 537.0966 | 540.9271 | 544.7886 | 0 | 0 | 0 | 0 | 264.0074 | 201.1699 | 210.0612 | 203.3356 | 0 | 0 | 0 | 0 | 307.5741 | 453.1972 | 497.4304 | 536.848 | 0 | 0 | 0 | 0 | 0 | -26.9467 | -35.0954 | -25.2718 | 0 | 0 | 0 | 0 | -35.2138 | -90.3237 | -131.4691 | -170.1232 | 0.31441 | 0.24286 | 0.24286 | 0 | -11.0717 | -21.9362 | -31.9287 | 0
5 | 17 | 11 | 544.2198 | 545.4957 | 549.7072 | 553.5934 | 0 | 0 | 0 | 0 | 283.3605 | 202.235 | 197.5094 | 195.8549 | 0 | 0 | 0 | 0 | 330.3271 | 485.2201 | 536.9353 | 583.0939 | 0 | 0 | 0 | 0 | 0 | -27.978 | -27.9795 | -27.2462 | 0 | 0 | 0 | 0 | -69.4678 | -113.9815 | -156.7581 | -198.1092 | 0.31687 | 0.24286 | 0.24286 | 0 | -22.0121 | -27.6817 | -38.0704 | 0
5 | 17 | 12 | 547.8113 | 549.5075 | 554.0068 | 557.9149 | 0 | 0 | 0 | 0 | 261.3532 | 195.4759 | 192.3411 | 194.7813 | 0 | 0 | 0 | 0 | 347.1179 | 503.0637 | 556.7024 | 604.5446 | 0 | 0 | 0 | 0 | 0 | -22.996 | -27.9843 | -27.8496 | 0 | 0 | 0 | 0 | -60.6598 | -126.0361 | -167.0524 | -213.5613 | 0.30984 | 0.24286 | 0.24286 | 0 | -18.7947 | -30.6093 | -40.5705 | 0
5 | 17 | 13 | 557.0627 | 560.2545 | 566.3763 | 571.6337 | 0 | 0 | 0 | 0 | 252.21 | 202.5693 | 198.2957 | 194.0988 | 0 | 0 | 0 | 0 | 365.6173 | 519.042 | 571.7015 | 618.6194 | 0 | 0 | 0 | 0 | 0 | -19.843 | -26.3618 | -25.3617 | 0 | 0 | 0 | 0 | -60.7646 | -141.5139 | -177.2591 | -215.7228 | 0.31489 | 0.24286 | 0.24286 | 0 | -19.1342 | -34.3683 | -43.0494 | 0
5 | 17 | 14 | 562.0039 | 566.334 | 573.7608 | 580.2048 | 0 | 0 | 0 | 0 | 265.2853 | 204.6611 | 201.6726 | 198.8588 | 0 | 0 | 0 | 0 | 380.9956 | 520.9852 | 569.8854 | 613.4443 | 0 | 0 | 0 | 0 | 0 | -13.6893 | -11.8431 | -14.769 | 0 | 0 | 0 | 0 | -84.2769 | -145.623 | -185.9541 | -217.3294 | 0.31699 | 0.24286 | 0.24286 | 0 | -26.7148 | -35.3662 | -45.161 | 0
5 | 17 | 15 | 560.3906 | 565.5357 | 573.8312 | 581.0174 | 0 | 0 | 0 | 0 | 301.7503 | 205.2053 | 204.2999 | 205.7158 | 0 | 0 | 0 | 0 | 403.6141 | 512.3419 | 557.1459 | 597.2357 | 0 | 0 | 0 | 0 | 0 | -5.8735 | -6.0858 | -6.0531 | 0 | 0 | 0 | 0 | -144.9737 | -146.138 | -181.5287 | -215.881 | 0.31618 | 0.24027 | 0.2402 | 0.19462 | -45.8377 | -35.1127 | -43.6026 | -42.0147
5 | 17 | 16 | 556.4917 | 563.7214 | 574.3124 | 583.5491 | 0 | 0 | 0 | 0 | 289.4825 | 210.4392 | 216.4037 | 225.0266 | 0 | 0 | 0 | 0 | 410.8068 | 478.1544 | 513.4471 | 545.1938 | 0 | 0 | 0 | 0 | 0 | -6.0553 | -1.3104 | -3.3169 | 0 | 0 | 0 | 0 | -143.7976 | -118.8169 | -154.228 | -183.3544 | 0.32103 | 0.24715 | 0.22975 | 0.24005 | -46.1627 | -29.366 | -35.4337 | -44.014
5 | 17 | 17 | 545.4353 | 554.4464 | 566.9276 | 577.8122 | 0 | 0 | 0 | 0 | 289.1018 | 215.8952 | 222.8683 | 214.6249 | 0 | 0 | 0 | 0 | 419.1053 | 408.5402 | 433.015 | 455.6117 | 0 | 0 | 0 | 0 | 0 | -1.1496 | -1.9372 | -2.4905 | 0 | 0 | 0 | 0 | -162.7719 | -68.8394 | -87.0186 | -89.934 | 0.39785 | 0.24634 | 0.32048 | 0.23372 | -64.7591 | -16.9581 | -27.8882 | -21.0197
5 | 17 | 18 | 531.188 | 541.9699 | 556.3406 | 568.9034 | 0 | 0 | 0 | 0 | 318.3433 | 237.0354 | 218.5804 | 227.5741 | 0 | 0 | 0 | 0 | 353.9567 | 292.8834 | 297.8972 | 303.2565 | 0 | 0 | 0 | 0 | 0 | -4.0249 | -4.8937 | 1.3676 | 0 | 0 | 0 | 0 | -141.112 | 16.076 | 44.7566 | 36.7052 | 0.40002 | 0.33194 | 0.39565 | 0.38633 | -56.4478 | 5.3363 | 17.7079 | 14.1803
5 | 17 | 19 | 530.9945 | 542.8654 | 558.4062 | 571.9665 | 0 | 0 | 0 | 0 | 357.4235 | 289.9244 | 271.8957 | 276.8428 | 0 | 0 | 0 | 0 | 279.1165 | 146.9933 | 147.8692 | 150.1891 | 0 | 0 | 0 | 0 | 0 | -4.8236 | 1.9083 | 15.7764 | 0 | 0 | 0 | 0 | -105.5455 | 110.7714 | 136.733 | 129.1582 | 0.40291 | 0.40667 | 0.40013 | 0.39254 | -42.5258 | 45.0479 | 54.7116 | 50.6991
5 | 17 | 20 | 558.1672 | 571.2822 | 588.217 | 602.8796 | 0 | 0 | 0 | 0 | 363.4542 | 311.7537 | 303.0969 | 296.4825 | 0 | 0 | 0 | 0 | 284.2734 | 127.98 | 124.8012 | 123.4891 | 0 | 0 | 0 | 0 | 0 | 7.9202 | 1.7527 | 10.1514 | 0 | 0 | 0 | 0 | -89.5604 | 123.6283 | 158.5663 | 172.7566 | 0.40427 | 0.42028 | 0.41111 | 0.39531 | -36.2069 | 51.9586 | 65.1888 | 68.2921
5 | 17 | 21 | 536.6519 | 549.5276 | 566.0106 | 580.1746 | 0 | 0 | 0 | 0 | 360.9917 | 318.6336 | 311.5867 | 304.7371 | 0 | 0 | 0 | 0 | 270.3322 | 121.6519 | 117.8637 | 115.9917 | 0 | 0 | 0 | 0 | 0 | 5.7482 | 12.264 | 20.1055 | 0 | 0 | 0 | 0 | -94.672 | 103.494 | 124.2962 | 139.3404 | 0.40188 | 0.40772 | 0.40034 | 0.39234 | -38.0468 | 42.1962 | 49.7605 | 54.6682
5 | 17 | 22 | 492.5192 | 505.04 | 520.9177 | 534.5505 | 0 | 0 | 0 | 0 | 352.3913 | 315.1707 | 306.5493 | 311.4101 | 0 | 0 | 0 | 0 | 253.9228 | 109.6778 | 108.9824 | 109.9448 | 0 | 0 | 0 | 0 | 0 | 3.3406 | 7.574 | 6.6903 | 0 | 0 | 0 | 0 | -113.7949 | 76.851 | 97.812 | 106.5053 | 0.39659 | 0.40366 | 0.39544 | 0.38685 | -45.1299 | 31.0214 | 38.6785 | 41.2014
5 | 17 | 23 | 444.1697 | 455.5166 | 469.8622 | 482.1377 | 0 | 0 | 0 | 0 | 295.9869 | 309.674 | 310.8168 | 321.7812 | 0 | 0 | 0 | 0 | 235.7539 | 95.3688 | 97.1216 | 100.35 | 0 | 0 | 0 | 0 | 0 | 10.1075 | 7.0885 | 22.9244 | 0 | 0 | 0 | 0 | -87.5712 | 40.3663 | 54.8352 | 37.0821 | 0.39616 | 0.40557 | 0.39781 | 0.38169 | -34.6919 | 16.3713 | 21.8137 | 14.1539
5 | 17 | 24 | 410.6232 | 419.4526 | 430.8205 | 440.4154 | 0 | 0 | 0 | 0 | 284.2274 | 305.831 | 305.1998 | 315.8046 | 0 | 0 | 0 | 0 | 229.6009 | 84.3388 | 88.6721 | 94.3366 | 0 | 0 | 0 | 0 | 0 | 15.2779 | 16.1588 | 5.0575 | 0 | 0 | 0 | 0 | -103.2051 | 14.005 | 20.7898 | 25.2166 | 0.39155 | 0.40913 | 0.40018 | 0.37917 | -40.4098 | 5.7299 | 8.3198 | 9.5615
5 | 18 | 1 | 389.1793 | 395.5343 | 403.9955 | 410.9306 | 0 | 0 | 0 | 0 | 259.2166 | 323.2272 | 298.5941 | 291.8219 | 0 | 0 | 0 | 0 | 202.9645 | 66.4368 | 72.1189 | 78.9999 | 0 | 0 | 0 | 0 | 0 | 8.5031 | 12.0462 | 8.24 | 0 | 0 | 0 | 0 | -73.0018 | -2.6329 | 21.2362 | 31.8688 | 0.39346 | 0.40712 | 0.39915 | 0.37525 | -28.7233 | -1.0719 | 8.4764 | 11.9588
5 | 18 | 2 | 377.4528 | 381.7929 | 387.9858 | 392.9272 | 0 | 0 | 0 | 0 | 262.3755 | 323.3941 | 312.5486 | 287.0447 | 0 | 0 | 0 | 0 | 160.5535 | 52.2941 | 55.8351 | 60.5345 | 0 | 0 | 0 | 0 | 0 | 9.1058 | 7.7038 | 0.29532 | 0 | 0 | 0 | 0 | -45.4762 | -3.0011 | 11.8983 | 45.0528 | 0.39324 | 0.40518 | 0.39871 | 0.37205 | -17.8831 | -1.216 | 4.7439 | 16.7617
5 | 18 | 3 | 372.0343 | 374.6526 | 378.9381 | 382.2135 | 0 | 0 | 0 | 0 | 253.9803 | 286.5723 | 294.6476 | 283.2002 | 0 | 0 | 0 | 0 | 121.9074 | 43.574 | 43.8342 | 45.2983 | 0 | 0 | 0 | 0 | 0 | 20.8358 | 10.2746 | 2.7093 | 0 | 0 | 0 | 0 | -3.8535 | 23.6704 | 30.1818 | 51.0058 | 0.40479 | 0.40648 | 0.39859 | 0.37175 | -1.5599 | 9.6215 | 12.0302 | 18.9614
5 | 18 | 4 | 379.1321 | 380.1678 | 382.7286 | 384.4598 | 0 | 0 | 0 | 0 | 262.9177 | 294.4715 | 283.2971 | 283.4556 | 0 | 0 | 0 | 0 | 101.6474 | 32.4658 | 33.6512 | 35.9223 | 0 | 0 | 0 | 0 | 0 | 19.1164 | 10.0401 | 2.0666 | 0 | 0 | 0 | 0 | 14.5669 | 34.1141 | 55.7403 | 63.0153 | 0.39239 | 0.40724 | 0.39885 | 0.37249 | 5.7159 | 13.8926 | 22.2318 | 23.4726
5 | 18 | 5 | 402.1633 | 402.3643 | 404.0957 | 405.0671 | 0 | 0 | 0 | 0 | 280.926 | 306.0441 | 297.6503 | 274.0532 | 0 | 0 | 0 | 0 | 90.0227 | 28.2871 | 30.5979 | 33.8778 | 0 | 0 | 0 | 0 | 0 | 23.9252 | 17.6514 | -4.1283 | 0 | 0 | 0 | 0 | 31.2147 | 44.1079 | 58.1961 | 101.2644 | 0.39799 | 0.40903 | 0.40099 | 0.37782 | 12.4232 | 18.0413 | 23.3361 | 38.2602
5 | 18 | 6 | 436.4391 | 435.3744 | 435.8952 | 435.8142 | 0 | 0 | 0 | 0 | 318.733 | 279.5646 | 267.6794 | 230.2775 | 0 | 0 | 0 | 0 | 114.6059 | 83.6281 | 83.3132 | 83.8039 | 0 | 0 | 0 | 0 | 0 | -4.0967 | -0.048327 | -4.0025 | 0 | 0 | 0 | 0 | 3.1002 | 76.2784 | 84.9509 | 125.7352 | 0.39817 | 0.40695 | 0.39923 | 0.37497 | 1.2344 | 31.0415 | 33.915 | 47.1468
5 | 18 | 7 | 477.9268 | 476.762 | 477.541 | 477.8878 | 0 | 0 | 0 | 0 | 290.3165 | 225.1404 | 232.911 | 209.1625 | 0 | 0 | 0 | 0 | 162.007 | 190.4981 | 190.3226 | 190.3864 | 0 | 0 | 0 | 0 | 0 | -5.8294 | -1.0125 | -0.067602 | 0 | 0 | 0 | 0 | 25.6033 | 66.9529 | 55.3199 | 78.4066 | 0.39621 | 0.33259 | 0.32125 | 0.38231 | 10.1442 | 22.2679 | 17.7713 | 29.976
5 | 18 | 8 | 501.2448 | 500.1402 | 501.4677 | 502.7413 | 0 | 0 | 0 | 0 | 273.9225 | 220.693 | 211.018 | 213.7858 | 0 | 0 | 0 | 0 | 220.0871 | 301.8844 | 317.6414 | 331.7046 | 0 | 0 | 0 | 0 | 0 | -7.1414 | -4.3551 | -0.77494 | 0 | 0 | 0 | 0 | 7.2352 | -15.2958 | -22.8367 | -41.9742 | 0.38794 | 0.32023 | 0.31429 | 0.32105 | 2.8068 | -4.8983 | -7.1772 | -13.4758
5 | 18 | 9 | 521.2307 | 521.4847 | 524.7666 | 528.2014 | 0 | 0 | 0 | 0 | 269.3138 | 209.1058 | 203.6412 | 211.285 | 0 | 0 | 0 | 0 | 260.8727 | 378.5143 | 410.631 | 439.2162 | 0 | 0 | 0 | 0 | 0 | -22.5382 | -7.3083 | -8.2175 | 0 | 0 | 0 | 0 | -8.9559 | -43.5973 | -82.1973 | -114.0823 | 0.39364 | 0.24286 | 0.23968 | 0 | -3.5254 | -10.5881 | -19.7007 | 0
5 | 18 | 10 | 537.9069 | 538.6858 | 542.5777 | 546.492 | 0 | 0 | 0 | 0 | 264.0074 | 201.1699 | 210.0612 | 203.3356 | 0 | 0 | 0 | 0 | 291.7532 | 425.2866 | 469.9065 | 509.6909 | 0 | 0 | 0 | 0 | 0 | -26.9467 | -35.0954 | -25.2718 | 0 | 0 | 0 | 0 | -17.8536 | -60.8239 | -102.2946 | -141.2628 | 0.31441 | 0.24286 | 0.24286 | 0 | -5.6134 | -14.7718 | -24.8434 | 0
5 | 18 | 11 | 538.9826 | 540.0885 | 544.0915 | 547.798 | 0 | 0 | 0 | 0 | 283.3605 | 202.235 | 197.5094 | 195.8549 | 0 | 0 | 0 | 0 | 315.6422 | 447.2144 | 499.3924 | 546.0235 | 0 | 0 | 0 | 0 | 0 | -27.978 | -27.9795 | -27.2462 | 0 | 0 | 0 | 0 | -60.0201 | -81.383 | -124.8308 | -166.8341 | 0.31687 | 0.24286 | 0.24286 | 0 | -19.0185 | -19.7648 | -30.3165 | 0
5 | 18 | 12 | 547.1213 | 548.7951 | 553.2669 | 557.1513 | 0 | 0 | 0 | 0 | 261.3532 | 195.4759 | 192.3411 | 194.7813 | 0 | 0 | 0 | 0 | 342.197 | 474.0692 | 529.699 | 579.4708 | 0 | 0 | 0 | 0 | 0 | -22.996 | -27.9843 | -27.8496 | 0 | 0 | 0 | 0 | -56.4289 | -97.754 | -140.7889 | -189.2512 | 0.30984 | 0.24286 | 0.24286 | 0 | -17.4838 | -23.7407 | -34.1922 | 0
5 | 18 | 13 | 555.8418 | 558.9941 | 565.0672 | 570.2828 | 0 | 0 | 0 | 0 | 252.21 | 202.5693 | 198.2957 | 194.0988 | 0 | 0 | 0 | 0 | 360.7021 | 485.089 | 539.8489 | 588.8916 | 0 | 0 | 0 | 0 | 0 | -19.843 | -26.3618 | -25.3617 | 0 | 0 | 0 | 0 | -57.0703 | -108.8213 | -146.7155 | -187.3459 | 0.31489 | 0.24286 | 0.24286 | 0 | -17.9709 | -26.4285 | -35.6315 | 0
5 | 18 | 14 | 559.0668 | 563.3016 | 570.6115 | 576.9547 | 0 | 0 | 0 | 0 | 265.2853 | 204.6611 | 201.6726 | 198.8588 | 0 | 0 | 0 | 0 | 368.8533 | 477.7789 | 527.4321 | 571.843 | 0 | 0 | 0 | 0 | 0 | -13.6893 | -11.8431 | -14.769 | 0 | 0 | 0 | 0 | -75.0717 | -105.4491 | -146.6501 | -178.9782 | 0.31699 | 0.24286 | 0.24286 | 0 | -23.7968 | -25.6095 | -35.6156 | 0
5 | 18 | 15 | 557.2942 | 562.3389 | 570.5111 | 577.5911 | 0 | 0 | 0 | 0 | 301.7503 | 205.2053 | 204.2999 | 205.7158 | 0 | 0 | 0 | 0 | 392.471 | 471.9527 | 517.4429 | 558.389 | 0 | 0 | 0 | 0 | 0 | -5.8735 | -6.0858 | -6.0531 | 0 | 0 | 0 | 0 | -136.927 | -108.9457 | -145.1458 | -180.4606 | 0.31618 | 0.24027 | 0.2402 | 0.19462 | -43.2935 | -26.1764 | -34.8635 | -35.1212
5 | 18 | 16 | 555.1293 | 562.3148 | 572.8516 | 582.0415 | 0 | 0 | 0 | 0 | 289.4825 | 210.4392 | 216.4037 | 225.0266 | 0 | 0 | 0 | 0 | 403.839 | 454.504 | 490.3263 | 522.8495 | 0 | 0 | 0 | 0 | 0 | -6.0553 | -1.3104 | -3.3169 | 0 | 0 | 0 | 0 | -138.1922 | -96.5731 | -132.5681 | -162.5178 | 0.32103 | 0.24715 | 0.22975 | 0.24005 | -44.3632 | -23.8684 | -30.4574 | -39.0122
5 | 18 | 17 | 540.3395 | 549.1854 | 561.4637 | 572.1735 | 0 | 0 | 0 | 0 | 289.1018 | 215.8952 | 222.8683 | 214.6249 | 0 | 0 | 0 | 0 | 399.4811 | 404.2058 | 420.8685 | 436.196 | 0 | 0 | 0 | 0 | 0 | -1.1496 | -1.9372 | -2.4905 | 0 | 0 | 0 | 0 | -148.2434 | -69.766 | -80.3359 | -76.157 | 0.39785 | 0.24634 | 0.32048 | 0.23372 | -58.9789 | -17.1863 | -25.7465 | -17.7997
5 | 18 | 18 | 525.7915 | 536.3984 | 550.5542 | 562.9318 | 0 | 0 | 0 | 0 | 318.3433 | 237.0354 | 218.5804 | 227.5741 | 0 | 0 | 0 | 0 | 357.0818 | 317.931 | 315.8306 | 314.6053 | 0 | 0 | 0 | 0 | 0 | -4.0249 | -4.8937 | 1.3676 | 0 | 0 | 0 | 0 | -149.6336 | -14.5431 | 21.0368 | 19.3848 | 0.40002 | 0.33194 | 0.39565 | 0.38633 | -59.8566 | -4.8275 | 8.3232 | 7.4889
5 | 18 | 19 | 519.9007 | 531.4118 | 546.5109 | 559.6905 | 0 | 0 | 0 | 0 | 357.4235 | 289.9244 | 271.8957 | 276.8428 | 0 | 0 | 0 | 0 | 304.3651 | 183.2715 | 181.3129 | 181.0676 | 0 | 0 | 0 | 0 | 0 | -4.8236 | 1.9083 | 15.7764 | 0 | 0 | 0 | 0 | -141.8879 | 63.0396 | 91.3939 | 86.0037 | 0.40291 | 0.40667 | 0.40013 | 0.39254 | -57.1687 | 25.6366 | 36.5699 | 33.7595
5 | 18 | 20 | 539.996 | 552.5217 | 568.7329 | 582.772 | 0 | 0 | 0 | 0 | 363.4542 | 311.7537 | 303.0969 | 296.4825 | 0 | 0 | 0 | 0 | 312.2864 | 170.5503 | 164.4398 | 160.4264 | 0 | 0 | 0 | 0 | 0 | 7.9202 | 1.7527 | 10.1514 | 0 | 0 | 0 | 0 | -135.7447 | 62.2975 | 99.4435 | 115.7118 | 0.40427 | 0.42028 | 0.41111 | 0.39531 | -54.8779 | 26.1825 | 40.8826 | 45.7418
5 | 18 | 21 | 528.6544 | 541.2708 | 557.4353 | 571.3249 | 0 | 0 | 0 | 0 | 360.9917 | 318.6336 | 311.5867 | 304.7371 | 0 | 0 | 0 | 0 | 303.3383 | 157.2279 | 151.2678 | 147.3282 | 0 | 0 | 0 | 0 | 0 | 5.7482 | 12.264 | 20.1055 | 0 | 0 | 0 | 0 | -135.6756 | 59.6611 | 82.3168 | 99.1541 | 0.40188 | 0.40772 | 0.40034 | 0.39234 | -54.5253 | 24.3248 | 32.9546 | 38.9017
5 | 18 | 22 | 492.2538 | 504.766 | 520.6332 | 534.2568 | 0 | 0 | 0 | 0 | 352.3913 | 315.1707 | 306.5493 | 311.4101 | 0 | 0 | 0 | 0 | 291.5352 | 147.111 | 143.5352 | 141.7783 | 0 | 0 | 0 | 0 | 0 | 3.3406 | 7.574 | 6.6903 | 0 | 0 | 0 | 0 | -151.6726 | 39.1437 | 62.9746 | 74.3781 | 0.39659 | 0.40366 | 0.39544 | 0.38685 | -60.1518 | 15.8006 | 24.9025 | 28.7731
5 | 18 | 23 | 448.1684 | 459.645 | 474.1498 | 486.5626 | 0 | 0 | 0 | 0 | 295.9869 | 309.674 | 310.8168 | 321.7812 | 0 | 0 | 0 | 0 | 273.4229 | 129.0025 | 127.7921 | 128.217 | 0 | 0 | 0 | 0 | 0 | 10.1075 | 7.0885 | 22.9244 | 0 | 0 | 0 | 0 | -121.2414 | 10.861 | 28.4524 | 13.64 | 0.39616 | 0.40557 | 0.39781 | 0.38169 | -48.0305 | 4.4049 | 11.3185 | 5.2063
5 | 18 | 24 | 414.4804 | 423.4349 | 434.9564 | 444.6836 | 0 | 0 | 0 | 0 | 284.2274 | 305.831 | 305.1998 | 315.8046 | 0 | 0 | 0 | 0 | 261.0775 | 119.5016 | 119.18 | 120.4444 | 0 | 0 | 0 | 0 | 0 | 15.2779 | 16.1588 | 5.0575 | 0 | 0 | 0 | 0 | -130.8245 | -17.1755 | -5.5822 | 3.3771 | 0.39155 | 0.40913 | 0.40018 | 0.37917 | -51.2241 | -7.0271 | -2.2339 | 1.2805
5 | 19 | 1 | 390.4178 | 396.813 | 405.3235 | 412.3012 | 0 | 0 | 0 | 0 | 259.2166 | 323.2272 | 298.5941 | 291.8219 | 0 | 0 | 0 | 0 | 236.8328 | 100.3822 | 100.6944 | 102.4948 | 0 | 0 | 0 | 0 | 0 | 8.5031 | 12.0462 | 8.24 | 0 | 0 | 0 | 0 | -105.6315 | -35.2995 | -6.0112 | 9.7445 | 0.39346 | 0.40712 | 0.39915 | 0.37525 | -41.5618 | -14.3712 | -2.3994 | 3.6566
5 | 19 | 2 | 376.1788 | 380.4776 | 386.6199 | 391.5176 | 0 | 0 | 0 | 0 | 262.3755 | 323.3941 | 312.5486 | 287.0447 | 0 | 0 | 0 | 0 | 218.6602 | 87.0486 | 86.7882 | 87.9641 | 0 | 0 | 0 | 0 | 0 | 9.1058 | 7.7038 | 0.29532 | 0 | 0 | 0 | 0 | -104.8569 | -39.0709 | -20.4208 | 16.2135 | 0.39324 | 0.40518 | 0.39871 | 0.37205 | -41.234 | -15.8309 | -8.1419 | 6.0322
5 | 19 | 3 | 367.2217 | 369.6839 | 373.7778 | 376.8881 | 0 | 0 | 0 | 0 | 253.9803 | 286.5723 | 294.6476 | 283.2002 | 0 | 0 | 0 | 0 | 206.8931 | 85.6619 | 84.5696 | 84.8877 | 0 | 0 | 0 | 0 | 0 | 20.8358 | 10.2746 | 2.7093 | 0 | 0 | 0 | 0 | -93.6518 | -23.3861 | -15.714 | 6.0909 | 0.40479 | 0.40648 | 0.39859 | 0.37175 | -37.9095 | -9.506 | -6.2635 | 2.2643
5 | 19 | 4 | 366.552 | 367.1798 | 369.2396 | 370.5391 | 0 | 0 | 0 | 0 | 262.9177 | 294.4715 | 283.2971 | 283.4556 | 0 | 0 | 0 | 0 | 189.5642 | 87.6938 | 84.0007 | 81.7563 | 0 | 0 | 0 | 0 | 0 | 19.1164 | 10.0401 | 2.0666 | 0 | 0 | 0 | 0 | -85.93 | -34.102 | -8.0982 | 3.2606 | 0.39239 | 0.40724 | 0.39885 | 0.37249 | -33.7183 | -13.8877 | -3.2299 | 1.2145
5 | 19 | 5 | 374.0483 | 373.3376 | 373.9494 | 373.9562 | 0 | 0 | 0 | 0 | 280.926 | 306.0441 | 297.6503 | 274.0532 | 0 | 0 | 0 | 0 | 182.1829 | 82.1862 | 79.7165 | 78.5458 | 0 | 0 | 0 | 0 | 0 | 23.9252 | 17.6514 | -4.1283 | 0 | 0 | 0 | 0 | -89.0605 | -38.8179 | -21.0688 | 25.4855 | 0.39799 | 0.40903 | 0.40099 | 0.37782 | -35.4455 | -15.8776 | -8.4484 | 9.6291
5 | 19 | 6 | 378.6874 | 375.75 | 373.971 | 371.9085 | 0 | 0 | 0 | 0 | 318.733 | 279.5646 | 267.6794 | 230.2775 | 0 | 0 | 0 | 0 | 209.0428 | 146.3815 | 141.2215 | 137.1315 | 0 | 0 | 0 | 0 | 0 | -4.0967 | -0.048327 | -4.0025 | 0 | 0 | 0 | 0 | -149.0884 | -46.0994 | -34.8816 | 8.502 | 0.39817 | 0.40695 | 0.39923 | 0.37497 | -59.3622 | -18.7602 | -13.9258 | 3.188
5 | 19 | 7 | 403.7909 | 400.222 | 398.0489 | 395.852 | 0 | 0 | 0 | 0 | 290.3165 | 225.1404 | 232.911 | 209.1625 | 0 | 0 | 0 | 0 | 245.1662 | 240.1697 | 234.686 | 229.7412 | 0 | 0 | 0 | 0 | 0 | -5.8294 | -1.0125 | -0.067602 | 0 | 0 | 0 | 0 | -131.6918 | -59.2587 | -68.5356 | -42.9841 | 0.39621 | 0.33259 | 0.32125 | 0.38231 | -52.1773 | -19.7089 | -22.0168 | -16.4334
5 | 19 | 8 | 433.3016 | 429.9937 | 428.6157 | 427.5581 | 0 | 0 | 0 | 0 | 273.9225 | 220.693 | 211.018 | 213.7858 | 0 | 0 | 0 | 0 | 306.3648 | 339.1067 | 349.3951 | 358.3466 | 0 | 0 | 0 | 0 | 0 | -7.1414 | -4.3551 | -0.77494 | 0 | 0 | 0 | 0 | -146.9858 | -122.6645 | -127.4423 | -143.7994 | 0.38794 | 0.32023 | 0.31429 | 0.32105 | -57.021 | -39.2815 | -40.0534 | -46.1668
5 | 19 | 9 | 456.6315 | 454.7907 | 455.5003 | 456.7186 | 0 | 0 | 0 | 0 | 269.3138 | 209.1058 | 203.6412 | 211.285 | 0 | 0 | 0 | 0 | 348.302 | 422.3071 | 448.782 | 472.0536 | 0 | 0 | 0 | 0 | 0 | -22.5382 | -7.3083 | -8.2175 | 0 | 0 | 0 | 0 | -160.9843 | -154.084 | -189.6146 | -218.4024 | 0.39364 | 0.24286 | 0.23968 | 0 | -63.3699 | -37.4211 | -45.4459 | 0
5 | 19 | 10 | 470.123 | 468.7038 | 469.8964 | 471.485 | 0 | 0 | 0 | 0 | 264.0074 | 201.1699 | 210.0612 | 203.3356 | 0 | 0 | 0 | 0 | 377.5304 | 466.9499 | 504.7259 | 538.0691 | 0 | 0 | 0 | 0 | 0 | -26.9467 | -35.0954 | -25.2718 | 0 | 0 | 0 | 0 | -171.4148 | -172.4692 | -209.7952 | -244.6479 | 0.31441 | 0.24286 | 0.24286 | 0 | -53.8951 | -41.8861 | -50.9511 | 0
5 | 19 | 11 | 482.3632 | 481.6332 | 483.3816 | 485.1453 | 0 | 0 | 0 | 0 | 283.3605 | 202.235 | 197.5094 | 195.8549 | 0 | 0 | 0 | 0 | 408.3119 | 497.7273 | 543.572 | 584.2026 | 0 | 0 | 0 | 0 | 0 | -27.978 | -27.9795 | -27.2462 | 0 | 0 | 0 | 0 | -209.3092 | -190.3511 | -229.7204 | -267.6659 | 0.31687 | 0.24286 | 0.24286 | 0 | -66.3234 | -46.229 | -55.7901 | 0
5 | 19 | 12 | 490.4666 | 490.3031 | 492.519 | 494.4595 | 0 | 0 | 0 | 0 | 261.3532 | 195.4759 | 192.3411 | 194.7813 | 0 | 0 | 0 | 0 | 418.1409 | 509.2531 | 559.3904 | 603.9707 | 0 | 0 | 0 | 0 | 0 | -22.996 | -27.9843 | -27.8496 | 0 | 0 | 0 | 0 | -189.0275 | -191.4299 | -231.2282 | -276.4429 | 0.30984 | 0.24286 | 0.24286 | 0 | -58.5678 | -46.4909 | -56.1563 | 0
5 | 19 | 13 | 488.8541 | 489.834 | 493.2397 | 496.1568 | 0 | 0 | 0 | 0 | 252.21 | 202.5693 | 198.2957 | 194.0988 | 0 | 0 | 0 | 0 | 430.8997 | 519.459 | 572.4798 | 619.9182 | 0 | 0 | 0 | 0 | 0 | -19.843 | -26.3618 | -25.3617 | 0 | 0 | 0 | 0 | -194.2556 | -212.3513 | -251.1739 | -292.4984 | 0.31489 | 0.24286 | 0.24286 | 0 | -61.1693 | -51.572 | -61.0004 | 0
5 | 19 | 14 | 494.6093 | 496.7538 | 501.497 | 505.6285 | 0 | 0 | 0 | 0 | 265.2853 | 204.6611 | 201.6726 | 198.8588 | 0 | 0 | 0 | 0 | 429.0576 | 507.1339 | 560.6572 | 608.8969 | 0 | 0 | 0 | 0 | 0 | -13.6893 | -11.8431 | -14.769 | 0 | 0 | 0 | 0 | -199.7336 | -201.3518 | -248.9897 | -287.3582 | 0.31699 | 0.24286 | 0.24286 | 0 | -63.3131 | -48.9006 | -60.4699 | 0
5 | 19 | 15 | 495.6853 | 498.7321 | 504.4511 | 509.4172 | 0 | 0 | 0 | 0 | 301.7503 | 205.2053 | 204.2999 | 205.7158 | 0 | 0 | 0 | 0 | 408.0475 | 451.0255 | 499.9176 | 544.3106 | 0 | 0 | 0 | 0 | 0 | -5.8735 | -6.0858 | -6.0531 | 0 | 0 | 0 | 0 | -214.1125 | -151.6252 | -193.6805 | -234.5561 | 0.31618 | 0.24027 | 0.2402 | 0.19462 | -67.6979 | -36.4311 | -46.5214 | -45.6493
5 | 19 | 16 | 497.8907 | 503.2201 | 511.4776 | 518.7036 | 0 | 0 | 0 | 0 | 289.4825 | 210.4392 | 216.4037 | 225.0266 | 0 | 0 | 0 | 0 | 383.7945 | 407.2414 | 445.8977 | 481.2931 | 0 | 0 | 0 | 0 | 0 | -6.0553 | -1.3104 | -3.3169 | 0 | 0 | 0 | 0 | -175.3863 | -108.4052 | -149.5134 | -184.2992 | 0.32103 | 0.24715 | 0.22975 | 0.24005 | -56.3034 | -26.7927 | -34.3506 | -44.2408
5 | 19 | 17 | 492.4962 | 499.7907 | 510.1638 | 519.232 | 0 | 0 | 0 | 0 | 289.1018 | 215.8952 | 222.8683 | 214.6249 | 0 | 0 | 0 | 0 | 336.1487 | 286.049 | 309.5071 | 331.6911 | 0 | 0 | 0 | 0 | 0 | -1.1496 | -1.9372 | -2.4905 | 0 | 0 | 0 | 0 | -132.7543 | -1.004 | -20.2744 | -24.5936 | 0.39785 | 0.24634 | 0.32048 | 0.23372 | -52.8166 | -0.24733 | -6.4976 | -5.7481
5 | 19 | 18 | 489.4313 | 498.8591 | 511.567 | 522.6971 | 0 | 0 | 0 | 0 | 318.3433 | 237.0354 | 218.5804 | 227.5741 | 0 | 0 | 0 | 0 | 314.284 | 219.9418 | 223.5284 | 227.8854 | 0 | 0 | 0 | 0 | 0 | -4.0249 | -4.8937 | 1.3676 | 0 | 0 | 0 | 0 | -143.1961 | 45.9068 | 74.3519 | 65.87 | 0.40002 | 0.33194 | 0.39565 | 0.38633 | -57.2814 | 15.2385 | 29.4173 | 25.4475
5 | 19 | 19 | 489.0432 | 499.5536 | 513.4239 | 525.5448 | 0 | 0 | 0 | 0 | 357.4235 | 289.9244 | 271.8957 | 276.8428 | 0 | 0 | 0 | 0 | 279.175 | 144.5059 | 143.29 | 143.7085 | 0 | 0 | 0 | 0 | 0 | -4.8236 | 1.9083 | 15.7764 | 0 | 0 | 0 | 0 | -147.5554 | 69.9471 | 96.3299 | 89.2171 | 0.40291 | 0.40667 | 0.40013 | 0.39254 | -59.4521 | 28.4457 | 38.5449 | 35.0208
5 | 19 | 20 | 513.1726 | 524.8285 | 539.9716 | 553.0903 | 0 | 0 | 0 | 0 | 363.4542 | 311.7537 | 303.0969 | 296.4825 | 0 | 0 | 0 | 0 | 298.4119 | 126.8881 | 128.0263 | 130.8396 | 0 | 0 | 0 | 0 | 0 | 7.9202 | 1.7527 | 10.1514 | 0 | 0 | 0 | 0 | -148.6936 | 78.2664 | 107.0956 | 115.6168 | 0.40427 | 0.42028 | 0.41111 | 0.39531 | -60.1128 | 32.8939 | 44.0285 | 45.7043
5 | 19 | 21 | 505.4581 | 517.3223 | 532.5632 | 545.6569 | 0 | 0 | 0 | 0 | 360.9917 | 318.6336 | 311.5867 | 304.7371 | 0 | 0 | 0 | 0 | 279.6032 | 121.1828 | 122.4065 | 125.2593 | 0 | 0 | 0 | 0 | 0 | 5.7482 | 12.264 | 20.1055 | 0 | 0 | 0 | 0 | -135.1367 | 71.7577 | 86.3059 | 95.555 | 0.40188 | 0.40772 | 0.40034 | 0.39234 | -54.3088 | 29.2568 | 34.5516 | 37.4896
5 | 19 | 22 | 466.492 | 478.1688 | 493.0101 | 505.7498 | 0 | 0 | 0 | 0 | 352.3913 | 315.1707 | 306.5493 | 311.4101 | 0 | 0 | 0 | 0 | 248.8988 | 112.501 | 112.0903 | 113.3006 | 0 | 0 | 0 | 0 | 0 | 3.3406 | 7.574 | 6.6903 | 0 | 0 | 0 | 0 | -134.7981 | 47.1565 | 66.7965 | 74.3488 | 0.39659 | 0.40366 | 0.39544 | 0.38685 | -53.4596 | 19.035 | 26.4138 | 28.7617
5 | 19 | 23 | 428.9886 | 439.8433 | 453.5843 | 465.339 | 0 | 0 | 0 | 0 | 295.9869 | 309.674 | 310.8168 | 321.7812 | 0 | 0 | 0 | 0 | 224.1847 | 98.84 | 98.3562 | 99.4243 | 0 | 0 | 0 | 0 | 0 | 10.1075 | 7.0885 | 22.9244 | 0 | 0 | 0 | 0 | -91.183 | 21.2218 | 37.3228 | 21.209 | 0.39616 | 0.40557 | 0.39781 | 0.38169 | -36.1227 | 8.6069 | 14.8472 | 8.0953
5 | 19 | 24 | 398.3262 | 406.7568 | 417.6351 | 426.808 | 0 | 0 | 0 | 0 | 284.2274 | 305.831 | 305.1998 | 315.8046 | 0 | 0 | 0 | 0 | 205.314 | 86.7488 | 86.4256 | 87.5951 | 0 | 0 | 0 | 0 | 0 | 15.2779 | 16.1588 | 5.0575 | 0 | 0 | 0 | 0 | -91.2153 | -1.1008 | 9.8509 | 18.3508 | 0.39155 | 0.40913 | 0.40018 | 0.37917 | -35.7152 | -0.45038 | 3.9422 | 6.9581
5 | 20 | 1 | 376.4046 | 382.3453 | 390.2978 | 396.7946 | 0 | 0 | 0 | 0 | 259.2166 | 323.2272 | 298.5941 | 291.8219 | 0 | 0 | 0 | 0 | 190.6596 | 74.4438 | 77.8745 | 82.5111 | 0 | 0 | 0 | 0 | 0 | 8.5031 | 12.0462 | 8.24 | 0 | 0 | 0 | 0 | -73.4717 | -23.8288 | 1.7829 | 14.2216 | 0.39346 | 0.40712 | 0.39915 | 0.37525 | -28.9082 | -9.7012 | 0.71164 | 5.3367
5 | 20 | 2 | 362.0948 | 365.9369 | 371.5182 | 375.9327 | 0 | 0 | 0 | 0 | 262.3755 | 323.3941 | 312.5486 | 287.0447 | 0 | 0 | 0 | 0 | 166.516 | 57.7441 | 62.195 | 67.6856 | 0 | 0 | 0 | 0 | 0 | 9.1058 | 7.7038 | 0.29532 | 0 | 0 | 0 | 0 | -66.7967 | -24.3071 | -10.9291 | 20.9071 | 0.39324 | 0.40518 | 0.39871 | 0.37205 | -26.2672 | -9.8489 | -4.3575 | 7.7784
5 | 20 | 3 | 353.8276 | 355.8555 | 359.4161 | 362.0668 | 0 | 0 | 0 | 0 | 253.9803 | 286.5723 | 294.6476 | 283.2002 | 0 | 0 | 0 | 0 | 160.0559 | 57.5544 | 62.2198 | 67.8954 | 0 | 0 | 0 | 0 | 0 | 20.8358 | 10.2746 | 2.7093 | 0 | 0 | 0 | 0 | -60.2086 | -9.107 | -7.7259 | 8.2619 | 0.40479 | 0.40648 | 0.39859 | 0.37175 | -24.372 | -3.7018 | -3.0795 | 3.0714
5 | 20 | 4 | 352.6802 | 352.8582 | 354.3657 | 355.1892 | 0 | 0 | 0 | 0 | 262.9177 | 294.4715 | 283.2971 | 283.4556 | 0 | 0 | 0 | 0 | 154.504 | 60.1381 | 64.4359 | 69.7518 | 0 | 0 | 0 | 0 | 0 | 19.1164 | 10.0401 | 2.0666 | 0 | 0 | 0 | 0 | -64.7414 | -20.8678 | -3.4074 | -0.084727 | 0.39239 | 0.40724 | 0.39885 | 0.37249 | -25.4041 | -8.4982 | -1.359 | -0.03156
5 | 20 | 5 | 356.5671 | 355.2895 | 355.2052 | 354.6122 | 0 | 0 | 0 | 0 | 280.926 | 306.0441 | 297.6503 | 274.0532 | 0 | 0 | 0 | 0 | 124.3381 | 60.8556 | 61.7277 | 63.6919 | 0 | 0 | 0 | 0 | 0 | 23.9252 | 17.6514 | -4.1283 | 0 | 0 | 0 | 0 | -48.697 | -35.5354 | -21.8242 | 20.9954 | 0.39799 | 0.40903 | 0.40099 | 0.37782 | -19.3811 | -14.535 | -8.7513 | 7.9326
5 | 20 | 6 | 352.2533 | 348.4586 | 345.6271 | 342.6576 | 0 | 0 | 0 | 0 | 318.733 | 279.5646 | 267.6794 | 230.2775 | 0 | 0 | 0 | 0 | 148.1421 | 91.7035 | 92.7511 | 94.7265 | 0 | 0 | 0 | 0 | 0 | -4.0967 | -0.048327 | -4.0025 | 0 | 0 | 0 | 0 | -114.6218 | -18.7128 | -14.7551 | 21.656 | 0.39817 | 0.40695 | 0.39923 | 0.37497 | -45.6387 | -7.6152 | -5.8907 | 8.1203
5 | 20 | 7 | 371.9249 | 367.3226 | 363.8806 | 360.5903 | 0 | 0 | 0 | 0 | 290.3165 | 225.1404 | 232.911 | 209.1625 | 0 | 0 | 0 | 0 | 178.6643 | 153.0162 | 159.7145 | 166.6295 | 0 | 0 | 0 | 0 | 0 | -5.8294 | -1.0125 | -0.067602 | 0 | 0 | 0 | 0 | -97.056 | -5.0046 | -27.7325 | -15.1341 | 0.39621 | 0.33259 | 0.32125 | 0.38231 | -38.4543 | -1.6645 | -8.9089 | -5.786
5 | 20 | 8 | 396.1098 | 391.5958 | 388.7369 | 386.4031 | 0 | 0 | 0 | 0 | 273.9225 | 220.693 | 211.018 | 213.7858 | 0 | 0 | 0 | 0 | 251.9648 | 265.4875 | 287.6444 | 308.1867 | 0 | 0 | 0 | 0 | 0 | -7.1414 | -4.3551 | -0.77494 | 0 | 0 | 0 | 0 | -129.7776 | -87.4432 | -105.5705 | -134.7944 | 0.38794 | 0.32023 | 0.31429 | 0.32105 | -50.3453 | -28.0024 | -33.1793 | -43.2758
5 | 20 | 9 | 422.253 | 419.2974 | 418.638 | 418.6767 | 0 | 0 | 0 | 0 | 269.3138 | 209.1058 | 203.6412 | 211.285 | 0 | 0 | 0 | 0 | 344.2292 | 388.1087 | 425.6443 | 459.7222 | 0 | 0 | 0 | 0 | 0 | -22.5382 | -7.3083 | -8.2175 | 0 | 0 | 0 | 0 | -191.29 | -155.379 | -203.3392 | -244.113 | 0.39364 | 0.24286 | 0.23968 | 0 | -75.2995 | -37.7356 | -48.7354 | 0
5 | 20 | 10 | 437.4784 | 435.0006 | 434.8934 | 435.3618 | 0 | 0 | 0 | 0 | 264.0074 | 201.1699 | 210.0612 | 203.3356 | 0 | 0 | 0 | 0 | 387.6215 | 450.5721 | 497.4342 | 539.6523 | 0 | 0 | 0 | 0 | 0 | -26.9467 | -35.0954 | -25.2718 | 0 | 0 | 0 | 0 | -214.1505 | -189.7947 | -237.5066 | -282.3542 | 0.31441 | 0.24286 | 0.24286 | 0 | -67.3317 | -46.0938 | -57.6811 | 0
5 | 20 | 11 | 445.773 | 443.8564 | 444.1478 | 444.656 | 0 | 0 | 0 | 0 | 283.3605 | 202.235 | 197.5094 | 195.8549 | 0 | 0 | 0 | 0 | 434.9027 | 505.5233 | 558.153 | 605.4703 | 0 | 0 | 0 | 0 | 0 | -27.978 | -27.9795 | -27.2462 | 0 | 0 | 0 | 0 | -272.4902 | -235.924 | -283.5352 | -329.4229 | 0.31687 | 0.24286 | 0.24286 | 0 | -86.3435 | -57.2969 | -68.8597 | 0
5 | 20 | 12 | 451.7708 | 450.3526 | 451.0275 | 451.6403 | 0 | 0 | 0 | 0 | 261.3532 | 195.4759 | 192.3411 | 194.7813 | 0 | 0 | 0 | 0 | 476.853 | 537.1354 | 595.8445 | 648.98 | 0 | 0 | 0 | 0 | 0 | -22.996 | -27.9843 | -27.8496 | 0 | 0 | 0 | 0 | -286.4354 | -259.2628 | -309.1738 | -364.2714 | 0.30984 | 0.24286 | 0.24286 | 0 | -88.7484 | -62.9649 | -75.0863 | 0
5 | 20 | 13 | 457.1296 | 457.0808 | 459.2232 | 461.0518 | 0 | 0 | 0 | 0 | 252.21 | 202.5693 | 198.2957 | 194.0988 | 0 | 0 | 0 | 0 | 511.4898 | 523.9437 | 587.2237 | 645.0199 | 0 | 0 | 0 | 0 | 0 | -19.843 | -26.3618 | -25.3617 | 0 | 0 | 0 | 0 | -306.5702 | -249.5892 | -299.9344 | -352.7051 | 0.31489 | 0.24286 | 0.24286 | 0 | -96.5361 | -60.6156 | -72.8424 | 0
5 | 20 | 14 | 462.2655 | 463.3612 | 466.8164 | 469.8382 | 0 | 0 | 0 | 0 | 265.2853 | 204.6611 | 201.6726 | 198.8588 | 0 | 0 | 0 | 0 | 541.4324 | 512.848 | 571.9487 | 626.0063 | 0 | 0 | 0 | 0 | 0 | -13.6893 | -11.8431 | -14.769 | 0 | 0 | 0 | 0 | -344.4521 | -240.4586 | -294.9618 | -340.2579 | 0.31699 | 0.24286 | 0.24286 | 0 | -109.1871 | -58.3981 | -71.6347 | 0
5 | 20 | 15 | 458.9713 | 460.8275 | 465.0845 | 468.7909 | 0 | 0 | 0 | 0 | 301.7503 | 205.2053 | 204.2999 | 205.7158 | 0 | 0 | 0 | 0 | 530.5121 | 483.0424 | 535.7408 | 584.3144 | 0 | 0 | 0 | 0 | 0 | -5.8735 | -6.0858 | -6.0531 | 0 | 0 | 0 | 0 | -373.2911 | -221.5467 | -268.8704 | -315.1862 | 0.31618 | 0.24027 | 0.2402 | 0.19462 | -118.0269 | -53.2311 | -64.5818 | -61.3415
5 | 20 | 16 | 461.7251 | 465.8817 | 472.6991 | 478.6842 | 0 | 0 | 0 | 0 | 289.4825 | 210.4392 | 216.4037 | 225.0266 | 0 | 0 | 0 | 0 | 532.3825 | 468.7441 | 509.7023 | 547.7721 | 0 | 0 | 0 | 0 | 0 | -6.0553 | -1.3104 | -3.3169 | 0 | 0 | 0 | 0 | -360.1399 | -207.2463 | -252.0965 | -290.7976 | 0.32103 | 0.24715 | 0.22975 | 0.24005 | -115.614 | -51.2216 | -57.9189 | -69.8055
5 | 20 | 17 | 466.7521 | 473.2117 | 482.5597 | 490.7446 | 0 | 0 | 0 | 0 | 289.1018 | 215.8952 | 222.8683 | 214.6249 | 0 | 0 | 0 | 0 | 536.2909 | 416.9921 | 441.021 | 463.8727 | 0 | 0 | 0 | 0 | 0 | -1.1496 | -1.9372 | -2.4905 | 0 | 0 | 0 | 0 | -358.6406 | -158.526 | -179.3924 | -185.2626 | 0.39785 | 0.24634 | 0.32048 | 0.23372 | -142.6859 | -39.0517 | -57.4926 | -43.3003
5 | 20 | 18 | 470.3753 | 479.1852 | 491.1343 | 501.6106 | 0 | 0 | 0 | 0 | 318.3433 | 237.0354 | 218.5804 | 227.5741 | 0 | 0 | 0 | 0 | 495.5577 | 357.3252 | 361.0586 | 365.7104 | 0 | 0 | 0 | 0 | 0 | -4.0249 | -4.8937 | 1.3676 | 0 | 0 | 0 | 0 | -343.5257 | -111.1506 | -83.611 | -93.0415 | 0.40002 | 0.33194 | 0.39565 | 0.38633 | -137.4175 | -36.8957 | -33.0806 | -35.9446
5 | 20 | 19 | 474.6583 | 484.7023 | 497.9998 | 509.6271 | 0 | 0 | 0 | 0 | 357.4235 | 289.9244 | 271.8957 | 276.8428 | 0 | 0 | 0 | 0 | 411.2106 | 226.7987 | 223.3777 | 221.9892 | 0 | 0 | 0 | 0 | 0 | -4.8236 | 1.9083 | 15.7764 | 0 | 0 | 0 | 0 | -293.9758 | -27.1971 | 0.81807 | -4.9813 | 0.40291 | 0.40667 | 0.40013 | 0.39254 | -118.447 | -11.0604 | 0.32734 | -1.9553
5 | 20 | 20 | 505.6528 | 517.0649 | 531.9086 | 544.7693 | 0 | 0 | 0 | 0 | 363.4542 | 311.7537 | 303.0969 | 296.4825 | 0 | 0 | 0 | 0 | 379.4697 | 194.8449 | 192.081 | 191.3869 | 0 | 0 | 0 | 0 | 0 | 7.9202 | 1.7527 | 10.1514 | 0 | 0 | 0 | 0 | -237.2711 | 2.5461 | 34.978 | 46.7485 | 0.40427 | 0.42028 | 0.41111 | 0.39531 | -95.9223 | 1.0701 | 14.3799 | 18.48
5 | 20 | 21 | 492.7896 | 504.2429 | 518.9793 | 531.6384 | 0 | 0 | 0 | 0 | 360.9917 | 318.6336 | 311.5867 | 304.7371 | 0 | 0 | 0 | 0 | 351.2472 | 193.6775 | 191.3544 | 191.0488 | 0 | 0 | 0 | 0 | 0 | 5.7482 | 12.264 | 20.1055 | 0 | 0 | 0 | 0 | -219.4493 | -13.8163 | 3.7742 | 15.747 | 0.40188 | 0.40772 | 0.40034 | 0.39234 | -88.1924 | -5.6331 | 1.511 | 6.1781
5 | 20 | 22 | 452.7619 | 463.9933 | 478.288 | 490.5566 | 0 | 0 | 0 | 0 | 352.3913 | 315.1707 | 306.5493 | 311.4101 | 0 | 0 | 0 | 0 | 334.7209 | 194.2205 | 190.068 | 187.919 | 0 | 0 | 0 | 0 | 0 | 3.3406 | 7.574 | 6.6903 | 0 | 0 | 0 | 0 | -234.3504 | -48.7383 | -25.9034 | -15.4628 | 0.39659 | 0.40366 | 0.39544 | 0.38685 | -92.941 | -19.6735 | -10.2431 | -5.9818
5 | 20 | 23 | 409.5258 | 419.7492 | 432.7153 | 443.8021 | 0 | 0 | 0 | 0 | 295.9869 | 309.674 | 310.8168 | 321.7812 | 0 | 0 | 0 | 0 | 337.7729 | 205.9421 | 198.2608 | 192.6726 | 0 | 0 | 0 | 0 | 0 | 10.1075 | 7.0885 | 22.9244 | 0 | 0 | 0 | 0 | -224.2341 | -105.9744 | -83.4509 | -93.5761 | 0.39616 | 0.40557 | 0.39781 | 0.38169 | -88.8318 | -42.9798 | -33.1972 | -35.7172
5 | 20 | 24 | 384.366 | 392.3439 | 402.6663 | 411.3602 | 0 | 0 | 0 | 0 | 284.2274 | 305.831 | 305.1998 | 315.8046 | 0 | 0 | 0 | 0 | 351.2709 | 217.3578 | 210.6154 | 205.9086 | 0 | 0 | 0 | 0 | 0 | 15.2779 | 16.1588 | 5.0575 | 0 | 0 | 0 | 0 | -251.1323 | -146.1228 | -129.3077 | -115.4105 | 0.39155 | 0.40913 | 0.40018 | 0.37917 | -98.3304 | -59.7836 | -51.7469 | -43.7605
5 | 21 | 1 | 368.2832 | 373.9606 | 381.5897 | 387.8079 | 0 | 0 | 0 | 0 | 259.2166 | 323.2272 | 298.5941 | 291.8219 | 0 | 0 | 0 | 0 | 355.5792 | 226.8632 | 221.119 | 217.355 | 0 | 0 | 0 | 0 | 0 | 8.5031 | 12.0462 | 8.24 | 0 | 0 | 0 | 0 | -246.5126 | -184.6329 | -150.1697 | -129.609 | 0.39346 | 0.40712 | 0.39915 | 0.37525 | -96.9929 | -75.1679 | -59.9398 | -48.636
5 | 21 | 2 | 357.5829 | 361.2787 | 366.6804 | 370.9401 | 0 | 0 | 0 | 0 | 262.3755 | 323.3941 | 312.5486 | 287.0447 | 0 | 0 | 0 | 0 | 362.0519 | 226.5235 | 220.7877 | 217.083 | 0 | 0 | 0 | 0 | 0 | 9.1058 | 7.7038 | 0.29532 | 0 | 0 | 0 | 0 | -266.8445 | -197.7447 | -174.3597 | -133.483 | 0.39324 | 0.40518 | 0.39871 | 0.37205 | -104.934 | -80.123 | -69.5181 | -49.6618
5 | 21 | 3 | 353.5269 | 355.545 | 359.0935 | 361.734 | 0 | 0 | 0 | 0 | 253.9803 | 286.5723 | 294.6476 | 283.2002 | 0 | 0 | 0 | 0 | 362.5162 | 230.2957 | 223.9003 | 219.6094 | 0 | 0 | 0 | 0 | 0 | 20.8358 | 10.2746 | 2.7093 | 0 | 0 | 0 | 0 | -262.9697 | -182.1588 | -169.7289 | -143.785 | 0.40479 | 0.40648 | 0.39859 | 0.37175 | -106.4481 | -74.0437 | -67.6528 | -53.452
5 | 21 | 4 | 363.1725 | 363.6907 | 365.616 | 366.7996 | 0 | 0 | 0 | 0 | 262.9177 | 294.4715 | 283.2971 | 283.4556 | 0 | 0 | 0 | 0 | 374.2513 | 249.1756 | 240.5466 | 234.2549 | 0 | 0 | 0 | 0 | 0 | 19.1164 | 10.0401 | 2.0666 | 0 | 0 | 0 | 0 | -273.9965 | -199.0728 | -168.2677 | -152.9775 | 0.39239 | 0.40724 | 0.39885 | 0.37249 | -107.5142 | -81.0702 | -67.1128 | -56.9827
5 | 21 | 5 | 388.9109 | 388.6821 | 389.8857 | 390.4025 | 0 | 0 | 0 | 0 | 280.926 | 306.0441 | 297.6503 | 274.0532 | 0 | 0 | 0 | 0 | 366.5151 | 263.092 | 250.9674 | 241.3407 | 0 | 0 | 0 | 0 | 0 | 23.9252 | 17.6514 | -4.1283 | 0 | 0 | 0 | 0 | -258.5302 | -204.3792 | -176.3834 | -120.8631 | 0.39799 | 0.40903 | 0.40099 | 0.37782 | -102.8933 | -83.5967 | -70.7281 | -45.6651
5 | 21 | 6 | 426.4069 | 425.0169 | 425.1382 | 424.713 | 0 | 0 | 0 | 0 | 318.733 | 279.5646 | 267.6794 | 230.2775 | 0 | 0 | 0 | 0 | 412.4459 | 342.9364 | 328.5873 | 316.4961 | 0 | 0 | 0 | 0 | 0 | -4.0967 | -0.048327 | -4.0025 | 0 | 0 | 0 | 0 | -304.772 | -193.3874 | -171.0802 | -118.0582 | 0.39817 | 0.40695 | 0.39923 | 0.37497 | -121.3503 | -78.6991 | -68.3005 | -44.2681
5 | 21 | 7 | 470.3186 | 468.9071 | 469.3831 | 469.4689 | 0 | 0 | 0 | 0 | 290.3165 | 225.1404 | 232.911 | 209.1625 | 0 | 0 | 0 | 0 | 469.0716 | 439.0693 | 426.9747 | 416.5109 | 0 | 0 | 0 | 0 | 0 | -5.8294 | -1.0125 | -0.067602 | 0 | 0 | 0 | 0 | -289.0695 | -189.4732 | -189.49 | -156.1369 | 0.39621 | 0.33259 | 0.32125 | 0.38231 | -114.5316 | -63.0171 | -60.8729 | -59.6934
5 | 21 | 8 | 496.7683 | 495.5185 | 496.6678 | 497.7878 | 0 | 0 | 0 | 0 | 273.9225 | 220.693 | 211.018 | 213.7858 | 0 | 0 | 0 | 0 | 535.5203 | 532.2565 | 540.1127 | 547.5743 | 0 | 0 | 0 | 0 | 0 | -7.1414 | -4.3551 | -0.77494 | 0 | 0 | 0 | 0 | -312.6745 | -250.2895 | -250.1079 | -262.7974 | 0.38794 | 0.32023 | 0.31429 | 0.32105 | -121.2976 | -80.1515 | -78.6055 | -84.3712
5 | 21 | 9 | 517.4796 | 517.612 | 520.7446 | 524.0507 | 0 | 0 | 0 | 0 | 269.3138 | 209.1058 | 203.6412 | 211.285 | 0 | 0 | 0 | 0 | 583.7994 | 605.1946 | 631.8986 | 656.3877 | 0 | 0 | 0 | 0 | 0 | -22.5382 | -7.3083 | -8.2175 | 0 | 0 | 0 | 0 | -335.6336 | -274.1503 | -307.487 | -335.4045 | 0.39364 | 0.24286 | 0.23968 | 0 | -132.119 | -66.5805 | -73.697 | 0
5 | 21 | 10 | 533.6782 | 534.32 | 538.0434 | 541.8126 | 0 | 0 | 0 | 0 | 264.0074 | 201.1699 | 210.0612 | 203.3356 | 0 | 0 | 0 | 0 | 593.4719 | 647.8621 | 686.7203 | 722.0945 | 0 | 0 | 0 | 0 | 0 | -26.9467 | -35.0954 | -25.2718 | 0 | 0 | 0 | 0 | -323.8011 | -287.7653 | -323.6427 | -358.3457 | 0.31441 | 0.24286 | 0.24286 | 0 | -101.8073 | -69.8871 | -78.6002 | 0
5 | 21 | 11 | 539.0356 | 540.1433 | 544.1484 | 547.8567 | 0 | 0 | 0 | 0 | 283.3605 | 202.235 | 197.5094 | 195.8549 | 0 | 0 | 0 | 0 | 595.2172 | 662.3197 | 709.3695 | 752.1062 | 0 | 0 | 0 | 0 | 0 | -27.978 | -27.9795 | -27.2462 | 0 | 0 | 0 | 0 | -339.5421 | -296.4334 | -334.751 | -372.8581 | 0.31687 | 0.24286 | 0.24286 | 0 | -107.5901 | -71.9923 | -81.298 | 0
5 | 21 | 12 | 535.8328 | 537.1405 | 541.1628 | 544.6599 | 0 | 0 | 0 | 0 | 261.3532 | 195.4759 | 192.3411 | 194.7813 | 0 | 0 | 0 | 0 | 600.1746 | 656.432 | 708.4479 | 755.7032 | 0 | 0 | 0 | 0 | 0 | -22.996 | -27.9843 | -27.8496 | 0 | 0 | 0 | 0 | -325.695 | -291.7714 | -331.6419 | -377.975 | 0.30984 | 0.24286 | 0.24286 | 0 | -100.9125 | -70.86 | -80.5429 | 0
5 | 21 | 13 | 542.0409 | 544.7456 | 550.2691 | 555.0112 | 0 | 0 | 0 | 0 | 252.21 | 202.5693 | 198.2957 | 194.0988 | 0 | 0 | 0 | 0 | 608.6933 | 644.575 | 697.5389 | 745.6746 | 0 | 0 | 0 | 0 | 0 | -19.843 | -26.3618 | -25.3617 | 0 | 0 | 0 | 0 | -318.8624 | -282.5558 | -319.2036 | -359.4005 | 0.31489 | 0.24286 | 0.24286 | 0 | -100.4068 | -68.6219 | -77.5221 | 0
5 | 21 | 14 | 543.5673 | 547.2994 | 553.9921 | 559.8035 | 0 | 0 | 0 | 0 | 265.2853 | 204.6611 | 201.6726 | 198.8588 | 0 | 0 | 0 | 0 | 600.8305 | 636.4711 | 684.8184 | 728.7068 | 0 | 0 | 0 | 0 | 0 | -13.6893 | -11.8431 | -14.769 | 0 | 0 | 0 | 0 | -322.5485 | -280.1434 | -320.6557 | -352.9931 | 0.31699 | 0.24286 | 0.24286 | 0 | -102.2439 | -68.036 | -77.8748 | 0
5 | 21 | 15 | 541.9539 | 546.5011 | 554.0625 | 560.6162 | 0 | 0 | 0 | 0 | 301.7503 | 205.2053 | 204.2999 | 205.7158 | 0 | 0 | 0 | 0 | 587.9254 | 626.2765 | 667.1802 | 704.3082 | 0 | 0 | 0 | 0 | 0 | -5.8735 | -6.0858 | -6.0531 | 0 | 0 | 0 | 0 | -347.7218 | -279.1072 | -311.3317 | -343.3548 | 0.31618 | 0.24027 | 0.2402 | 0.19462 | -109.9424 | -67.0612 | -74.7808 | -66.8237
5 | 21 | 16 | 540.4083 | 547.1164 | 557.067 | 565.7518 | 0 | 0 | 0 | 0 | 289.4825 | 210.4392 | 216.4037 | 225.0266 | 0 | 0 | 0 | 0 | 573.4631 | 609.1947 | 635.949 | 660.2029 | 0 | 0 | 0 | 0 | 0 | -6.0553 | -1.3104 | -3.3169 | 0 | 0 | 0 | 0 | -322.5373 | -266.4622 | -293.9754 | -316.1608 | 0.32103 | 0.24715 | 0.22975 | 0.24005 | -103.5426 | -65.857 | -67.5406 | -75.8939
5 | 21 | 17 | 537.2785 | 546.0252 | 558.1815 | 568.7863 | 0 | 0 | 0 | 0 | 289.1018 | 215.8952 | 222.8683 | 214.6249 | 0 | 0 | 0 | 0 | 565.3388 | 555.0088 | 569.2781 | 582.6401 | 0 | 0 | 0 | 0 | 0 | -1.1496 | -1.9372 | -2.4905 | 0 | 0 | 0 | 0 | -317.1621 | -223.7292 | -232.0277 | -225.9882 | 0.39785 | 0.24634 | 0.32048 | 0.23372 | -126.1836 | -55.1141 | -74.3614 | -52.8189
5 | 21 | 18 | 535.116 | 546.0252 | 560.5524 | 573.2499 | 0 | 0 | 0 | 0 | 318.3433 | 237.0354 | 218.5804 | 227.5741 | 0 | 0 | 0 | 0 | 480.5561 | 425.5114 | 420.9853 | 417.6616 | 0 | 0 | 0 | 0 | 0 | -4.0249 | -4.8937 | 1.3676 | 0 | 0 | 0 | 0 | -263.7835 | -112.4966 | -74.1197 | -73.3534 | 0.40002 | 0.33194 | 0.39565 | 0.38633 | -105.5189 | -37.3425 | -29.3254 | -28.3385
5 | 21 | 19 | 539.0628 | 551.1953 | 567.0574 | 580.8945 | 0 | 0 | 0 | 0 | 357.4235 | 289.9244 | 271.8957 | 276.8428 | 0 | 0 | 0 | 0 | 387.9305 | 277.965 | 269.8141 | 263.8111 | 0 | 0 | 0 | 0 | 0 | -4.8236 | 1.9083 | 15.7764 | 0 | 0 | 0 | 0 | -206.2912 | -11.8705 | 23.4393 | 24.4642 | 0.40291 | 0.40667 | 0.40013 | 0.39254 | -83.1176 | -4.8274 | 9.3789 | 9.603
5 | 21 | 20 | 557.7957 | 570.8986 | 587.8186 | 602.4684 | 0 | 0 | 0 | 0 | 363.4542 | 311.7537 | 303.0969 | 296.4825 | 0 | 0 | 0 | 0 | 345.0731 | 237.8894 | 222.8341 | 210.4251 | 0 | 0 | 0 | 0 | 0 | 7.9202 | 1.7527 | 10.1514 | 0 | 0 | 0 | 0 | -150.7317 | 13.3353 | 60.1349 | 85.4094 | 0.40427 | 0.42028 | 0.41111 | 0.39531 | -60.9367 | 5.6046 | 24.7223 | 33.763
5 | 21 | 21 | 533.2547 | 546.0203 | 562.368 | 576.4155 | 0 | 0 | 0 | 0 | 360.9917 | 318.6336 | 311.5867 | 304.7371 | 0 | 0 | 0 | 0 | 352.9019 | 240.3713 | 223.4119 | 209.2188 | 0 | 0 | 0 | 0 | 0 | 5.7482 | 12.264 | 20.1055 | 0 | 0 | 0 | 0 | -180.6389 | -18.7328 | 15.1054 | 42.3541 | 0.40188 | 0.40772 | 0.40034 | 0.39234 | -72.5952 | -7.6377 | 6.0473 | 16.617
5 | 21 | 22 | 483.9909 | 496.2351 | 511.7733 | 525.1134 | 0 | 0 | 0 | 0 | 352.3913 | 315.1707 | 306.5493 | 311.4101 | 0 | 0 | 0 | 0 | 404.7603 | 244.232 | 236.9227 | 232.0266 | 0 | 0 | 0 | 0 | 0 | 3.3406 | 7.574 | 6.6903 | 0 | 0 | 0 | 0 | -273.1607 | -66.5081 | -39.2727 | -25.0136 | 0.39659 | 0.40366 | 0.39544 | 0.38685 | -108.3327 | -26.8464 | -15.5299 | -9.6765
5 | 21 | 23 | 440.3302 | 451.5526 | 465.7453 | 477.8891 | 0 | 0 | 0 | 0 | 295.9869 | 309.674 | 310.8168 | 321.7812 | 0 | 0 | 0 | 0 | 398.2116 | 245.8584 | 239.6126 | 235.7293 | 0 | 0 | 0 | 0 | 0 | 10.1075 | 7.0885 | 22.9244 | 0 | 0 | 0 | 0 | -253.8683 | -114.0872 | -91.7727 | -102.5458 | 0.39616 | 0.40557 | 0.39781 | 0.38169 | -100.5716 | -46.2702 | -36.5076 | -39.1408
5 | 21 | 24 | 404.572 | 413.2052 | 424.3321 | 433.7194 | 0 | 0 | 0 | 0 | 284.2274 | 305.831 | 305.1998 | 315.8046 | 0 | 0 | 0 | 0 | 378.3486 | 247.3803 | 242.0532 | 239.0308 | 0 | 0 | 0 | 0 | 0 | 15.2779 | 16.1588 | 5.0575 | 0 | 0 | 0 | 0 | -258.0041 | -155.2839 | -139.0797 | -126.1736 | 0.39155 | 0.40913 | 0.40018 | 0.37917 | -101.021 | -63.5318 | -55.6575 | -47.8416
5 | 22 | 1 | 383.4466 | 389.6157 | 397.8486 | 404.587 | 0 | 0 | 0 | 0 | 259.2166 | 323.2272 | 298.5941 | 291.8219 | 0 | 0 | 0 | 0 | 359.1955 | 235.9665 | 233.4887 | 233.2104 | 0 | 0 | 0 | 0 | 0 | 8.5031 | 12.0462 | 8.24 | 0 | 0 | 0 | 0 | -234.9656 | -178.0811 | -146.2805 | -128.6853 | 0.39346 | 0.40712 | 0.39915 | 0.37525 | -92.4496 | -72.5005 | -58.3874 | -48.2894
5 | 22 | 2 | 372.6578 | 376.8424 | 382.8445 | 387.6213 | 0 | 0 | 0 | 0 | 262.3755 | 323.3941 | 312.5486 | 287.0447 | 0 | 0 | 0 | 0 | 313.3754 | 221.4495 | 216.9996 | 214.7754 | 0 | 0 | 0 | 0 | 0 | 9.1058 | 7.7038 | 0.29532 | 0 | 0 | 0 | 0 | -203.0931 | -177.107 | -154.4076 | -114.4941 | 0.39324 | 0.40518 | 0.39871 | 0.37205 | -79.8644 | -71.7609 | -61.5631 | -42.5971
5 | 22 | 3 | 368.0532 | 370.5424 | 374.6694 | 377.8083 | 0 | 0 | 0 | 0 | 253.9803 | 286.5723 | 294.6476 | 283.2002 | 0 | 0 | 0 | 0 | 272.4324 | 203.9682 | 195.064 | 188.5058 | 0 | 0 | 0 | 0 | 0 | 20.8358 | 10.2746 | 2.7093 | 0 | 0 | 0 | 0 | -158.3595 | -140.8339 | -125.3167 | -96.607 | 0.40479 | 0.40648 | 0.39859 | 0.37175 | -64.1027 | -57.246 | -49.9504 | -35.9136
5 | 22 | 4 | 374.7618 | 375.6558 | 378.0426 | 379.6238 | 0 | 0 | 0 | 0 | 262.9177 | 294.4715 | 283.2971 | 283.4556 | 0 | 0 | 0 | 0 | 256.7888 | 193.0037 | 183.2006 | 175.739 | 0 | 0 | 0 | 0 | 0 | 19.1164 | 10.0401 | 2.0666 | 0 | 0 | 0 | 0 | -144.9447 | -130.9358 | -98.4952 | -81.6374 | 0.39239 | 0.40724 | 0.39885 | 0.37249 | -56.8752 | -53.3222 | -39.2844 | -30.4092
5 | 22 | 5 | 399.7039 | 399.8252 | 401.4586 | 402.3456 | 0 | 0 | 0 | 0 | 280.926 | 306.0441 | 297.6503 | 274.0532 | 0 | 0 | 0 | 0 | 241.1553 | 189.3649 | 177.4192 | 167.8568 | 0 | 0 | 0 | 0 | 0 | 23.9252 | 17.6514 | -4.1283 | 0 | 0 | 0 | 0 | -122.3773 | -119.5091 | -91.2622 | -35.4361 | 0.39799 | 0.40903 | 0.40099 | 0.37782 | -48.7054 | -48.8825 | -36.5953 | -13.3886
5 | 22 | 6 | 432.865 | 431.6844 | 432.0629 | 431.8593 | 0 | 0 | 0 | 0 | 318.733 | 279.5646 | 267.6794 | 230.2775 | 0 | 0 | 0 | 0 | 261.7899 | 250.0434 | 234.0226 | 220.1713 | 0 | 0 | 0 | 0 | 0 | -4.0967 | -0.048327 | -4.0025 | 0 | 0 | 0 | 0 | -147.6579 | -93.8269 | -69.5908 | -14.5871 | 0.39817 | 0.40695 | 0.39923 | 0.37497 | -58.7926 | -38.1829 | -27.7828 | -5.4697
5 | 22 | 7 | 475.609 | 474.369 | 475.0557 | 475.323 | 0 | 0 | 0 | 0 | 290.3165 | 225.1404 | 232.911 | 209.1625 | 0 | 0 | 0 | 0 | 276.4085 | 322.5649 | 307.8344 | 294.6759 | 0 | 0 | 0 | 0 | 0 | -5.8294 | -1.0125 | -0.067602 | 0 | 0 | 0 | 0 | -91.116 | -67.5069 | -64.6772 | -28.4478 | 0.39621 | 0.33259 | 0.32125 | 0.38231 | -36.1009 | -22.4522 | -20.7773 | -10.876
5 | 22 | 8 | 501.6694 | 500.5786 | 501.923 | 503.2112 | 0 | 0 | 0 | 0 | 273.9225 | 220.693 | 211.018 | 213.7858 | 0 | 0 | 0 | 0 | 313.7071 | 425.8741 | 428.0295 | 429.7775 | 0 | 0 | 0 | 0 | 0 | -7.1414 | -4.3551 | -0.77494 | 0 | 0 | 0 | 0 | -85.9603 | -138.8471 | -132.7694 | -139.5772 | 0.38794 | 0.32023 | 0.31429 | 0.32105 | -33.347 | -44.4637 | -41.7276 | -44.8113
5 | 22 | 9 | 520.6645 | 520.9001 | 524.1595 | 527.5749 | 0 | 0 | 0 | 0 | 269.3138 | 209.1058 | 203.6412 | 211.285 | 0 | 0 | 0 | 0 | 346.1264 | 489.0384 | 509.5162 | 527.7652 | 0 | 0 | 0 | 0 | 0 | -22.5382 | -7.3083 | -8.2175 | 0 | 0 | 0 | 0 | -94.7757 | -154.706 | -181.6897 | -203.2579 | 0.39364 | 0.24286 | 0.23968 | 0 | -37.3075 | -37.5721 | -43.5465 | 0
5 | 22 | 10 | 540.561 | 541.4259 | 545.4234 | 549.4288 | 0 | 0 | 0 | 0 | 264.0074 | 201.1699 | 210.0612 | 203.3356 | 0 | 0 | 0 | 0 | 377.0239 | 550.1938 | 583.4653 | 613.1568 | 0 | 0 | 0 | 0 | 0 | -26.9467 | -35.0954 | -25.2718 | 0 | 0 | 0 | 0 | -100.4703 | -182.991 | -213.0076 | -241.7918 | 0.31441 | 0.24286 | 0.24286 | 0 | -31.5892 | -44.4415 | -51.7313 | 0
5 | 22 | 11 | 546.2546 | 547.5964 | 551.889 | 555.8449 | 0 | 0 | 0 | 0 | 283.3605 | 202.235 | 197.5094 | 195.8549 | 0 | 0 | 0 | 0 | 392.0805 | 582.2149 | 623.5841 | 660.535 | 0 | 0 | 0 | 0 | 0 | -27.978 | -27.9795 | -27.2462 | 0 | 0 | 0 | 0 | -129.1864 | -208.8756 | -241.225 | -273.2987 | 0.31687 | 0.24286 | 0.24286 | 0 | -40.9351 | -50.7278 | -58.5842 | 0
5 | 22 | 12 | 546.8028 | 548.4662 | 552.9254 | 556.7989 | 0 | 0 | 0 | 0 | 261.3532 | 195.4759 | 192.3411 | 194.7813 | 0 | 0 | 0 | 0 | 391.227 | 579.6372 | 625.6206 | 666.8188 | 0 | 0 | 0 | 0 | 0 | -22.996 | -27.9843 | -27.8496 | 0 | 0 | 0 | 0 | -105.7775 | -203.6508 | -237.0521 | -276.9516 | 0.30984 | 0.24286 | 0.24286 | 0 | -32.7738 | -49.4589 | -57.5707 | 0
5 | 22 | 13 | 554.4971 | 557.6057 | 563.6253 | 568.7948 | 0 | 0 | 0 | 0 | 252.21 | 202.5693 | 198.2957 | 194.0988 | 0 | 0 | 0 | 0 | 399.6472 | 582.5648 | 630.3763 | 673.33 | 0 | 0 | 0 | 0 | 0 | -19.843 | -26.3618 | -25.3617 | 0 | 0 | 0 | 0 | -97.3601 | -207.6854 | -238.6848 | -273.2723 | 0.31489 | 0.24286 | 0.24286 | 0 | -30.6578 | -50.4388 | -57.9673 | 0
5 | 22 | 14 | 557.2444 | 561.4201 | 568.6574 | 574.9381 | 0 | 0 | 0 | 0 | 265.2853 | 204.6611 | 201.6726 | 198.8588 | 0 | 0 | 0 | 0 | 437.3396 | 601.6577 | 650.0265 | 693.6519 | 0 | 0 | 0 | 0 | 0 | -13.6893 | -11.8431 | -14.769 | 0 | 0 | 0 | 0 | -145.3805 | -231.2094 | -271.1986 | -302.8036 | 0.31699 | 0.24286 | 0.24286 | 0 | -46.0839 | -56.1519 | -65.8636 | 0
5 | 22 | 15 | 556.8165 | 561.8457 | 569.9989 | 577.0625 | 0 | 0 | 0 | 0 | 301.7503 | 205.2053 | 204.2999 | 205.7158 | 0 | 0 | 0 | 0 | 445.0271 | 567.736 | 612.9138 | 654.0263 | 0 | 0 | 0 | 0 | 0 | -5.8735 | -6.0858 | -6.0531 | 0 | 0 | 0 | 0 | -189.9609 | -205.2221 | -241.129 | -276.6265 | 0.31618 | 0.24027 | 0.2402 | 0.19462 | -60.0617 | -49.3088 | -57.9184 | -53.837
5 | 22 | 16 | 559.3581 | 566.6807 | 577.3858 | 586.7209 | 0 | 0 | 0 | 0 | 289.4825 | 210.4392 | 216.4037 | 225.0266 | 0 | 0 | 0 | 0 | 437.6664 | 540.3328 | 574.2723 | 605.3116 | 0 | 0 | 0 | 0 | 0 | -6.0553 | -1.3104 | -3.3169 | 0 | 0 | 0 | 0 | -167.7908 | -178.036 | -211.9798 | -240.3005 | 0.32103 | 0.24715 | 0.22975 | 0.24005 | -53.8651 | -44.0022 | -48.7022 | -57.6838
5 | 22 | 17 | 547.8416 | 556.9308 | 569.5078 | 580.4749 | 0 | 0 | 0 | 0 | 289.1018 | 215.8952 | 222.8683 | 214.6249 | 0 | 0 | 0 | 0 | 397.5369 | 476.6525 | 493.5102 | 509.2846 | 0 | 0 | 0 | 0 | 0 | -1.1496 | -1.9372 | -2.4905 | 0 | 0 | 0 | 0 | -138.7971 | -134.4673 | -144.9335 | -140.9441 | 0.39785 | 0.24634 | 0.32048 | 0.23372 | -55.2207 | -33.1251 | -46.449 | -32.942
5 | 22 | 18 | 537.8408 | 548.8384 | 563.474 | 576.2651 | 0 | 0 | 0 | 0 | 318.3433 | 237.0354 | 218.5804 | 227.5741 | 0 | 0 | 0 | 0 | 351.0907 | 368.1284 | 367.2922 | 367.4778 | 0 | 0 | 0 | 0 | 0 | -4.0249 | -4.8937 | 1.3676 | 0 | 0 | 0 | 0 | -131.5932 | -52.3005 | -17.5049 | -20.1543 | 0.40002 | 0.33194 | 0.39565 | 0.38633 | -52.6401 | -17.3608 | -6.9258 | -7.7862
5 | 22 | 19 | 540.956 | 553.1499 | 569.0874 | 582.9895 | 0 | 0 | 0 | 0 | 357.4235 | 289.9244 | 271.8957 | 276.8428 | 0 | 0 | 0 | 0 | 305.0886 | 241.9702 | 236.0244 | 232.1698 | 0 | 0 | 0 | 0 | 0 | -4.8236 | 1.9083 | 15.7764 | 0 | 0 | 0 | 0 | -121.5561 | 26.079 | 59.2589 | 58.2004 | 0.40291 | 0.40667 | 0.40013 | 0.39254 | -48.9767 | 10.6057 | 23.7115 | 22.8457
5 | 22 | 20 | 556.5217 | 569.5834 | 586.4527 | 601.0588 | 0 | 0 | 0 | 0 | 363.4542 | 311.7537 | 303.0969 | 296.4825 | 0 | 0 | 0 | 0 | 300.1513 | 204.8188 | 197.943 | 193.4299 | 0 | 0 | 0 | 0 | 0 | 7.9202 | 1.7527 | 10.1514 | 0 | 0 | 0 | 0 | -107.0838 | 45.0907 | 83.66 | 100.995 | 0.40427 | 0.42028 | 0.41111 | 0.39531 | -43.2911 | 18.9508 | 34.3938 | 39.9241
5 | 22 | 21 | 543.8531 | 556.9624 | 573.7321 | 588.1433 | 0 | 0 | 0 | 0 | 360.9917 | 318.6336 | 311.5867 | 304.7371 | 0 | 0 | 0 | 0 | 273.9278 | 192.0873 | 185.5878 | 181.3881 | 0 | 0 | 0 | 0 | 0 | 5.7482 | 12.264 | 20.1055 | 0 | 0 | 0 | 0 | -91.0664 | 40.4933 | 64.2936 | 81.9126 | 0.40188 | 0.40772 | 0.40034 | 0.39234 | -36.5978 | 16.5098 | 25.7392 | 32.1372
5 | 22 | 22 | 494.5363 | 507.1225 | 523.0805 | 536.7825 | 0 | 0 | 0 | 0 | 352.3913 | 315.1707 | 306.5493 | 311.4101 | 0 | 0 | 0 | 0 | 257.259 | 186.1114 | 176.533 | 169.3519 | 0 | 0 | 0 | 0 | 0 | 3.3406 | 7.574 | 6.6903 | 0 | 0 | 0 | 0 | -115.114 | 2.4998 | 32.4242 | 49.3302 | 0.39659 | 0.40366 | 0.39544 | 0.38685 | -45.653 | 1.0091 | 12.8217 | 19.0833
5 | 22 | 23 | 443.1081 | 454.4206 | 468.7239 | 480.963 | 0 | 0 | 0 | 0 | 295.9869 | 309.674 | 310.8168 | 321.7812 | 0 | 0 | 0 | 0 | 274.3678 | 190.8952 | 181.7983 | 175.0853 | 0 | 0 | 0 | 0 | 0 | 10.1075 | 7.0885 | 22.9244 | 0 | 0 | 0 | 0 | -127.2467 | -56.2561 | -30.9798 | -38.8279 | 0.39616 | 0.40557 | 0.39781 | 0.38169 | -50.4096 | -22.8157 | -12.3239 | -14.8203
5 | 22 | 24 | 409.0131 | 417.7903 | 429.0941 | 438.6337 | 0 | 0 | 0 | 0 | 284.2274 | 305.831 | 305.1998 | 315.8046 | 0 | 0 | 0 | 0 | 282.8595 | 185.8184 | 181.3568 | 179.1194 | 0 | 0 | 0 | 0 | 0 | 15.2779 | 16.1588 | 5.0575 | 0 | 0 | 0 | 0 | -158.0738 | -89.1369 | -73.6213 | -61.3478 | 0.39155 | 0.40913 | 0.40018 | 0.37917 | -61.8935 | -36.4689 | -29.4621 | -23.2614
5 | 23 | 1 | 388.2769 | 394.6026 | 403.0279 | 409.9321 | 0 | 0 | 0 | 0 | 259.2166 | 323.2272 | 298.5941 | 291.8219 | 0 | 0 | 0 | 0 | 243.7171 | 175.6191 | 170.3535 | 167.2835 | 0 | 0 | 0 | 0 | 0 | 8.5031 | 12.0462 | 8.24 | 0 | 0 | 0 | 0 | -114.6568 | -112.7467 | -77.966 | -57.4133 | 0.39346 | 0.40712 | 0.39915 | 0.37525 | -45.1129 | -45.9016 | -31.1199 | -21.5444
5 | 23 | 2 | 377.1343 | 381.4641 | 387.6443 | 392.5748 | 0 | 0 | 0 | 0 | 262.3755 | 323.3941 | 312.5486 | 287.0447 | 0 | 0 | 0 | 0 | 205.1991 | 165.1695 | 157.2718 | 151.6312 | 0 | 0 | 0 | 0 | 0 | 9.1058 | 7.7038 | 0.29532 | 0 | 0 | 0 | 0 | -90.4403 | -116.2053 | -89.8799 | -46.3964 | 0.39324 | 0.40518 | 0.39871 | 0.37205 | -35.5648 | -47.0845 | -35.8356 | -17.2616
5 | 23 | 3 | 372.8659 | 375.5111 | 379.8298 | 383.1338 | 0 | 0 | 0 | 0 | 253.9803 | 286.5723 | 294.6476 | 283.2002 | 0 | 0 | 0 | 0 | 174.8691 | 158.8099 | 148.686 | 140.8787 | 0 | 0 | 0 | 0 | 0 | 20.8358 | 10.2746 | 2.7093 | 0 | 0 | 0 | 0 | -55.9835 | -90.7069 | -73.7783 | -43.6545 | 0.40479 | 0.40648 | 0.39859 | 0.37175 | -22.6617 | -36.8704 | -29.4075 | -16.2285
5 | 23 | 4 | 379.1321 | 380.1678 | 382.7286 | 384.4598 | 0 | 0 | 0 | 0 | 262.9177 | 294.4715 | 283.2971 | 283.4556 | 0 | 0 | 0 | 0 | 163.3971 | 143.4358 | 133.9575 | 126.7403 | 0 | 0 | 0 | 0 | 0 | 19.1164 | 10.0401 | 2.0666 | 0 | 0 | 0 | 0 | -47.1828 | -76.8559 | -44.566 | -27.8028 | 0.39239 | 0.40724 | 0.39885 | 0.37249 | -18.5142 | -31.2987 | -17.775 | -10.3563
5 | 23 | 5 | 403.685 | 403.9353 | 405.7272 | 406.7509 | 0 | 0 | 0 | 0 | 280.926 | 306.0441 | 297.6503 | 274.0532 | 0 | 0 | 0 | 0 | 186.9091 | 140.8807 | 134.3934 | 130.0789 | 0 | 0 | 0 | 0 | 0 | 23.9252 | 17.6514 | -4.1283 | 0 | 0 | 0 | 0 | -64.15 | -66.9147 | -43.9678 | 6.7472 | 0.39799 | 0.40903 | 0.40099 | 0.37782 | -25.5313 | -27.37 | -17.6307 | 2.5492
5 | 23 | 6 | 436.5453 | 435.484 | 436.009 | 435.9317 | 0 | 0 | 0 | 0 | 318.733 | 279.5646 | 267.6794 | 230.2775 | 0 | 0 | 0 | 0 | 249.2051 | 208.8575 | 201.9706 | 197.0033 | 0 | 0 | 0 | 0 | 0 | -4.0967 | -0.048327 | -4.0025 | 0 | 0 | 0 | 0 | -131.3928 | -48.8414 | -33.5927 | 12.6533 | 0.39817 | 0.40695 | 0.39923 | 0.37497 | -52.3164 | -19.876 | -13.4112 | 4.7446
5 | 23 | 7 | 482.9872 | 481.9865 | 482.9669 | 483.4874 | 0 | 0 | 0 | 0 | 290.3165 | 225.1404 | 232.911 | 209.1625 | 0 | 0 | 0 | 0 | 326.2287 | 294.5812 | 296.3757 | 299.1533 | 0 | 0 | 0 | 0 | 0 | -5.8294 | -1.0125 | -0.067602 | 0 | 0 | 0 | 0 | -133.5581 | -31.9058 | -45.3073 | -24.7608 | 0.39621 | 0.33259 | 0.32125 | 0.38231 | -52.9168 | -10.6116 | -14.5548 | -9.4664
5 | 23 | 8 | 508.2691 | 507.3923 | 508.9995 | 510.5141 | 0 | 0 | 0 | 0 | 273.9225 | 220.693 | 211.018 | 213.7858 | 0 | 0 | 0 | 0 | 393.547 | 384.9724 | 409.4545 | 432.6758 | 0 | 0 | 0 | 0 | 0 | -7.1414 | -4.3551 | -0.77494 | 0 | 0 | 0 | 0 | -159.2005 | -91.1317 | -107.1179 | -135.1726 | 0.38794 | 0.32023 | 0.31429 | 0.32105 | -61.7595 | -29.1835 | -33.6657 | -43.3972
5 | 23 | 9 | 527.6534 | 528.1157 | 531.6534 | 535.3086 | 0 | 0 | 0 | 0 | 269.3138 | 209.1058 | 203.6412 | 211.285 | 0 | 0 | 0 | 0 | 440.3086 | 454.07 | 496.5715 | 535.9508 | 0 | 0 | 0 | 0 | 0 | -22.5382 | -7.3083 | -8.2175 | 0 | 0 | 0 | 0 | -181.9689 | -112.522 | -161.251 | -203.7097 | 0.39364 | 0.24286 | 0.23968 | 0 | -71.6303 | -27.3273 | -38.6479 | 0
5 | 23 | 10 | 544.9313 | 545.938 | 550.1095 | 554.2648 | 0 | 0 | 0 | 0 | 264.0074 | 201.1699 | 210.0612 | 203.3356 | 0 | 0 | 0 | 0 | 458.9325 | 504.3012 | 558.3745 | 607.9546 | 0 | 0 | 0 | 0 | 0 | -26.9467 | -35.0954 | -25.2718 | 0 | 0 | 0 | 0 | -178.0086 | -132.5864 | -183.2308 | -231.7535 | 0.31441 | 0.24286 | 0.24286 | 0 | -55.9683 | -32.2001 | -44.4996 | 0
5 | 23 | 11 | 557.1007 | 558.7943 | 563.5187 | 567.8468 | 0 | 0 | 0 | 0 | 283.3605 | 202.235 | 197.5094 | 195.8549 | 0 | 0 | 0 | 0 | 426.5194 | 524.0048 | 582.2197 | 635.1494 | 0 | 0 | 0 | 0 | 0 | -27.978 | -27.9795 | -27.2462 | 0 | 0 | 0 | 0 | -152.7792 | -139.4676 | -188.2309 | -235.9112 | 0.31687 | 0.24286 | 0.24286 | 0 | -48.4109 | -33.8713 | -45.714 | 0
5 | 23 | 12 | 561.17 | 563.2993 | 568.3306 | 572.697 | 0 | 0 | 0 | 0 | 261.3532 | 195.4759 | 192.3411 | 194.7813 | 0 | 0 | 0 | 0 | 397.1429 | 534.8764 | 596.2827 | 651.9054 | 0 | 0 | 0 | 0 | 0 | -22.996 | -27.9843 | -27.8496 | 0 | 0 | 0 | 0 | -97.3262 | -144.057 | -192.309 | -246.14 | 0.30984 | 0.24286 | 0.24286 | 0 | -30.1553 | -34.9859 | -46.7044 | 0
5 | 23 | 13 | 571.076 | 574.7222 | 581.402 | 587.1402 | 0 | 0 | 0 | 0 | 252.21 | 202.5693 | 198.2957 | 194.0988 | 0 | 0 | 0 | 0 | 372.0412 | 540.4776 | 598.9576 | 651.6562 | 0 | 0 | 0 | 0 | 0 | -19.843 | -26.3618 | -25.3617 | 0 | 0 | 0 | 0 | -53.1753 | -148.4818 | -189.4895 | -233.253 | 0.31489 | 0.24286 | 0.24286 | 0 | -16.7444 | -36.0605 | -46.0196 | 0
5 | 23 | 14 | 576.9904 | 581.8064 | 589.83 | 596.7882 | 0 | 0 | 0 | 0 | 265.2853 | 204.6611 | 201.6726 | 198.8588 | 0 | 0 | 0 | 0 | 356.322 | 538.0247 | 592.7209 | 641.8514 | 0 | 0 | 0 | 0 | 0 | -13.6893 | -11.8431 | -14.769 | 0 | 0 | 0 | 0 | -44.6169 | -147.1901 | -192.7204 | -229.153 | 0.31699 | 0.24286 | 0.24286 | 0 | -14.143 | -35.7468 | -46.8043 | 0
5 | 23 | 15 | 579.9066 | 585.6845 | 594.7572 | 602.613 | 0 | 0 | 0 | 0 | 301.7503 | 205.2053 | 204.2999 | 205.7158 | 0 | 0 | 0 | 0 | 329.896 | 524.0117 | 569.3766 | 610.0045 | 0 | 0 | 0 | 0 | 0 | -5.8735 | -6.0858 | -6.0531 | 0 | 0 | 0 | 0 | -51.7398 | -137.659 | -172.8335 | -207.0542 | 0.31618 | 0.24027 | 0.2402 | 0.19462 | -16.359 | -33.0754 | -41.514 | -40.2969
5 | 23 | 16 | 579.2633 | 587.2314 | 598.7292 | 608.7472 | 0 | 0 | 0 | 0 | 289.4825 | 210.4392 | 216.4037 | 225.0266 | 0 | 0 | 0 | 0 | 292.5376 | 490.5627 | 522.9797 | 551.8667 | 0 | 0 | 0 | 0 | 0 | -6.0553 | -1.3104 | -3.3169 | 0 | 0 | 0 | 0 | -2.7568 | -107.7151 | -139.3438 | -164.8292 | 0.32103 | 0.24715 | 0.22975 | 0.24005 | -0.88501 | -26.6222 | -32.0141 | -39.567
5 | 23 | 17 | 572.9841 | 582.8886 | 596.4668 | 608.2966 | 0 | 0 | 0 | 0 | 289.1018 | 215.8952 | 222.8683 | 214.6249 | 0 | 0 | 0 | 0 | 241.7944 | 419.9699 | 433.9093 | 446.1333 | 0 | 0 | 0 | 0 | 0 | -1.1496 | -1.9372 | -2.4905 | 0 | 0 | 0 | 0 | 42.0879 | -51.8269 | -58.3737 | -49.9711 | 0.39785 | 0.24634 | 0.32048 | 0.23372 | 16.7448 | -12.7672 | -18.7079 | -11.6794
5 | 23 | 18 | 554.2073 | 565.7357 | 581.023 | 594.3756 | 0 | 0 | 0 | 0 | 318.3433 | 237.0354 | 218.5804 | 227.5741 | 0 | 0 | 0 | 0 | 180.5544 | 314.0398 | 311.148 | 308.3839 | 0 | 0 | 0 | 0 | 0 | -4.0249 | -4.8937 | 1.3676 | 0 | 0 | 0 | 0 | 55.3096 | 18.6854 | 56.1883 | 57.05 | 0.40002 | 0.33194 | 0.39565 | 0.38633 | 22.125 | 6.2025 | 22.2308 | 22.0401
5 | 23 | 19 | 552.793 | 565.3707 | 581.7796 | 596.0878 | 0 | 0 | 0 | 0 | 357.4235 | 289.9244 | 271.8957 | 276.8428 | 0 | 0 | 0 | 0 | 104.5174 | 169.7078 | 161.1812 | 153.8605 | 0 | 0 | 0 | 0 | 0 | -4.8236 | 1.9083 | 15.7764 | 0 | 0 | 0 | 0 | 90.8521 | 110.5622 | 146.7944 | 149.608 | 0.40291 | 0.40667 | 0.40013 | 0.39254 | 36.6056 | 44.9628 | 58.7375 | 58.7264
5 | 23 | 20 | 569.0134 | 582.4801 | 599.8468 | 614.8815 | 0 | 0 | 0 | 0 | 363.4542 | 311.7537 | 303.0969 | 296.4825 | 0 | 0 | 0 | 0 | 72.6554 | 96.6434 | 90.0459 | 84.7407 | 0 | 0 | 0 | 0 | 0 | 7.9202 | 1.7527 | 10.1514 | 0 | 0 | 0 | 0 | 132.9038 | 166.1628 | 204.9513 | 223.5069 | 0.40427 | 0.42028 | 0.41111 | 0.39531 | 53.7294 | 69.8351 | 84.2583 | 88.3541
5 | 23 | 21 | 548.5065 | 561.7667 | 578.7217 | 593.2925 | 0 | 0 | 0 | 0 | 360.9917 | 318.6336 | 311.5867 | 304.7371 | 0 | 0 | 0 | 0 | 62.348 | 81.1067 | 75.6842 | 71.4922 | 0 | 0 | 0 | 0 | 0 | 5.7482 | 12.264 | 20.1055 | 0 | 0 | 0 | 0 | 125.1669 | 156.2782 | 179.1868 | 196.9577 | 0.40188 | 0.40772 | 0.40034 | 0.39234 | 50.3021 | 63.7171 | 71.7354 | 77.2735
5 | 23 | 22 | 493.7047 | 506.2639 | 522.1888 | 535.8623 | 0 | 0 | 0 | 0 | 352.3913 | 315.1707 | 306.5493 | 311.4101 | 0 | 0 | 0 | 0 | 69.7102 | 75.8186 | 68.892 | 63.2887 | 0 | 0 | 0 | 0 | 0 | 3.3406 | 7.574 | 6.6903 | 0 | 0 | 0 | 0 | 71.6031 | 111.9341 | 139.1736 | 154.4732 | 0.39659 | 0.40366 | 0.39544 | 0.38685 | 28.3971 | 45.1829 | 55.0343 | 59.7577
5 | 23 | 23 | 450.4509 | 462.0015 | 476.5972 | 489.0883 | 0 | 0 | 0 | 0 | 295.9869 | 309.674 | 310.8168 | 321.7812 | 0 | 0 | 0 | 0 | 84.6501 | 76.0007 | 67.2702 | 59.9415 | 0 | 0 | 0 | 0 | 0 | 10.1075 | 7.0885 | 22.9244 | 0 | 0 | 0 | 0 | 69.8138 | 66.2194 | 91.4216 | 84.4412 | 0.39616 | 0.40557 | 0.39781 | 0.38169 | 27.6572 | 26.8565 | 36.368 | 32.2305
5 | 23 | 24 | 417.1521 | 426.1933 | 437.8211 | 447.64 | 0 | 0 | 0 | 0 | 284.2274 | 305.831 | 305.1998 | 315.8046 | 0 | 0 | 0 | 0 | 97.4322 | 77.5357 | 67.4075 | 58.732 | 0 | 0 | 0 | 0 | 0 | 15.2779 | 16.1588 | 5.0575 | 0 | 0 | 0 | 0 | 35.4925 | 27.5487 | 49.0551 | 68.046 | 0.39155 | 0.40913 | 0.40018 | 0.37917 | 13.897 | 11.2711 | 19.6311 | 25.8012
5 | 24 | 1 | 394.4697 | 400.9962 | 409.6681 | 416.7847 | 0 | 0 | 0 | 0 | 259.2166 | 323.2272 | 298.5941 | 291.8219 | 0 | 0 | 0 | 0 | 90.0552 | 74.652 | 65.3321 | 57.3982 | 0 | 0 | 0 | 0 | 0 | 8.5031 | 12.0462 | 8.24 | 0 | 0 | 0 | 0 | 45.1979 | -5.386 | 33.6956 | 59.3246 | 0.39346 | 0.40712 | 0.39915 | 0.37525 | 17.7836 | -2.1928 | 13.4495 | 22.2617
5 | 24 | 2 | 380.7438 | 385.1906 | 391.5146 | 396.5689 | 0 | 0 | 0 | 0 | 262.3755 | 323.3941 | 312.5486 | 287.0447 | 0 | 0 | 0 | 0 | 70.3553 | 101.3788 | 94.3922 | 88.6869 | 0 | 0 | 0 | 0 | 0 | 9.1058 | 7.7038 | 0.29532 | 0 | 0 | 0 | 0 | 48.013 | -48.6881 | -23.13 | 20.542 | 0.39324 | 0.40518 | 0.39871 | 0.37205 | 18.8807 | -19.7276 | -9.2221 | 7.6425
5 | 24 | 3 | 375.9976 | 378.7444 | 383.1878 | 386.5992 | 0 | 0 | 0 | 0 | 253.9803 | 286.5723 | 294.6476 | 283.2002 | 0 | 0 | 0 | 0 | 57.5223 | 103.5517 | 98.078 | 93.8274 | 0 | 0 | 0 | 0 | 0 | 20.8358 | 10.2746 | 2.7093 | 0 | 0 | 0 | 0 | 64.4951 | -32.2153 | -19.8123 | 6.8623 | 0.40479 | 0.40648 | 0.39859 | 0.37175 | 26.1071 | -13.0949 | -7.897 | 2.5511
5 | 24 | 4 | 381.2376 | 382.3416 | 384.9863 | 386.7897 | 0 | 0 | 0 | 0 | 262.9177 | 294.4715 | 283.2971 | 283.4556 | 0 | 0 | 0 | 0 | 53.2166 | 109.0802 | 104.1237 | 100.3627 | 0 | 0 | 0 | 0 | 0 | 19.1164 | 10.0401 | 2.0666 | 0 | 0 | 0 | 0 | 65.1032 | -40.3265 | -12.4746 | 0.90478 | 0.39239 | 0.40724 | 0.39885 | 0.37249 | 25.546 | -16.4225 | -4.9754 | 0.33702
5 | 24 | 5 | 400.8363 | 400.9943 | 402.6728 | 403.5987 | 0 | 0 | 0 | 0 | 280.926 | 306.0441 | 297.6503 | 274.0532 | 0 | 0 | 0 | 0 | 56.3828 | 98.7005 | 93.4901 | 89.4756 | 0 | 0 | 0 | 0 | 0 | 23.9252 | 17.6514 | -4.1283 | 0 | 0 | 0 | 0 | 63.5276 | -27.6755 | -6.1189 | 44.1982 | 0.39799 | 0.40903 | 0.40099 | 0.37782 | 25.2836 | -11.3201 | -2.4536 | 16.6992
5 | 24 | 6 | 433.6612 | 432.5065 | 432.9166 | 432.7403 | 0 | 0 | 0 | 0 | 318.733 | 279.5646 | 267.6794 | 230.2775 | 0 | 0 | 0 | 0 | 97.3078 | 145.7638 | 140.5526 | 136.2744 | 0 | 0 | 0 | 0 | 0 | -4.0967 | -0.048327 | -4.0025 | 0 | 0 | 0 | 0 | 17.6204 | 11.2748 | 24.7329 | 70.1908 | 0.39817 | 0.40695 | 0.39923 | 0.37497 | 7.0159 | 4.5883 | 9.8742 | 26.3194
5 | 24 | 7 | 472.9372 | 471.6106 | 472.1909 | 472.3665 | 0 | 0 | 0 | 0 | 290.3165 | 225.1404 | 232.911 | 209.1625 | 0 | 0 | 0 | 0 | 132.016 | 201.0253 | 200.568 | 200.4602 | 0 | 0 | 0 | 0 | 0 | -5.8294 | -1.0125 | -0.067602 | 0 | 0 | 0 | 0 | 50.6047 | 51.2744 | 39.7244 | 62.8115 | 0.39621 | 0.33259 | 0.32125 | 0.38231 | 20.05 | 17.0534 | 12.7613 | 24.0137
5 | 24 | 8 | 503.0141 | 501.9669 | 503.3649 | 504.6992 | 0 | 0 | 0 | 0 | 273.9225 | 220.693 | 211.018 | 213.7858 | 0 | 0 | 0 | 0 | 182.4678 | 289.4916 | 307.1216 | 323.1583 | 0 | 0 | 0 | 0 | 0 | -7.1414 | -4.3551 | -0.77494 | 0 | 0 | 0 | 0 | 46.6238 | -1.0763 | -10.4197 | -31.47 | 0.38794 | 0.32023 | 0.31429 | 0.32105 | 18.087 | -0.34466 | -3.2748 | -10.1034
5 | 24 | 9 | 527.7596 | 528.2253 | 531.7672 | 535.426 | 0 | 0 | 0 | 0 | 269.3138 | 209.1058 | 203.6412 | 211.285 | 0 | 0 | 0 | 0 | 244.7794 | 400.2469 | 433.3361 | 462.9549 | 0 | 0 | 0 | 0 | 0 | -22.5382 | -7.3083 | -8.2175 | 0 | 0 | 0 | 0 | 13.6664 | -58.5893 | -97.9018 | -130.5964 | 0.39364 | 0.24286 | 0.23968 | 0 | 5.3796 | -14.2291 | -23.4646 | 0
5 | 24 | 10 | 549.107 | 550.249 | 554.5868 | 558.8855 | 0 | 0 | 0 | 0 | 264.0074 | 201.1699 | 210.0612 | 203.3356 | 0 | 0 | 0 | 0 | 280.9 | 450.8307 | 495.4928 | 535.372 | 0 | 0 | 0 | 0 | 0 | -26.9467 | -35.0954 | -25.2718 | 0 | 0 | 0 | 0 | 4.1996 | -74.8048 | -115.8717 | -154.5504 | 0.31441 | 0.24286 | 0.24286 | 0 | 1.3204 | -18.1672 | -28.1407 | 0
5 | 24 | 11 | 562.2319 | 564.0918 | 569.0206 | 573.5247 | 0 | 0 | 0 | 0 | 283.3605 | 202.235 | 197.5094 | 195.8549 | 0 | 0 | 0 | 0 | 301.6317 | 478.2811 | 531.1959 | 578.4392 | 0 | 0 | 0 | 0 | 0 | -27.978 | -27.9795 | -27.2462 | 0 | 0 | 0 | 0 | -22.7603 | -88.4463 | -131.7053 | -173.5231 | 0.31687 | 0.24286 | 0.24286 | 0 | -7.212 | -21.4802 | -31.9861 | 0
5 | 24 | 12 | 570.2644 | 572.6887 | 578.0821 | 582.7606 | 0 | 0 | 0 | 0 | 261.3532 | 195.4759 | 192.3411 | 194.7813 | 0 | 0 | 0 | 0 | 310.4652 | 484.6343 | 540.8061 | 590.9705 | 0 | 0 | 0 | 0 | 0 | -22.996 | -27.9843 | -27.8496 | 0 | 0 | 0 | 0 | -1.554 | -84.4255 | -127.0809 | -175.1415 | 0.30984 | 0.24286 | 0.24286 | 0 | -0.48149 | -20.5037 | -30.863 | 0
5 | 24 | 13 | 579.5512 | 583.4722 | 590.4895 | 596.5186 | 0 | 0 | 0 | 0 | 252.21 | 202.5693 | 198.2957 | 194.0988 | 0 | 0 | 0 | 0 | 313.0281 | 476.6386 | 531.7554 | 580.9747 | 0 | 0 | 0 | 0 | 0 | -19.843 | -26.3618 | -25.3617 | 0 | 0 | 0 | 0 | 14.313 | -75.8927 | -113.1998 | -153.1931 | 0.31489 | 0.24286 | 0.24286 | 0 | 4.507 | -18.4314 | -27.4918 | 0
5 | 24 | 14 | 587.7657 | 592.9312 | 601.3839 | 608.7117 | 0 | 0 | 0 | 0 | 265.2853 | 204.6611 | 201.6726 | 198.8588 | 0 | 0 | 0 | 0 | 317.6264 | 472.7906 | 524.4098 | 570.4597 | 0 | 0 | 0 | 0 | 0 | -13.6893 | -11.8431 | -14.769 | 0 | 0 | 0 | 0 | 4.854 | -70.8312 | -112.8554 | -145.8378 | 0.31699 | 0.24286 | 0.24286 | 0 | 1.5387 | -17.2022 | -27.4082 | 0
5 | 24 | 15 | 595.1938 | 601.4675 | 611.1489 | 619.5292 | 0 | 0 | 0 | 0 | 301.7503 | 205.2053 | 204.2999 | 205.7158 | 0 | 0 | 0 | 0 | 304.7192 | 445.3744 | 489.4845 | 528.8451 | 0 | 0 | 0 | 0 | 0 | -5.8735 | -6.0858 | -6.0531 | 0 | 0 | 0 | 0 | -11.2757 | -43.2388 | -76.5497 | -108.9786 | 0.31618 | 0.24027 | 0.2402 | 0.19462 | -3.5651 | -10.389 | -18.387 | -21.2094
5 | 24 | 16 | 591.3303 | 599.6897 | 611.668 | 622.1 | 0 | 0 | 0 | 0 | 289.4825 | 210.4392 | 216.4037 | 225.0266 | 0 | 0 | 0 | 0 | 284.9397 | 415.2817 | 447.886 | 476.9048 | 0 | 0 | 0 | 0 | 0 | -6.0553 | -1.3104 | -3.3169 | 0 | 0 | 0 | 0 | 16.9081 | -19.9758 | -51.3113 | -76.5145 | 0.32103 | 0.24715 | 0.22975 | 0.24005 | 5.4279 | -4.9371 | -11.7887 | -18.3672
5 | 24 | 17 | 577.089 | 587.1266 | 600.8682 | 612.8389 | 0 | 0 | 0 | 0 | 289.1018 | 215.8952 | 222.8683 | 214.6249 | 0 | 0 | 0 | 0 | 243.7703 | 342.2191 | 357.8136 | 371.69 | 0 | 0 | 0 | 0 | 0 | -1.1496 | -1.9372 | -2.4905 | 0 | 0 | 0 | 0 | 44.2169 | 30.1619 | 22.1236 | 29.0145 | 0.39785 | 0.24634 | 0.32048 | 0.23372 | 17.5918 | 7.4302 | 7.0903 | 6.7814
5 | 24 | 18 | 560.7893 | 572.5311 | 588.0805 | 601.659 | 0 | 0 | 0 | 0 | 318.3433 | 237.0354 | 218.5804 | 227.5741 | 0 | 0 | 0 | 0 | 202.7599 | 243.2545 | 244.0827 | 245.1859 | 0 | 0 | 0 | 0 | 0 | -4.0249 | -4.8937 | 1.3676 | 0 | 0 | 0 | 0 | 39.6861 | 96.2661 | 130.3111 | 127.5314 | 0.40002 | 0.33194 | 0.39565 | 0.38633 | 15.8753 | 31.9549 | 51.5575 | 49.2691
5 | 24 | 19 | 555.4116 | 568.0743 | 584.5874 | 598.9855 | 0 | 0 | 0 | 0 | 357.4235 | 289.9244 | 271.8957 | 276.8428 | 0 | 0 | 0 | 0 | 160.6571 | 135.2888 | 131.8761 | 129.7914 | 0 | 0 | 0 | 0 | 0 | -4.8236 | 1.9083 | 15.7764 | 0 | 0 | 0 | 0 | 37.331 | 147.6848 | 178.9072 | 176.5749 | 0.40291 | 0.40667 | 0.40013 | 0.39254 | 15.0412 | 60.0596 | 71.5869 | 69.3119
5 | 24 | 20 | 571.402 | 584.9462 | 602.408 | 617.5247 | 0 | 0 | 0 | 0 | 363.4542 | 311.7537 | 303.0969 | 296.4825 | 0 | 0 | 0 | 0 | 175.8985 | 112.9278 | 111.5446 | 111.7542 | 0 | 0 | 0 | 0 | 0 | 7.9202 | 1.7527 | 10.1514 | 0 | 0 | 0 | 0 | 32.0492 | 152.3445 | 186.0138 | 199.1365 | 0.40427 | 0.42028 | 0.41111 | 0.39531 | 12.9566 | 64.0275 | 76.4728 | 78.7203
5 | 24 | 21 | 555.9378 | 569.439 | 586.6899 | 601.5157 | 0 | 0 | 0 | 0 | 360.9917 | 318.6336 | 311.5867 | 304.7371 | 0 | 0 | 0 | 0 | 222.0887 | 126.5724 | 127.8864 | 130.761 | 0 | 0 | 0 | 0 | 0 | 5.7482 | 12.264 | 20.1055 | 0 | 0 | 0 | 0 | -27.1425 | 118.4848 | 134.9528 | 145.9121 | 0.40188 | 0.40772 | 0.40034 | 0.39234 | -10.908 | 48.3081 | 54.0268 | 57.2465
5 | 24 | 22 | 501.5429 | 514.3563 | 530.5934 | 544.5358 | 0 | 0 | 0 | 0 | 352.3913 | 315.1707 | 306.5493 | 311.4101 | 0 | 0 | 0 | 0 | 219.8263 | 127.3461 | 129.8791 | 133.8563 | 0 | 0 | 0 | 0 | 0 | 3.3406 | 7.574 | 6.6903 | 0 | 0 | 0 | 0 | -70.6747 | 68.499 | 86.591 | 92.579 | 0.39659 | 0.40366 | 0.39544 | 0.38685 | -28.0289 | 27.65 | 34.2413 | 35.8141
5 | 24 | 23 | 455.2989 | 467.0068 | 481.7955 | 494.4529 | 0 | 0 | 0 | 0 | 295.9869 | 309.674 | 310.8168 | 321.7812 | 0 | 0 | 0 | 0 | 163.9965 | 102.3495 | 103.4583 | 105.9031 | 0 | 0 | 0 | 0 | 0 | 10.1075 | 7.0885 | 22.9244 | 0 | 0 | 0 | 0 | -4.6845 | 44.8757 | 60.4319 | 43.8442 | 0.39616 | 0.40557 | 0.39781 | 0.38169 | -1.8558 | 18.2002 | 24.0401 | 16.7349
5 | 24 | 24 | 421.3809 | 430.5591 | 442.3554 | 452.3194 | 0 | 0 | 0 | 0 | 284.2274 | 305.831 | 305.1998 | 315.8046 | 0 | 0 | 0 | 0 | 121.562 | 82.7639 | 82.5947 | 83.6806 | 0 | 0 | 0 | 0 | 0 | 15.2779 | 16.1588 | 5.0575 | 0 | 0 | 0 | 0 | 15.5914 | 26.6864 | 38.4021 | 47.7767 | 0.39155 | 0.40913 | 0.40018 | 0.37917 | 6.1048 | 10.9183 | 15.3679 | 18.1156
5 | 25 | 1 | 401.7594 | 408.5223 | 417.4845 | 424.8513 | 0 | 0 | 0 | 0 | 259.2166 | 323.2272 | 298.5941 | 291.8219 | 0 | 0 | 0 | 0 | 104.8447 | 80.4759 | 80.4203 | 81.556 | 0 | 0 | 0 | 0 | 0 | 8.5031 | 12.0462 | 8.24 | 0 | 0 | 0 | 0 | 37.6981 | -3.6838 | 26.4238 | 43.2334 | 0.39346 | 0.40712 | 0.39915 | 0.37525 | 14.8327 | -1.4998 | 10.547 | 16.2234
5 | 25 | 2 | 384.9548 | 389.5382 | 396.0299 | 401.2287 | 0 | 0 | 0 | 0 | 262.3755 | 323.3941 | 312.5486 | 287.0447 | 0 | 0 | 0 | 0 | 95.693 | 80.5784 | 79.7567 | 80.1365 | 0 | 0 | 0 | 0 | 0 | 9.1058 | 7.7038 | 0.29532 | 0 | 0 | 0 | 0 | 26.8863 | -23.54 | -3.9792 | 33.7522 | 0.39324 | 0.40518 | 0.39871 | 0.37205 | 10.5728 | -9.538 | -1.5865 | 12.5574
5 | 25 | 3 | 379.6779 | 382.544 | 387.1339 | 390.6717 | 0 | 0 | 0 | 0 | 253.9803 | 286.5723 | 294.6476 | 283.2002 | 0 | 0 | 0 | 0 | 80.8212 | 57.5117 | 56.3301 | 56.3039 | 0 | 0 | 0 | 0 | 0 | 20.8358 | 10.2746 | 2.7093 | 0 | 0 | 0 | 0 | 44.8764 | 17.6243 | 25.8818 | 48.4582 | 0.40479 | 0.40648 | 0.39859 | 0.37175 | 18.1656 | 7.1639 | 10.3163 | 18.0143
5 | 25 | 4 | 384.3693 | 385.575 | 388.3443 | 390.2551 | 0 | 0 | 0 | 0 | 262.9177 | 294.4715 | 283.2971 | 283.4556 | 0 | 0 | 0 | 0 | 64.0479 | 46.6375 | 44.8334 | 44.1495 | 0 | 0 | 0 | 0 | 0 | 19.1164 | 10.0401 | 2.0666 | 0 | 0 | 0 | 0 | 57.4037 | 25.3495 | 50.1738 | 60.5835 | 0.39239 | 0.40724 | 0.39885 | 0.37249 | 22.5248 | 10.3233 | 20.0116 | 22.5668
5 | 25 | 5 | 405.1182 | 405.4149 | 407.264 | 408.3368 | 0 | 0 | 0 | 0 | 280.926 | 306.0441 | 297.6503 | 274.0532 | 0 | 0 | 0 | 0 | 53.4883 | 42.6942 | 40.1831 | 38.7552 | 0 | 0 | 0 | 0 | 0 | 23.9252 | 17.6514 | -4.1283 | 0 | 0 | 0 | 0 | 70.7039 | 32.7515 | 51.7792 | 99.6567 | 0.39799 | 0.40903 | 0.40099 | 0.37782 | 28.1397 | 13.3963 | 20.763 | 37.6528
5 | 25 | 6 | 434.8644 | 433.7486 | 434.2067 | 434.0717 | 0 | 0 | 0 | 0 | 318.733 | 279.5646 | 267.6794 | 230.2775 | 0 | 0 | 0 | 0 | 94.7719 | 111.0702 | 106.879 | 103.5534 | 0 | 0 | 0 | 0 | 0 | -4.0967 | -0.048327 | -4.0025 | 0 | 0 | 0 | 0 | 21.3595 | 47.2106 | 59.6966 | 104.2432 | 0.39817 | 0.40695 | 0.39923 | 0.37497 | 8.5047 | 19.2124 | 23.8327 | 39.0879
5 | 25 | 7 | 477.8384 | 476.6707 | 477.4461 | 477.7899 | 0 | 0 | 0 | 0 | 290.3165 | 225.1404 | 232.911 | 209.1625 | 0 | 0 | 0 | 0 | 148.212 | 206.2476 | 203.9239 | 201.8955 | 0 | 0 | 0 | 0 | 0 | -5.8294 | -1.0125 | -0.067602 | 0 | 0 | 0 | 0 | 39.3098 | 51.1121 | 41.6238 | 66.7996 | 0.39621 | 0.33259 | 0.32125 | 0.38231 | 15.5749 | 16.9994 | 13.3715 | 25.5384
5 | 25 | 8 | 504.1819 | 503.1725 | 504.617 | 505.9914 | 0 | 0 | 0 | 0 | 273.9225 | 220.693 | 211.018 | 213.7858 | 0 | 0 | 0 | 0 | 206.5733 | 300.8251 | 315.3115 | 328.1828 | 0 | 0 | 0 | 0 | 0 | -7.1414 | -4.3551 | -0.77494 | 0 | 0 | 0 | 0 | 23.6861 | -11.2042 | -17.3574 | -35.2023 | 0.38794 | 0.32023 | 0.31429 | 0.32105 | 9.1887 | -3.588 | -5.4552 | -11.3017
5 | 25 | 9 | 527.1049 | 527.5494 | 531.0653 | 534.7016 | 0 | 0 | 0 | 0 | 269.3138 | 209.1058 | 203.6412 | 211.285 | 0 | 0 | 0 | 0 | 250.421 | 372.8384 | 404.4 | 432.5344 | 0 | 0 | 0 | 0 | 0 | -22.5382 | -7.3083 | -8.2175 | 0 | 0 | 0 | 0 | 7.3702 | -31.8566 | -69.6677 | -100.9003 | 0.39364 | 0.24286 | 0.23968 | 0 | 2.9012 | -7.7367 | -16.6976 | 0
5 | 25 | 10 | 549.3901 | 550.5413 | 554.8904 | 559.1987 | 0 | 0 | 0 | 0 | 264.0074 | 201.1699 | 210.0612 | 203.3356 | 0 | 0 | 0 | 0 | 276.6179 | 414.9305 | 458.9957 | 498.3643 | 0 | 0 | 0 | 0 | 0 | -26.9467 | -35.0954 | -25.2718 | 0 | 0 | 0 | 0 | 8.7648 | -38.6124 | -79.071 | -117.2293 | 0.31441 | 0.24286 | 0.24286 | 0 | 2.7558 | -9.3775 | -19.2033 | 0
5 | 25 | 11 | 563.8243 | 565.7358 | 570.728 | 575.2868 | 0 | 0 | 0 | 0 | 283.3605 | 202.235 | 197.5094 | 195.8549 | 0 | 0 | 0 | 0 | 284.2821 | 437.8608 | 490.6247 | 537.9319 | 0 | 0 | 0 | 0 | 0 | -27.978 | -27.9795 | -27.2462 | 0 | 0 | 0 | 0 | -3.8183 | -46.3821 | -89.4267 | -131.2537 | 0.31687 | 0.24286 | 0.24286 | 0 | -1.2099 | -11.2644 | -21.7182 | 0
5 | 25 | 12 | 567.1504 | 569.4736 | 574.743 | 579.3147 | 0 | 0 | 0 | 0 | 261.3532 | 195.4759 | 192.3411 | 194.7813 | 0 | 0 | 0 | 0 | 287.7115 | 464.9878 | 521.3359 | 571.9202 | 0 | 0 | 0 | 0 | 0 | -22.996 | -27.9843 | -27.8496 | 0 | 0 | 0 | 0 | 18.0857 | -67.994 | -110.9497 | -159.5372 | 0.30984 | 0.24286 | 0.24286 | 0 | 5.6036 | -16.5131 | -26.9454 | 0
5 | 25 | 13 | 579.9935 | 583.9289 | 590.9638 | 597.008 | 0 | 0 | 0 | 0 | 252.21 | 202.5693 | 198.2957 | 194.0988 | 0 | 0 | 0 | 0 | 285.5874 | 428.6322 | 485.0014 | 535.6793 | 0 | 0 | 0 | 0 | 0 | -19.843 | -26.3618 | -25.3617 | 0 | 0 | 0 | 0 | 42.196 | -27.4296 | -65.9715 | -107.4083 | 0.31489 | 0.24286 | 0.24286 | 0 | 13.2871 | -6.6616 | -16.0219 | 0
5 | 25 | 14 | 584.634 | 589.6979 | 598.0258 | 605.2463 | 0 | 0 | 0 | 0 | 265.2853 | 204.6611 | 201.6726 | 198.8588 | 0 | 0 | 0 | 0 | 277.5889 | 408.1789 | 460.8014 | 508.2017 | 0 | 0 | 0 | 0 | 0 | -13.6893 | -11.8431 | -14.769 | 0 | 0 | 0 | 0 | 41.7598 | -9.4528 | -52.605 | -87.0452 | 0.31699 | 0.24286 | 0.24286 | 0 | 13.2373 | -2.2957 | -12.7757 | 0
5 | 25 | 15 | 580.4197 | 586.2143 | 595.3074 | 603.1808 | 0 | 0 | 0 | 0 | 301.7503 | 205.2053 | 204.2999 | 205.7158 | 0 | 0 | 0 | 0 | 273.2739 | 394.3276 | 438.8869 | 479.0145 | 0 | 0 | 0 | 0 | 0 | -5.8735 | -6.0858 | -6.0531 | 0 | 0 | 0 | 0 | 5.3955 | -7.4452 | -41.7936 | -75.4964 | 0.31618 | 0.24027 | 0.2402 | 0.19462 | 1.7059 | -1.7889 | -10.0387 | -14.6931
5 | 25 | 16 | 571.8497 | 579.5774 | 590.78 | 600.5436 | 0 | 0 | 0 | 0 | 289.4825 | 210.4392 | 216.4037 | 225.0266 | 0 | 0 | 0 | 0 | 243.314 | 333.0995 | 364.8767 | 393.5878 | 0 | 0 | 0 | 0 | 0 | -6.0553 | -1.3104 | -3.3169 | 0 | 0 | 0 | 0 | 39.0532 | 42.094 | 10.81 | -14.7539 | 0.32103 | 0.24715 | 0.22975 | 0.24005 | 12.5371 | 10.4037 | 2.4836 | -3.5417
5 | 25 | 17 | 558.4754 | 567.9094 | 580.9098 | 592.2419 | 0 | 0 | 0 | 0 | 289.1018 | 215.8952 | 222.8683 | 214.6249 | 0 | 0 | 0 | 0 | 228.9016 | 273.7085 | 292.6593 | 310.0445 | 0 | 0 | 0 | 0 | 0 | -1.1496 | -1.9372 | -2.4905 | 0 | 0 | 0 | 0 | 40.4719 | 79.4553 | 67.3195 | 70.0629 | 0.39785 | 0.24634 | 0.32048 | 0.23372 | 16.1018 | 19.5732 | 21.5749 | 16.3754
5 | 25 | 18 | 548.5808 | 559.9267 | 574.99 | 588.1495 | 0 | 0 | 0 | 0 | 318.3433 | 237.0354 | 218.5804 | 227.5741 | 0 | 0 | 0 | 0 | 194.3303 | 191.5172 | 195.4802 | 199.6959 | 0 | 0 | 0 | 0 | 0 | -4.0249 | -4.8937 | 1.3676 | 0 | 0 | 0 | 0 | 35.9072 | 135.399 | 165.823 | 159.512 | 0.40002 | 0.33194 | 0.39565 | 0.38633 | 14.3636 | 44.9448 | 65.6077 | 61.6241
5 | 25 | 19 | 539.3813 | 551.5241 | 567.3989 | 581.2469 | 0 | 0 | 0 | 0 | 357.4235 | 289.9244 | 271.8957 | 276.8428 | 0 | 0 | 0 | 0 | 161.6926 | 109.6922 | 111.7822 | 114.9942 | 0 | 0 | 0 | 0 | 0 | -4.8236 | 1.9083 | 15.7764 | 0 | 0 | 0 | 0 | 20.2652 | 156.7312 | 181.8127 | 173.6335 | 0.40291 | 0.40667 | 0.40013 | 0.39254 | 8.1651 | 63.7386 | 72.7495 | 68.1573
5 | 25 | 20 | 553.3723 | 566.3318 | 583.0757 | 597.5737 | 0 | 0 | 0 | 0 | 363.4542 | 311.7537 | 303.0969 | 296.4825 | 0 | 0 | 0 | 0 | 179.7456 | 93.0673 | 95.437 | 99.2566 | 0 | 0 | 0 | 0 | 0 | 7.9202 | 1.7527 | 10.1514 | 0 | 0 | 0 | 0 | 10.1724 | 153.5906 | 182.7891 | 191.6832 | 0.40427 | 0.42028 | 0.41111 | 0.39531 | 4.1124 | 64.5512 | 75.1471 | 75.7739
5 | 25 | 21 | 536.758 | 549.6372 | 566.1244 | 580.2921 | 0 | 0 | 0 | 0 | 360.9917 | 318.6336 | 311.5867 | 304.7371 | 0 | 0 | 0 | 0 | 172.6911 | 88.1168 | 89.8202 | 93.0051 | 0 | 0 | 0 | 0 | 0 | 5.7482 | 12.264 | 20.1055 | 0 | 0 | 0 | 0 | 3.0752 | 137.1387 | 152.4535 | 162.4444 | 0.40188 | 0.40772 | 0.40034 | 0.39234 | 1.2359 | 55.9136 | 61.033 | 63.7327
5 | 25 | 22 | 499.7736 | 512.5296 | 528.6962 | 542.5779 | 0 | 0 | 0 | 0 | 352.3913 | 315.1707 | 306.5493 | 311.4101 | 0 | 0 | 0 | 0 | 157.3643 | 98.7263 | 101.4634 | 105.5542 | 0 | 0 | 0 | 0 | 0 | 3.3406 | 7.574 | 6.6903 | 0 | 0 | 0 | 0 | -9.982 | 95.2921 | 113.1095 | 118.9232 | 0.39659 | 0.40366 | 0.39544 | 0.38685 | -3.9588 | 38.4653 | 44.7277 | 46.0053
5 | 25 | 23 | 454.1665 | 465.8377 | 480.5813 | 493.1998 | 0 | 0 | 0 | 0 | 295.9869 | 309.674 | 310.8168 | 321.7812 | 0 | 0 | 0 | 0 | 133.7501 | 106.6222 | 107.2778 | 109.2778 | 0 | 0 | 0 | 0 | 0 | 10.1075 | 7.0885 | 22.9244 | 0 | 0 | 0 | 0 | 24.4295 | 39.434 | 55.3982 | 39.2165 | 0.39616 | 0.40557 | 0.39781 | 0.38169 | 9.6779 | 15.9932 | 22.0377 | 14.9686
5 | 25 | 24 | 425.1142 | 434.4135 | 446.3585 | 456.4505 | 0 | 0 | 0 | 0 | 284.2274 | 305.831 | 305.1998 | 315.8046 | 0 | 0 | 0 | 0 | 133.0006 | 103.3223 | 105.0024 | 107.9333 | 0 | 0 | 0 | 0 | 0 | 15.2779 | 16.1588 | 5.0575 | 0 | 0 | 0 | 0 | 7.8861 | 9.9824 | 19.9975 | 27.6552 | 0.39155 | 0.40913 | 0.40018 | 0.37917 | 3.0878 | 4.0841 | 8.0027 | 10.4861
5 | 26 | 1 | 395.6374 | 402.2018 | 410.9202 | 418.0769 | 0 | 0 | 0 | 0 | 259.2166 | 323.2272 | 298.5941 | 291.8219 | 0 | 0 | 0 | 0 | 142.6254 | 98.1936 | 99.6149 | 102.3706 | 0 | 0 | 0 | 0 | 0 | 8.5031 | 12.0462 | 8.24 | 0 | 0 | 0 | 0 | -6.2046 | -27.722 | 0.66492 | 15.6444 | 0.39346 | 0.40712 | 0.39915 | 0.37525 | -2.4413 | -11.2862 | 0.2654 | 5.8706
5 | 26 | 2 | 379.0452 | 383.4369 | 389.6933 | 394.6893 | 0 | 0 | 0 | 0 | 262.3755 | 323.3941 | 312.5486 | 287.0447 | 0 | 0 | 0 | 0 | 132.5112 | 89.5393 | 92.0384 | 95.7515 | 0 | 0 | 0 | 0 | 0 | 9.1058 | 7.7038 | 0.29532 | 0 | 0 | 0 | 0 | -15.8415 | -38.6023 | -22.5975 | 11.5978 | 0.39324 | 0.40518 | 0.39871 | 0.37205 | -6.2295 | -15.641 | -9.0098 | 4.3149
5 | 26 | 3 | 369.1149 | 371.6385 | 375.8077 | 378.983 | 0 | 0 | 0 | 0 | 253.9803 | 286.5723 | 294.6476 | 283.2002 | 0 | 0 | 0 | 0 | 107.6995 | 62.2163 | 64.4296 | 67.7381 | 0 | 0 | 0 | 0 | 0 | 20.8358 | 10.2746 | 2.7093 | 0 | 0 | 0 | 0 | 7.435 | 2.0141 | 6.456 | 25.3354 | 0.40479 | 0.40648 | 0.39859 | 0.37175 | 3.0096 | 0.81868 | 2.5733 | 9.4184
5 | 26 | 4 | 368.0205 | 368.696 | 370.8143 | 372.1642 | 0 | 0 | 0 | 0 | 262.9177 | 294.4715 | 283.2971 | 283.4556 | 0 | 0 | 0 | 0 | 84.7382 | 54.3679 | 54.9201 | 56.5543 | 0 | 0 | 0 | 0 | 0 | 19.1164 | 10.0401 | 2.0666 | 0 | 0 | 0 | 0 | 20.3646 | 0.74014 | 22.557 | 30.0877 | 0.39239 | 0.40724 | 0.39885 | 0.37249 | 7.9909 | 0.30141 | 8.9968 | 11.2074
5 | 26 | 5 | 373.5529 | 372.8261 | 373.4182 | 373.408 | 0 | 0 | 0 | 0 | 280.926 | 306.0441 | 297.6503 | 274.0532 | 0 | 0 | 0 | 0 | 74.714 | 58.3482 | 57.906 | 58.5194 | 0 | 0 | 0 | 0 | 0 | 23.9252 | 17.6514 | -4.1283 | 0 | 0 | 0 | 0 | 17.9129 | -15.4915 | 0.21053 | 44.9637 | 0.39799 | 0.40903 | 0.40099 | 0.37782 | 7.1292 | -6.3364 | 0.084421 | 16.9884
5 | 26 | 6 | 375.8741 | 372.8455 | 370.9545 | 368.7955 | 0 | 0 | 0 | 0 | 318.733 | 279.5646 | 267.6794 | 230.2775 | 0 | 0 | 0 | 0 | 116.1776 | 131.4414 | 127.9742 | 125.3478 | 0 | 0 | 0 | 0 | 0 | -4.0967 | -0.048327 | -4.0025 | 0 | 0 | 0 | 0 | -59.0365 | -34.0639 | -24.6508 | 17.1726 | 0.39817 | 0.40695 | 0.39923 | 0.37497 | -23.5064 | -13.8623 | -9.8414 | 6.4392
5 | 26 | 7 | 399.2791 | 395.5639 | 393.2111 | 390.8594 | 0 | 0 | 0 | 0 | 290.3165 | 225.1404 | 232.911 | 209.1625 | 0 | 0 | 0 | 0 | 158.8285 | 227.2339 | 224.0966 | 221.266 | 0 | 0 | 0 | 0 | 0 | -5.8294 | -1.0125 | -0.067602 | 0 | 0 | 0 | 0 | -49.866 | -50.981 | -62.784 | -39.5016 | 0.39621 | 0.33259 | 0.32125 | 0.38231 | -19.7573 | -16.9558 | -20.1691 | -15.102
5 | 26 | 8 | 427.4096 | 423.9107 | 422.2981 | 421.0383 | 0 | 0 | 0 | 0 | 273.9225 | 220.693 | 211.018 | 213.7858 | 0 | 0 | 0 | 0 | 214.5827 | 331.2475 | 344.5818 | 356.3496 | 0 | 0 | 0 | 0 | 0 | -7.1414 | -4.3551 | -0.77494 | 0 | 0 | 0 | 0 | -61.0956 | -120.8884 | -128.9466 | -148.3222 | 0.38794 | 0.32023 | 0.31429 | 0.32105 | -23.7012 | -38.7127 | -40.5262 | -47.6189
5 | 26 | 9 | 454.4552 | 452.5438 | 453.1668 | 454.3104 | 0 | 0 | 0 | 0 | 269.3138 | 209.1058 | 203.6412 | 211.285 | 0 | 0 | 0 | 0 | 260.852 | 398.7526 | 428.9538 | 455.8396 | 0 | 0 | 0 | 0 | 0 | -22.5382 | -7.3083 | -8.2175 | 0 | 0 | 0 | 0 | -75.7106 | -132.7764 | -172.1199 | -204.5966 | 0.39364 | 0.24286 | 0.23968 | 0 | -29.8027 | -32.2463 | -41.2529 | 0
5 | 26 | 10 | 475.3957 | 474.1475 | 475.5501 | 477.3195 | 0 | 0 | 0 | 0 | 264.0074 | 201.1699 | 210.0612 | 203.3356 | 0 | 0 | 0 | 0 | 288.4137 | 433.3176 | 476.1041 | 514.2509 | 0 | 0 | 0 | 0 | 0 | -26.9467 | -35.0954 | -25.2718 | 0 | 0 | 0 | 0 | -77.0254 | -133.3933 | -175.5198 | -214.9952 | 0.31441 | 0.24286 | 0.24286 | 0 | -24.2178 | -32.3961 | -42.6269 | 0
5 | 26 | 11 | 489.9184 | 489.4333 | 491.4826 | 493.5055 | 0 | 0 | 0 | 0 | 283.3605 | 202.235 | 197.5094 | 195.8549 | 0 | 0 | 0 | 0 | 298.9299 | 441.3546 | 493.0405 | 539.2328 | 0 | 0 | 0 | 0 | 0 | -27.978 | -27.9795 | -27.2462 | 0 | 0 | 0 | 0 | -92.372 | -126.1783 | -171.0879 | -214.3359 | 0.31687 | 0.24286 | 0.24286 | 0 | -29.2697 | -30.6439 | -41.5506 | 0
5 | 26 | 12 | 498.5702 | 498.6696 | 501.2081 | 503.4266 | 0 | 0 | 0 | 0 | 261.3532 | 195.4759 | 192.3411 | 194.7813 | 0 | 0 | 0 | 0 | 307.3884 | 447.7609 | 503.8189 | 553.9735 | 0 | 0 | 0 | 0 | 0 | -22.996 | -27.9843 | -27.8496 | 0 | 0 | 0 | 0 | -70.1714 | -121.5712 | -166.9677 | -217.4785 | 0.30984 | 0.24286 | 0.24286 | 0 | -21.7417 | -29.525 | -40.55 | 0
5 | 26 | 13 | 504.8668 | 506.366 | 510.4093 | 513.8758 | 0 | 0 | 0 | 0 | 252.21 | 202.5693 | 198.2957 | 194.0988 | 0 | 0 | 0 | 0 | 318.7144 | 468.3088 | 524.5064 | 574.7847 | 0 | 0 | 0 | 0 | 0 | -19.843 | -26.3618 | -25.3617 | 0 | 0 | 0 | 0 | -66.0577 | -144.6692 | -186.031 | -229.6459 | 0.31489 | 0.24286 | 0.24286 | 0 | -20.8009 | -35.1346 | -45.1797 | 0
5 | 26 | 14 | 509.8788 | 512.5185 | 517.8697 | 522.5252 | 0 | 0 | 0 | 0 | 265.2853 | 204.6611 | 201.6726 | 198.8588 | 0 | 0 | 0 | 0 | 312.4031 | 487.842 | 542.1463 | 590.8876 | 0 | 0 | 0 | 0 | 0 | -13.6893 | -11.8431 | -14.769 | 0 | 0 | 0 | 0 | -67.8096 | -166.2953 | -214.106 | -252.4522 | 0.31699 | 0.24286 | 0.24286 | 0 | -21.4948 | -40.3867 | -51.998 | 0
5 | 26 | 15 | 513.6797 | 517.31 | 523.7455 | 529.329 | 0 | 0 | 0 | 0 | 301.7503 | 205.2053 | 204.2999 | 205.7158 | 0 | 0 | 0 | 0 | 320.3559 | 449.7536 | 498.4704 | 542.2883 | 0 | 0 | 0 | 0 | 0 | -5.8735 | -6.0858 | -6.0531 | 0 | 0 | 0 | 0 | -108.4265 | -131.7754 | -172.9389 | -212.6221 | 0.31618 | 0.24027 | 0.2402 | 0.19462 | -34.2822 | -31.6618 | -41.5393 | -41.3805
5 | 26 | 16 | 516.4866 | 522.419 | 531.417 | 539.2811 | 0 | 0 | 0 | 0 | 289.4825 | 210.4392 | 216.4037 | 225.0266 | 0 | 0 | 0 | 0 | 317.0653 | 429.9504 | 468.8641 | 504.0939 | 0 | 0 | 0 | 0 | 0 | -6.0553 | -1.3104 | -3.3169 | 0 | 0 | 0 | 0 | -90.0612 | -111.9153 | -152.5403 | -186.5225 | 0.32103 | 0.24715 | 0.22975 | 0.24005 | -28.9119 | -27.6602 | -35.046 | -44.7745
5 | 26 | 17 | 514.2946 | 522.296 | 533.5371 | 543.3532 | 0 | 0 | 0 | 0 | 289.1018 | 215.8952 | 222.8683 | 214.6249 | 0 | 0 | 0 | 0 | 307.542 | 344.9948 | 369.6795 | 392.3969 | 0 | 0 | 0 | 0 | 0 | -1.1496 | -1.9372 | -2.4905 | 0 | 0 | 0 | 0 | -82.3492 | -37.4445 | -57.0736 | -61.1781 | 0.39785 | 0.24634 | 0.32048 | 0.23372 | -32.7628 | -9.2242 | -18.2912 | -14.2988
5 | 26 | 18 | 507.6025 | 517.6196 | 531.0511 | 542.8047 | 0 | 0 | 0 | 0 | 318.3433 | 237.0354 | 218.5804 | 227.5741 | 0 | 0 | 0 | 0 | 295.9595 | 231.8868 | 242.7512 | 253.6545 | 0 | 0 | 0 | 0 | 0 | -4.0249 | -4.8937 | 1.3676 | 0 | 0 | 0 | 0 | -106.7003 | 52.7223 | 74.6131 | 60.2085 | 0.40002 | 0.33194 | 0.39565 | 0.38633 | -42.6823 | 17.5008 | 29.5206 | 23.2603
5 | 26 | 19 | 502.101 | 513.0349 | 527.4252 | 539.9941 | 0 | 0 | 0 | 0 | 357.4235 | 289.9244 | 271.8957 | 276.8428 | 0 | 0 | 0 | 0 | 279.1815 | 124.4207 | 133.0695 | 142.8802 | 0 | 0 | 0 | 0 | 0 | -4.8236 | 1.9083 | 15.7764 | 0 | 0 | 0 | 0 | -134.5041 | 103.5135 | 120.5517 | 104.4946 | 0.40291 | 0.40667 | 0.40013 | 0.39254 | -54.1936 | 42.0963 | 48.2369 | 41.0178
5 | 26 | 20 | 519.5423 | 531.4047 | 546.8015 | 560.1387 | 0 | 0 | 0 | 0 | 363.4542 | 311.7537 | 303.0969 | 296.4825 | 0 | 0 | 0 | 0 | 307.222 | 122.1787 | 126.8063 | 133.1687 | 0 | 0 | 0 | 0 | 0 | 7.9202 | 1.7527 | 10.1514 | 0 | 0 | 0 | 0 | -151.134 | 89.5521 | 115.1455 | 120.3361 | 0.40427 | 0.42028 | 0.41111 | 0.39531 | -61.0994 | 37.6371 | 47.3379 | 47.5698
5 | 26 | 21 | 509.0853 | 521.0671 | 536.4524 | 549.6706 | 0 | 0 | 0 | 0 | 360.9917 | 318.6336 | 311.5867 | 304.7371 | 0 | 0 | 0 | 0 | 308.6705 | 120.085 | 123.5348 | 128.7163 | 0 | 0 | 0 | 0 | 0 | 5.7482 | 12.264 | 20.1055 | 0 | 0 | 0 | 0 | -160.5769 | 76.6003 | 89.0669 | 96.1117 | 0.40188 | 0.40772 | 0.40034 | 0.39234 | -64.5327 | 31.2312 | 35.6569 | 37.708
5 | 26 | 22 | 474.7549 | 486.6996 | 501.87 | 514.8932 | 0 | 0 | 0 | 0 | 352.3913 | 315.1707 | 306.5493 | 311.4101 | 0 | 0 | 0 | 0 | 264.5689 | 114.2377 | 112.1615 | 111.9054 | 0 | 0 | 0 | 0 | 0 | 3.3406 | 7.574 | 6.6903 | 0 | 0 | 0 | 0 | -142.2052 | 53.9507 | 75.5852 | 84.8875 | 0.39659 | 0.40366 | 0.39544 | 0.38685 | -56.3972 | 21.7775 | 29.8892 | 32.8386
5 | 26 | 23 | 436.2961 | 447.3877 | 461.4197 | 473.4251 | 0 | 0 | 0 | 0 | 295.9869 | 309.674 | 310.8168 | 321.7812 | 0 | 0 | 0 | 0 | 236.2742 | 109.4853 | 103.6383 | 99.7493 | 0 | 0 | 0 | 0 | 0 | 10.1075 | 7.0885 | 22.9244 | 0 | 0 | 0 | 0 | -95.9651 | 18.1209 | 39.876 | 28.9702 | 0.39616 | 0.40557 | 0.39781 | 0.38169 | -38.0172 | 7.3493 | 15.8629 | 11.0577
5 | 26 | 24 | 409.5616 | 418.3566 | 429.6822 | 439.2406 | 0 | 0 | 0 | 0 | 284.2274 | 305.831 | 305.1998 | 315.8046 | 0 | 0 | 0 | 0 | 216.5465 | 105.0344 | 98.8396 | 94.6054 | 0 | 0 | 0 | 0 | 0 | 15.2779 | 16.1588 | 5.0575 | 0 | 0 | 0 | 0 | -91.2123 | -7.7867 | 9.484 | 23.7732 | 0.39155 | 0.40913 | 0.40018 | 0.37917 | -35.714 | -3.1858 | 3.7954 | 9.0141
5 | 27 | 1 | 389.6924 | 396.064 | 404.5457 | 411.4984 | 0 | 0 | 0 | 0 | 259.2166 | 323.2272 | 298.5941 | 291.8219 | 0 | 0 | 0 | 0 | 205.3785 | 101.456 | 93.9316 | 88.3695 | 0 | 0 | 0 | 0 | 0 | 8.5031 | 12.0462 | 8.24 | 0 | 0 | 0 | 0 | -74.9027 | -37.1222 | -0.026329 | 23.067 | 0.39346 | 0.40712 | 0.39915 | 0.37525 | -29.4712 | -15.1132 | -0.010509 | 8.6559
5 | 27 | 2 | 370.9239 | 375.0522 | 380.9852 | 385.7026 | 0 | 0 | 0 | 0 | 262.3755 | 323.3941 | 312.5486 | 287.0447 | 0 | 0 | 0 | 0 | 180.0863 | 87.7135 | 81.243 | 76.5611 | 0 | 0 | 0 | 0 | 0 | 9.1058 | 7.7038 | 0.29532 | 0 | 0 | 0 | 0 | -71.5379 | -45.1612 | -20.5102 | 21.8015 | 0.39324 | 0.40518 | 0.39871 | 0.37205 | -28.1316 | -18.2986 | -8.1775 | 8.1111
5 | 27 | 3 | 363.2583 | 365.592 | 369.5281 | 372.5024 | 0 | 0 | 0 | 0 | 253.9803 | 286.5723 | 294.6476 | 283.2002 | 0 | 0 | 0 | 0 | 172.0455 | 85.0219 | 79.9994 | 76.626 | 0 | 0 | 0 | 0 | 0 | 20.8358 | 10.2746 | 2.7093 | 0 | 0 | 0 | 0 | -62.7676 | -26.838 | -15.3935 | 9.9668 | 0.40479 | 0.40648 | 0.39859 | 0.37175 | -25.4078 | -10.9091 | -6.1357 | 3.7052
5 | 27 | 4 | 359.2445 | 359.6354 | 361.4043 | 362.453 | 0 | 0 | 0 | 0 | 262.9177 | 294.4715 | 283.2971 | 283.4556 | 0 | 0 | 0 | 0 | 166.3026 | 91.0295 | 84.751 | 80.1296 | 0 | 0 | 0 | 0 | 0 | 19.1164 | 10.0401 | 2.0666 | 0 | 0 | 0 | 0 | -69.9758 | -44.982 | -16.6839 | -3.1988 | 0.39239 | 0.40724 | 0.39885 | 0.37249 | -27.458 | -18.3184 | -6.6543 | -1.1915
5 | 27 | 5 | 366.4224 | 365.4644 | 365.7725 | 365.5176 | 0 | 0 | 0 | 0 | 280.926 | 306.0441 | 297.6503 | 274.0532 | 0 | 0 | 0 | 0 | 159.0594 | 88.5051 | 81.3683 | 75.8413 | 0 | 0 | 0 | 0 | 0 | 23.9252 | 17.6514 | -4.1283 | 0 | 0 | 0 | 0 | -73.563 | -53.01 | -30.8975 | 19.7515 | 0.39799 | 0.40903 | 0.40099 | 0.37782 | -29.2776 | -21.6826 | -12.3896 | 7.4626
5 | 27 | 6 | 357.0305 | 353.3908 | 350.7495 | 347.9439 | 0 | 0 | 0 | 0 | 318.733 | 279.5646 | 267.6794 | 230.2775 | 0 | 0 | 0 | 0 | 186.3738 | 141.8068 | 133.5231 | 126.5771 | 0 | 0 | 0 | 0 | 0 | -4.0967 | -0.048327 | -4.0025 | 0 | 0 | 0 | 0 | -148.0762 | -63.8839 | -50.4048 | -4.9083 | 0.39817 | 0.40695 | 0.39923 | 0.37497 | -58.9592 | -25.9976 | -20.1231 | -1.8405
5 | 27 | 7 | 369.0762 | 364.3816 | 360.8261 | 357.4381 | 0 | 0 | 0 | 0 | 290.3165 | 225.1404 | 232.911 | 209.1625 | 0 | 0 | 0 | 0 | 212.3641 | 214.0024 | 208.2046 | 203.0748 | 0 | 0 | 0 | 0 | 0 | -5.8294 | -1.0125 | -0.067602 | 0 | 0 | 0 | 0 | -133.6044 | -68.9318 | -79.277 | -54.7316 | 0.39621 | 0.33259 | 0.32125 | 0.38231 | -52.9351 | -22.9261 | -25.4674 | -20.9247
5 | 27 | 8 | 393.5619 | 388.9653 | 386.0049 | 383.5838 | 0 | 0 | 0 | 0 | 273.9225 | 220.693 | 211.018 | 213.7858 | 0 | 0 | 0 | 0 | 281.0676 | 315.8107 | 326.5911 | 336.1571 | 0 | 0 | 0 | 0 | 0 | -7.1414 | -4.3551 | -0.77494 | 0 | 0 | 0 | 0 | -161.4282 | -140.3969 | -147.249 | -165.5842 | 0.38794 | 0.32023 | 0.31429 | 0.32105 | -62.6238 | -44.96 | -46.2784 | -53.1609
5 | 27 | 9 | 419.1566 | 416.1006 | 415.3179 | 415.2504 | 0 | 0 | 0 | 0 | 269.3138 | 209.1058 | 203.6412 | 211.285 | 0 | 0 | 0 | 0 | 356.7806 | 411.4814 | 439.3113 | 464.0625 | 0 | 0 | 0 | 0 | 0 | -22.5382 | -7.3083 | -8.2175 | 0 | 0 | 0 | 0 | -206.9377 | -181.9485 | -220.3263 | -251.8795 | 0.39364 | 0.24286 | 0.23968 | 0 | -81.4591 | -44.1883 | -52.8067 | 0
5 | 27 | 10 | 439.3009 | 436.8822 | 436.8475 | 437.3785 | 0 | 0 | 0 | 0 | 264.0074 | 201.1699 | 210.0612 | 203.3356 | 0 | 0 | 0 | 0 | 413.8352 | 480.8582 | 519.5317 | 553.8658 | 0 | 0 | 0 | 0 | 0 | -26.9467 | -35.0954 | -25.2718 | 0 | 0 | 0 | 0 | -238.5417 | -218.1992 | -257.65 | -294.5512 | 0.31441 | 0.24286 | 0.24286 | 0 | -75.0007 | -52.9922 | -62.5732 | 0
5 | 27 | 11 | 452.6381 | 450.9441 | 451.5088 | 452.2527 | 0 | 0 | 0 | 0 | 283.3605 | 202.235 | 197.5094 | 195.8549 | 0 | 0 | 0 | 0 | 435.953 | 508.4777 | 554.5206 | 595.4677 | 0 | 0 | 0 | 0 | 0 | -27.978 | -27.9795 | -27.2462 | 0 | 0 | 0 | 0 | -266.6755 | -231.7907 | -272.5417 | -311.8236 | 0.31687 | 0.24286 | 0.24286 | 0 | -84.501 | -56.293 | -66.1898 | 0
5 | 27 | 12 | 462.2277 | 461.1485 | 462.2399 | 463.2115 | 0 | 0 | 0 | 0 | 261.3532 | 195.4759 | 192.3411 | 194.7813 | 0 | 0 | 0 | 0 | 450.999 | 531.8882 | 581.9662 | 626.6059 | 0 | 0 | 0 | 0 | 0 | -22.996 | -27.9843 | -27.8496 | 0 | 0 | 0 | 0 | -250.1245 | -243.2195 | -284.0831 | -330.3261 | 0.30984 | 0.24286 | 0.24286 | 0 | -77.4979 | -59.0687 | -68.9927 | 0
5 | 27 | 13 | 464.5786 | 464.7713 | 467.2103 | 469.2945 | 0 | 0 | 0 | 0 | 252.21 | 202.5693 | 198.2957 | 194.0988 | 0 | 0 | 0 | 0 | 487.0731 | 595.6823 | 646.6729 | 692.2088 | 0 | 0 | 0 | 0 | 0 | -19.843 | -26.3618 | -25.3617 | 0 | 0 | 0 | 0 | -274.7046 | -313.6373 | -351.3965 | -391.6513 | 0.31489 | 0.24286 | 0.24286 | 0 | -86.5019 | -76.1704 | -85.3405 | 0
5 | 27 | 14 | 470.086 | 471.4353 | 475.202 | 478.4921 | 0 | 0 | 0 | 0 | 265.2853 | 204.6611 | 201.6726 | 198.8588 | 0 | 0 | 0 | 0 | 513.5525 | 598.4636 | 645.582 | 687.634 | 0 | 0 | 0 | 0 | 0 | -13.6893 | -11.8431 | -14.769 | 0 | 0 | 0 | 0 | -308.7517 | -318 | -360.2095 | -393.2317 | 0.31699 | 0.24286 | 0.24286 | 0 | -97.8705 | -77.23 | -87.4809 | 0
5 | 27 | 15 | 472.1883 | 474.4732 | 479.2565 | 483.4163 | 0 | 0 | 0 | 0 | 301.7503 | 205.2053 | 204.2999 | 205.7158 | 0 | 0 | 0 | 0 | 536.7647 | 552.8006 | 593.8611 | 630.5875 | 0 | 0 | 0 | 0 | 0 | -5.8735 | -6.0858 | -6.0531 | 0 | 0 | 0 | 0 | -366.3267 | -277.6593 | -312.8187 | -346.8339 | 0.31618 | 0.24027 | 0.2402 | 0.19462 | -115.8249 | -66.7133 | -75.138 | -67.5008
5 | 27 | 16 | 477.8086 | 482.4867 | 489.9445 | 496.4815 | 0 | 0 | 0 | 0 | 289.4825 | 210.4392 | 216.4037 | 225.0266 | 0 | 0 | 0 | 0 | 540.9077 | 501.0529 | 534.2164 | 564.2315 | 0 | 0 | 0 | 0 | 0 | -6.0553 | -1.3104 | -3.3169 | 0 | 0 | 0 | 0 | -352.5817 | -222.9501 | -259.3651 | -289.4598 | 0.32103 | 0.24715 | 0.22975 | 0.24005 | -113.1876 | -55.1029 | -59.5889 | -69.4844
5 | 27 | 17 | 481.9862 | 488.9399 | 498.8945 | 507.6021 | 0 | 0 | 0 | 0 | 289.1018 | 215.8952 | 222.8683 | 214.6249 | 0 | 0 | 0 | 0 | 524.0829 | 430.2177 | 450.4722 | 469.3073 | 0 | 0 | 0 | 0 | 0 | -1.1496 | -1.9372 | -2.4905 | 0 | 0 | 0 | 0 | -331.1985 | -156.0234 | -172.5088 | -173.8397 | 0.39785 | 0.24634 | 0.32048 | 0.23372 | -131.768 | -38.4353 | -55.2865 | -40.6305
5 | 27 | 18 | 477.6474 | 486.693 | 498.9318 | 509.6575 | 0 | 0 | 0 | 0 | 318.3433 | 237.0354 | 218.5804 | 227.5741 | 0 | 0 | 0 | 0 | 473.0495 | 349.9312 | 354.7014 | 360.0134 | 0 | 0 | 0 | 0 | 0 | -4.0249 | -4.8937 | 1.3676 | 0 | 0 | 0 | 0 | -313.7454 | -96.2487 | -69.4564 | -79.2976 | 0.40002 | 0.33194 | 0.39565 | 0.38633 | -125.5047 | -31.9491 | -27.4804 | -30.6349
5 | 27 | 19 | 474.1806 | 484.2091 | 497.4876 | 509.0985 | 0 | 0 | 0 | 0 | 357.4235 | 289.9244 | 271.8957 | 276.8428 | 0 | 0 | 0 | 0 | 397.3512 | 231.6658 | 230.3059 | 230.4975 | 0 | 0 | 0 | 0 | 0 | -4.8236 | 1.9083 | 15.7764 | 0 | 0 | 0 | 0 | -280.5942 | -32.5574 | -6.6223 | -14.0182 | 0.40291 | 0.40667 | 0.40013 | 0.39254 | -113.0553 | -13.2403 | -2.6498 | -5.5027
5 | 27 | 20 | 497.7438 | 508.8994 | 523.4281 | 536.0175 | 0 | 0 | 0 | 0 | 363.4542 | 311.7537 | 303.0969 | 296.4825 | 0 | 0 | 0 | 0 | 377.5057 | 174.9181 | 171.4664 | 169.8884 | 0 | 0 | 0 | 0 | 0 | 7.9202 | 1.7527 | 10.1514 | 0 | 0 | 0 | 0 | -243.2161 | 14.3074 | 47.1121 | 59.4952 | 0.40427 | 0.42028 | 0.41111 | 0.39531 | -98.3257 | 6.0131 | 19.3684 | 23.5189
5 | 27 | 21 | 491.6572 | 503.0738 | 517.7651 | 530.3853 | 0 | 0 | 0 | 0 | 360.9917 | 318.6336 | 311.5867 | 304.7371 | 0 | 0 | 0 | 0 | 370.5917 | 189.3628 | 183.3601 | 179.4022 | 0 | 0 | 0 | 0 | 0 | 5.7482 | 12.264 | 20.1055 | 0 | 0 | 0 | 0 | -239.9262 | -10.6707 | 10.5543 | 26.1405 | 0.40188 | 0.40772 | 0.40034 | 0.39234 | -96.4217 | -4.3506 | 4.2253 | 10.2559
5 | 27 | 22 | 466.5628 | 478.2418 | 493.086 | 505.8282 | 0 | 0 | 0 | 0 | 352.3913 | 315.1707 | 306.5493 | 311.4101 | 0 | 0 | 0 | 0 | 340.4295 | 186.5096 | 179.3231 | 174.0878 | 0 | 0 | 0 | 0 | 0 | 3.3406 | 7.574 | 6.6903 | 0 | 0 | 0 | 0 | -226.258 | -26.7789 | -0.36037 | 13.64 | 0.39659 | 0.40366 | 0.39544 | 0.38685 | -89.7316 | -10.8095 | -0.1425 | 5.2766
5 | 27 | 23 | 427.6086 | 438.4184 | 452.1045 | 463.8118 | 0 | 0 | 0 | 0 | 295.9869 | 309.674 | 310.8168 | 321.7812 | 0 | 0 | 0 | 0 | 296.0028 | 140.1923 | 131.142 | 124.0224 | 0 | 0 | 0 | 0 | 0 | 10.1075 | 7.0885 | 22.9244 | 0 | 0 | 0 | 0 | -164.3812 | -21.5553 | 3.0572 | -4.9162 | 0.39616 | 0.40557 | 0.39781 | 0.38169 | -65.1207 | -8.7422 | 1.2162 | -1.8765
5 | 27 | 24 | 394.6106 | 402.9207 | 413.651 | 422.6964 | 0 | 0 | 0 | 0 | 284.2274 | 305.831 | 305.1998 | 315.8046 | 0 | 0 | 0 | 0 | 288.6125 | 135.6803 | 126.5738 | 119.3992 | 0 | 0 | 0 | 0 | 0 | 15.2779 | 16.1588 | 5.0575 | 0 | 0 | 0 | 0 | -178.2294 | -53.8685 | -34.2813 | -17.5649 | 0.39155 | 0.40913 | 0.40018 | 0.37917 | -69.7854 | -22.0394 | -13.7188 | -6.6601
5 | 28 | 1 | 374.4406 | 380.3176 | 388.1919 | 394.6214 | 0 | 0 | 0 | 0 | 259.2166 | 323.2272 | 298.5941 | 291.8219 | 0 | 0 | 0 | 0 | 280.6534 | 130.9518 | 125.1011 | 120.9669 | 0 | 0 | 0 | 0 | 0 | 8.5031 | 12.0462 | 8.24 | 0 | 0 | 0 | 0 | -165.4294 | -82.3645 | -47.5496 | -26.4075 | 0.39346 | 0.40712 | 0.39915 | 0.37525 | -65.0899 | -33.5323 | -18.9793 | -9.9095
5 | 28 | 2 | 361.5109 | 365.334 | 370.8922 | 375.2866 | 0 | 0 | 0 | 0 | 262.3755 | 323.3941 | 312.5486 | 287.0447 | 0 | 0 | 0 | 0 | 260.107 | 126.001 | 120.4101 | 116.4672 | 0 | 0 | 0 | 0 | 0 | 9.1058 | 7.7038 | 0.29532 | 0 | 0 | 0 | 0 | -160.9716 | -93.1668 | -69.7703 | -28.5206 | 0.39324 | 0.40518 | 0.39871 | 0.37205 | -63.3005 | -37.7497 | -27.8178 | -10.611
5 | 28 | 3 | 354.3054 | 356.3487 | 359.9283 | 362.5954 | 0 | 0 | 0 | 0 | 253.9803 | 286.5723 | 294.6476 | 283.2002 | 0 | 0 | 0 | 0 | 234.5028 | 121.3302 | 117.1623 | 114.5019 | 0 | 0 | 0 | 0 | 0 | 20.8358 | 10.2746 | 2.7093 | 0 | 0 | 0 | 0 | -134.1777 | -72.3896 | -62.1561 | -37.816 | 0.40479 | 0.40648 | 0.39859 | 0.37175 | -54.3141 | -29.4249 | -24.775 | -14.0581
5 | 28 | 4 | 358.8199 | 359.197 | 360.9489 | 361.9831 | 0 | 0 | 0 | 0 | 262.9177 | 294.4715 | 283.2971 | 283.4556 | 0 | 0 | 0 | 0 | 214.1415 | 128.8546 | 124.4643 | 121.5431 | 0 | 0 | 0 | 0 | 0 | 19.1164 | 10.0401 | 2.0666 | 0 | 0 | 0 | 0 | -118.2393 | -83.2456 | -56.8526 | -45.0821 | 0.39239 | 0.40724 | 0.39885 | 0.37249 | -46.3962 | -33.9009 | -22.6754 | -16.7927
5 | 28 | 5 | 365.6439 | 364.6606 | 364.9377 | 364.6562 | 0 | 0 | 0 | 0 | 280.926 | 306.0441 | 297.6503 | 274.0532 | 0 | 0 | 0 | 0 | 189.799 | 133.7476 | 129.3081 | 126.2918 | 0 | 0 | 0 | 0 | 0 | 23.9252 | 17.6514 | -4.1283 | 0 | 0 | 0 | 0 | -105.0811 | -99.0564 | -79.672 | -31.5606 | 0.39799 | 0.40903 | 0.40099 | 0.37782 | -41.8216 | -40.5168 | -31.9477 | -11.9244
5 | 28 | 6 | 363.5594 | 360.1314 | 357.7501 | 355.1685 | 0 | 0 | 0 | 0 | 318.733 | 279.5646 | 267.6794 | 230.2775 | 0 | 0 | 0 | 0 | 198.6791 | 200.3858 | 194.339 | 189.4312 | 0 | 0 | 0 | 0 | 0 | -4.0967 | -0.048327 | -4.0025 | 0 | 0 | 0 | 0 | -153.8526 | -115.7223 | -104.2201 | -60.5378 | 0.39817 | 0.40695 | 0.39923 | 0.37497 | -61.2591 | -47.0933 | -41.6079 | -22.6998
5 | 28 | 7 | 376.419 | 371.9625 | 368.6994 | 365.5633 | 0 | 0 | 0 | 0 | 290.3165 | 225.1404 | 232.911 | 209.1625 | 0 | 0 | 0 | 0 | 220.2048 | 268.5386 | 264.8607 | 261.7011 | 0 | 0 | 0 | 0 | 0 | -5.8294 | -1.0125 | -0.067602 | 0 | 0 | 0 | 0 | -134.1023 | -115.8871 | -128.0597 | -105.2326 | 0.39621 | 0.33259 | 0.32125 | 0.38231 | -53.1324 | -38.543 | -41.1387 | -40.2319
5 | 28 | 8 | 401.6655 | 397.3318 | 394.694 | 392.5509 | 0 | 0 | 0 | 0 | 273.9225 | 220.693 | 211.018 | 213.7858 | 0 | 0 | 0 | 0 | 278.9144 | 358.276 | 373.6327 | 387.5325 | 0 | 0 | 0 | 0 | 0 | -7.1414 | -4.3551 | -0.77494 | 0 | 0 | 0 | 0 | -151.1713 | -174.4958 | -185.6015 | -207.9924 | 0.38794 | 0.32023 | 0.31429 | 0.32105 | -58.6447 | -55.8797 | -58.332 | -66.776
5 | 28 | 9 | 434.1608 | 431.5912 | 431.4061 | 431.8534 | 0 | 0 | 0 | 0 | 269.3138 | 209.1058 | 203.6412 | 211.285 | 0 | 0 | 0 | 0 | 337.4417 | 416.4319 | 453.6388 | 487.4399 | 0 | 0 | 0 | 0 | 0 | -22.5382 | -7.3083 | -8.2175 | 0 | 0 | 0 | 0 | -172.5948 | -171.4083 | -218.5657 | -258.654 | 0.39364 | 0.24286 | 0.23968 | 0 | -67.9403 | -41.6285 | -52.3848 | 0
5 | 28 | 10 | 461.3647 | 459.6615 | 460.5054 | 461.7934 | 0 | 0 | 0 | 0 | 264.0074 | 201.1699 | 210.0612 | 203.3356 | 0 | 0 | 0 | 0 | 372.6548 | 458.6411 | 510.5087 | 557.5443 | 0 | 0 | 0 | 0 | 0 | -26.9467 | -35.0954 | -25.2718 | 0 | 0 | 0 | 0 | -175.2974 | -173.2028 | -224.9691 | -273.8146 | 0.31441 | 0.24286 | 0.24286 | 0 | -55.1158 | -42.0643 | -54.6363 | 0
5 | 28 | 11 | 470.6147 | 469.5037 | 470.7843 | 472.1449 | 0 | 0 | 0 | 0 | 283.3605 | 202.235 | 197.5094 | 195.8549 | 0 | 0 | 0 | 0 | 382.6486 | 472.7524 | 533.0644 | 587.7084 | 0 | 0 | 0 | 0 | 0 | -27.978 | -27.9795 | -27.2462 | 0 | 0 | 0 | 0 | -195.3944 | -177.5058 | -231.8101 | -284.1722 | 0.31687 | 0.24286 | 0.24286 | 0 | -61.9143 | -43.1093 | -56.2976 | 0
5 | 28 | 12 | 477.8157 | 477.242 | 478.9541 | 480.4605 | 0 | 0 | 0 | 0 | 261.3532 | 195.4759 | 192.3411 | 194.7813 | 0 | 0 | 0 | 0 | 388.5235 | 486.1963 | 552.1939 | 612.0061 | 0 | 0 | 0 | 0 | 0 | -22.996 | -27.9843 | -27.8496 | 0 | 0 | 0 | 0 | -172.061 | -181.4342 | -237.5967 | -298.4772 | 0.30984 | 0.24286 | 0.24286 | 0 | -53.3109 | -44.0634 | -57.703 | 0
5 | 28 | 13 | 484.2715 | 485.1028 | 488.326 | 491.0859 | 0 | 0 | 0 | 0 | 252.21 | 202.5693 | 198.2957 | 194.0988 | 0 | 0 | 0 | 0 | 389.0106 | 486.5266 | 554.7636 | 616.6412 | 0 | 0 | 0 | 0 | 0 | -19.843 | -26.3618 | -25.3617 | 0 | 0 | 0 | 0 | -156.9492 | -184.1501 | -238.3714 | -294.2923 | 0.31489 | 0.24286 | 0.24286 | 0 | -49.4218 | -44.723 | -57.8912 | 0
5 | 28 | 14 | 491.2298 | 493.2648 | 497.8734 | 501.889 | 0 | 0 | 0 | 0 | 265.2853 | 204.6611 | 201.6726 | 198.8588 | 0 | 0 | 0 | 0 | 397.8336 | 498.7727 | 566.9182 | 628.9074 | 0 | 0 | 0 | 0 | 0 | -13.6893 | -11.8431 | -14.769 | 0 | 0 | 0 | 0 | -171.889 | -196.4797 | -258.8743 | -311.1083 | 0.31699 | 0.24286 | 0.24286 | 0 | -54.4867 | -47.7174 | -62.8705 | 0
5 | 28 | 15 | 497.9855 | 501.1069 | 506.9175 | 511.9624 | 0 | 0 | 0 | 0 | 301.7503 | 205.2053 | 204.2999 | 205.7158 | 0 | 0 | 0 | 0 | 406.544 | 481.3478 | 546.6272 | 606.2695 | 0 | 0 | 0 | 0 | 0 | -5.8735 | -6.0858 | -6.0531 | 0 | 0 | 0 | 0 | -210.3088 | -179.5728 | -237.9238 | -293.9697 | 0.31618 | 0.24027 | 0.2402 | 0.19462 | -66.4952 | -43.146 | -57.1485 | -57.2124
5 | 28 | 16 | 505.1097 | 510.6731 | 519.2181 | 526.6918 | 0 | 0 | 0 | 0 | 289.4825 | 210.4392 | 216.4037 | 225.0266 | 0 | 0 | 0 | 0 | 399.677 | 418.5843 | 475.6288 | 528.0991 | 0 | 0 | 0 | 0 | 0 | -6.0553 | -1.3104 | -3.3169 | 0 | 0 | 0 | 0 | -184.0499 | -112.2951 | -171.504 | -223.117 | 0.32103 | 0.24715 | 0.22975 | 0.24005 | -59.0847 | -27.7541 | -39.4029 | -53.5589
5 | 28 | 17 | 508.5796 | 516.3956 | 527.4092 | 537.0292 | 0 | 0 | 0 | 0 | 289.1018 | 215.8952 | 222.8683 | 214.6249 | 0 | 0 | 0 | 0 | 367.0607 | 341.7493 | 385.0171 | 425.4033 | 0 | 0 | 0 | 0 | 0 | -1.1496 | -1.9372 | -2.4905 | 0 | 0 | 0 | 0 | -147.5829 | -40.0993 | -78.539 | -100.5085 | 0.39785 | 0.24634 | 0.32048 | 0.23372 | -58.7162 | -9.8782 | -25.1706 | -23.4912
5 | 28 | 18 | 504.9485 | 514.8795 | 528.2054 | 539.8678 | 0 | 0 | 0 | 0 | 318.3433 | 237.0354 | 218.5804 | 227.5741 | 0 | 0 | 0 | 0 | 289.2505 | 231.2139 | 252.7333 | 273.6281 | 0 | 0 | 0 | 0 | 0 | -4.0249 | -4.8937 | 1.3676 | 0 | 0 | 0 | 0 | -102.6454 | 50.6551 | 61.7853 | 37.298 | 0.40002 | 0.33194 | 0.39565 | 0.38633 | -41.0603 | 16.8146 | 24.4453 | 14.4093
5 | 28 | 19 | 501.9594 | 512.8888 | 527.2734 | 539.8374 | 0 | 0 | 0 | 0 | 357.4235 | 289.9244 | 271.8957 | 276.8428 | 0 | 0 | 0 | 0 | 205.8853 | 118.9429 | 129.2168 | 140.2731 | 0 | 0 | 0 | 0 | 0 | -4.8236 | 1.9083 | 15.7764 | 0 | 0 | 0 | 0 | -61.3494 | 108.8452 | 124.2526 | 106.9451 | 0.40291 | 0.40667 | 0.40013 | 0.39254 | -24.7185 | 44.2645 | 49.7177 | 41.9797
5 | 28 | 20 | 528.566 | 540.721 | 556.4771 | 570.124 | 0 | 0 | 0 | 0 | 363.4542 | 311.7537 | 303.0969 | 296.4825 | 0 | 0 | 0 | 0 | 209.7052 | 107.4275 | 114.4755 | 122.8197 | 0 | 0 | 0 | 0 | 0 | 7.9202 | 1.7527 | 10.1514 | 0 | 0 | 0 | 0 | -44.5934 | 113.6196 | 137.152 | 140.6704 | 0.40427 | 0.42028 | 0.41111 | 0.39531 | -18.0279 | 47.7522 | 56.3851 | 55.6081
5 | 28 | 21 | 513.7741 | 525.908 | 541.48 | 554.859 | 0 | 0 | 0 | 0 | 360.9917 | 318.6336 | 311.5867 | 304.7371 | 0 | 0 | 0 | 0 | 197.1744 | 122.4044 | 129.1879 | 137.2126 | 0 | 0 | 0 | 0 | 0 | 5.7482 | 12.264 | 20.1055 | 0 | 0 | 0 | 0 | -44.3919 | 79.1218 | 88.4413 | 92.8039 | 0.40188 | 0.40772 | 0.40034 | 0.39234 | -17.8402 | 32.2592 | 35.4065 | 36.4102
5 | 28 | 22 | 475.4627 | 487.4303 | 502.6289 | 515.6764 | 0 | 0 | 0 | 0 | 352.3913 | 315.1707 | 306.5493 | 311.4101 | 0 | 0 | 0 | 0 | 163.4084 | 117.5834 | 119.7629 | 123.2813 | 0 | 0 | 0 | 0 | 0 | 3.3406 | 7.574 | 6.6903 | 0 | 0 | 0 | 0 | -40.337 | 51.3356 | 68.7426 | 74.2947 | 0.39659 | 0.40366 | 0.39544 | 0.38685 | -15.9973 | 20.722 | 27.1834 | 28.7408
5 | 28 | 23 | 426.8477 | 437.6329 | 451.2887 | 462.9699 | 0 | 0 | 0 | 0 | 295.9869 | 309.674 | 310.8168 | 321.7812 | 0 | 0 | 0 | 0 | 177.7584 | 113.2522 | 117.1754 | 122.3508 | 0 | 0 | 0 | 0 | 0 | 10.1075 | 7.0885 | 22.9244 | 0 | 0 | 0 | 0 | -46.8976 | 4.5993 | 16.208 | -4.0865 | 0.39616 | 0.40557 | 0.39781 | 0.38169 | -18.5788 | 1.8653 | 6.4476 | -1.5598
5 | 28 | 24 | 393.5136 | 401.7881 | 412.4747 | 421.4825 | 0 | 0 | 0 | 0 | 284.2274 | 305.831 | 305.1998 | 315.8046 | 0 | 0 | 0 | 0 | 207.3261 | 122.7493 | 131.199 | 140.7438 | 0 | 0 | 0 | 0 | 0 | 15.2779 | 16.1588 | 5.0575 | 0 | 0 | 0 | 0 | -98.04 | -42.0701 | -40.0828 | -40.1234 | 0.39155 | 0.40913 | 0.40018 | 0.37917 | -38.3874 | -17.2122 | -16.0405 | -15.2137
5 | 29 | 1 | 374.5998 | 380.482 | 388.3627 | 394.7976 | 0 | 0 | 0 | 0 | 259.2166 | 323.2272 | 298.5941 | 291.8219 | 0 | 0 | 0 | 0 | 196.1407 | 140.4315 | 147.9301 | 156.4988 | 0 | 0 | 0 | 0 | 0 | 8.5031 | 12.0462 | 8.24 | 0 | 0 | 0 | 0 | -80.7575 | -91.6798 | -70.2078 | -61.7632 | 0.39346 | 0.40712 | 0.39915 | 0.37525 | -31.7749 | -37.3248 | -28.0232 | -23.1767
5 | 29 | 2 | 364.2888 | 368.202 | 373.8708 | 378.3605 | 0 | 0 | 0 | 0 | 262.3755 | 323.3941 | 312.5486 | 287.0447 | 0 | 0 | 0 | 0 | 198.0754 | 161.9649 | 166.2146 | 171.6987 | 0 | 0 | 0 | 0 | 0 | 9.1058 | 7.7038 | 0.29532 | 0 | 0 | 0 | 0 | -96.1621 | -126.2628 | -112.5963 | -80.6783 | 0.39324 | 0.40518 | 0.39871 | 0.37205 | -37.8148 | -51.1597 | -44.8928 | -30.016
5 | 29 | 3 | 360.6927 | 362.9432 | 366.7771 | 369.6634 | 0 | 0 | 0 | 0 | 253.9803 | 286.5723 | 294.6476 | 283.2002 | 0 | 0 | 0 | 0 | 192.0919 | 148.4305 | 150.4326 | 153.7829 | 0 | 0 | 0 | 0 | 0 | 20.8358 | 10.2746 | 2.7093 | 0 | 0 | 0 | 0 | -85.3795 | -92.8954 | -88.5776 | -70.029 | 0.40479 | 0.40648 | 0.39859 | 0.37175 | -34.561 | -37.76 | -35.3064 | -26.0332
5 | 29 | 4 | 369.0998 | 369.8103 | 371.9716 | 373.3585 | 0 | 0 | 0 | 0 | 262.9177 | 294.4715 | 283.2971 | 283.4556 | 0 | 0 | 0 | 0 | 177.0716 | 148.4942 | 149.3017 | 151.4726 | 0 | 0 | 0 | 0 | 0 | 19.1164 | 10.0401 | 2.0666 | 0 | 0 | 0 | 0 | -70.8895 | -92.2719 | -70.6672 | -63.6363 | 0.39239 | 0.40724 | 0.39885 | 0.37249 | -27.8165 | -37.5767 | -28.1853 | -23.7039
5 | 29 | 5 | 395.2982 | 395.2766 | 396.7346 | 397.4705 | 0 | 0 | 0 | 0 | 280.926 | 306.0441 | 297.6503 | 274.0532 | 0 | 0 | 0 | 0 | 172.5144 | 158.8324 | 157.8175 | 158.2043 | 0 | 0 | 0 | 0 | 0 | 23.9252 | 17.6514 | -4.1283 | 0 | 0 | 0 | 0 | -58.1422 | -93.5251 | -76.3846 | -30.6587 | 0.39799 | 0.40903 | 0.40099 | 0.37782 | -23.1402 | -38.2544 | -30.6295 | -11.5836
5 | 29 | 6 | 430.441 | 429.1818 | 429.4637 | 429.177 | 0 | 0 | 0 | 0 | 318.733 | 279.5646 | 267.6794 | 230.2775 | 0 | 0 | 0 | 0 | 206.196 | 230.7642 | 224.8791 | 220.2073 | 0 | 0 | 0 | 0 | 0 | -4.0967 | -0.048327 | -4.0025 | 0 | 0 | 0 | 0 | -94.488 | -77.0502 | -63.0465 | -17.3054 | 0.39817 | 0.40695 | 0.39923 | 0.37497 | -37.6221 | -31.3556 | -25.1701 | -6.489
5 | 29 | 7 | 474.7597 | 473.4922 | 474.145 | 474.3832 | 0 | 0 | 0 | 0 | 290.3165 | 225.1404 | 232.911 | 209.1625 | 0 | 0 | 0 | 0 | 222.1377 | 291.3409 | 286.4512 | 282.1703 | 0 | 0 | 0 | 0 | 0 | -5.8294 | -1.0125 | -0.067602 | 0 | 0 | 0 | 0 | -37.6945 | -37.1597 | -44.2046 | -16.8819 | 0.39621 | 0.33259 | 0.32125 | 0.38231 | -14.9349 | -12.359 | -14.2005 | -6.4542
5 | 29 | 8 | 502.7133 | 501.6563 | 503.0423 | 504.3663 | 0 | 0 | 0 | 0 | 273.9225 | 220.693 | 211.018 | 213.7858 | 0 | 0 | 0 | 0 | 268.6007 | 373.0902 | 385.4879 | 396.5163 | 0 | 0 | 0 | 0 | 0 | -7.1414 | -4.3551 | -0.77494 | 0 | 0 | 0 | 0 | -39.8099 | -84.9854 | -89.1084 | -105.1609 | 0.38794 | 0.32023 | 0.31429 | 0.32105 | -15.4437 | -27.2153 | -28.0056 | -33.7619
5 | 29 | 9 | 521.9207 | 522.1971 | 525.5065 | 528.965 | 0 | 0 | 0 | 0 | 269.3138 | 209.1058 | 203.6412 | 211.285 | 0 | 0 | 0 | 0 | 305.0994 | 450.0291 | 477.6487 | 502.1533 | 0 | 0 | 0 | 0 | 0 | -22.5382 | -7.3083 | -8.2175 | 0 | 0 | 0 | 0 | -52.4925 | -114.3997 | -148.4751 | -176.2558 | 0.39364 | 0.24286 | 0.23968 | 0 | -20.6632 | -27.7833 | -35.5858 | 0
5 | 29 | 10 | 539.9594 | 540.8048 | 544.7784 | 548.7632 | 0 | 0 | 0 | 0 | 264.0074 | 201.1699 | 210.0612 | 203.3356 | 0 | 0 | 0 | 0 | 320.1985 | 489.0926 | 528.1456 | 562.8234 | 0 | 0 | 0 | 0 | 0 | -26.9467 | -35.0954 | -25.2718 | 0 | 0 | 0 | 0 | -44.2465 | -122.511 | -158.333 | -192.124 | 0.31441 | 0.24286 | 0.24286 | 0 | -13.9117 | -29.7532 | -38.4529 | 0
5 | 29 | 11 | 551.6334 | 553.1497 | 557.6564 | 561.7969 | 0 | 0 | 0 | 0 | 283.3605 | 202.235 | 197.5094 | 195.8549 | 0 | 0 | 0 | 0 | 325.7409 | 510.8122 | 557.9075 | 599.8012 | 0 | 0 | 0 | 0 | 0 | -27.978 | -27.9795 | -27.2462 | 0 | 0 | 0 | 0 | -57.4679 | -131.9196 | -169.7811 | -206.6129 | 0.31687 | 0.24286 | 0.24286 | 0 | -18.2098 | -32.0382 | -41.2332 | 0
5 | 29 | 12 | 558.2682 | 560.3035 | 565.2192 | 569.486 | 0 | 0 | 0 | 0 | 261.3532 | 195.4759 | 192.3411 | 194.7813 | 0 | 0 | 0 | 0 | 328.9235 | 521.7177 | 574.0115 | 620.5953 | 0 | 0 | 0 | 0 | 0 | -22.996 | -27.9843 | -27.8496 | 0 | 0 | 0 | 0 | -32.0085 | -133.8941 | -173.1492 | -218.0409 | 0.30984 | 0.24286 | 0.24286 | 0 | -9.9174 | -32.5177 | -42.0512 | 0
5 | 29 | 13 | 569.6782 | 573.2791 | 579.9032 | 585.5935 | 0 | 0 | 0 | 0 | 252.21 | 202.5693 | 198.2957 | 194.0988 | 0 | 0 | 0 | 0 | 329.8053 | 530.1082 | 584.6685 | 633.3315 | 0 | 0 | 0 | 0 | 0 | -19.843 | -26.3618 | -25.3617 | 0 | 0 | 0 | 0 | -12.3372 | -139.5555 | -176.6992 | -216.475 | 0.31489 | 0.24286 | 0.24286 | 0 | -3.8849 | -33.8927 | -42.9134 | 0
5 | 29 | 14 | 576.7957 | 581.6054 | 589.6213 | 596.5728 | 0 | 0 | 0 | 0 | 265.2853 | 204.6611 | 201.6726 | 198.8588 | 0 | 0 | 0 | 0 | 329.4181 | 522.6014 | 575.4985 | 622.7378 | 0 | 0 | 0 | 0 | 0 | -13.6893 | -11.8431 | -14.769 | 0 | 0 | 0 | 0 | -17.9077 | -131.9678 | -175.7067 | -210.2549 | 0.31699 | 0.24286 | 0.24286 | 0 | -5.6765 | -32.0499 | -42.6723 | 0
5 | 29 | 15 | 581.1274 | 586.945 | 596.0662 | 603.964 | 0 | 0 | 0 | 0 | 301.7503 | 205.2053 | 204.2999 | 205.7158 | 0 | 0 | 0 | 0 | 325.3585 | 498.782 | 546.3514 | 588.8805 | 0 | 0 | 0 | 0 | 0 | -5.8735 | -6.0858 | -6.0531 | 0 | 0 | 0 | 0 | -45.9814 | -111.1688 | -148.4992 | -184.5793 | 0.31618 | 0.24027 | 0.2402 | 0.19462 | -14.5384 | -26.7106 | -35.669 | -35.9228
5 | 29 | 16 | 579.8826 | 587.8708 | 599.3932 | 609.4325 | 0 | 0 | 0 | 0 | 289.4825 | 210.4392 | 216.4037 | 225.0266 | 0 | 0 | 0 | 0 | 311.0493 | 469.9524 | 507.924 | 541.9693 | 0 | 0 | 0 | 0 | 0 | -6.0553 | -1.3104 | -3.3169 | 0 | 0 | 0 | 0 | -20.6493 | -86.4655 | -123.6242 | -154.2466 | 0.32103 | 0.24715 | 0.22975 | 0.24005 | -6.6289 | -21.3702 | -28.4025 | -37.0267
5 | 29 | 17 | 569.7108 | 579.5092 | 592.957 | 604.6745 | 0 | 0 | 0 | 0 | 289.1018 | 215.8952 | 222.8683 | 214.6249 | 0 | 0 | 0 | 0 | 293.9224 | 420.4447 | 445.0674 | 467.4234 | 0 | 0 | 0 | 0 | 0 | -1.1496 | -1.9372 | -2.4905 | 0 | 0 | 0 | 0 | -13.3135 | -55.6812 | -73.0415 | -74.8834 | 0.39785 | 0.24634 | 0.32048 | 0.23372 | -5.2968 | -13.7167 | -23.4087 | -17.502
5 | 29 | 18 | 557.4098 | 569.042 | 584.4569 | 597.9194 | 0 | 0 | 0 | 0 | 318.3433 | 237.0354 | 218.5804 | 227.5741 | 0 | 0 | 0 | 0 | 259.9758 | 322.1173 | 330.3945 | 338.4509 | 0 | 0 | 0 | 0 | 0 | -4.0249 | -4.8937 | 1.3676 | 0 | 0 | 0 | 0 | -20.9093 | 13.9142 | 40.3757 | 30.5268 | 0.40002 | 0.33194 | 0.39565 | 0.38633 | -8.3642 | 4.6187 | 15.9746 | 11.7934
5 | 29 | 19 | 545.2909 | 557.6254 | 573.7355 | 587.7863 | 0 | 0 | 0 | 0 | 357.4235 | 289.9244 | 271.8957 | 276.8428 | 0 | 0 | 0 | 0 | 219.5868 | 207.4173 | 213.4569 | 220.3284 | 0 | 0 | 0 | 0 | 0 | -4.8236 | 1.9083 | 15.7764 | 0 | 0 | 0 | 0 | -31.7194 | 65.1074 | 86.4746 | 74.8387 | 0.40291 | 0.40667 | 0.40013 | 0.39254 | -12.7802 | 26.4775 | 34.6014 | 29.3768
5 | 29 | 20 | 569.5619 | 583.0464 | 600.4349 | 615.4884 | 0 | 0 | 0 | 0 | 363.4542 | 311.7537 | 303.0969 | 296.4825 | 0 | 0 | 0 | 0 | 221.7803 | 165.0566 | 169.7591 | 175.7727 | 0 | 0 | 0 | 0 | 0 | 7.9202 | 1.7527 | 10.1514 | 0 | 0 | 0 | 0 | -15.6726 | 98.3159 | 125.8262 | 133.0818 | 0.40427 | 0.42028 | 0.41111 | 0.39531 | -6.336 | 41.3203 | 51.7289 | 52.6083
5 | 29 | 21 | 549.6035 | 562.8993 | 579.898 | 594.5064 | 0 | 0 | 0 | 0 | 360.9917 | 318.6336 | 311.5867 | 304.7371 | 0 | 0 | 0 | 0 | 213.5156 | 164.2378 | 167.8387 | 172.8401 | 0 | 0 | 0 | 0 | 0 | 5.7482 | 12.264 | 20.1055 | 0 | 0 | 0 | 0 | -24.9037 | 74.2797 | 88.2086 | 96.8237 | 0.40188 | 0.40772 | 0.40034 | 0.39234 | -10.0083 | 30.285 | 35.3133 | 37.9874
5 | 29 | 22 | 498.8712 | 511.5979 | 527.7286 | 541.5793 | 0 | 0 | 0 | 0 | 352.3913 | 315.1707 | 306.5493 | 311.4101 | 0 | 0 | 0 | 0 | 194.6197 | 166.2255 | 168.5539 | 172.2853 | 0 | 0 | 0 | 0 | 0 | 3.3406 | 7.574 | 6.6903 | 0 | 0 | 0 | 0 | -48.1398 | 26.8613 | 45.0515 | 51.1937 | 0.39659 | 0.40366 | 0.39544 | 0.38685 | -19.0918 | 10.8427 | 17.815 | 19.8042
5 | 29 | 23 | 449.407 | 460.9238 | 475.4778 | 487.9331 | 0 | 0 | 0 | 0 | 295.9869 | 309.674 | 310.8168 | 321.7812 | 0 | 0 | 0 | 0 | 164.0349 | 167.6194 | 165.9164 | 165.7409 | 0 | 0 | 0 | 0 | 0 | 10.1075 | 7.0885 | 22.9244 | 0 | 0 | 0 | 0 | -10.6149 | -26.4771 | -8.3439 | -22.5134 | 0.39616 | 0.40557 | 0.39781 | 0.38169 | -4.2052 | -10.7383 | -3.3192 | -8.5932
5 | 29 | 24 | 413.2773 | 422.1927 | 433.6663 | 443.3522 | 0 | 0 | 0 | 0 | 284.2274 | 305.831 | 305.1998 | 315.8046 | 0 | 0 | 0 | 0 | 149.9015 | 162.9106 | 159.9289 | 158.5218 | 0 | 0 | 0 | 0 | 0 | 15.2779 | 16.1588 | 5.0575 | 0 | 0 | 0 | 0 | -20.8517 | -61.8268 | -47.6212 | -36.0317 | 0.39155 | 0.40913 | 0.40018 | 0.37917 | -8.1644 | -25.2954 | -19.0572 | -13.6623
5 | 30 | 1 | 393.0542 | 399.5348 | 408.1503 | 415.2184 | 0 | 0 | 0 | 0 | 259.2166 | 323.2272 | 298.5941 | 291.8219 | 0 | 0 | 0 | 0 | 130.9068 | 158.4596 | 155.0771 | 153.213 | 0 | 0 | 0 | 0 | 0 | 8.5031 | 12.0462 | 8.24 | 0 | 0 | 0 | 0 | 2.9308 | -90.655 | -57.5672 | -38.0565 | 0.39346 | 0.40712 | 0.39915 | 0.37525 | 1.1531 | -36.9076 | -22.9778 | -14.2807
5 | 30 | 2 | 381.8054 | 386.2866 | 392.6529 | 397.7437 | 0 | 0 | 0 | 0 | 262.3755 | 323.3941 | 312.5486 | 287.0447 | 0 | 0 | 0 | 0 | 103.0202 | 134.3453 | 131.0734 | 129.1775 | 0 | 0 | 0 | 0 | 0 | 9.1058 | 7.7038 | 0.29532 | 0 | 0 | 0 | 0 | 16.4096 | -80.5585 | -58.6729 | -18.7739 | 0.39324 | 0.40518 | 0.39871 | 0.37205 | 6.4529 | -32.641 | -23.3932 | -6.9847
5 | 30 | 3 | 375.4491 | 378.1781 | 382.5997 | 385.9923 | 0 | 0 | 0 | 0 | 253.9803 | 286.5723 | 294.6476 | 283.2002 | 0 | 0 | 0 | 0 | 81.6986 | 97.69 | 93.9736 | 91.5611 | 0 | 0 | 0 | 0 | 0 | 20.8358 | 10.2746 | 2.7093 | 0 | 0 | 0 | 0 | 39.7702 | -26.9199 | -16.296 | 8.5216 | 0.40479 | 0.40648 | 0.39859 | 0.37175 | 16.0987 | -10.9424 | -6.4955 | 3.1679
5 | 30 | 4 | 382.5646 | 383.7117 | 386.4092 | 388.2581 | 0 | 0 | 0 | 0 | 262.9177 | 294.4715 | 283.2971 | 283.4556 | 0 | 0 | 0 | 0 | 69.0778 | 87.2 | 83.3932 | 80.8353 | 0 | 0 | 0 | 0 | 0 | 19.1164 | 10.0401 | 2.0666 | 0 | 0 | 0 | 0 | 50.5691 | -17.0763 | 9.6788 | 21.9006 | 0.39239 | 0.40724 | 0.39885 | 0.37249 | 19.8429 | -6.9541 | 3.8604 | 8.1577
5 | 30 | 5 | 403.2603 | 403.4969 | 405.2719 | 406.281 | 0 | 0 | 0 | 0 | 280.926 | 306.0441 | 297.6503 | 274.0532 | 0 | 0 | 0 | 0 | 64.5242 | 81.2818 | 76.5612 | 73.066 | 0 | 0 | 0 | 0 | 0 | 23.9252 | 17.6514 | -4.1283 | 0 | 0 | 0 | 0 | 57.8102 | -7.7542 | 13.409 | 63.2902 | 0.39799 | 0.40903 | 0.40099 | 0.37782 | 23.0081 | -3.1717 | 5.3769 | 23.9126
5 | 30 | 6 | 429.8748 | 428.5973 | 428.8566 | 428.5504 | 0 | 0 | 0 | 0 | 318.733 | 279.5646 | 267.6794 | 230.2775 | 0 | 0 | 0 | 0 | 114.3645 | 143.9416 | 136.7756 | 130.5601 | 0 | 0 | 0 | 0 | 0 | -4.0967 | -0.048327 | -4.0025 | 0 | 0 | 0 | 0 | -3.2226 | 9.1877 | 24.45 | 71.7153 | 0.39817 | 0.40695 | 0.39923 | 0.37497 | -1.2831 | 3.7389 | 9.7612 | 26.891
5 | 30 | 7 | 472.5126 | 471.1722 | 471.7356 | 471.8966 | 0 | 0 | 0 | 0 | 290.3165 | 225.1404 | 232.911 | 209.1625 | 0 | 0 | 0 | 0 | 162.5914 | 226.4873 | 222.1273 | 218.0965 | 0 | 0 | 0 | 0 | 0 | -5.8294 | -1.0125 | -0.067602 | 0 | 0 | 0 | 0 | 19.6046 | 25.374 | 17.7098 | 44.7053 | 0.39621 | 0.33259 | 0.32125 | 0.38231 | 7.7675 | 8.4392 | 5.6892 | 17.0915
5 | 30 | 8 | 496.4852 | 495.2262 | 496.3643 | 497.4746 | 0 | 0 | 0 | 0 | 273.9225 | 220.693 | 211.018 | 213.7858 | 0 | 0 | 0 | 0 | 216.2279 | 319.5718 | 332.5298 | 343.9217 | 0 | 0 | 0 | 0 | 0 | -7.1414 | -4.3551 | -0.77494 | 0 | 0 | 0 | 0 | 6.3347 | -37.8971 | -42.8284 | -59.458 | 0.38794 | 0.32023 | 0.31429 | 0.32105 | 2.4575 | -12.136 | -13.4604 | -19.089
5 | 30 | 9 | 517.2142 | 517.338 | 520.46 | 523.757 | 0 | 0 | 0 | 0 | 269.3138 | 209.1058 | 203.6412 | 211.285 | 0 | 0 | 0 | 0 | 257.4798 | 385.6988 | 415.5749 | 442.104 | 0 | 0 | 0 | 0 | 0 | -22.5382 | -7.3083 | -8.2175 | 0 | 0 | 0 | 0 | -9.5794 | -54.9284 | -91.4478 | -121.4145 | 0.39364 | 0.24286 | 0.23968 | 0 | -3.7708 | -13.34 | -21.9178 | 0
5 | 30 | 10 | 535.2352 | 535.9275 | 539.7129 | 543.5356 | 0 | 0 | 0 | 0 | 264.0074 | 201.1699 | 210.0612 | 203.3356 | 0 | 0 | 0 | 0 | 284.0053 | 424.3883 | 467.1378 | 505.2244 | 0 | 0 | 0 | 0 | 0 | -26.9467 | -35.0954 | -25.2718 | 0 | 0 | 0 | 0 | -12.7775 | -62.684 | -102.3907 | -139.7527 | 0.31441 | 0.24286 | 0.24286 | 0 | -4.0174 | -15.2235 | -24.8667 | 0
5 | 30 | 11 | 545.7592 | 547.0849 | 551.3578 | 555.2967 | 0 | 0 | 0 | 0 | 283.3605 | 202.235 | 197.5094 | 195.8549 | 0 | 0 | 0 | 0 | 299.3964 | 449.5745 | 501.4342 | 547.7252 | 0 | 0 | 0 | 0 | 0 | -27.978 | -27.9795 | -27.2462 | 0 | 0 | 0 | 0 | -36.9977 | -76.7467 | -119.6064 | -161.0371 | 0.31687 | 0.24286 | 0.24286 | 0 | -11.7234 | -18.6388 | -29.0477 | 0
5 | 30 | 12 | 546.0774 | 547.7173 | 552.1476 | 555.9961 | 0 | 0 | 0 | 0 | 261.3532 | 195.4759 | 192.3411 | 194.7813 | 0 | 0 | 0 | 0 | 303.6563 | 466.2646 | 521.5599 | 570.9465 | 0 | 0 | 0 | 0 | 0 | -22.996 | -27.9843 | -27.8496 | 0 | 0 | 0 | 0 | -18.9322 | -91.0271 | -133.7692 | -181.882 | 0.30984 | 0.24286 | 0.24286 | 0 | -5.8659 | -22.107 | -32.4873 | 0
5 | 30 | 13 | 556.0188 | 559.1767 | 565.2569 | 570.4786 | 0 | 0 | 0 | 0 | 252.21 | 202.5693 | 198.2957 | 194.0988 | 0 | 0 | 0 | 0 | 305.2333 | 473.7601 | 529.3067 | 578.9688 | 0 | 0 | 0 | 0 | 0 | -19.843 | -26.3618 | -25.3617 | 0 | 0 | 0 | 0 | -1.4245 | -97.3097 | -135.9836 | -177.2272 | 0.31489 | 0.24286 | 0.24286 | 0 | -0.44857 | -23.6328 | -33.0251 | 0
5 | 30 | 14 | 562.9594 | 567.3204 | 574.7853 | 581.2621 | 0 | 0 | 0 | 0 | 265.2853 | 204.6611 | 201.6726 | 198.8588 | 0 | 0 | 0 | 0 | 309.5726 | 473.0353 | 527.1574 | 575.6374 | 0 | 0 | 0 | 0 | 0 | -13.6893 | -11.8431 | -14.769 | 0 | 0 | 0 | 0 | -11.8985 | -96.6866 | -142.2016 | -178.4652 | 0.31699 | 0.24286 | 0.24286 | 0 | -3.7717 | -23.4815 | -34.5352 | 0
5 | 30 | 15 | 563.8762 | 569.1343 | 577.5687 | 584.8745 | 0 | 0 | 0 | 0 | 301.7503 | 205.2053 | 204.2999 | 205.7158 | 0 | 0 | 0 | 0 | 305.2181 | 447.9546 | 497.8609 | 542.7425 | 0 | 0 | 0 | 0 | 0 | -5.8735 | -6.0858 | -6.0531 | 0 | 0 | 0 | 0 | -43.0922 | -78.1521 | -118.5063 | -157.5308 | 0.31618 | 0.24027 | 0.2402 | 0.19462 | -13.6249 | -18.7777 | -28.4648 | -30.6586
5 | 30 | 16 | 561.0743 | 568.4526 | 579.2261 | 588.62 | 0 | 0 | 0 | 0 | 289.4825 | 210.4392 | 216.4037 | 225.0266 | 0 | 0 | 0 | 0 | 295.3289 | 421.4959 | 459.6256 | 493.9479 | 0 | 0 | 0 | 0 | 0 | -6.0553 | -1.3104 | -3.3169 | 0 | 0 | 0 | 0 | -23.7371 | -57.4272 | -95.4928 | -127.0376 | 0.32103 | 0.24715 | 0.22975 | 0.24005 | -7.6202 | -14.1933 | -21.9394 | -30.4952
5 | 30 | 17 | 551.0795 | 560.2737 | 572.9796 | 584.0579 | 0 | 0 | 0 | 0 | 289.1018 | 215.8952 | 222.8683 | 214.6249 | 0 | 0 | 0 | 0 | 270.0142 | 345.2129 | 370.5591 | 393.7838 | 0 | 0 | 0 | 0 | 0 | -1.1496 | -1.9372 | -2.4905 | 0 | 0 | 0 | 0 | -8.0365 | 0.31519 | -18.5106 | -21.8603 | 0.39785 | 0.24634 | 0.32048 | 0.23372 | -3.1973 | 0.077646 | -5.9324 | -5.1093
5 | 30 | 18 | 538.7078 | 549.7335 | 564.4037 | 577.2245 | 0 | 0 | 0 | 0 | 318.3433 | 237.0354 | 218.5804 | 227.5741 | 0 | 0 | 0 | 0 | 259.3379 | 261.7087 | 272.3074 | 282.7835 | 0 | 0 | 0 | 0 | 0 | -4.0249 | -4.8937 | 1.3676 | 0 | 0 | 0 | 0 | -38.9735 | 55.0143 | 78.4095 | 65.4993 | 0.40002 | 0.33194 | 0.39565 | 0.38633 | -15.5902 | 18.2616 | 31.0227 | 25.3043
5 | 30 | 19 | 533.0647 | 545.0027 | 560.6259 | 574.2572 | 0 | 0 | 0 | 0 | 357.4235 | 289.9244 | 271.8957 | 276.8428 | 0 | 0 | 0 | 0 | 198.9258 | 135.7443 | 140.468 | 146.3145 | 0 | 0 | 0 | 0 | 0 | -4.8236 | 1.9083 | 15.7764 | 0 | 0 | 0 | 0 | -23.2846 | 124.1577 | 146.3539 | 135.3235 | 0.40291 | 0.40667 | 0.40013 | 0.39254 | -9.3817 | 50.4918 | 58.5612 | 53.1193
5 | 30 | 20 | 561.0867 | 574.2963 | 591.3474 | 606.1101 | 0 | 0 | 0 | 0 | 363.4542 | 311.7537 | 303.0969 | 296.4825 | 0 | 0 | 0 | 0 | 209.1287 | 111.9006 | 112.2094 | 114.3244 | 0 | 0 | 0 | 0 | 0 | 7.9202 | 1.7527 | 10.1514 | 0 | 0 | 0 | 0 | -11.4962 | 142.7218 | 174.2884 | 185.1518 | 0.40427 | 0.42028 | 0.41111 | 0.39531 | -4.6476 | 59.9833 | 71.6524 | 73.192
5 | 30 | 21 | 546.4187 | 559.6111 | 576.483 | 590.9822 | 0 | 0 | 0 | 0 | 360.9917 | 318.6336 | 311.5867 | 304.7371 | 0 | 0 | 0 | 0 | 195.9541 | 114.7633 | 114.3183 | 115.6899 | 0 | 0 | 0 | 0 | 0 | 5.7482 | 12.264 | 20.1055 | 0 | 0 | 0 | 0 | -10.5271 | 120.4661 | 138.3141 | 150.4498 | 0.40188 | 0.40772 | 0.40034 | 0.39234 | -4.2306 | 49.116 | 55.3724 | 59.0268
5 | 30 | 22 | 499.2428 | 511.9816 | 528.127 | 541.9905 | 0 | 0 | 0 | 0 | 352.3913 | 315.1707 | 306.5493 | 311.4101 | 0 | 0 | 0 | 0 | 182.1957 | 118.1275 | 115.9771 | 115.6295 | 0 | 0 | 0 | 0 | 0 | 3.3406 | 7.574 | 6.6903 | 0 | 0 | 0 | 0 | -35.3443 | 75.3429 | 98.0266 | 108.2606 | 0.39659 | 0.40366 | 0.39544 | 0.38685 | -14.0172 | 30.4126 | 38.7633 | 41.8805
5 | 30 | 23 | 449.7432 | 461.2708 | 475.8383 | 488.3051 | 0 | 0 | 0 | 0 | 295.9869 | 309.674 | 310.8168 | 321.7812 | 0 | 0 | 0 | 0 | 194.6995 | 125.7146 | 122.5485 | 121.2905 | 0 | 0 | 0 | 0 | 0 | 10.1075 | 7.0885 | 22.9244 | 0 | 0 | 0 | 0 | -40.9432 | 15.7748 | 35.3845 | 22.309 | 0.39616 | 0.40557 | 0.39781 | 0.38169 | -16.2199 | 6.3977 | 14.0761 | 8.5151
5 | 30 | 24 | 414.6397 | 423.5993 | 435.1271 | 444.8598 | 0 | 0 | 0 | 0 | 284.2274 | 305.831 | 305.1998 | 315.8046 | 0 | 0 | 0 | 0 | 191.1431 | 123.8727 | 121.8535 | 121.6387 | 0 | 0 | 0 | 0 | 0 | 15.2779 | 16.1588 | 5.0575 | 0 | 0 | 0 | 0 | -60.7308 | -21.3823 | -8.0849 | 2.359 | 0.39155 | 0.40913 | 0.40018 | 0.37917 | -23.7791 | -8.7482 | -3.2355 | 0.89446
5 | 31 | 1 | 393.0542 | 399.5348 | 408.1503 | 415.2184 | 0 | 0 | 0 | 0 | 259.2166 | 323.2272 | 298.5941 | 291.8219 | 0 | 0 | 0 | 0 | 176.7685 | 107.1697 | 107.8091 | 110.0135 | 0 | 0 | 0 | 0 | 0 | 8.5031 | 12.0462 | 8.24 | 0 | 0 | 0 | 0 | -42.9309 | -39.3652 | -10.2991 | 5.143 | 0.39346 | 0.40712 | 0.39915 | 0.37525 | -16.8916 | -16.0264 | -4.1109 | 1.9299
5 | 31 | 2 | 382.1239 | 386.6154 | 392.9944 | 398.0961 | 0 | 0 | 0 | 0 | 262.3755 | 323.3941 | 312.5486 | 287.0447 | 0 | 0 | 0 | 0 | 152.0565 | 80.9566 | 83.4155 | 87.1927 | 0 | 0 | 0 | 0 | 0 | 9.1058 | 7.7038 | 0.29532 | 0 | 0 | 0 | 0 | -32.3082 | -26.8411 | -10.6735 | 23.5633 | 0.39324 | 0.40518 | 0.39871 | 0.37205 | -12.7049 | -10.8756 | -4.2556 | 8.7666
5 | 31 | 3 | 377.077 | 379.8587 | 384.3451 | 387.7935 | 0 | 0 | 0 | 0 | 253.9803 | 286.5723 | 294.6476 | 283.2002 | 0 | 0 | 0 | 0 | 137.6143 | 68.1919 | 71.6696 | 76.3384 | 0 | 0 | 0 | 0 | 0 | 20.8358 | 10.2746 | 2.7093 | 0 | 0 | 0 | 0 | -14.5177 | 4.2587 | 7.7534 | 25.5457 | 0.40479 | 0.40648 | 0.39859 | 0.37175 | -5.8767 | 1.7311 | 3.0904 | 9.4966
5 | 31 | 4 | 383.7678 | 384.9539 | 387.6993 | 389.5895 | 0 | 0 | 0 | 0 | 262.9177 | 294.4715 | 283.2971 | 283.4556 | 0 | 0 | 0 | 0 | 116.7454 | 49.2849 | 53.09 | 57.972 | 0 | 0 | 0 | 0 | 0 | 19.1164 | 10.0401 | 2.0666 | 0 | 0 | 0 | 0 | 4.1046 | 22.081 | 41.2721 | 46.0953 | 0.39239 | 0.40724 | 0.39885 | 0.37249 | 1.6106 | 8.9922 | 16.4612 | 17.17
5 | 31 | 5 | 405.0828 | 405.3784 | 407.226 | 408.2977 | 0 | 0 | 0 | 0 | 280.926 | 306.0441 | 297.6503 | 274.0532 | 0 | 0 | 0 | 0 | 103.3396 | 44.7845 | 47.7678 | 51.7498 | 0 | 0 | 0 | 0 | 0 | 23.9252 | 17.6514 | -4.1283 | 0 | 0 | 0 | 0 | 20.8172 | 30.6246 | 44.1565 | 86.6229 | 0.39799 | 0.40903 | 0.40099 | 0.37782 | 8.2851 | 12.5263 | 17.7064 | 32.7283
5 | 31 | 6 | 434.599 | 433.4746 | 433.9221 | 433.778 | 0 | 0 | 0 | 0 | 318.733 | 279.5646 | 267.6794 | 230.2775 | 0 | 0 | 0 | 0 | 138.5938 | 123.8379 | 123.1121 | 123.1384 | 0 | 0 | 0 | 0 | 0 | -4.0967 | -0.048327 | -4.0025 | 0 | 0 | 0 | 0 | -22.7278 | 34.1688 | 43.1789 | 84.3645 | 0.39817 | 0.40695 | 0.39923 | 0.37497 | -9.0495 | 13.905 | 17.2384 | 31.6341
5 | 31 | 7 | 471.8933 | 470.5329 | 471.0716 | 471.2114 | 0 | 0 | 0 | 0 | 290.3165 | 225.1404 | 232.911 | 209.1625 | 0 | 0 | 0 | 0 | 165.4873 | 214.2915 | 212.3205 | 210.5954 | 0 | 0 | 0 | 0 | 0 | -5.8294 | -1.0125 | -0.067602 | 0 | 0 | 0 | 0 | 16.0895 | 36.9304 | 26.8526 | 51.5211 | 0.39621 | 0.33259 | 0.32125 | 0.38231 | 6.3748 | 12.2827 | 8.6263 | 19.6973
5 | 31 | 8 | 496.1844 | 494.9157 | 496.0417 | 497.1417 | 0 | 0 | 0 | 0 | 273.9225 | 220.693 | 211.018 | 213.7858 | 0 | 0 | 0 | 0 | 211.9342 | 307.5587 | 321.2815 | 333.4089 | 0 | 0 | 0 | 0 | 0 | -7.1414 | -4.3551 | -0.77494 | 0 | 0 | 0 | 0 | 10.3277 | -26.1946 | -31.9027 | -49.278 | 0.38794 | 0.32023 | 0.31429 | 0.32105 | 4.0065 | -8.3884 | -10.0266 | -15.8207
5 | 31 | 9 | 520.2398 | 520.4617 | 523.7042 | 527.105 | 0 | 0 | 0 | 0 | 269.3138 | 209.1058 | 203.6412 | 211.285 | 0 | 0 | 0 | 0 | 255.8075 | 380.4574 | 412.1137 | 440.2882 | 0 | 0 | 0 | 0 | 0 | -22.5382 | -7.3083 | -8.2175 | 0 | 0 | 0 | 0 | -4.8815 | -46.5634 | -84.7425 | -116.2507 | 0.39364 | 0.24286 | 0.23968 | 0 | -1.9216 | -11.3085 | -20.3107 | 0
5 | 31 | 10 | 536.1376 | 536.8591 | 540.6805 | 544.5341 | 0 | 0 | 0 | 0 | 264.0074 | 201.1699 | 210.0612 | 203.3356 | 0 | 0 | 0 | 0 | 283.6794 | 426.0307 | 470.7713 | 510.6765 | 0 | 0 | 0 | 0 | 0 | -26.9467 | -35.0954 | -25.2718 | 0 | 0 | 0 | 0 | -11.5492 | -63.3948 | -105.0566 | -144.2063 | 0.31441 | 0.24286 | 0.24286 | 0 | -3.6312 | -15.3961 | -25.5142 | 0
5 | 31 | 11 | 541.495 | 542.6825 | 546.7855 | 550.5782 | 0 | 0 | 0 | 0 | 283.3605 | 202.235 | 197.5094 | 195.8549 | 0 | 0 | 0 | 0 | 297.2265 | 450.3134 | 502.9596 | 549.9873 | 0 | 0 | 0 | 0 | 0 | -27.978 | -27.9795 | -27.2462 | 0 | 0 | 0 | 0 | -39.092 | -81.888 | -125.704 | -168.0177 | 0.31687 | 0.24286 | 0.24286 | 0 | -12.387 | -19.8874 | -30.5286 | 0
5 | 31 | 12 | 542.7333 | 544.2648 | 548.5619 | 552.2957 | 0 | 0 | 0 | 0 | 261.3532 | 195.4759 | 192.3411 | 194.7813 | 0 | 0 | 0 | 0 | 299.2737 | 464.2383 | 520.5448 | 570.8913 | 0 | 0 | 0 | 0 | 0 | -22.996 | -27.9843 | -27.8496 | 0 | 0 | 0 | 0 | -17.8936 | -92.4534 | -136.3398 | -185.5272 | 0.30984 | 0.24286 | 0.24286 | 0 | -5.5441 | -22.4534 | -33.1116 | 0
5 | 31 | 13 | 552.9047 | 555.9617 | 561.9179 | 567.0327 | 0 | 0 | 0 | 0 | 252.21 | 202.5693 | 198.2957 | 194.0988 | 0 | 0 | 0 | 0 | 312.2465 | 481.6607 | 537.0345 | 586.6017 | 0 | 0 | 0 | 0 | 0 | -19.843 | -26.3618 | -25.3617 | 0 | 0 | 0 | 0 | -11.5518 | -108.4254 | -147.0505 | -188.3061 | 0.31489 | 0.24286 | 0.24286 | 0 | -3.6376 | -26.3324 | -35.7128 | 0
5 | 31 | 14 | 558.536 | 562.7536 | 570.0423 | 576.3673 | 0 | 0 | 0 | 0 | 265.2853 | 204.6611 | 201.6726 | 198.8588 | 0 | 0 | 0 | 0 | 331.426 | 476.9576 | 527.5787 | 573.1896 | 0 | 0 | 0 | 0 | 0 | -13.6893 | -11.8431 | -14.769 | 0 | 0 | 0 | 0 | -38.1753 | -105.1757 | -147.3658 | -180.9121 | 0.31699 | 0.24286 | 0.24286 | 0 | -12.1011 | -25.5431 | -35.7894 | 0
5 | 31 | 15 | 561.0453 | 566.2116 | 574.5332 | 581.7418 | 0 | 0 | 0 | 0 | 301.7503 | 205.2053 | 204.2999 | 205.7158 | 0 | 0 | 0 | 0 | 322.207 | 420.4728 | 469.6687 | 514.5469 | 0 | 0 | 0 | 0 | 0 | -5.8735 | -6.0858 | -6.0531 | 0 | 0 | 0 | 0 | -62.912 | -53.5931 | -93.3496 | -132.4678 | 0.31618 | 0.24027 | 0.2402 | 0.19462 | -19.8915 | -12.8768 | -22.4223 | -25.7809
5 | 31 | 16 | 560.0658 | 567.4114 | 578.1447 | 587.504 | 0 | 0 | 0 | 0 | 289.4825 | 210.4392 | 216.4037 | 225.0266 | 0 | 0 | 0 | 0 | 324.7632 | 388.2608 | 430.5994 | 469.5832 | 0 | 0 | 0 | 0 | 0 | -6.0553 | -1.3104 | -3.3169 | 0 | 0 | 0 | 0 | -54.1799 | -25.2334 | -67.5479 | -103.7888 | 0.32103 | 0.24715 | 0.22975 | 0.24005 | -17.3931 | -6.2365 | -15.5191 | -24.9144
5 | 31 | 17 | 548.2662 | 557.3692 | 569.9631 | 580.9448 | 0 | 0 | 0 | 0 | 289.1018 | 215.8952 | 222.8683 | 214.6249 | 0 | 0 | 0 | 0 | 305.9153 | 361.9952 | 386.7178 | 409.827 | 0 | 0 | 0 | 0 | 0 | -1.1496 | -1.9372 | -2.4905 | 0 | 0 | 0 | 0 | -46.7509 | -19.3716 | -37.6859 | -41.0167 | 0.39785 | 0.24634 | 0.32048 | 0.23372 | -18.5999 | -4.7721 | -12.0778 | -9.5866
5 | 31 | 18 | 536.3191 | 547.2674 | 561.8425 | 574.5813 | 0 | 0 | 0 | 0 | 318.3433 | 237.0354 | 218.5804 | 227.5741 | 0 | 0 | 0 | 0 | 245.3615 | 248.6546 | 256.6781 | 264.914 | 0 | 0 | 0 | 0 | 0 | -4.0249 | -4.8937 | 1.3676 | 0 | 0 | 0 | 0 | -27.3857 | 65.6023 | 91.4776 | 80.7256 | 0.40002 | 0.33194 | 0.39565 | 0.38633 | -10.9548 | 21.7763 | 36.193 | 31.1866
5 | 31 | 19 | 534.6394 | 546.6285 | 562.3144 | 575.9998 | 0 | 0 | 0 | 0 | 357.4235 | 289.9244 | 271.8957 | 276.8428 | 0 | 0 | 0 | 0 | 219.0905 | 181.3739 | 184.8755 | 189.4921 | 0 | 0 | 0 | 0 | 0 | -4.8236 | 1.9083 | 15.7764 | 0 | 0 | 0 | 0 | -41.8746 | 80.1539 | 103.6349 | 93.8884 | 0.40291 | 0.40667 | 0.40013 | 0.39254 | -16.8719 | 32.5965 | 41.4679 | 36.8545
5 | 31 | 20 | 556.8402 | 569.9122 | 586.7942 | 601.4112 | 0 | 0 | 0 | 0 | 363.4542 | 311.7537 | 303.0969 | 296.4825 | 0 | 0 | 0 | 0 | 246.4499 | 166.0661 | 166.4538 | 168.4599 | 0 | 0 | 0 | 0 | 0 | 7.9202 | 1.7527 | 10.1514 | 0 | 0 | 0 | 0 | -53.0639 | 84.1722 | 115.4907 | 126.3174 | 0.40427 | 0.42028 | 0.41111 | 0.39531 | -21.4523 | 35.376 | 47.4798 | 49.9343
5 | 31 | 21 | 544.7378 | 557.8758 | 574.6807 | 589.1222 | 0 | 0 | 0 | 0 | 360.9917 | 318.6336 | 311.5867 | 304.7371 | 0 | 0 | 0 | 0 | 236.3827 | 147.8049 | 148.0302 | 149.8657 | 0 | 0 | 0 | 0 | 0 | 5.7482 | 12.264 | 20.1055 | 0 | 0 | 0 | 0 | -52.6365 | 85.6891 | 102.7999 | 114.414 | 0.40188 | 0.40772 | 0.40034 | 0.39234 | -21.1536 | 34.9368 | 41.1547 | 44.8886
5 | 31 | 22 | 505.7717 | 518.7222 | 535.1277 | 549.2151 | 0 | 0 | 0 | 0 | 352.3913 | 315.1707 | 306.5493 | 311.4101 | 0 | 0 | 0 | 0 | 214.0938 | 155.0181 | 155.0731 | 156.7344 | 0 | 0 | 0 | 0 | 0 | 3.3406 | 7.574 | 6.6903 | 0 | 0 | 0 | 0 | -60.7134 | 45.1929 | 65.9313 | 74.3803 | 0.39659 | 0.40366 | 0.39544 | 0.38685 | -24.0783 | 18.2424 | 26.0716 | 28.7739
5 | 31 | 23 | 457.0329 | 468.797 | 483.6547 | 496.3716 | 0 | 0 | 0 | 0 | 295.9869 | 309.674 | 310.8168 | 321.7812 | 0 | 0 | 0 | 0 | 174.2816 | 137.8115 | 138.0353 | 139.7535 | 0 | 0 | 0 | 0 | 0 | 10.1075 | 7.0885 | 22.9244 | 0 | 0 | 0 | 0 | -13.2356 | 11.2039 | 27.714 | 11.9125 | 0.39616 | 0.40557 | 0.39781 | 0.38169 | -5.2434 | 4.544 | 11.0248 | 4.5469
5 | 31 | 24 | 419.5408 | 428.6593 | 440.3823 | 450.2832 | 0 | 0 | 0 | 0 | 284.2274 | 305.831 | 305.1998 | 315.8046 | 0 | 0 | 0 | 0 | 140.6056 | 118.4603 | 120.673 | 124.193 | 0 | 0 | 0 | 0 | 0 | 15.2779 | 16.1588 | 5.0575 | 0 | 0 | 0 | 0 | -5.2922 | -10.9098 | -1.6492 | 5.2281 | 0.39155 | 0.40913 | 0.40018 | 0.37917 | -2.0722 | -4.4635 | -0.65998 | 1.9824
6 | 1 | 1 | 397.482 | 403.4765 | 411.5486 | 418.0994 | 0 | 0 | 0 | 0 | 259.1303 | 295.3962 | 313.9135 | 312.2335 | 0 | 0 | 0 | 0 | 122.3396 | 102.8448 | 104.2177 | 106.8764 | 0 | 0 | 0 | 0 | 0 | 17.3666 | 11.6128 | 4.4894 | 0 | 0 | 0 | 0 | 16.0122 | -12.131 | -18.1955 | -5.4999 | 0.4071 | 0.42843 | 0.41669 | 0.39372 | 6.5186 | -5.1973 | -7.5819 | -2.1654
6 | 1 | 2 | 384.5582 | 388.4137 | 394.0798 | 398.521 | 0 | 0 | 0 | 0 | 242.6163 | 322.0497 | 315.1599 | 310.3189 | 0 | 0 | 0 | 0 | 106.0136 | 76.1681 | 76.5886 | 78.2136 | 0 | 0 | 0 | 0 | 0 | 5.475 | 3.6284 | 2.492 | 0 | 0 | 0 | 0 | 35.9283 | -15.2791 | -1.297 | 7.4965 | 0.40672 | 0.42869 | 0.41639 | 0.39335 | 14.6126 | -6.55 | -0.54004 | 2.9488
6 | 1 | 3 | 379.0808 | 381.0995 | 384.7355 | 387.407 | 0 | 0 | 0 | 0 | 243.3327 | 316.6288 | 291.3878 | 296.9961 | 0 | 0 | 0 | 0 | 87.2 | 60.0607 | 59.0264 | 59.2051 | 0 | 0 | 0 | 0 | 0 | 4.7991 | 8.1384 | 1.1894 | 0 | 0 | 0 | 0 | 48.5481 | -0.38907 | 26.1828 | 30.0164 | 0.40558 | 0.42977 | 0.41648 | 0.39426 | 19.6902 | -0.16721 | 10.9047 | 11.8342
6 | 1 | 4 | 384.2342 | 384.5551 | 386.3325 | 387.3442 | 0 | 0 | 0 | 0 | 253.4747 | 284.6793 | 279.4537 | 293.3308 | 0 | 0 | 0 | 0 | 64.9816 | 50.9187 | 48.9626 | 48.1844 | 0 | 0 | 0 | 0 | 0 | 12.8942 | 12.8331 | 2.0525 | 0 | 0 | 0 | 0 | 65.7779 | 36.0629 | 45.0831 | 43.7765 | 0.40646 | 0.42931 | 0.41675 | 0.39303 | 26.736 | 15.4822 | 18.7885 | 17.2054
6 | 1 | 5 | 406.1701 | 405.6192 | 406.5261 | 406.748 | 0 | 0 | 0 | 0 | 276.0278 | 288.8094 | 275.1002 | 277.8426 | 0 | 0 | 0 | 0 | 59.1021 | 49.0006 | 46.1433 | 44.4228 | 0 | 0 | 0 | 0 | 0 | 15.1441 | 7.2414 | 3.5467 | 0 | 0 | 0 | 0 | 71.0402 | 52.6651 | 78.0412 | 80.9358 | 0.40796 | 0.42719 | 0.41626 | 0.3916 | 28.9817 | 22.4978 | 32.4851 | 31.6944
6 | 1 | 6 | 432.7262 | 430.7623 | 430.2723 | 429.2935 | 0 | 0 | 0 | 0 | 313.9222 | 270.8701 | 249.1856 | 254.3271 | 0 | 0 | 0 | 0 | 103.4803 | 116.7318 | 111.6788 | 107.5185 | 0 | 0 | 0 | 0 | 0 | -3.7651 | -2.2375 | 1.7397 | 0 | 0 | 0 | 0 | 15.3236 | 46.9254 | 71.6454 | 65.7083 | 0.40606 | 0.43154 | 0.41548 | 0.38797 | 6.2223 | 20.2501 | 29.7673 | 25.4926
6 | 1 | 7 | 469.8362 | 467.5001 | 466.9624 | 466.1585 | 0 | 0 | 0 | 0 | 314.2883 | 233.9916 | 212.1067 | 211.6316 | 0 | 0 | 0 | 0 | 149.2999 | 203.8113 | 200.4163 | 197.3238 | 0 | 0 | 0 | 0 | 0 | -5.035 | -5.056 | 1.4556 | 0 | 0 | 0 | 0 | 6.248 | 34.7321 | 59.4953 | 55.7475 | 0.39763 | 0.41039 | 0.41696 | 0.37762 | 2.4844 | 14.2537 | 24.807 | 21.0514
6 | 1 | 8 | 493.3765 | 491.0728 | 491.0782 | 491.2254 | 0 | 0 | 0 | 0 | 273.0444 | 210.6037 | 205.0211 | 200.6639 | 0 | 0 | 0 | 0 | 205.2526 | 295.5519 | 307.6326 | 318.2454 | 0 | 0 | 0 | 0 | 0 | -5.7613 | -9.3234 | 20.6883 | 0 | 0 | 0 | 0 | 15.0795 | -9.3216 | -12.2521 | -48.3721 | 0.39542 | 0.54534 | 0.3925 | 0.14136 | 5.9627 | -5.0834 | -4.8089 | -6.8381
6 | 1 | 9 | 514.0864 | 512.8589 | 514.5354 | 516.6212 | 0 | 0 | 0 | 0 | 264.8121 | 206.471 | 201.7342 | 194.5526 | 0 | 0 | 0 | 0 | 245.8514 | 364.6718 | 392.1956 | 416.607 | 0 | 0 | 0 | 0 | 0 | -6.5835 | -11.6085 | -26.7556 | 0 | 0 | 0 | 0 | 3.4229 | -51.7004 | -67.7859 | -67.7829 | 0.3881 | 0.022118 | 0.022118 | 0.021036 | 1.3284 | -1.1435 | -1.4993 | -1.4259
6 | 1 | 10 | 532.7408 | 531.7309 | 533.675 | 535.9209 | 0 | 0 | 0 | 0 | 290.0028 | 205.1834 | 200.4681 | 167.153 | 0 | 0 | 0 | 0 | 270.482 | 408.4932 | 446.4761 | 480.2435 | 0 | 0 | 0 | 0 | 0 | -8.4144 | -8.6339 | -22.8433 | 0 | 0 | 0 | 0 | -27.7441 | -73.5312 | -104.6353 | -88.6324 | 0.39518 | 0.022118 | 0.022118 | 0.022118 | -10.964 | -1.6263 | -2.3143 | -1.9603
6 | 1 | 11 | 539.3304 | 538.4157 | 540.2051 | 541.9628 | 0 | 0 | 0 | 0 | 258.0175 | 194.6569 | 197.3159 | 168.2164 | 0 | 0 | 0 | 0 | 282.1154 | 432.3421 | 473.9904 | 510.9873 | 0 | 0 | 0 | 0 | 0 | -24.1539 | -19.527 | -24.1443 | 0 | 0 | 0 | 0 | -0.80251 | -64.4294 | -111.5742 | -113.0965 | 0.39679 | 0.022118 | 0.022118 | 0.022118 | -0.31843 | -1.425 | -2.4678 | -2.5014
6 | 1 | 12 | 542.502 | 541.8205 | 543.6705 | 545.2258 | 0 | 0 | 0 | 0 | 251.5984 | 192.8402 | 188.808 | 168.386 | 0 | 0 | 0 | 0 | 282.7965 | 434.5237 | 476.1354 | 513.0905 | 0 | 0 | 0 | 0 | 0 | -22.1707 | -27.8015 | -24.8556 | 0 | 0 | 0 | 0 | 8.1071 | -63.3727 | -93.4714 | -111.3951 | 0.39234 | 0.022118 | 0.022118 | 0.022118 | 3.1808 | -1.4017 | -2.0674 | -2.4638
6 | 1 | 13 | 550.8172 | 551.0953 | 553.9549 | 556.2956 | 0 | 0 | 0 | 0 | 248.802 | 193.551 | 194.9686 | 168.7085 | 0 | 0 | 0 | 0 | 281.2558 | 412.7893 | 452.2755 | 487.4576 | 0 | 0 | 0 | 0 | 0 | -21.8802 | -11.0492 | -26.7622 | 0 | 0 | 0 | 0 | 20.7594 | -33.3649 | -82.24 | -73.1084 | 0.39433 | 0.022118 | 0.022118 | 0.022118 | 8.186 | -0.73796 | -1.819 | -1.617
6 | 1 | 14 | 554.0713 | 555.1672 | 558.9703 | 562.1769 | 0 | 0 | 0 | 0 | 244.2499 | 198.2885 | 201.0404 | 168.437 | 0 | 0 | 0 | 0 | 287.5559 | 384.2856 | 417.1656 | 446.6053 | 0 | 0 | 0 | 0 | 0 | -17.6679 | -16.0106 | -19.2388 | 0 | 0 | 0 | 0 | 22.2656 | -9.7391 | -43.2251 | -33.6265 | 0.39259 | 0.022448 | 0.022118 | 0.021917 | 8.7412 | -0.21862 | -0.95605 | -0.73698
6 | 1 | 15 | 550.7778 | 552.5673 | 557.0947 | 560.9128 | 0 | 0 | 0 | 0 | 250.8645 | 195.3711 | 190.4211 | 168.148 | 0 | 0 | 0 | 0 | 292.9829 | 373.2607 | 398.2567 | 420.7135 | 0 | 0 | 0 | 0 | 0 | -25.9477 | -15.9559 | -19.347 | 0 | 0 | 0 | 0 | 6.9303 | 9.8831 | -15.6272 | -8.6018 | 0.38933 | 0.022983 | 0.021613 | 0.020742 | 2.6982 | 0.22715 | -0.33775 | -0.17841
6 | 1 | 16 | 543.1821 | 546.9847 | 553.7113 | 559.4949 | 0 | 0 | 0 | 0 | 248.4989 | 207.1886 | 203.1904 | 179.2492 | 0 | 0 | 0 | 0 | 285.723 | 338.8961 | 351.3561 | 362.6867 | 0 | 0 | 0 | 0 | 0 | -7.6308 | -2.3631 | -11.5855 | 0 | 0 | 0 | 0 | 8.9601 | 8.5308 | 1.5279 | 29.1445 | 0.39725 | 0.023616 | 0.020937 | 0.02146 | 3.5594 | 0.20146 | 0.03199 | 0.62545
6 | 1 | 17 | 529.6107 | 535.5353 | 544.5186 | 552.2794 | 0 | 0 | 0 | 0 | 256.2277 | 208.2496 | 203.5527 | 209.6558 | 0 | 0 | 0 | 0 | 266.6636 | 295.514 | 300.0788 | 304.5272 | 0 | 0 | 0 | 0 | 0 | -4.689 | -12.224 | 9.6187 | 0 | 0 | 0 | 0 | 6.7195 | 36.4607 | 53.1111 | 28.4777 | 0.40602 | 0.342 | 0.42749 | 0.2585 | 2.7282 | 12.4697 | 22.7044 | 7.3614
6 | 1 | 18 | 518.3139 | 526.6473 | 538.2408 | 548.3217 | 0 | 0 | 0 | 0 | 282.2599 | 209.9467 | 207.2968 | 221.5056 | 0 | 0 | 0 | 0 | 241.0931 | 223.8644 | 224.4075 | 225.7131 | 0 | 0 | 0 | 0 | 0 | -4.1562 | -10.5928 | -1.6468 | 0 | 0 | 0 | 0 | -5.0391 | 96.9925 | 117.1294 | 102.7498 | 0.4027 | 0.42494 | 0.41159 | 0.40375 | -2.0292 | 41.2157 | 48.209 | 41.4851
6 | 1 | 19 | 516.5399 | 526.6222 | 540.1093 | 551.8337 | 0 | 0 | 0 | 0 | 323.7849 | 259.2958 | 254.0124 | 266.4536 | 0 | 0 | 0 | 0 | 228.7054 | 179.4147 | 175.4902 | 173.1115 | 0 | 0 | 0 | 0 | 0 | 3.1604 | 6.414 | 7.5484 | 0 | 0 | 0 | 0 | -35.9504 | 84.7514 | 104.1927 | 104.7202 | 0.40839 | 0.42225 | 0.40697 | 0.39265 | -14.6817 | 35.7862 | 42.4033 | 41.118
6 | 1 | 20 | 540.3842 | 551.7307 | 566.6152 | 579.442 | 0 | 0 | 0 | 0 | 336.1003 | 279.0598 | 274.0008 | 284.4961 | 0 | 0 | 0 | 0 | 211.7239 | 150.8312 | 146.5545 | 144.0115 | 0 | 0 | 0 | 0 | 0 | 4.2031 | 0.26354 | 13.2968 | 0 | 0 | 0 | 0 | -7.44 | 117.6367 | 145.7964 | 137.6376 | 0.40942 | 0.43553 | 0.40598 | 0.39629 | -3.0461 | 51.2342 | 59.1909 | 54.5442
6 | 1 | 21 | 529.7985 | 541.2496 | 556.0942 | 568.7635 | 0 | 0 | 0 | 0 | 337.7862 | 285.3954 | 278.8068 | 296.2967 | 0 | 0 | 0 | 0 | 185.2278 | 121.329 | 116.8555 | 114.0943 | 0 | 0 | 0 | 0 | 0 | 8.579 | 5.4349 | 9.1069 | 0 | 0 | 0 | 0 | 6.7845 | 125.9462 | 154.997 | 149.2655 | 0.4094 | 0.43476 | 0.40586 | 0.39679 | 2.7776 | 54.7568 | 62.9076 | 59.2274
6 | 1 | 22 | 494.4397 | 505.8099 | 520.3865 | 532.8142 | 0 | 0 | 0 | 0 | 329.9133 | 286.7232 | 292.4549 | 300.926 | 0 | 0 | 0 | 0 | 150.0733 | 94.8716 | 91.7906 | 90.2855 | 0 | 0 | 0 | 0 | 0 | 16.8811 | 25.0641 | 10.6078 | 0 | 0 | 0 | 0 | 14.4532 | 107.334 | 111.0769 | 130.9948 | 0.40731 | 0.42231 | 0.40449 | 0.39511 | 5.887 | 45.3284 | 44.93 | 51.7576
6 | 1 | 23 | 451.9594 | 462.819 | 476.6269 | 488.3788 | 0 | 0 | 0 | 0 | 319.437 | 282.4833 | 300.5291 | 302.544 | 0 | 0 | 0 | 0 | 145.1571 | 82.8196 | 81.0694 | 80.8278 | 0 | 0 | 0 | 0 | 0 | 20.152 | 12.2244 | 7.3526 | 0 | 0 | 0 | 0 | -12.6347 | 77.3641 | 82.8041 | 97.6544 | 0.40299 | 0.42067 | 0.40353 | 0.39408 | -5.0916 | 32.545 | 33.4138 | 38.4838
6 | 1 | 24 | 420.9724 | 429.4592 | 440.4607 | 449.683 | 0 | 0 | 0 | 0 | 308.0391 | 314.5114 | 296.499 | 306.3571 | 0 | 0 | 0 | 0 | 158.1302 | 88.1207 | 87.6727 | 88.6663 | 0 | 0 | 0 | 0 | 0 | 5.3342 | 11.6862 | 25.5153 | 0 | 0 | 0 | 0 | -45.197 | 21.493 | 44.6028 | 29.1442 | 0.40134 | 0.42366 | 0.4104 | 0.39542 | -18.1396 | 9.1057 | 18.3052 | 11.5241
6 | 2 | 1 | 396.2612 | 402.2161 | 410.2395 | 416.7484 | 0 | 0 | 0 | 0 | 259.1303 | 295.3962 | 313.9135 | 312.2335 | 0 | 0 | 0 | 0 | 157.255 | 91.8313 | 89.8698 | 89.3264 | 0 | 0 | 0 | 0 | 0 | 17.3666 | 11.6128 | 4.4894 | 0 | 0 | 0 | 0 | -20.1241 | -2.378 | -5.1566 | 10.6991 | 0.4071 | 0.42843 | 0.41669 | 0.39372 | -8.1926 | -1.0188 | -2.1487 | 4.2124
6 | 2 | 2 | 382.3819 | 386.1669 | 391.7463 | 396.1128 | 0 | 0 | 0 | 0 | 242.6163 | 322.0497 | 315.1599 | 310.3189 | 0 | 0 | 0 | 0 | 129.0714 | 75.7135 | 74.0715 | 73.7348 | 0 | 0 | 0 | 0 | 0 | 5.475 | 3.6284 | 2.492 | 0 | 0 | 0 | 0 | 10.6942 | -17.0714 | -1.1135 | 9.5671 | 0.40672 | 0.42869 | 0.41639 | 0.39335 | 4.3495 | -7.3183 | -0.46364 | 3.7632
6 | 2 | 3 | 374.4451 | 376.3135 | 379.7648 | 382.2773 | 0 | 0 | 0 | 0 | 243.3327 | 316.6288 | 291.3878 | 296.9961 | 0 | 0 | 0 | 0 | 93.9912 | 53.1532 | 53.0914 | 54.1979 | 0 | 0 | 0 | 0 | 0 | 4.7991 | 8.1384 | 1.1894 | 0 | 0 | 0 | 0 | 37.1212 | 1.7324 | 27.1472 | 29.8939 | 0.40558 | 0.42977 | 0.41648 | 0.39426 | 15.0556 | 0.74453 | 11.3064 | 11.7859
6 | 2 | 4 | 371.3887 | 371.2931 | 372.5589 | 373.1299 | 0 | 0 | 0 | 0 | 253.4747 | 284.6793 | 279.4537 | 293.3308 | 0 | 0 | 0 | 0 | 72.5945 | 49.0425 | 47.4638 | 47.0642 | 0 | 0 | 0 | 0 | 0 | 12.8942 | 12.8331 | 2.0525 | 0 | 0 | 0 | 0 | 45.3195 | 24.6771 | 32.8082 | 30.6825 | 0.40646 | 0.42931 | 0.41675 | 0.39303 | 18.4205 | 10.5941 | 13.6729 | 12.0591
6 | 2 | 5 | 375.3302 | 373.7793 | 373.4581 | 372.6219 | 0 | 0 | 0 | 0 | 276.0278 | 288.8094 | 275.1002 | 277.8426 | 0 | 0 | 0 | 0 | 66.0892 | 37.8215 | 36.479 | 36.248 | 0 | 0 | 0 | 0 | 0 | 15.1441 | 7.2414 | 3.5467 | 0 | 0 | 0 | 0 | 33.2132 | 32.0042 | 54.6375 | 54.9845 | 0.40796 | 0.42719 | 0.41626 | 0.3916 | 13.5497 | 13.6717 | 22.7432 | 21.5319
6 | 2 | 6 | 373.0282 | 369.1284 | 366.2613 | 363.2341 | 0 | 0 | 0 | 0 | 313.9222 | 270.8701 | 249.1856 | 254.3271 | 0 | 0 | 0 | 0 | 88.6524 | 79.8939 | 77.7126 | 76.449 | 0 | 0 | 0 | 0 | 0 | -3.7651 | -2.2375 | 1.7397 | 0 | 0 | 0 | 0 | -29.5464 | 22.1294 | 41.6005 | 30.7184 | 0.40606 | 0.43154 | 0.41548 | 0.38797 | -11.9977 | 9.5497 | 17.2842 | 11.9177
6 | 2 | 7 | 393.4709 | 388.6584 | 385.0798 | 381.6557 | 0 | 0 | 0 | 0 | 314.2883 | 233.9916 | 212.1067 | 211.6316 | 0 | 0 | 0 | 0 | 121.3891 | 164.6761 | 162.4097 | 160.641 | 0 | 0 | 0 | 0 | 0 | -5.035 | -5.056 | 1.4556 | 0 | 0 | 0 | 0 | -42.2066 | -4.9744 | 15.6194 | 7.9276 | 0.39763 | 0.41039 | 0.41696 | 0.37762 | -16.7825 | -2.0414 | 6.5126 | 2.9936
6 | 2 | 8 | 422.4078 | 417.8026 | 414.9821 | 412.6942 | 0 | 0 | 0 | 0 | 273.0444 | 210.6037 | 205.0211 | 200.6639 | 0 | 0 | 0 | 0 | 174.9039 | 260.0868 | 266.591 | 272.2924 | 0 | 0 | 0 | 0 | 0 | -5.7613 | -9.3234 | 20.6883 | 0 | 0 | 0 | 0 | -25.5405 | -47.1266 | -47.3067 | -80.9504 | 0.39542 | 0.54534 | 0.3925 | 0.14136 | -10.0991 | -25.6999 | -18.5677 | -11.4435
6 | 2 | 9 | 448.0895 | 444.7219 | 443.7703 | 443.5917 | 0 | 0 | 0 | 0 | 264.8121 | 206.471 | 201.7342 | 194.5526 | 0 | 0 | 0 | 0 | 209.3415 | 320.6423 | 340.8111 | 358.73 | 0 | 0 | 0 | 0 | 0 | -6.5835 | -11.6085 | -26.7556 | 0 | 0 | 0 | 0 | -26.064 | -75.8079 | -87.1665 | -82.9353 | 0.3881 | 0.022118 | 0.022118 | 0.021036 | -10.1155 | -1.6767 | -1.9279 | -1.7446
6 | 2 | 10 | 465.523 | 462.3334 | 461.6009 | 461.5404 | 0 | 0 | 0 | 0 | 290.0028 | 205.1834 | 200.4681 | 167.153 | 0 | 0 | 0 | 0 | 233.5955 | 363.4894 | 398.036 | 428.9548 | 0 | 0 | 0 | 0 | 0 | -8.4144 | -8.6339 | -22.8433 | 0 | 0 | 0 | 0 | -58.0753 | -97.9249 | -128.2693 | -111.7241 | 0.39518 | 0.022118 | 0.022118 | 0.022118 | -22.9504 | -2.1659 | -2.837 | -2.4711
6 | 2 | 11 | 476.6245 | 473.6763 | 472.9688 | 472.575 | 0 | 0 | 0 | 0 | 258.0175 | 194.6569 | 197.3159 | 168.2164 | 0 | 0 | 0 | 0 | 255.4941 | 392.2164 | 432.688 | 468.8416 | 0 | 0 | 0 | 0 | 0 | -24.1539 | -19.527 | -24.1443 | 0 | 0 | 0 | 0 | -36.887 | -89.0431 | -137.5081 | -140.3387 | 0.39679 | 0.022118 | 0.022118 | 0.022118 | -14.6365 | -1.9694 | -3.0414 | -3.104
6 | 2 | 12 | 480.5569 | 477.8667 | 477.25 | 476.6798 | 0 | 0 | 0 | 0 | 251.5984 | 192.8402 | 188.808 | 168.386 | 0 | 0 | 0 | 0 | 290.817 | 421.8071 | 466.8129 | 506.9832 | 0 | 0 | 0 | 0 | 0 | -22.1707 | -27.8015 | -24.8556 | 0 | 0 | 0 | 0 | -61.8585 | -114.6099 | -150.5694 | -173.8337 | 0.39234 | 0.022118 | 0.022118 | 0.022118 | -24.2698 | -2.5349 | -3.3303 | -3.8448
6 | 2 | 13 | 485.6519 | 483.8168 | 484.0815 | 484.1863 | 0 | 0 | 0 | 0 | 248.802 | 193.551 | 194.9686 | 168.7085 | 0 | 0 | 0 | 0 | 306.2491 | 423.6374 | 468.5558 | 508.6792 | 0 | 0 | 0 | 0 | 0 | -21.8802 | -11.0492 | -26.7622 | 0 | 0 | 0 | 0 | -69.3991 | -111.4915 | -168.3936 | -166.4393 | 0.39433 | 0.022118 | 0.022118 | 0.022118 | -27.366 | -2.4659 | -3.7245 | -3.6813
6 | 2 | 14 | 490.0207 | 489.0395 | 490.2921 | 491.3011 | 0 | 0 | 0 | 0 | 244.2499 | 198.2885 | 201.0404 | 168.437 | 0 | 0 | 0 | 0 | 317.3079 | 412.5538 | 456.4695 | 495.9168 | 0 | 0 | 0 | 0 | 0 | -17.6679 | -16.0106 | -19.2388 | 0 | 0 | 0 | 0 | -71.537 | -104.1349 | -151.2072 | -153.8138 | 0.39259 | 0.022448 | 0.022118 | 0.021917 | -28.0846 | -2.3376 | -3.3444 | -3.3711
6 | 2 | 15 | 494.6539 | 494.6234 | 496.916 | 498.8083 | 0 | 0 | 0 | 0 | 250.8645 | 195.3711 | 190.4211 | 168.148 | 0 | 0 | 0 | 0 | 366.6971 | 424.5157 | 466.5624 | 504.538 | 0 | 0 | 0 | 0 | 0 | -25.9477 | -15.9559 | -19.347 | 0 | 0 | 0 | 0 | -122.9077 | -99.3157 | -144.1117 | -154.5307 | 0.38933 | 0.022983 | 0.021613 | 0.020742 | -47.8513 | -2.2826 | -3.1147 | -3.2052
6 | 2 | 16 | 497.7274 | 500.056 | 504.9726 | 509.1966 | 0 | 0 | 0 | 0 | 248.4989 | 207.1886 | 203.1904 | 179.2492 | 0 | 0 | 0 | 0 | 364.7529 | 394.6764 | 427.5959 | 457.5052 | 0 | 0 | 0 | 0 | 0 | -7.6308 | -2.3631 | -11.5855 | 0 | 0 | 0 | 0 | -115.5244 | -94.1782 | -123.4506 | -115.9723 | 0.39725 | 0.023616 | 0.020937 | 0.02146 | -45.8923 | -2.2241 | -2.5846 | -2.4888
6 | 2 | 17 | 497.7801 | 502.6724 | 510.3882 | 517.0569 | 0 | 0 | 0 | 0 | 256.2277 | 208.2496 | 203.5527 | 209.6558 | 0 | 0 | 0 | 0 | 321.5334 | 327.1491 | 352.5234 | 376.1732 | 0 | 0 | 0 | 0 | 0 | -4.689 | -12.224 | 9.6187 | 0 | 0 | 0 | 0 | -79.9809 | -28.0372 | -33.4638 | -78.3909 | 0.40602 | 0.342 | 0.42749 | 0.2585 | -32.474 | -9.5888 | -14.3054 | -20.2638
6 | 2 | 18 | 494.1445 | 501.6942 | 512.3252 | 521.5769 | 0 | 0 | 0 | 0 | 282.2599 | 209.9467 | 207.2968 | 221.5056 | 0 | 0 | 0 | 0 | 292.615 | 263.491 | 269.1744 | 275.1513 | 0 | 0 | 0 | 0 | 0 | -4.1562 | -10.5928 | -1.6468 | 0 | 0 | 0 | 0 | -80.7304 | 32.4127 | 46.447 | 26.5668 | 0.4027 | 0.42494 | 0.41159 | 0.40375 | -32.5097 | 13.7734 | 19.117 | 10.7263
6 | 2 | 19 | 491.2912 | 500.5548 | 513.0365 | 523.8946 | 0 | 0 | 0 | 0 | 323.7849 | 259.2958 | 254.0124 | 266.4536 | 0 | 0 | 0 | 0 | 253.4184 | 161.4782 | 162.0226 | 164.0046 | 0 | 0 | 0 | 0 | 0 | 3.1604 | 6.414 | 7.5484 | 0 | 0 | 0 | 0 | -85.9121 | 76.6205 | 90.5875 | 85.8879 | 0.40839 | 0.42225 | 0.40697 | 0.39265 | -35.0855 | 32.3529 | 36.8664 | 33.7236
6 | 2 | 20 | 511.933 | 522.3569 | 536.1084 | 547.959 | 0 | 0 | 0 | 0 | 336.1003 | 279.0598 | 274.0008 | 284.4961 | 0 | 0 | 0 | 0 | 315.8637 | 160.864 | 157.3152 | 155.8105 | 0 | 0 | 0 | 0 | 0 | 4.2031 | 0.26354 | 13.2968 | 0 | 0 | 0 | 0 | -140.031 | 78.2301 | 104.5289 | 94.3556 | 0.40942 | 0.43553 | 0.40598 | 0.39629 | -57.3319 | 34.0715 | 42.437 | 37.3921
6 | 2 | 21 | 509.0617 | 519.8403 | 533.8592 | 545.8169 | 0 | 0 | 0 | 0 | 337.7862 | 285.3954 | 278.8068 | 296.2967 | 0 | 0 | 0 | 0 | 337.987 | 164.5357 | 160.7718 | 158.9839 | 0 | 0 | 0 | 0 | 0 | 8.579 | 5.4349 | 9.1069 | 0 | 0 | 0 | 0 | -166.7116 | 61.3302 | 88.8457 | 81.4294 | 0.4094 | 0.43476 | 0.40586 | 0.39679 | -68.2515 | 26.6641 | 36.0592 | 32.3105
6 | 2 | 22 | 477.7547 | 488.5838 | 502.4961 | 514.3512 | 0 | 0 | 0 | 0 | 329.9133 | 286.7232 | 292.4549 | 300.926 | 0 | 0 | 0 | 0 | 226.4913 | 131.8441 | 128.5254 | 126.9411 | 0 | 0 | 0 | 0 | 0 | 16.8811 | 25.0641 | 10.6078 | 0 | 0 | 0 | 0 | -78.6498 | 53.1354 | 56.4516 | 75.8763 | 0.40731 | 0.42231 | 0.40449 | 0.39511 | -32.035 | 22.4397 | 22.8344 | 29.9796
6 | 2 | 23 | 437.8576 | 448.26 | 461.5064 | 472.7744 | 0 | 0 | 0 | 0 | 319.437 | 282.4833 | 300.5291 | 302.544 | 0 | 0 | 0 | 0 | 169.4131 | 102.8617 | 101.1405 | 100.9848 | 0 | 0 | 0 | 0 | 0 | 20.152 | 12.2244 | 7.3526 | 0 | 0 | 0 | 0 | -50.9925 | 42.7628 | 47.6123 | 61.893 | 0.40299 | 0.42067 | 0.40353 | 0.39408 | -20.5492 | 17.9892 | 19.2129 | 24.3909
6 | 2 | 24 | 406.1983 | 414.206 | 424.6192 | 433.3345 | 0 | 0 | 0 | 0 | 308.0391 | 314.5114 | 296.499 | 306.3571 | 0 | 0 | 0 | 0 | 139.9611 | 89.7316 | 88.8897 | 89.5345 | 0 | 0 | 0 | 0 | 0 | 5.3342 | 11.6862 | 25.5153 | 0 | 0 | 0 | 0 | -41.8019 | 4.6289 | 27.5443 | 11.9276 | 0.40134 | 0.42366 | 0.4104 | 0.39542 | -16.777 | 1.9611 | 11.3043 | 4.7164
6 | 3 | 1 | 383.2564 | 388.7896 | 396.2952 | 402.3579 | 0 | 0 | 0 | 0 | 259.1303 | 295.3962 | 313.9135 | 312.2335 | 0 | 0 | 0 | 0 | 118.1054 | 70.7038 | 70.9011 | 72.4517 | 0 | 0 | 0 | 0 | 0 | 17.3666 | 11.6128 | 4.4894 | 0 | 0 | 0 | 0 | 6.0208 | 5.323 | -0.13224 | 13.1833 | 0.4071 | 0.42843 | 0.41669 | 0.39372 | 2.4511 | 2.2806 | -0.055105 | 5.1905
6 | 3 | 2 | 369.1825 | 372.5395 | 377.5933 | 381.5069 | 0 | 0 | 0 | 0 | 242.6163 | 322.0497 | 315.1599 | 310.3189 | 0 | 0 | 0 | 0 | 109.4792 | 54.8842 | 54.4333 | 55.2965 | 0 | 0 | 0 | 0 | 0 | 5.475 | 3.6284 | 2.492 | 0 | 0 | 0 | 0 | 17.087 | -9.8695 | 4.3718 | 13.3995 | 0.40672 | 0.42869 | 0.41639 | 0.39335 | 6.9496 | -4.2309 | 1.8203 | 5.2707
6 | 3 | 3 | 359.2287 | 360.6036 | 363.449 | 365.4394 | 0 | 0 | 0 | 0 | 243.3327 | 316.6288 | 291.3878 | 296.9961 | 0 | 0 | 0 | 0 | 119.6711 | 43.1545 | 46.0906 | 50.1342 | 0 | 0 | 0 | 0 | 0 | 4.7991 | 8.1384 | 1.1894 | 0 | 0 | 0 | 0 | -3.7751 | -3.9788 | 17.8322 | 17.1197 | 0.40558 | 0.42977 | 0.41648 | 0.39426 | -1.5311 | -1.71 | 7.4268 | 6.7496
6 | 3 | 4 | 356.1722 | 355.5832 | 356.2431 | 356.292 | 0 | 0 | 0 | 0 | 253.4747 | 284.6793 | 279.4537 | 293.3308 | 0 | 0 | 0 | 0 | 118.8551 | 42.1069 | 46.1389 | 51.1948 | 0 | 0 | 0 | 0 | 0 | 12.8942 | 12.8331 | 2.0525 | 0 | 0 | 0 | 0 | -16.1575 | 15.9029 | 17.8173 | 9.7139 | 0.40646 | 0.42931 | 0.41675 | 0.39303 | -6.5674 | 6.8273 | 7.4254 | 3.8178
6 | 3 | 5 | 357.1767 | 355.037 | 353.993 | 352.5339 | 0 | 0 | 0 | 0 | 276.0278 | 288.8094 | 275.1002 | 277.8426 | 0 | 0 | 0 | 0 | 107.2434 | 51.6938 | 53.6077 | 56.5458 | 0 | 0 | 0 | 0 | 0 | 15.1441 | 7.2414 | 3.5467 | 0 | 0 | 0 | 0 | -26.0945 | -0.61027 | 18.0437 | 14.5987 | 0.40796 | 0.42719 | 0.41626 | 0.3916 | -10.6456 | -0.2607 | 7.5108 | 5.7169
6 | 3 | 6 | 349.6019 | 344.9425 | 341.1425 | 337.3116 | 0 | 0 | 0 | 0 | 313.9222 | 270.8701 | 249.1856 | 254.3271 | 0 | 0 | 0 | 0 | 127.7145 | 108.9411 | 106.3924 | 104.6955 | 0 | 0 | 0 | 0 | 0 | -3.7651 | -2.2375 | 1.7397 | 0 | 0 | 0 | 0 | -92.0347 | -31.1037 | -12.198 | -23.4506 | 0.40606 | 0.43154 | 0.41548 | 0.38797 | -37.3718 | -13.4224 | -5.0681 | -9.0981
6 | 3 | 7 | 367.9391 | 362.2987 | 357.7034 | 353.4033 | 0 | 0 | 0 | 0 | 314.2883 | 233.9916 | 212.1067 | 211.6316 | 0 | 0 | 0 | 0 | 150.0448 | 175.8206 | 174.3751 | 173.281 | 0 | 0 | 0 | 0 | 0 | -5.035 | -5.056 | 1.4556 | 0 | 0 | 0 | 0 | -96.394 | -42.4785 | -23.7225 | -32.9649 | 0.39763 | 0.41039 | 0.41696 | 0.37762 | -38.3288 | -17.4328 | -9.8912 | -12.4482
6 | 3 | 8 | 393.2665 | 387.7164 | 383.7354 | 380.4477 | 0 | 0 | 0 | 0 | 273.0444 | 210.6037 | 205.0211 | 200.6639 | 0 | 0 | 0 | 0 | 202.2853 | 272.9121 | 286.9723 | 299.5766 | 0 | 0 | 0 | 0 | 0 | -5.7613 | -9.3234 | 20.6883 | 0 | 0 | 0 | 0 | -82.0632 | -90.0381 | -98.9346 | -140.4811 | 0.39542 | 0.54534 | 0.3925 | 0.14136 | -32.4491 | -49.1011 | -38.8314 | -19.859
6 | 3 | 9 | 420.4876 | 416.2249 | 414.1742 | 413.0485 | 0 | 0 | 0 | 0 | 264.8121 | 206.471 | 201.7342 | 194.5526 | 0 | 0 | 0 | 0 | 252.3149 | 356.5876 | 387.3115 | 414.7418 | 0 | 0 | 0 | 0 | 0 | -6.5835 | -11.6085 | -26.7556 | 0 | 0 | 0 | 0 | -96.6394 | -140.2502 | -163.263 | -169.4903 | 0.3881 | 0.022118 | 0.022118 | 0.021036 | -37.5058 | -3.102 | -3.611 | -3.5654
6 | 3 | 10 | 445.5293 | 441.6914 | 440.1627 | 439.4162 | 0 | 0 | 0 | 0 | 290.0028 | 205.1834 | 200.4681 | 167.153 | 0 | 0 | 0 | 0 | 291.9611 | 427.1973 | 469.7139 | 507.6148 | 0 | 0 | 0 | 0 | 0 | -8.4144 | -8.6339 | -22.8433 | 0 | 0 | 0 | 0 | -136.4346 | -182.2748 | -221.3854 | -212.5083 | 0.39518 | 0.022118 | 0.022118 | 0.022118 | -53.9167 | -4.0315 | -4.8966 | -4.7002
6 | 3 | 11 | 457.7632 | 454.2034 | 452.7448 | 451.7039 | 0 | 0 | 0 | 0 | 258.0175 | 194.6569 | 197.3159 | 168.2164 | 0 | 0 | 0 | 0 | 313.9174 | 466.2485 | 515.2844 | 559.0272 | 0 | 0 | 0 | 0 | 0 | -24.1539 | -19.527 | -24.1443 | 0 | 0 | 0 | 0 | -114.1717 | -182.5481 | -240.3285 | -251.3955 | 0.39679 | 0.022118 | 0.022118 | 0.022118 | -45.3024 | -4.0376 | -5.3156 | -5.5603
6 | 3 | 12 | 468.1007 | 465.0065 | 463.8938 | 462.8963 | 0 | 0 | 0 | 0 | 251.5984 | 192.8402 | 188.808 | 168.386 | 0 | 0 | 0 | 0 | 344.814 | 518.3307 | 573.5068 | 623.0232 | 0 | 0 | 0 | 0 | 0 | -22.1707 | -27.8015 | -24.8556 | 0 | 0 | 0 | 0 | -128.3117 | -223.9937 | -270.6195 | -303.6574 | 0.39234 | 0.022118 | 0.022118 | 0.022118 | -50.3423 | -4.9542 | -5.9855 | -6.7162
6 | 3 | 13 | 477.2475 | 475.1398 | 475.0699 | 474.8863 | 0 | 0 | 0 | 0 | 248.802 | 193.551 | 194.9686 | 168.7085 | 0 | 0 | 0 | 0 | 364.4028 | 531.5921 | 588.6976 | 640.1777 | 0 | 0 | 0 | 0 | 0 | -21.8802 | -11.0492 | -26.7622 | 0 | 0 | 0 | 0 | -135.9573 | -228.1231 | -297.5471 | -307.2378 | 0.39433 | 0.022118 | 0.022118 | 0.022118 | -53.6118 | -5.0456 | -6.5811 | -6.7954
6 | 3 | 14 | 483.1733 | 481.9701 | 482.95 | 483.7241 | 0 | 0 | 0 | 0 | 244.2499 | 198.2885 | 201.0404 | 168.437 | 0 | 0 | 0 | 0 | 388.2888 | 479.6301 | 536.28 | 587.6349 | 0 | 0 | 0 | 0 | 0 | -17.6679 | -16.0106 | -19.2388 | 0 | 0 | 0 | 0 | -149.3653 | -178.2806 | -238.3599 | -253.109 | 0.39259 | 0.022448 | 0.022118 | 0.021917 | -58.639 | -4.002 | -5.272 | -5.5473
6 | 3 | 15 | 490.4251 | 490.2575 | 492.3817 | 494.1289 | 0 | 0 | 0 | 0 | 250.8645 | 195.3711 | 190.4211 | 168.148 | 0 | 0 | 0 | 0 | 423.321 | 454.121 | 503.8734 | 549.1591 | 0 | 0 | 0 | 0 | 0 | -25.9477 | -15.9559 | -19.347 | 0 | 0 | 0 | 0 | -183.7604 | -133.2869 | -185.9569 | -203.8311 | 0.38933 | 0.022983 | 0.021613 | 0.020742 | -71.5429 | -3.0634 | -4.0191 | -4.2278
6 | 3 | 16 | 501.2838 | 503.7277 | 508.7859 | 513.132 | 0 | 0 | 0 | 0 | 248.4989 | 207.1886 | 203.1904 | 179.2492 | 0 | 0 | 0 | 0 | 464.4119 | 432.0422 | 472.2385 | 509.0703 | 0 | 0 | 0 | 0 | 0 | -7.6308 | -2.3631 | -11.5855 | 0 | 0 | 0 | 0 | -211.627 | -127.8723 | -164.2798 | -163.602 | 0.39725 | 0.023616 | 0.020937 | 0.02146 | -84.0693 | -3.0198 | -3.4395 | -3.511
6 | 3 | 17 | 503.8843 | 508.9746 | 516.9335 | 523.8116 | 0 | 0 | 0 | 0 | 256.2277 | 208.2496 | 203.5527 | 209.6558 | 0 | 0 | 0 | 0 | 407.6664 | 340.7372 | 364.18 | 386.1151 | 0 | 0 | 0 | 0 | 0 | -4.689 | -12.224 | 9.6187 | 0 | 0 | 0 | 0 | -160.0097 | -35.3232 | -38.5751 | -81.578 | 0.40602 | 0.342 | 0.42749 | 0.2585 | -64.9673 | -12.0806 | -16.4904 | -21.0877
6 | 3 | 18 | 502.0712 | 509.8779 | 520.8246 | 530.3483 | 0 | 0 | 0 | 0 | 282.2599 | 209.9467 | 207.2968 | 221.5056 | 0 | 0 | 0 | 0 | 336.2328 | 262.4472 | 264.2866 | 266.7633 | 0 | 0 | 0 | 0 | 0 | -4.1562 | -10.5928 | -1.6468 | 0 | 0 | 0 | 0 | -116.4214 | 41.6402 | 59.8341 | 43.7261 | 0.4027 | 0.42494 | 0.41159 | 0.40375 | -46.8824 | 17.6945 | 24.627 | 17.6543
6 | 3 | 19 | 502.3497 | 511.9718 | 524.8939 | 536.1314 | 0 | 0 | 0 | 0 | 323.7849 | 259.2958 | 254.0124 | 266.4536 | 0 | 0 | 0 | 0 | 295.8297 | 176.2027 | 169.1927 | 163.9512 | 0 | 0 | 0 | 0 | 0 | 3.1604 | 6.414 | 7.5484 | 0 | 0 | 0 | 0 | -117.265 | 73.313 | 95.2748 | 98.1781 | 0.40839 | 0.42225 | 0.40697 | 0.39265 | -47.8896 | 30.9564 | 38.774 | 38.5493
6 | 3 | 20 | 524.5839 | 535.418 | 549.6733 | 561.958 | 0 | 0 | 0 | 0 | 336.1003 | 279.0598 | 274.0008 | 284.4961 | 0 | 0 | 0 | 0 | 258.7084 | 130.0285 | 122.3814 | 116.7999 | 0 | 0 | 0 | 0 | 0 | 4.2031 | 0.26354 | 13.2968 | 0 | 0 | 0 | 0 | -70.2248 | 122.1267 | 153.0276 | 147.3652 | 0.40942 | 0.43553 | 0.40598 | 0.39629 | -28.7517 | 53.1897 | 62.1266 | 58.3991
6 | 3 | 21 | 516.2099 | 527.2203 | 541.5238 | 553.7268 | 0 | 0 | 0 | 0 | 337.7862 | 285.3954 | 278.8068 | 296.2967 | 0 | 0 | 0 | 0 | 270.943 | 135.8631 | 129.4317 | 124.955 | 0 | 0 | 0 | 0 | 0 | 8.579 | 5.4349 | 9.1069 | 0 | 0 | 0 | 0 | -92.5194 | 97.3828 | 127.8505 | 123.3682 | 0.4094 | 0.43476 | 0.40586 | 0.39679 | -37.8773 | 42.3385 | 51.8898 | 48.9515
6 | 3 | 22 | 475.9145 | 486.684 | 500.523 | 512.315 | 0 | 0 | 0 | 0 | 329.9133 | 286.7232 | 292.4549 | 300.926 | 0 | 0 | 0 | 0 | 269.1987 | 149.8275 | 147.5587 | 147.0073 | 0 | 0 | 0 | 0 | 0 | 16.8811 | 25.0641 | 10.6078 | 0 | 0 | 0 | 0 | -123.1974 | 33.2523 | 35.4453 | 53.7739 | 0.40731 | 0.42231 | 0.40449 | 0.39511 | -50.1798 | 14.0428 | 14.3374 | 21.2467
6 | 3 | 23 | 430.3909 | 440.5512 | 453.5002 | 464.5121 | 0 | 0 | 0 | 0 | 319.437 | 282.4833 | 300.5291 | 302.544 | 0 | 0 | 0 | 0 | 235.1794 | 107.5057 | 102.7419 | 99.7235 | 0 | 0 | 0 | 0 | 0 | 20.152 | 12.2244 | 7.3526 | 0 | 0 | 0 | 0 | -124.2254 | 30.4101 | 38.0049 | 54.8919 | 0.40299 | 0.42067 | 0.40353 | 0.39408 | -50.061 | 12.7927 | 15.336 | 21.6319
6 | 3 | 24 | 396.2899 | 403.9763 | 413.995 | 422.3703 | 0 | 0 | 0 | 0 | 308.0391 | 314.5114 | 296.499 | 306.3571 | 0 | 0 | 0 | 0 | 209.7522 | 109.2181 | 101.2274 | 95.0682 | 0 | 0 | 0 | 0 | 0 | 5.3342 | 11.6862 | 25.5153 | 0 | 0 | 0 | 0 | -121.5015 | -25.0874 | 4.5824 | -4.5703 | 0.40134 | 0.42366 | 0.4104 | 0.39542 | -48.7639 | -10.6285 | 1.8806 | -1.8072
6 | 4 | 1 | 379.3461 | 384.7526 | 392.1024 | 398.0309 | 0 | 0 | 0 | 0 | 259.1303 | 295.3962 | 313.9135 | 312.2335 | 0 | 0 | 0 | 0 | 183.3471 | 93.4819 | 85.1635 | 78.6456 | 0 | 0 | 0 | 0 | 0 | 17.3666 | 11.6128 | 4.4894 | 0 | 0 | 0 | 0 | -63.1313 | -21.4921 | -18.5874 | 2.6625 | 0.4071 | 0.42843 | 0.41669 | 0.39372 | -25.701 | -9.2079 | -7.7452 | 1.0483
6 | 4 | 2 | 365.3607 | 368.5937 | 373.4954 | 377.2778 | 0 | 0 | 0 | 0 | 242.6163 | 322.0497 | 315.1599 | 310.3189 | 0 | 0 | 0 | 0 | 159.315 | 68.7673 | 65.1712 | 63.0934 | 0 | 0 | 0 | 0 | 0 | 5.475 | 3.6284 | 2.492 | 0 | 0 | 0 | 0 | -36.5706 | -27.6983 | -10.4641 | 1.3736 | 0.40672 | 0.42869 | 0.41639 | 0.39335 | -14.8739 | -11.8739 | -4.3571 | 0.54031
6 | 4 | 3 | 363.192 | 364.6955 | 367.6987 | 369.8251 | 0 | 0 | 0 | 0 | 243.3327 | 316.6288 | 291.3878 | 296.9961 | 0 | 0 | 0 | 0 | 154.9712 | 61.1656 | 61.4327 | 62.995 | 0 | 0 | 0 | 0 | 0 | 4.7991 | 8.1384 | 1.1894 | 0 | 0 | 0 | 0 | -35.1119 | -17.8981 | 6.7398 | 8.6445 | 0.40558 | 0.42977 | 0.41648 | 0.39426 | -14.2407 | -7.6921 | 2.807 | 3.4082
6 | 4 | 4 | 373.2819 | 373.2477 | 374.5889 | 375.2249 | 0 | 0 | 0 | 0 | 253.4747 | 284.6793 | 279.4537 | 293.3308 | 0 | 0 | 0 | 0 | 141.7971 | 58.9362 | 58.3318 | 59.003 | 0 | 0 | 0 | 0 | 0 | 12.8942 | 12.8331 | 2.0525 | 0 | 0 | 0 | 0 | -21.9899 | 16.738 | 23.9702 | 20.8386 | 0.40646 | 0.42931 | 0.41675 | 0.39303 | -8.938 | 7.1858 | 9.9897 | 8.1901
6 | 4 | 5 | 396.2086 | 395.3347 | 395.8449 | 395.725 | 0 | 0 | 0 | 0 | 276.0278 | 288.8094 | 275.1002 | 277.8426 | 0 | 0 | 0 | 0 | 142.9919 | 60.1112 | 57.66 | 56.5696 | 0 | 0 | 0 | 0 | 0 | 15.1441 | 7.2414 | 3.5467 | 0 | 0 | 0 | 0 | -22.8111 | 31.27 | 55.8433 | 57.7661 | 0.40796 | 0.42719 | 0.41626 | 0.3916 | -9.3061 | 13.3581 | 23.2451 | 22.6212
6 | 4 | 6 | 426.1442 | 423.9668 | 423.2148 | 422.0102 | 0 | 0 | 0 | 0 | 313.9222 | 270.8701 | 249.1856 | 254.3271 | 0 | 0 | 0 | 0 | 185.217 | 100.1595 | 97.9999 | 97.0167 | 0 | 0 | 0 | 0 | 0 | -3.7651 | -2.2375 | 1.7397 | 0 | 0 | 0 | 0 | -72.995 | 56.7023 | 78.2668 | 68.9267 | 0.40606 | 0.43154 | 0.41548 | 0.38797 | -29.6405 | 24.4693 | 32.5184 | 26.7413
6 | 4 | 7 | 469.7654 | 467.427 | 466.8865 | 466.0802 | 0 | 0 | 0 | 0 | 314.2883 | 233.9916 | 212.1067 | 211.6316 | 0 | 0 | 0 | 0 | 218.6303 | 152.038 | 154.8249 | 158.1386 | 0 | 0 | 0 | 0 | 0 | -5.035 | -5.056 | 1.4556 | 0 | 0 | 0 | 0 | -63.1532 | 86.4324 | 105.0109 | 94.8544 | 0.39763 | 0.41039 | 0.41696 | 0.37762 | -25.1114 | 35.4711 | 43.785 | 35.819
6 | 4 | 8 | 496.7029 | 494.507 | 494.6449 | 494.9063 | 0 | 0 | 0 | 0 | 273.0444 | 210.6037 | 205.0211 | 200.6639 | 0 | 0 | 0 | 0 | 251.2928 | 209.2367 | 227.5359 | 244.8124 | 0 | 0 | 0 | 0 | 0 | -5.7613 | -9.3234 | 20.6883 | 0 | 0 | 0 | 0 | -27.6343 | 80.4279 | 71.4112 | 28.7417 | 0.39542 | 0.54534 | 0.3925 | 0.14136 | -10.927 | 43.8603 | 28.0286 | 4.063
6 | 4 | 9 | 523.8355 | 522.9242 | 524.9889 | 527.4092 | 0 | 0 | 0 | 0 | 264.8121 | 206.471 | 201.7342 | 194.5526 | 0 | 0 | 0 | 0 | 284.7605 | 266.1568 | 300.6401 | 332.5561 | 0 | 0 | 0 | 0 | 0 | -6.5835 | -11.6085 | -26.7556 | 0 | 0 | 0 | 0 | -25.7371 | 56.8799 | 34.223 | 27.0561 | 0.3881 | 0.022118 | 0.022118 | 0.021036 | -9.9886 | 1.2581 | 0.75694 | 0.56916
6 | 4 | 10 | 549.0011 | 548.5186 | 551.1101 | 553.9139 | 0 | 0 | 0 | 0 | 290.0028 | 205.1834 | 200.4681 | 167.153 | 0 | 0 | 0 | 0 | 348.6694 | 351.754 | 395.1598 | 434.8355 | 0 | 0 | 0 | 0 | 0 | -8.4144 | -8.6339 | -22.8433 | 0 | 0 | 0 | 0 | -89.6711 | -0.0043178 | -35.8838 | -25.2313 | 0.39518 | 0.022118 | 0.022118 | 0.022118 | -35.4366 | -9.55e-05 | -0.79367 | -0.55806
6 | 4 | 11 | 562.792 | 562.6381 | 565.3618 | 567.9245 | 0 | 0 | 0 | 0 | 258.0175 | 194.6569 | 197.3159 | 168.2164 | 0 | 0 | 0 | 0 | 404.0245 | 403.78 | 452.4646 | 496.8727 | 0 | 0 | 0 | 0 | 0 | -24.1539 | -19.527 | -24.1443 | 0 | 0 | 0 | 0 | -99.2499 | -11.6448 | -64.8918 | -73.0203 | 0.39679 | 0.022118 | 0.022118 | 0.022118 | -39.3816 | -0.25756 | -1.4353 | -1.615
6 | 4 | 12 | 569.5554 | 569.7512 | 572.6784 | 575.162 | 0 | 0 | 0 | 0 | 251.5984 | 192.8402 | 188.808 | 168.386 | 0 | 0 | 0 | 0 | 436.3665 | 426.844 | 482.7139 | 533.9607 | 0 | 0 | 0 | 0 | 0 | -22.1707 | -27.8015 | -24.8556 | 0 | 0 | 0 | 0 | -118.4095 | -27.7623 | -71.042 | -102.3291 | 0.39234 | 0.022118 | 0.022118 | 0.022118 | -46.4572 | -0.61404 | -1.5713 | -2.2633
6 | 4 | 13 | 584.2226 | 585.5839 | 589.7737 | 593.2607 | 0 | 0 | 0 | 0 | 248.802 | 193.551 | 194.9686 | 168.7085 | 0 | 0 | 0 | 0 | 471.2809 | 438.3776 | 497.2964 | 551.6131 | 0 | 0 | 0 | 0 | 0 | -21.8802 | -11.0492 | -26.7622 | 0 | 0 | 0 | 0 | -135.8603 | -24.4645 | -91.442 | -100.2988 | 0.39433 | 0.022118 | 0.022118 | 0.022118 | -53.5735 | -0.5411 | -2.0225 | -2.2184
6 | 4 | 14 | 593.2448 | 595.611 | 600.974 | 605.5248 | 0 | 0 | 0 | 0 | 244.2499 | 198.2885 | 201.0404 | 168.437 | 0 | 0 | 0 | 0 | 510.5923 | 412.1326 | 466.8662 | 517.5165 | 0 | 0 | 0 | 0 | 0 | -17.6679 | -16.0106 | -19.2388 | 0 | 0 | 0 | 0 | -161.5974 | 2.8578 | -50.9221 | -61.1899 | 0.39259 | 0.022448 | 0.022118 | 0.021917 | -63.4412 | 0.064151 | -1.1263 | -1.3411
6 | 4 | 15 | 596.9579 | 600.245 | 606.6113 | 612.0138 | 0 | 0 | 0 | 0 | 250.8645 | 195.3711 | 190.4211 | 168.148 | 0 | 0 | 0 | 0 | 464.3678 | 332.9798 | 384.9152 | 433.6565 | 0 | 0 | 0 | 0 | 0 | -25.9477 | -15.9559 | -19.347 | 0 | 0 | 0 | 0 | -118.2744 | 97.8417 | 47.2308 | 29.5563 | 0.38933 | 0.022983 | 0.021613 | 0.020742 | -46.0474 | 2.2487 | 1.0208 | 0.61304
6 | 4 | 16 | 594.3872 | 599.8503 | 608.6158 | 616.1564 | 0 | 0 | 0 | 0 | 248.4989 | 207.1886 | 203.1904 | 179.2492 | 0 | 0 | 0 | 0 | 462.9583 | 309.1143 | 350.4366 | 389.6887 | 0 | 0 | 0 | 0 | 0 | -7.6308 | -2.3631 | -11.5855 | 0 | 0 | 0 | 0 | -117.07 | 91.1781 | 57.3521 | 58.8041 | 0.39725 | 0.023616 | 0.020937 | 0.02146 | -46.5063 | 2.1532 | 1.2008 | 1.262
6 | 4 | 17 | 583.5583 | 591.2323 | 602.3638 | 611.9757 | 0 | 0 | 0 | 0 | 256.2277 | 208.2496 | 203.5527 | 209.6558 | 0 | 0 | 0 | 0 | 449.1262 | 273.1316 | 300.1926 | 326.6722 | 0 | 0 | 0 | 0 | 0 | -4.689 | -12.224 | 9.6187 | 0 | 0 | 0 | 0 | -121.7955 | 114.5401 | 110.8425 | 66.0289 | 0.40602 | 0.342 | 0.42749 | 0.2585 | -49.4515 | 39.1731 | 47.3838 | 17.0683
6 | 4 | 18 | 568.652 | 578.6178 | 592.2157 | 604.0239 | 0 | 0 | 0 | 0 | 282.2599 | 209.9467 | 207.2968 | 221.5056 | 0 | 0 | 0 | 0 | 413.3058 | 243.1446 | 253.8106 | 265.4745 | 0 | 0 | 0 | 0 | 0 | -4.1562 | -10.5928 | -1.6468 | 0 | 0 | 0 | 0 | -126.9137 | 129.6827 | 141.7013 | 118.6905 | 0.4027 | 0.42494 | 0.41159 | 0.40375 | -51.1076 | 55.1071 | 58.3224 | 47.9211
6 | 4 | 19 | 562.2423 | 573.8067 | 589.1136 | 602.4062 | 0 | 0 | 0 | 0 | 323.7849 | 259.2958 | 254.0124 | 266.4536 | 0 | 0 | 0 | 0 | 369.0997 | 183.8617 | 184.2318 | 186.402 | 0 | 0 | 0 | 0 | 0 | 3.1604 | 6.414 | 7.5484 | 0 | 0 | 0 | 0 | -130.6424 | 127.4888 | 144.4555 | 142.0021 | 0.40839 | 0.42225 | 0.40697 | 0.39265 | -53.3528 | 53.832 | 58.789 | 55.7566
6 | 4 | 20 | 574.8513 | 587.3155 | 603.5724 | 617.5818 | 0 | 0 | 0 | 0 | 336.1003 | 279.0598 | 274.0008 | 284.4961 | 0 | 0 | 0 | 0 | 358.2348 | 161.9722 | 159.4033 | 158.7154 | 0 | 0 | 0 | 0 | 0 | 4.2031 | 0.26354 | 13.2968 | 0 | 0 | 0 | 0 | -119.4838 | 142.0804 | 169.9047 | 161.0735 | 0.40942 | 0.43553 | 0.40598 | 0.39629 | -48.9194 | 61.8801 | 68.9785 | 63.8316
6 | 4 | 21 | 558.4444 | 570.8243 | 586.8096 | 600.4618 | 0 | 0 | 0 | 0 | 337.7862 | 285.3954 | 278.8068 | 296.2967 | 0 | 0 | 0 | 0 | 324.381 | 128.8928 | 127.3629 | 127.5799 | 0 | 0 | 0 | 0 | 0 | 8.579 | 5.4349 | 9.1069 | 0 | 0 | 0 | 0 | -103.7229 | 147.9572 | 175.2051 | 167.4783 | 0.4094 | 0.43476 | 0.40586 | 0.39679 | -42.464 | 64.3263 | 71.1093 | 66.4541
6 | 4 | 22 | 510.9124 | 522.8168 | 538.0493 | 551.0422 | 0 | 0 | 0 | 0 | 329.9133 | 286.7232 | 292.4549 | 300.926 | 0 | 0 | 0 | 0 | 307.4334 | 129.5613 | 124.2766 | 120.9193 | 0 | 0 | 0 | 0 | 0 | 16.8811 | 25.0641 | 10.6078 | 0 | 0 | 0 | 0 | -126.4343 | 89.6511 | 96.2537 | 118.5891 | 0.40731 | 0.42231 | 0.40449 | 0.39511 | -51.4982 | 37.8607 | 38.9341 | 46.856
6 | 4 | 23 | 462.1685 | 473.3593 | 487.5737 | 499.6759 | 0 | 0 | 0 | 0 | 319.437 | 282.4833 | 300.5291 | 302.544 | 0 | 0 | 0 | 0 | 287.7522 | 124.825 | 117.1583 | 111.5504 | 0 | 0 | 0 | 0 | 0 | 20.152 | 12.2244 | 7.3526 | 0 | 0 | 0 | 0 | -145.0206 | 45.8989 | 57.6619 | 78.2288 | 0.40299 | 0.42067 | 0.40353 | 0.39408 | -58.4412 | 19.3085 | 23.2682 | 30.8285
6 | 4 | 24 | 428.2621 | 436.9854 | 448.2771 | 457.7495 | 0 | 0 | 0 | 0 | 308.0391 | 314.5114 | 296.499 | 306.3571 | 0 | 0 | 0 | 0 | 281.7232 | 123.175 | 115.9063 | 110.7104 | 0 | 0 | 0 | 0 | 0 | 5.3342 | 11.6862 | 25.5153 | 0 | 0 | 0 | 0 | -161.5002 | -6.0352 | 24.1856 | 15.1666 | 0.40134 | 0.42366 | 0.4104 | 0.39542 | -64.8172 | -2.5569 | 9.9259 | 5.9971
6 | 5 | 1 | 406.1165 | 412.391 | 420.8068 | 427.6539 | 0 | 0 | 0 | 0 | 259.1303 | 295.3962 | 313.9135 | 312.2335 | 0 | 0 | 0 | 0 | 284.3007 | 125.8771 | 118.1885 | 112.6011 | 0 | 0 | 0 | 0 | 0 | 17.3666 | 11.6128 | 4.4894 | 0 | 0 | 0 | 0 | -137.3146 | -26.2489 | -22.9079 | -1.67 | 0.4071 | 0.42843 | 0.41669 | 0.39372 | -55.9013 | -11.2459 | -9.5455 | -0.65752
6 | 5 | 2 | 390.2732 | 394.3141 | 400.2078 | 404.845 | 0 | 0 | 0 | 0 | 242.6163 | 322.0497 | 315.1599 | 310.3189 | 0 | 0 | 0 | 0 | 297.3802 | 131.6499 | 123.0931 | 116.6983 | 0 | 0 | 0 | 0 | 0 | 5.475 | 3.6284 | 2.492 | 0 | 0 | 0 | 0 | -149.7233 | -64.8606 | -41.6736 | -24.6641 | 0.40672 | 0.42869 | 0.41639 | 0.39335 | -60.8949 | -27.8049 | -17.3523 | -9.7016
6 | 5 | 3 | 383.0442 | 385.1914 | 388.9852 | 391.7927 | 0 | 0 | 0 | 0 | 243.3327 | 316.6288 | 291.3878 | 296.9961 | 0 | 0 | 0 | 0 | 277.9446 | 119.7406 | 113.2906 | 108.8993 | 0 | 0 | 0 | 0 | 0 | 4.7991 | 8.1384 | 1.1894 | 0 | 0 | 0 | 0 | -138.2331 | -55.9772 | -23.8317 | -15.2922 | 0.40558 | 0.42977 | 0.41648 | 0.39426 | -56.0647 | -24.0574 | -9.9255 | -6.0291
6 | 5 | 4 | 386.6582 | 387.0577 | 388.9316 | 390.0265 | 0 | 0 | 0 | 0 | 253.4747 | 284.6793 | 279.4537 | 293.3308 | 0 | 0 | 0 | 0 | 267.331 | 110.6175 | 108.8114 | 108.8134 | 0 | 0 | 0 | 0 | 0 | 12.8942 | 12.8331 | 2.0525 | 0 | 0 | 0 | 0 | -134.1474 | -21.1332 | -12.1666 | -14.1701 | 0.40646 | 0.42931 | 0.41675 | 0.39303 | -54.5253 | -9.0727 | -5.0705 | -5.5692
6 | 5 | 5 | 411.5312 | 411.1542 | 412.2745 | 412.6804 | 0 | 0 | 0 | 0 | 276.0278 | 288.8094 | 275.1002 | 277.8426 | 0 | 0 | 0 | 0 | 268.8266 | 117.0488 | 115.1624 | 115.0263 | 0 | 0 | 0 | 0 | 0 | 15.1441 | 7.2414 | 3.5467 | 0 | 0 | 0 | 0 | -133.3231 | -9.8482 | 14.7705 | 16.2648 | 0.40796 | 0.42719 | 0.41626 | 0.3916 | -54.3908 | -4.207 | 6.1483 | 6.3693
6 | 5 | 6 | 435.6102 | 433.7398 | 433.3647 | 432.4849 | 0 | 0 | 0 | 0 | 313.9222 | 270.8701 | 249.1856 | 254.3271 | 0 | 0 | 0 | 0 | 301.8641 | 141.4549 | 140.5994 | 141.2848 | 0 | 0 | 0 | 0 | 0 | -3.7651 | -2.2375 | 1.7397 | 0 | 0 | 0 | 0 | -180.1761 | 25.1799 | 45.8172 | 35.1334 | 0.40606 | 0.43154 | 0.41548 | 0.38797 | -73.1626 | 10.8661 | 19.0362 | 13.6306
6 | 5 | 7 | 472.9326 | 470.6969 | 470.2824 | 469.5848 | 0 | 0 | 0 | 0 | 314.2883 | 233.9916 | 212.1067 | 211.6316 | 0 | 0 | 0 | 0 | 304.1756 | 153.2417 | 157.5299 | 162.8527 | 0 | 0 | 0 | 0 | 0 | -5.035 | -5.056 | 1.4556 | 0 | 0 | 0 | 0 | -145.5313 | 88.4985 | 105.7018 | 93.645 | 0.39763 | 0.41039 | 0.41696 | 0.37762 | -57.8671 | 36.319 | 44.0731 | 35.3623
6 | 5 | 8 | 496.7914 | 494.5984 | 494.7398 | 495.0042 | 0 | 0 | 0 | 0 | 273.0444 | 210.6037 | 205.0211 | 200.6639 | 0 | 0 | 0 | 0 | 364.9332 | 216.742 | 237.7545 | 258.2731 | 0 | 0 | 0 | 0 | 0 | -5.7613 | -9.3234 | 20.6883 | 0 | 0 | 0 | 0 | -141.1863 | 73.014 | 61.2875 | 15.3789 | 0.39542 | 0.54534 | 0.3925 | 0.14136 | -55.8272 | 39.8172 | 24.0551 | 2.174
6 | 5 | 9 | 515.8911 | 514.7222 | 516.4705 | 518.6182 | 0 | 0 | 0 | 0 | 264.8121 | 206.471 | 201.7342 | 194.5526 | 0 | 0 | 0 | 0 | 428.347 | 277.5125 | 315.1762 | 350.84 | 0 | 0 | 0 | 0 | 0 | -6.5835 | -11.6085 | -26.7556 | 0 | 0 | 0 | 0 | -177.2679 | 37.3222 | 11.1685 | -0.018775 | 0.3881 | 0.022118 | 0.022118 | 0.021036 | -68.7977 | 0.82548 | 0.24702 | -0.00039495
6 | 5 | 10 | 531.573 | 530.5253 | 532.4228 | 534.6286 | 0 | 0 | 0 | 0 | 290.0028 | 205.1834 | 200.4681 | 167.153 | 0 | 0 | 0 | 0 | 460.2173 | 317.6409 | 367.1134 | 413.4885 | 0 | 0 | 0 | 0 | 0 | -8.4144 | -8.6339 | -22.8433 | 0 | 0 | 0 | 0 | -218.6472 | 16.1155 | -26.5248 | -23.1696 | 0.39518 | 0.022118 | 0.022118 | 0.022118 | -86.4058 | 0.35644 | -0.58667 | -0.51246
6 | 5 | 11 | 538.1095 | 537.1552 | 538.896 | 540.6119 | 0 | 0 | 0 | 0 | 258.0175 | 194.6569 | 197.3159 | 168.2164 | 0 | 0 | 0 | 0 | 474.1571 | 342.112 | 398.6144 | 451.3903 | 0 | 0 | 0 | 0 | 0 | -24.1539 | -19.527 | -24.1443 | 0 | 0 | 0 | 0 | -194.065 | 24.5402 | -37.5073 | -54.8506 | 0.39679 | 0.022118 | 0.022118 | 0.022118 | -77.0035 | 0.54278 | -0.82958 | -1.2132
6 | 5 | 12 | 536.8401 | 535.975 | 537.5995 | 538.9605 | 0 | 0 | 0 | 0 | 251.5984 | 192.8402 | 188.808 | 168.386 | 0 | 0 | 0 | 0 | 490.3721 | 354.4062 | 414.372 | 470.3643 | 0 | 0 | 0 | 0 | 0 | -22.1707 | -27.8015 | -24.8556 | 0 | 0 | 0 | 0 | -205.1304 | 10.8993 | -37.779 | -74.9342 | 0.39234 | 0.022118 | 0.022118 | 0.022118 | -80.4816 | 0.24107 | -0.83559 | -1.6574
6 | 5 | 13 | 542.0058 | 541.9982 | 544.5069 | 546.5453 | 0 | 0 | 0 | 0 | 248.802 | 193.551 | 194.9686 | 168.7085 | 0 | 0 | 0 | 0 | 508.1116 | 388.089 | 451.549 | 510.7406 | 0 | 0 | 0 | 0 | 0 | -21.8802 | -11.0492 | -26.7622 | 0 | 0 | 0 | 0 | -214.9077 | -17.7616 | -90.9615 | -106.1417 | 0.39433 | 0.022118 | 0.022118 | 0.022118 | -84.7442 | -0.39285 | -2.0119 | -2.3476
6 | 5 | 14 | 543.0129 | 543.7501 | 547.1129 | 549.9401 | 0 | 0 | 0 | 0 | 244.2499 | 198.2885 | 201.0404 | 168.437 | 0 | 0 | 0 | 0 | 510.7809 | 399.9211 | 457.9671 | 512.2696 | 0 | 0 | 0 | 0 | 0 | -17.6679 | -16.0106 | -19.2388 | 0 | 0 | 0 | 0 | -212.018 | -36.7917 | -95.8841 | -111.5277 | 0.39259 | 0.022448 | 0.022118 | 0.021917 | -83.2357 | -0.82589 | -2.1208 | -2.4443
6 | 5 | 15 | 540.0024 | 541.4425 | 545.5409 | 548.9892 | 0 | 0 | 0 | 0 | 250.8645 | 195.3711 | 190.4211 | 168.148 | 0 | 0 | 0 | 0 | 506.0277 | 389.7632 | 434.3313 | 476.4475 | 0 | 0 | 0 | 0 | 0 | -25.9477 | -15.9559 | -19.347 | 0 | 0 | 0 | 0 | -216.8898 | -17.7441 | -63.2557 | -76.2594 | 0.38933 | 0.022983 | 0.021613 | 0.020742 | -84.4411 | -0.40782 | -1.3671 | -1.5817
6 | 5 | 16 | 533.0614 | 536.5358 | 542.8594 | 548.2958 | 0 | 0 | 0 | 0 | 248.4989 | 207.1886 | 203.1904 | 179.2492 | 0 | 0 | 0 | 0 | 503.7219 | 393.8652 | 423.2826 | 451.4195 | 0 | 0 | 0 | 0 | 0 | -7.6308 | -2.3631 | -11.5855 | 0 | 0 | 0 | 0 | -219.1594 | -56.8872 | -81.2504 | -70.7874 | 0.39725 | 0.023616 | 0.020937 | 0.02146 | -87.0615 | -1.3434 | -1.7011 | -1.5191
6 | 5 | 17 | 520.7286 | 526.3651 | 534.9947 | 542.4508 | 0 | 0 | 0 | 0 | 256.2277 | 208.2496 | 203.5527 | 209.6558 | 0 | 0 | 0 | 0 | 489.6883 | 365.5501 | 380.5313 | 395.5723 | 0 | 0 | 0 | 0 | 0 | -4.689 | -12.224 | 9.6187 | 0 | 0 | 0 | 0 | -225.1873 | -42.7455 | -36.8653 | -72.396 | 0.40602 | 0.342 | 0.42749 | 0.2585 | -91.4308 | -14.6191 | -15.7595 | -18.7142
6 | 5 | 18 | 510.9357 | 519.0299 | 530.3295 | 540.1573 | 0 | 0 | 0 | 0 | 282.2599 | 209.9467 | 207.2968 | 221.5056 | 0 | 0 | 0 | 0 | 458.2769 | 319.894 | 320.1392 | 321.8398 | 0 | 0 | 0 | 0 | 0 | -4.1562 | -10.5928 | -1.6468 | 0 | 0 | 0 | 0 | -229.6011 | -6.6546 | 13.4864 | -1.5413 | 0.4027 | 0.42494 | 0.41159 | 0.40375 | -92.4593 | -2.8278 | 5.5508 | -0.62231
6 | 5 | 19 | 511.2141 | 521.1238 | 534.3988 | 545.9405 | 0 | 0 | 0 | 0 | 323.7849 | 259.2958 | 254.0124 | 266.4536 | 0 | 0 | 0 | 0 | 417.1978 | 263.8284 | 255.306 | 249.1504 | 0 | 0 | 0 | 0 | 0 | 3.1604 | 6.414 | 7.5484 | 0 | 0 | 0 | 0 | -229.7686 | -5.1608 | 18.6664 | 22.788 | 0.40839 | 0.42225 | 0.40697 | 0.39265 | -93.8348 | -2.1791 | 7.5967 | 8.9476
6 | 5 | 20 | 529.5204 | 540.5146 | 554.9664 | 567.4205 | 0 | 0 | 0 | 0 | 336.1003 | 279.0598 | 274.0008 | 284.4961 | 0 | 0 | 0 | 0 | 369.0907 | 229.0803 | 221.0915 | 215.4454 | 0 | 0 | 0 | 0 | 0 | 4.2031 | 0.26354 | 13.2968 | 0 | 0 | 0 | 0 | -175.6706 | 28.1715 | 59.6106 | 54.1822 | 0.40942 | 0.43553 | 0.40598 | 0.39629 | -71.9236 | 12.2695 | 24.2009 | 21.4718
6 | 5 | 21 | 522.1195 | 533.3215 | 547.8604 | 560.2662 | 0 | 0 | 0 | 0 | 337.7862 | 285.3954 | 278.8068 | 296.2967 | 0 | 0 | 0 | 0 | 349.2164 | 222.2588 | 213.8507 | 207.7194 | 0 | 0 | 0 | 0 | 0 | 8.579 | 5.4349 | 9.1069 | 0 | 0 | 0 | 0 | -164.8831 | 17.0883 | 49.768 | 47.1432 | 0.4094 | 0.43476 | 0.40586 | 0.39679 | -67.5029 | 7.4294 | 20.199 | 18.7061
6 | 5 | 22 | 485.1329 | 496.2013 | 510.4073 | 522.5157 | 0 | 0 | 0 | 0 | 329.9133 | 286.7232 | 292.4549 | 300.926 | 0 | 0 | 0 | 0 | 326.6291 | 211.1023 | 200.6425 | 192.4449 | 0 | 0 | 0 | 0 | 0 | 16.8811 | 25.0641 | 10.6078 | 0 | 0 | 0 | 0 | -171.4095 | -18.5053 | -7.7542 | 18.5369 | 0.40731 | 0.42231 | 0.40449 | 0.39511 | -69.8172 | -7.815 | -3.1365 | 7.3242
6 | 5 | 23 | 441.5379 | 452.0596 | 465.4525 | 476.8468 | 0 | 0 | 0 | 0 | 319.437 | 282.4833 | 300.5291 | 302.544 | 0 | 0 | 0 | 0 | 332.0733 | 211.5773 | 200.4957 | 191.7128 | 0 | 0 | 0 | 0 | 0 | 20.152 | 12.2244 | 7.3526 | 0 | 0 | 0 | 0 | -209.9724 | -62.1531 | -47.7967 | -24.7625 | 0.40299 | 0.42067 | 0.40353 | 0.39408 | -84.6159 | -26.1462 | -19.2873 | -9.7585
6 | 5 | 24 | 408.2861 | 416.3616 | 426.8579 | 435.6449 | 0 | 0 | 0 | 0 | 308.0391 | 314.5114 | 296.499 | 306.3571 | 0 | 0 | 0 | 0 | 341.8012 | 212.8867 | 204.5576 | 198.3369 | 0 | 0 | 0 | 0 | 0 | 5.3342 | 11.6862 | 25.5153 | 0 | 0 | 0 | 0 | -241.5542 | -116.3707 | -85.885 | -94.5645 | 0.40134 | 0.42366 | 0.4104 | 0.39542 | -96.9464 | -49.3015 | -35.2475 | -37.3923
6 | 6 | 1 | 386.2997 | 391.9316 | 399.5583 | 405.7255 | 0 | 0 | 0 | 0 | 259.1303 | 295.3962 | 313.9135 | 312.2335 | 0 | 0 | 0 | 0 | 337.093 | 229.0116 | 218.6708 | 210.459 | 0 | 0 | 0 | 0 | 0 | 17.3666 | 11.6128 | 4.4894 | 0 | 0 | 0 | 0 | -209.9235 | -149.8427 | -144.6388 | -121.4564 | 0.4071 | 0.42843 | 0.41669 | 0.39372 | -85.4608 | -64.1975 | -60.2694 | -47.8196
6 | 6 | 2 | 373.1282 | 376.6131 | 381.824 | 385.873 | 0 | 0 | 0 | 0 | 242.6163 | 322.0497 | 315.1599 | 310.3189 | 0 | 0 | 0 | 0 | 317.1009 | 245.5902 | 231.5068 | 219.672 | 0 | 0 | 0 | 0 | 0 | 5.475 | 3.6284 | 2.492 | 0 | 0 | 0 | 0 | -186.589 | -196.5019 | -168.4711 | -146.6098 | 0.40672 | 0.42869 | 0.41639 | 0.39335 | -75.8888 | -84.2378 | -70.1488 | -57.6688
6 | 6 | 3 | 372.0565 | 373.8474 | 377.2036 | 379.6341 | 0 | 0 | 0 | 0 | 243.3327 | 316.6288 | 291.3878 | 296.9961 | 0 | 0 | 0 | 0 | 305.9093 | 239.1857 | 224.5383 | 212.1155 | 0 | 0 | 0 | 0 | 0 | 4.7991 | 8.1384 | 1.1894 | 0 | 0 | 0 | 0 | -177.1855 | -186.7663 | -146.8609 | -130.6669 | 0.40558 | 0.42977 | 0.41648 | 0.39426 | -71.8631 | -80.2668 | -61.1653 | -51.5166
6 | 6 | 4 | 379.28 | 379.4403 | 381.0203 | 381.8621 | 0 | 0 | 0 | 0 | 253.4747 | 284.6793 | 279.4537 | 293.3308 | 0 | 0 | 0 | 0 | 301.3268 | 238.0842 | 223.6035 | 211.2801 | 0 | 0 | 0 | 0 | 0 | 12.8942 | 12.8331 | 2.0525 | 0 | 0 | 0 | 0 | -175.5215 | -156.2174 | -134.87 | -124.8012 | 0.40646 | 0.42931 | 0.41675 | 0.39303 | -71.3421 | -67.0656 | -56.2075 | -49.0503
6 | 6 | 5 | 402.4544 | 401.7831 | 402.542 | 402.6364 | 0 | 0 | 0 | 0 | 276.0278 | 288.8094 | 275.1002 | 277.8426 | 0 | 0 | 0 | 0 | 317.3918 | 245.4697 | 233.1155 | 222.8121 | 0 | 0 | 0 | 0 | 0 | 15.1441 | 7.2414 | 3.5467 | 0 | 0 | 0 | 0 | -190.9651 | -147.6402 | -112.9151 | -101.5651 | 0.40796 | 0.42719 | 0.41626 | 0.3916 | -77.9066 | -63.0697 | -47.0017 | -39.7729
6 | 6 | 6 | 425.1533 | 422.9439 | 422.1524 | 420.9137 | 0 | 0 | 0 | 0 | 313.9222 | 270.8701 | 249.1856 | 254.3271 | 0 | 0 | 0 | 0 | 389.3847 | 293.5426 | 285.0935 | 278.354 | 0 | 0 | 0 | 0 | 0 | -3.7651 | -2.2375 | 1.7397 | 0 | 0 | 0 | 0 | -278.1535 | -137.7038 | -109.8893 | -113.507 | 0.40606 | 0.43154 | 0.41548 | 0.38797 | -112.9475 | -59.4245 | -45.6569 | -44.0369
6 | 6 | 7 | 462.865 | 460.3028 | 459.4875 | 458.4444 | 0 | 0 | 0 | 0 | 314.2883 | 233.9916 | 212.1067 | 211.6316 | 0 | 0 | 0 | 0 | 462.054 | 372.8962 | 372.3491 | 372.7732 | 0 | 0 | 0 | 0 | 0 | -5.035 | -5.056 | 1.4556 | 0 | 0 | 0 | 0 | -313.4774 | -141.55 | -119.9124 | -127.4159 | 0.39763 | 0.41039 | 0.41696 | 0.37762 | -124.647 | -58.0909 | -49.9983 | -48.1149
6 | 6 | 8 | 485.3614 | 482.7977 | 482.484 | 482.3562 | 0 | 0 | 0 | 0 | 273.0444 | 210.6037 | 205.0211 | 200.6639 | 0 | 0 | 0 | 0 | 495.4215 | 454.851 | 468.6638 | 481.7663 | 0 | 0 | 0 | 0 | 0 | -5.7613 | -9.3234 | 20.6883 | 0 | 0 | 0 | 0 | -283.1046 | -176.8957 | -181.8776 | -220.7623 | 0.39542 | 0.54534 | 0.3925 | 0.14136 | -111.9439 | -96.4677 | -71.3862 | -31.2078
6 | 6 | 9 | 505.9651 | 504.4742 | 505.8273 | 507.6344 | 0 | 0 | 0 | 0 | 264.8121 | 206.471 | 201.7342 | 194.5526 | 0 | 0 | 0 | 0 | 541.1987 | 531.8404 | 563.9879 | 593.6017 | 0 | 0 | 0 | 0 | 0 | -6.5835 | -11.6085 | -26.7556 | 0 | 0 | 0 | 0 | -300.0457 | -227.2536 | -248.2863 | -253.7643 | 0.3881 | 0.022118 | 0.022118 | 0.021036 | -116.4477 | -5.0263 | -5.4916 | -5.3382
6 | 6 | 10 | 520.8507 | 519.4553 | 520.9259 | 522.7638 | 0 | 0 | 0 | 0 | 290.0028 | 205.1834 | 200.4681 | 167.153 | 0 | 0 | 0 | 0 | 562.9714 | 563.6997 | 611.4726 | 655.2911 | 0 | 0 | 0 | 0 | 0 | -8.4144 | -8.6339 | -22.8433 | 0 | 0 | 0 | 0 | -332.1235 | -241.0133 | -282.3809 | -276.837 | 0.39518 | 0.022118 | 0.022118 | 0.022118 | -131.2498 | -5.3307 | -6.2457 | -6.123
6 | 6 | 11 | 526.361 | 525.0257 | 526.2987 | 527.6115 | 0 | 0 | 0 | 0 | 258.0175 | 194.6569 | 197.3159 | 168.2164 | 0 | 0 | 0 | 0 | 579.3274 | 594.2411 | 650.5455 | 702.0349 | 0 | 0 | 0 | 0 | 0 | -24.1539 | -19.527 | -24.1443 | 0 | 0 | 0 | 0 | -310.9838 | -239.7184 | -302.0358 | -318.4955 | 0.39679 | 0.022118 | 0.022118 | 0.022118 | -123.3959 | -5.302 | -6.6804 | -7.0444
6 | 6 | 12 | 523.6584 | 522.3659 | 523.4654 | 524.3742 | 0 | 0 | 0 | 0 | 251.5984 | 192.8402 | 188.808 | 168.386 | 0 | 0 | 0 | 0 | 593.8249 | 619.8553 | 679.1698 | 733.2734 | 0 | 0 | 0 | 0 | 0 | -22.1707 | -27.8015 | -24.8556 | 0 | 0 | 0 | 0 | -321.765 | -268.159 | -316.7109 | -352.4297 | 0.39234 | 0.022118 | 0.022118 | 0.022118 | -126.2424 | -5.9311 | -7.005 | -7.7949
6 | 6 | 13 | 530.8058 | 530.435 | 532.4977 | 534.1518 | 0 | 0 | 0 | 0 | 248.802 | 193.551 | 194.9686 | 168.7085 | 0 | 0 | 0 | 0 | 580.5836 | 630.959 | 685.9948 | 735.9225 | 0 | 0 | 0 | 0 | 0 | -21.8802 | -11.0492 | -26.7622 | 0 | 0 | 0 | 0 | -298.5798 | -272.1949 | -337.4165 | -343.717 | 0.39433 | 0.022118 | 0.022118 | 0.022118 | -117.7384 | -6.0203 | -7.4629 | -7.6022
6 | 6 | 14 | 524.647 | 524.7886 | 527.4201 | 529.6171 | 0 | 0 | 0 | 0 | 244.2499 | 198.2885 | 201.0404 | 168.437 | 0 | 0 | 0 | 0 | 612.2842 | 661.8886 | 715.1032 | 763.3004 | 0 | 0 | 0 | 0 | 0 | -17.6679 | -16.0106 | -19.2388 | 0 | 0 | 0 | 0 | -331.8871 | -317.7206 | -372.713 | -382.8814 | 0.39259 | 0.022448 | 0.022118 | 0.021917 | -130.2949 | -7.1321 | -8.2436 | -8.3914
6 | 6 | 15 | 521.5304 | 522.3714 | 525.7342 | 528.5487 | 0 | 0 | 0 | 0 | 250.8645 | 195.3711 | 190.4211 | 168.148 | 0 | 0 | 0 | 0 | 608.975 | 654.4416 | 699.7106 | 740.6556 | 0 | 0 | 0 | 0 | 0 | -25.9477 | -15.9559 | -19.347 | 0 | 0 | 0 | 0 | -338.3092 | -301.4936 | -348.4416 | -360.9078 | 0.38933 | 0.022983 | 0.021613 | 0.020742 | -131.7129 | -6.9294 | -7.5309 | -7.4858
6 | 6 | 16 | 514.4124 | 517.2821 | 522.863 | 527.6596 | 0 | 0 | 0 | 0 | 248.4989 | 207.1886 | 203.1904 | 179.2492 | 0 | 0 | 0 | 0 | 579.4919 | 612.0364 | 645.9107 | 676.6267 | 0 | 0 | 0 | 0 | 0 | -7.6308 | -2.3631 | -11.5855 | 0 | 0 | 0 | 0 | -313.5784 | -294.3121 | -323.8749 | -316.6309 | 0.39725 | 0.023616 | 0.020937 | 0.02146 | -124.5697 | -6.9504 | -6.7808 | -6.795
6 | 6 | 17 | 503.902 | 508.9929 | 516.9525 | 523.8312 | 0 | 0 | 0 | 0 | 256.2277 | 208.2496 | 203.5527 | 209.6558 | 0 | 0 | 0 | 0 | 537.58 | 559.1399 | 575.5542 | 590.5165 | 0 | 0 | 0 | 0 | 0 | -4.689 | -12.224 | 9.6187 | 0 | 0 | 0 | 0 | -289.9056 | -253.7076 | -249.9304 | -285.9598 | 0.40602 | 0.342 | 0.42749 | 0.2585 | -117.7078 | -86.7688 | -106.8423 | -73.9198
6 | 6 | 18 | 495.2592 | 502.845 | 513.5205 | 522.8104 | 0 | 0 | 0 | 0 | 282.2599 | 209.9467 | 207.2968 | 221.5056 | 0 | 0 | 0 | 0 | 499.698 | 460.2847 | 462.3202 | 464.8652 | 0 | 0 | 0 | 0 | 0 | -4.1562 | -10.5928 | -1.6468 | 0 | 0 | 0 | 0 | -286.6987 | -163.2302 | -145.5037 | -161.9137 | 0.4027 | 0.42494 | 0.41159 | 0.40375 | -115.4523 | -69.3626 | -59.8875 | -65.3724
6 | 6 | 19 | 494.3876 | 503.7516 | 516.3565 | 527.3209 | 0 | 0 | 0 | 0 | 323.7849 | 259.2958 | 254.0124 | 266.4536 | 0 | 0 | 0 | 0 | 443.2048 | 351.9056 | 347.3778 | 344.5074 | 0 | 0 | 0 | 0 | 0 | 3.1604 | 6.414 | 7.5484 | 0 | 0 | 0 | 0 | -272.6021 | -110.6102 | -91.4476 | -91.1886 | 0.40839 | 0.42225 | 0.40697 | 0.39265 | -111.3274 | -46.7051 | -37.2164 | -35.8049
6 | 6 | 20 | 524.3008 | 535.1258 | 549.3697 | 561.6447 | 0 | 0 | 0 | 0 | 336.1003 | 279.0598 | 274.0008 | 284.4961 | 0 | 0 | 0 | 0 | 390.2004 | 276.8984 | 270.2962 | 265.7406 | 0 | 0 | 0 | 0 | 0 | 4.2031 | 0.26354 | 13.2968 | 0 | 0 | 0 | 0 | -201.9999 | -25.0355 | 4.8092 | -1.8888 | 0.40942 | 0.43553 | 0.40598 | 0.39629 | -82.7034 | -10.9037 | 1.9525 | -0.74851
6 | 6 | 21 | 528.153 | 539.5507 | 554.3298 | 566.9426 | 0 | 0 | 0 | 0 | 337.7862 | 285.3954 | 278.8068 | 296.2967 | 0 | 0 | 0 | 0 | 365.971 | 272.6351 | 258.4631 | 246.8083 | 0 | 0 | 0 | 0 | 0 | 8.579 | 5.4349 | 9.1069 | 0 | 0 | 0 | 0 | -175.6042 | -27.0587 | 11.6251 | 14.7307 | 0.4094 | 0.43476 | 0.40586 | 0.39679 | -71.8921 | -11.7641 | 4.7182 | 5.845
6 | 6 | 22 | 485.0621 | 496.1282 | 510.3315 | 522.4374 | 0 | 0 | 0 | 0 | 329.9133 | 286.7232 | 292.4549 | 300.926 | 0 | 0 | 0 | 0 | 344.6966 | 270.9434 | 252.6148 | 236.9491 | 0 | 0 | 0 | 0 | 0 | 16.8811 | 25.0641 | 10.6078 | 0 | 0 | 0 | 0 | -189.5477 | -78.4195 | -59.8024 | -26.0456 | 0.40731 | 0.42231 | 0.40449 | 0.39511 | -77.2051 | -33.1175 | -24.1898 | -10.2909
6 | 6 | 23 | 440.547 | 451.0366 | 464.3901 | 475.7504 | 0 | 0 | 0 | 0 | 319.437 | 282.4833 | 300.5291 | 302.544 | 0 | 0 | 0 | 0 | 329.7436 | 259.4049 | 243.8237 | 230.6317 | 0 | 0 | 0 | 0 | 0 | 20.152 | 12.2244 | 7.3526 | 0 | 0 | 0 | 0 | -208.6336 | -111.0036 | -92.1872 | -64.7779 | 0.40299 | 0.42067 | 0.40353 | 0.39408 | -84.0763 | -46.6963 | -37.2001 | -25.5277
6 | 6 | 24 | 406.3752 | 414.3887 | 424.8089 | 433.5303 | 0 | 0 | 0 | 0 | 308.0391 | 314.5114 | 296.499 | 306.3571 | 0 | 0 | 0 | 0 | 307.0013 | 245.9517 | 232.4317 | 221.0873 | 0 | 0 | 0 | 0 | 0 | 5.3342 | 11.6862 | 25.5153 | 0 | 0 | 0 | 0 | -208.6653 | -151.4086 | -115.808 | -119.4294 | 0.40134 | 0.42366 | 0.4104 | 0.39542 | -83.7466 | -64.1456 | -47.528 | -47.2242
6 | 7 | 1 | 385.3089 | 390.9086 | 398.4959 | 404.629 | 0 | 0 | 0 | 0 | 259.1303 | 295.3962 | 313.9135 | 312.2335 | 0 | 0 | 0 | 0 | 286.3198 | 235.8393 | 223.1364 | 212.5009 | 0 | 0 | 0 | 0 | 0 | 17.3666 | 11.6128 | 4.4894 | 0 | 0 | 0 | 0 | -160.1412 | -157.6934 | -150.1668 | -124.5947 | 0.4071 | 0.42843 | 0.41669 | 0.39372 | -65.1942 | -67.561 | -62.5729 | -49.0552
6 | 7 | 2 | 374.9329 | 378.4763 | 383.7592 | 387.87 | 0 | 0 | 0 | 0 | 242.6163 | 322.0497 | 315.1599 | 310.3189 | 0 | 0 | 0 | 0 | 256.0026 | 227.4138 | 214.6405 | 203.8353 | 0 | 0 | 0 | 0 | 0 | 5.475 | 3.6284 | 2.492 | 0 | 0 | 0 | 0 | -123.686 | -176.4622 | -149.6696 | -128.7761 | 0.40672 | 0.42869 | 0.41639 | 0.39335 | -50.3051 | -75.647 | -62.3202 | -50.6539
6 | 7 | 3 | 370.1986 | 371.9293 | 375.2116 | 377.5783 | 0 | 0 | 0 | 0 | 243.3327 | 316.6288 | 291.3878 | 296.9961 | 0 | 0 | 0 | 0 | 224.6418 | 219.818 | 205.6181 | 193.3853 | 0 | 0 | 0 | 0 | 0 | 4.7991 | 8.1384 | 1.1894 | 0 | 0 | 0 | 0 | -97.7758 | -169.3166 | -129.9327 | -113.9925 | 0.40558 | 0.42977 | 0.41648 | 0.39426 | -39.656 | -72.7674 | -54.115 | -44.9426
6 | 7 | 4 | 376.2721 | 376.3348 | 377.7951 | 378.5337 | 0 | 0 | 0 | 0 | 253.4747 | 284.6793 | 279.4537 | 293.3308 | 0 | 0 | 0 | 0 | 215.5997 | 206.4228 | 193.831 | 183.1187 | 0 | 0 | 0 | 0 | 0 | 12.8942 | 12.8331 | 2.0525 | 0 | 0 | 0 | 0 | -92.8023 | -127.6614 | -108.3227 | -99.9682 | 0.40646 | 0.42931 | 0.41675 | 0.39303 | -37.7202 | -54.8063 | -45.1439 | -39.2902
6 | 7 | 5 | 396.1555 | 395.2799 | 395.788 | 395.6663 | 0 | 0 | 0 | 0 | 276.0278 | 288.8094 | 275.1002 | 277.8426 | 0 | 0 | 0 | 0 | 197.9364 | 208.6576 | 191.7603 | 176.9548 | 0 | 0 | 0 | 0 | 0 | 15.1441 | 7.2414 | 3.5467 | 0 | 0 | 0 | 0 | -77.8087 | -117.3312 | -78.3139 | -62.6779 | 0.40796 | 0.42719 | 0.41626 | 0.3916 | -31.743 | -50.1222 | -32.5987 | -24.5447
6 | 7 | 6 | 422.4639 | 420.1672 | 419.2686 | 417.9377 | 0 | 0 | 0 | 0 | 313.9222 | 270.8701 | 249.1856 | 254.3271 | 0 | 0 | 0 | 0 | 225.589 | 298.9154 | 279.1779 | 261.3342 | 0 | 0 | 0 | 0 | 0 | -3.7651 | -2.2375 | 1.7397 | 0 | 0 | 0 | 0 | -117.0473 | -145.8532 | -106.8574 | -99.4632 | 0.40606 | 0.43154 | 0.41548 | 0.38797 | -47.5284 | -62.9413 | -44.3973 | -38.5884
6 | 7 | 7 | 458.4416 | 455.7359 | 454.7445 | 453.5497 | 0 | 0 | 0 | 0 | 314.2883 | 233.9916 | 212.1067 | 211.6316 | 0 | 0 | 0 | 0 | 244.2204 | 379.9899 | 366.5992 | 354.2551 | 0 | 0 | 0 | 0 | 0 | -5.035 | -5.056 | 1.4556 | 0 | 0 | 0 | 0 | -100.0671 | -153.2106 | -118.9054 | -113.7926 | 0.39763 | 0.41039 | 0.41696 | 0.37762 | -39.7893 | -62.8763 | -49.5785 | -42.9705
6 | 7 | 8 | 481.9465 | 479.2721 | 478.8224 | 478.5774 | 0 | 0 | 0 | 0 | 273.0444 | 210.6037 | 205.0211 | 200.6639 | 0 | 0 | 0 | 0 | 281.4437 | 451.1781 | 460.4624 | 468.5661 | 0 | 0 | 0 | 0 | 0 | -5.7613 | -9.3234 | 20.6883 | 0 | 0 | 0 | 0 | -72.5416 | -176.7484 | -177.3377 | -211.3409 | 0.39542 | 0.54534 | 0.3925 | 0.14136 | -28.6841 | -96.3874 | -69.6043 | -29.876
6 | 7 | 9 | 505.2396 | 503.7253 | 505.0494 | 506.8317 | 0 | 0 | 0 | 0 | 264.8121 | 206.471 | 201.7342 | 194.5526 | 0 | 0 | 0 | 0 | 317.5743 | 509.2868 | 540.7779 | 568.9749 | 0 | 0 | 0 | 0 | 0 | -6.5835 | -11.6085 | -26.7556 | 0 | 0 | 0 | 0 | -77.1467 | -205.4491 | -225.8541 | -229.9403 | 0.3881 | 0.022118 | 0.022118 | 0.021036 | -29.9406 | -4.5441 | -4.9954 | -4.8371
6 | 7 | 10 | 521.3638 | 519.9851 | 521.4761 | 523.3316 | 0 | 0 | 0 | 0 | 290.0028 | 205.1834 | 200.4681 | 167.153 | 0 | 0 | 0 | 0 | 324.6886 | 546.4531 | 592.0359 | 632.8455 | 0 | 0 | 0 | 0 | 0 | -8.4144 | -8.6339 | -22.8433 | 0 | 0 | 0 | 0 | -93.3276 | -223.2369 | -262.3939 | -253.8236 | 0.39518 | 0.022118 | 0.022118 | 0.022118 | -36.8816 | -4.9375 | -5.8036 | -5.614
6 | 7 | 11 | 530.7136 | 529.5195 | 530.9658 | 532.4279 | 0 | 0 | 0 | 0 | 258.0175 | 194.6569 | 197.3159 | 168.2164 | 0 | 0 | 0 | 0 | 323.2372 | 561.06 | 615.2069 | 663.6855 | 0 | 0 | 0 | 0 | 0 | -24.1539 | -19.527 | -24.1443 | 0 | 0 | 0 | 0 | -50.541 | -202.0435 | -262.0301 | -275.3298 | 0.39679 | 0.022118 | 0.022118 | 0.022118 | -20.0543 | -4.4688 | -5.7955 | -6.0897
6 | 7 | 12 | 534.2568 | 533.308 | 534.8296 | 536.102 | 0 | 0 | 0 | 0 | 251.5984 | 192.8402 | 188.808 | 168.386 | 0 | 0 | 0 | 0 | 321.0391 | 574.377 | 632.5131 | 684.4822 | 0 | 0 | 0 | 0 | 0 | -22.1707 | -27.8015 | -24.8556 | 0 | 0 | 0 | 0 | -38.3806 | -211.7386 | -258.69 | -291.9107 | 0.39234 | 0.022118 | 0.022118 | 0.022118 | -15.0584 | -4.6832 | -5.7217 | -6.4564
6 | 7 | 13 | 538.3079 | 538.1803 | 540.5418 | 542.4533 | 0 | 0 | 0 | 0 | 248.802 | 193.551 | 194.9686 | 168.7085 | 0 | 0 | 0 | 0 | 312.2268 | 568.2734 | 626.2969 | 678.1275 | 0 | 0 | 0 | 0 | 0 | -21.8802 | -11.0492 | -26.7622 | 0 | 0 | 0 | 0 | -22.7209 | -201.7639 | -269.6745 | -277.6206 | 0.39433 | 0.022118 | 0.022118 | 0.022118 | -8.9595 | -4.4626 | -5.9646 | -6.1403
6 | 7 | 14 | 538.4833 | 539.0737 | 542.2561 | 544.9279 | 0 | 0 | 0 | 0 | 244.2499 | 198.2885 | 201.0404 | 168.437 | 0 | 0 | 0 | 0 | 304.9612 | 557.9045 | 613.002 | 662.208 | 0 | 0 | 0 | 0 | 0 | -17.6679 | -16.0106 | -19.2388 | 0 | 0 | 0 | 0 | -10.7278 | -199.4515 | -255.7758 | -266.4783 | 0.39259 | 0.022448 | 0.022118 | 0.021917 | -4.2116 | -4.4772 | -5.6572 | -5.8403
6 | 7 | 15 | 539.1708 | 540.5839 | 544.6492 | 548.069 | 0 | 0 | 0 | 0 | 250.8645 | 195.3711 | 190.4211 | 168.148 | 0 | 0 | 0 | 0 | 283.1171 | 519.2387 | 568.1325 | 611.8757 | 0 | 0 | 0 | 0 | 0 | -25.9477 | -15.9559 | -19.347 | 0 | 0 | 0 | 0 | 5.1892 | -148.0782 | -197.9485 | -212.6078 | 0.38933 | 0.022983 | 0.021613 | 0.020742 | 2.0203 | -3.4033 | -4.2783 | -4.4098
6 | 7 | 16 | 534.7777 | 538.3077 | 544.6996 | 550.1949 | 0 | 0 | 0 | 0 | 248.4989 | 207.1886 | 203.1904 | 179.2492 | 0 | 0 | 0 | 0 | 262.5202 | 485.4906 | 523.3563 | 557.1831 | 0 | 0 | 0 | 0 | 0 | -7.6308 | -2.3631 | -11.5855 | 0 | 0 | 0 | 0 | 23.7585 | -146.7407 | -179.4839 | -174.6519 | 0.39725 | 0.023616 | 0.020937 | 0.02146 | 9.4381 | -3.4654 | -3.7578 | -3.7481
6 | 7 | 17 | 530.7962 | 536.7592 | 545.7897 | 553.5912 | 0 | 0 | 0 | 0 | 256.2277 | 208.2496 | 203.5527 | 209.6558 | 0 | 0 | 0 | 0 | 218.6679 | 409.6672 | 432.3623 | 452.7079 | 0 | 0 | 0 | 0 | 0 | -4.689 | -12.224 | 9.6187 | 0 | 0 | 0 | 0 | 55.9006 | -76.4686 | -77.9012 | -118.3912 | 0.40602 | 0.342 | 0.42749 | 0.2585 | 22.6968 | -26.1525 | -33.3019 | -30.6038
6 | 7 | 18 | 519.8179 | 528.2 | 539.8534 | 549.9859 | 0 | 0 | 0 | 0 | 282.2599 | 209.9467 | 207.2968 | 221.5056 | 0 | 0 | 0 | 0 | 173.3649 | 290.3096 | 296.9577 | 303.2732 | 0 | 0 | 0 | 0 | 0 | -4.1562 | -10.5928 | -1.6468 | 0 | 0 | 0 | 0 | 64.1931 | 32.0999 | 46.1918 | 26.8539 | 0.4027 | 0.42494 | 0.41159 | 0.40375 | 25.8503 | 13.6405 | 19.012 | 10.8422
6 | 7 | 19 | 514.8413 | 524.8686 | 538.288 | 549.9542 | 0 | 0 | 0 | 0 | 323.7849 | 259.2958 | 254.0124 | 266.4536 | 0 | 0 | 0 | 0 | 138.4455 | 162.8304 | 164.0154 | 166.0562 | 0 | 0 | 0 | 0 | 0 | 3.1604 | 6.414 | 7.5484 | 0 | 0 | 0 | 0 | 52.6109 | 99.582 | 113.8462 | 109.8959 | 0.40839 | 0.42225 | 0.40697 | 0.39265 | 21.4857 | 42.0484 | 46.332 | 43.1503
6 | 7 | 20 | 531.9975 | 543.072 | 557.6225 | 570.1616 | 0 | 0 | 0 | 0 | 336.1003 | 279.0598 | 274.0008 | 284.4961 | 0 | 0 | 0 | 0 | 135.6625 | 103.0245 | 102.9032 | 103.9903 | 0 | 0 | 0 | 0 | 0 | 4.2031 | 0.26354 | 13.2968 | 0 | 0 | 0 | 0 | 60.2347 | 156.7847 | 180.455 | 168.3784 | 0.40942 | 0.43553 | 0.40598 | 0.39629 | 24.6615 | 68.2842 | 73.2617 | 66.7264
6 | 7 | 21 | 528.1884 | 539.5872 | 554.3678 | 566.9818 | 0 | 0 | 0 | 0 | 337.7862 | 285.3954 | 278.8068 | 296.2967 | 0 | 0 | 0 | 0 | 133.6207 | 92.8853 | 92.4983 | 93.3824 | 0 | 0 | 0 | 0 | 0 | 8.579 | 5.4349 | 9.1069 | 0 | 0 | 0 | 0 | 56.7815 | 152.7276 | 177.6278 | 168.1957 | 0.4094 | 0.43476 | 0.40586 | 0.39679 | 23.2463 | 66.4003 | 72.0926 | 66.7387
6 | 7 | 22 | 484.8321 | 495.8908 | 510.0848 | 522.1828 | 0 | 0 | 0 | 0 | 329.9133 | 286.7232 | 292.4549 | 300.926 | 0 | 0 | 0 | 0 | 120.4422 | 80.9086 | 80.5785 | 81.4759 | 0 | 0 | 0 | 0 | 0 | 16.8811 | 25.0641 | 10.6078 | 0 | 0 | 0 | 0 | 34.4766 | 111.3778 | 111.9873 | 129.1731 | 0.40731 | 0.42231 | 0.40449 | 0.39511 | 14.0428 | 47.0361 | 45.2983 | 51.0378
6 | 7 | 23 | 439.2554 | 449.7031 | 463.0051 | 474.3212 | 0 | 0 | 0 | 0 | 319.437 | 282.4833 | 300.5291 | 302.544 | 0 | 0 | 0 | 0 | 102.7789 | 66.1086 | 65.5574 | 66.1863 | 0 | 0 | 0 | 0 | 0 | 20.152 | 12.2244 | 7.3526 | 0 | 0 | 0 | 0 | 17.0396 | 80.9591 | 84.6942 | 98.2383 | 0.40299 | 0.42067 | 0.40353 | 0.39408 | 6.8667 | 34.0574 | 34.1765 | 38.7139
6 | 7 | 24 | 412.621 | 420.8371 | 431.506 | 440.4417 | 0 | 0 | 0 | 0 | 308.0391 | 314.5114 | 296.499 | 306.3571 | 0 | 0 | 0 | 0 | 106.8954 | 60.1879 | 61.8526 | 64.5964 | 0 | 0 | 0 | 0 | 0 | 5.3342 | 11.6862 | 25.5153 | 0 | 0 | 0 | 0 | -2.3135 | 40.8036 | 61.4681 | 43.9729 | 0.40134 | 0.42366 | 0.4104 | 0.39542 | -0.92853 | 17.2868 | 25.2267 | 17.3875
6 | 8 | 1 | 391.2008 | 396.9917 | 404.8136 | 411.1488 | 0 | 0 | 0 | 0 | 259.1303 | 295.3962 | 313.9135 | 312.2335 | 0 | 0 | 0 | 0 | 91.2599 | 65.2714 | 66.1862 | 68.1882 | 0 | 0 | 0 | 0 | 0 | 17.3666 | 11.6128 | 4.4894 | 0 | 0 | 0 | 0 | 40.8106 | 18.9575 | 13.101 | 26.2378 | 0.4071 | 0.42843 | 0.41669 | 0.39372 | 16.6142 | 8.122 | 5.4591 | 10.3303
6 | 8 | 2 | 379.1971 | 382.8788 | 388.3314 | 392.5886 | 0 | 0 | 0 | 0 | 242.6163 | 322.0497 | 315.1599 | 310.3189 | 0 | 0 | 0 | 0 | 79.3112 | 87.7317 | 86.9812 | 87.3861 | 0 | 0 | 0 | 0 | 0 | 5.475 | 3.6284 | 2.492 | 0 | 0 | 0 | 0 | 57.2696 | -32.3777 | -17.4381 | -7.6084 | 0.40672 | 0.42869 | 0.41639 | 0.39335 | 23.2925 | -13.8799 | -7.261 | -2.9927
6 | 8 | 3 | 373.2419 | 375.0713 | 378.4747 | 380.9459 | 0 | 0 | 0 | 0 | 243.3327 | 316.6288 | 291.3878 | 296.9961 | 0 | 0 | 0 | 0 | 65.8554 | 110.8281 | 108.1506 | 106.6867 | 0 | 0 | 0 | 0 | 0 | 4.7991 | 8.1384 | 1.1894 | 0 | 0 | 0 | 0 | 64.0538 | -57.1847 | -29.2021 | -23.9263 | 0.40558 | 0.42977 | 0.41648 | 0.39426 | 25.979 | -24.5764 | -12.1622 | -9.4332
6 | 8 | 4 | 377.4753 | 377.577 | 379.0852 | 379.8651 | 0 | 0 | 0 | 0 | 253.4747 | 284.6793 | 279.4537 | 293.3308 | 0 | 0 | 0 | 0 | 51.9559 | 100.1539 | 96.1094 | 93.2938 | 0 | 0 | 0 | 0 | 0 | 12.8942 | 12.8331 | 2.0525 | 0 | 0 | 0 | 0 | 72.0447 | -20.1503 | -9.311 | -8.8119 | 0.40646 | 0.42931 | 0.41675 | 0.39303 | 29.2831 | -8.6507 | -3.8804 | -3.4633
6 | 8 | 5 | 396.0317 | 395.152 | 395.6552 | 395.5292 | 0 | 0 | 0 | 0 | 276.0278 | 288.8094 | 275.1002 | 277.8426 | 0 | 0 | 0 | 0 | 52.8469 | 87.443 | 82.7721 | 79.3171 | 0 | 0 | 0 | 0 | 0 | 15.1441 | 7.2414 | 3.5467 | 0 | 0 | 0 | 0 | 67.157 | 3.7555 | 30.5415 | 34.8227 | 0.40796 | 0.42719 | 0.41626 | 0.3916 | 27.3975 | 1.6043 | 12.7131 | 13.6366
6 | 8 | 6 | 424.6402 | 422.4141 | 421.6022 | 420.3459 | 0 | 0 | 0 | 0 | 313.9222 | 270.8701 | 249.1856 | 254.3271 | 0 | 0 | 0 | 0 | 106.1843 | 157.3473 | 151.8918 | 147.3706 | 0 | 0 | 0 | 0 | 0 | -3.7651 | -2.2375 | 1.7397 | 0 | 0 | 0 | 0 | 4.5338 | -2.0383 | 22.7623 | 16.9087 | 0.40606 | 0.43154 | 0.41548 | 0.38797 | 1.841 | -0.87959 | 9.4573 | 6.56
6 | 8 | 7 | 461.998 | 459.4077 | 458.5578 | 457.485 | 0 | 0 | 0 | 0 | 314.2883 | 233.9916 | 212.1067 | 211.6316 | 0 | 0 | 0 | 0 | 154.4029 | 245.5929 | 242.5621 | 239.885 | 0 | 0 | 0 | 0 | 0 | -5.035 | -5.056 | 1.4556 | 0 | 0 | 0 | 0 | -6.6933 | -15.1419 | 8.945 | 4.5128 | 0.39763 | 0.41039 | 0.41696 | 0.37762 | -2.6614 | -6.2141 | 3.7297 | 1.7041
6 | 8 | 8 | 490.6341 | 488.2413 | 488.1376 | 488.1907 | 0 | 0 | 0 | 0 | 273.0444 | 210.6037 | 205.0211 | 200.6639 | 0 | 0 | 0 | 0 | 213.5364 | 335.5149 | 349.7987 | 362.4862 | 0 | 0 | 0 | 0 | 0 | -5.7613 | -9.3234 | 20.6883 | 0 | 0 | 0 | 0 | 4.0532 | -52.116 | -57.3589 | -95.6477 | 0.39542 | 0.54534 | 0.3925 | 0.14136 | 1.6027 | -28.4208 | -22.5131 | -13.5211
6 | 8 | 9 | 518.209 | 517.1152 | 518.9558 | 521.1831 | 0 | 0 | 0 | 0 | 264.8121 | 206.471 | 201.7342 | 194.5526 | 0 | 0 | 0 | 0 | 261.3711 | 411.5406 | 443.0767 | 471.1338 | 0 | 0 | 0 | 0 | 0 | -6.5835 | -11.6085 | -26.7556 | 0 | 0 | 0 | 0 | -7.9742 | -94.3129 | -114.2466 | -117.7478 | 0.3881 | 0.022118 | 0.022118 | 0.021036 | -3.0948 | -2.086 | -2.5269 | -2.477
6 | 8 | 10 | 533.6254 | 532.6443 | 534.6236 | 536.8998 | 0 | 0 | 0 | 0 | 290.0028 | 205.1834 | 200.4681 | 167.153 | 0 | 0 | 0 | 0 | 286.2599 | 446.8276 | 491.4837 | 531.3218 | 0 | 0 | 0 | 0 | 0 | -8.4144 | -8.6339 | -22.8433 | 0 | 0 | 0 | 0 | -42.6373 | -110.9522 | -148.6942 | -138.7317 | 0.39518 | 0.022118 | 0.022118 | 0.022118 | -16.8496 | -2.454 | -3.2888 | -3.0684
6 | 8 | 11 | 545.1693 | 544.4439 | 546.4658 | 548.4239 | 0 | 0 | 0 | 0 | 258.0175 | 194.6569 | 197.3159 | 168.2164 | 0 | 0 | 0 | 0 | 299.277 | 465.4541 | 517.8763 | 564.6957 | 0 | 0 | 0 | 0 | 0 | -24.1539 | -19.527 | -24.1443 | 0 | 0 | 0 | 0 | -12.1252 | -91.5132 | -149.1994 | -160.3439 | 0.39679 | 0.022118 | 0.022118 | 0.022118 | -4.8112 | -2.0241 | -3.3 | -3.5464
6 | 8 | 12 | 542.8735 | 542.2042 | 544.0689 | 545.6369 | 0 | 0 | 0 | 0 | 251.5984 | 192.8402 | 188.808 | 168.386 | 0 | 0 | 0 | 0 | 302.8444 | 471.2631 | 527.481 | 577.7279 | 0 | 0 | 0 | 0 | 0 | -22.1707 | -27.8015 | -24.8556 | 0 | 0 | 0 | 0 | -11.5692 | -99.7285 | -144.4186 | -175.6214 | 0.39234 | 0.022118 | 0.022118 | 0.022118 | -4.5391 | -2.2058 | -3.1942 | -3.8843
6 | 8 | 13 | 549.6318 | 549.8714 | 552.6838 | 554.9838 | 0 | 0 | 0 | 0 | 248.802 | 193.551 | 194.9686 | 168.7085 | 0 | 0 | 0 | 0 | 302.6569 | 467.7339 | 524.0766 | 574.4332 | 0 | 0 | 0 | 0 | 0 | -21.8802 | -11.0492 | -26.7622 | 0 | 0 | 0 | 0 | -1.8271 | -89.5334 | -155.3122 | -161.3958 | 0.39433 | 0.022118 | 0.022118 | 0.022118 | -0.72048 | -1.9803 | -3.4352 | -3.5697
6 | 8 | 14 | 552.3197 | 553.3587 | 557.0921 | 560.2386 | 0 | 0 | 0 | 0 | 244.2499 | 198.2885 | 201.0404 | 168.437 | 0 | 0 | 0 | 0 | 296.9545 | 453.6218 | 507.927 | 556.501 | 0 | 0 | 0 | 0 | 0 | -17.6679 | -16.0106 | -19.2388 | 0 | 0 | 0 | 0 | 11.1152 | -80.8837 | -135.8648 | -145.4606 | 0.39259 | 0.022448 | 0.022118 | 0.021917 | 4.3637 | -1.8157 | -3.005 | -3.188
6 | 8 | 15 | 550.3354 | 552.1106 | 556.6204 | 560.4233 | 0 | 0 | 0 | 0 | 250.8645 | 195.3711 | 190.4211 | 168.148 | 0 | 0 | 0 | 0 | 291.3237 | 446.3871 | 493.5176 | 535.5857 | 0 | 0 | 0 | 0 | 0 | -25.9477 | -15.9559 | -19.347 | 0 | 0 | 0 | 0 | 8.1473 | -63.6999 | -111.3623 | -123.9634 | 0.38933 | 0.022983 | 0.021613 | 0.020742 | 3.1719 | -1.464 | -2.4069 | -2.5712
6 | 8 | 16 | 545.7123 | 549.5969 | 556.4243 | 562.2947 | 0 | 0 | 0 | 0 | 248.4989 | 207.1886 | 203.1904 | 179.2492 | 0 | 0 | 0 | 0 | 266.825 | 409.521 | 445.1319 | 476.8825 | 0 | 0 | 0 | 0 | 0 | -7.6308 | -2.3631 | -11.5855 | 0 | 0 | 0 | 0 | 30.3884 | -59.4819 | -89.5349 | -82.2515 | 0.39725 | 0.023616 | 0.020937 | 0.02146 | 12.0718 | -1.4047 | -1.8746 | -1.7652
6 | 8 | 17 | 534.0695 | 540.1387 | 549.2995 | 557.2133 | 0 | 0 | 0 | 0 | 256.2277 | 208.2496 | 203.5527 | 209.6558 | 0 | 0 | 0 | 0 | 225.6096 | 343.0767 | 363.7568 | 382.2576 | 0 | 0 | 0 | 0 | 0 | -4.689 | -12.224 | 9.6187 | 0 | 0 | 0 | 0 | 52.2323 | -6.4987 | -5.786 | -44.3188 | 0.40602 | 0.342 | 0.42749 | 0.2585 | 21.2074 | -2.2226 | -2.4734 | -11.4563
6 | 8 | 18 | 521.1803 | 529.6066 | 541.3142 | 551.4935 | 0 | 0 | 0 | 0 | 282.2599 | 209.9467 | 207.2968 | 221.5056 | 0 | 0 | 0 | 0 | 195.9363 | 256.2455 | 262.4829 | 268.4654 | 0 | 0 | 0 | 0 | 0 | -4.1562 | -10.5928 | -1.6468 | 0 | 0 | 0 | 0 | 42.9841 | 67.5706 | 82.1274 | 63.1693 | 0.4027 | 0.42494 | 0.41159 | 0.40375 | 17.3095 | 28.7133 | 33.8026 | 25.5045
6 | 8 | 19 | 513.3904 | 523.3706 | 536.7323 | 548.3487 | 0 | 0 | 0 | 0 | 323.7849 | 259.2958 | 254.0124 | 266.4536 | 0 | 0 | 0 | 0 | 160.9028 | 165.341 | 164.2265 | 164.108 | 0 | 0 | 0 | 0 | 0 | 3.1604 | 6.414 | 7.5484 | 0 | 0 | 0 | 0 | 28.7027 | 95.5735 | 112.0794 | 110.2387 | 0.40839 | 0.42225 | 0.40697 | 0.39265 | 11.7219 | 40.3558 | 45.6129 | 43.2848
6 | 8 | 20 | 530.4582 | 541.4828 | 555.972 | 568.4582 | 0 | 0 | 0 | 0 | 336.1003 | 279.0598 | 274.0008 | 284.4961 | 0 | 0 | 0 | 0 | 160.8118 | 119.4653 | 117.7193 | 117.4352 | 0 | 0 | 0 | 0 | 0 | 4.2031 | 0.26354 | 13.2968 | 0 | 0 | 0 | 0 | 33.546 | 138.7546 | 163.9883 | 153.23 | 0.40942 | 0.43553 | 0.40598 | 0.39629 | 13.7345 | 60.4316 | 66.5765 | 60.7233
6 | 8 | 21 | 527.1091 | 538.4729 | 553.2105 | 565.7875 | 0 | 0 | 0 | 0 | 337.7862 | 285.3954 | 278.8068 | 296.2967 | 0 | 0 | 0 | 0 | 184.3147 | 126.4763 | 126.2128 | 127.4545 | 0 | 0 | 0 | 0 | 0 | 8.579 | 5.4349 | 9.1069 | 0 | 0 | 0 | 0 | 5.0082 | 118.0223 | 142.7561 | 132.9293 | 0.4094 | 0.43476 | 0.40586 | 0.39679 | 2.0503 | 51.3117 | 57.9394 | 52.7453
6 | 8 | 22 | 490.901 | 502.1564 | 516.5922 | 528.8984 | 0 | 0 | 0 | 0 | 329.9133 | 286.7232 | 292.4549 | 300.926 | 0 | 0 | 0 | 0 | 176.9449 | 113.8497 | 114.5898 | 116.6539 | 0 | 0 | 0 | 0 | 0 | 16.8811 | 25.0641 | 10.6078 | 0 | 0 | 0 | 0 | -15.9571 | 84.7024 | 84.4833 | 100.7107 | 0.40731 | 0.42231 | 0.40449 | 0.39511 | -6.4995 | 35.7708 | 34.1731 | 39.792
6 | 8 | 23 | 454.8434 | 465.7966 | 479.7193 | 491.5702 | 0 | 0 | 0 | 0 | 319.437 | 282.4833 | 300.5291 | 302.544 | 0 | 0 | 0 | 0 | 174.3376 | 103.9984 | 104.5202 | 106.2859 | 0 | 0 | 0 | 0 | 0 | 20.152 | 12.2244 | 7.3526 | 0 | 0 | 0 | 0 | -38.9311 | 59.1629 | 62.4456 | 75.3877 | 0.40299 | 0.42067 | 0.40353 | 0.39408 | -15.6887 | 24.8883 | 25.1986 | 29.7089
6 | 8 | 24 | 418.0706 | 426.4634 | 437.3493 | 446.472 | 0 | 0 | 0 | 0 | 308.0391 | 314.5114 | 296.499 | 306.3571 | 0 | 0 | 0 | 0 | 168.9842 | 83.3872 | 85.5626 | 88.8598 | 0 | 0 | 0 | 0 | 0 | 5.3342 | 11.6862 | 25.5153 | 0 | 0 | 0 | 0 | -58.9527 | 23.2306 | 43.6015 | 25.7398 | 0.40134 | 0.42366 | 0.4104 | 0.39542 | -23.6603 | 9.8419 | 17.8942 | 10.1779
6 | 9 | 1 | 395.9781 | 401.9238 | 409.936 | 416.4351 | 0 | 0 | 0 | 0 | 259.1303 | 295.3962 | 313.9135 | 312.2335 | 0 | 0 | 0 | 0 | 145.887 | 98.5053 | 100.7594 | 104.077 | 0 | 0 | 0 | 0 | 0 | 17.3666 | 11.6128 | 4.4894 | 0 | 0 | 0 | 0 | -9.0392 | -9.3443 | -16.3497 | -4.3647 | 0.4071 | 0.42843 | 0.41669 | 0.39372 | -3.6799 | -4.0034 | -6.8128 | -1.7185
6 | 9 | 2 | 378.4363 | 382.0933 | 387.5156 | 391.7467 | 0 | 0 | 0 | 0 | 242.6163 | 322.0497 | 315.1599 | 310.3189 | 0 | 0 | 0 | 0 | 125.8568 | 111.0254 | 112.7102 | 115.4226 | 0 | 0 | 0 | 0 | 0 | 5.475 | 3.6284 | 2.492 | 0 | 0 | 0 | 0 | 9.9631 | -56.4569 | -43.9829 | -36.4868 | 0.40672 | 0.42869 | 0.41639 | 0.39335 | 4.0522 | -24.2023 | -18.3138 | -14.352
6 | 9 | 3 | 370.234 | 371.9659 | 375.2495 | 377.6175 | 0 | 0 | 0 | 0 | 243.3327 | 316.6288 | 291.3878 | 296.9961 | 0 | 0 | 0 | 0 | 115.6787 | 72.1829 | 72.5611 | 73.984 | 0 | 0 | 0 | 0 | 0 | 4.7991 | 8.1384 | 1.1894 | 0 | 0 | 0 | 0 | 11.2227 | -21.645 | 3.1622 | 5.448 | 0.40558 | 0.42977 | 0.41648 | 0.39426 | 4.5517 | -9.3024 | 1.317 | 2.1479
6 | 9 | 4 | 372.4857 | 372.4256 | 373.7351 | 374.3438 | 0 | 0 | 0 | 0 | 253.4747 | 284.6793 | 279.4537 | 293.3308 | 0 | 0 | 0 | 0 | 94.083 | 51.2983 | 48.5459 | 46.9224 | 0 | 0 | 0 | 0 | 0 | 12.8942 | 12.8331 | 2.0525 | 0 | 0 | 0 | 0 | 24.928 | 23.5539 | 32.9024 | 32.0382 | 0.40646 | 0.42931 | 0.41675 | 0.39303 | 10.1322 | 10.1119 | 13.7122 | 12.5919
6 | 9 | 5 | 373.4901 | 371.8795 | 371.485 | 370.5856 | 0 | 0 | 0 | 0 | 276.0278 | 288.8094 | 275.1002 | 277.8426 | 0 | 0 | 0 | 0 | 86.4149 | 61.0819 | 55.6187 | 51.339 | 0 | 0 | 0 | 0 | 0 | 15.1441 | 7.2414 | 3.5467 | 0 | 0 | 0 | 0 | 11.0474 | 6.8441 | 33.5248 | 37.8572 | 0.40796 | 0.42719 | 0.41626 | 0.3916 | 4.5069 | 2.9237 | 13.9549 | 14.8249
6 | 9 | 6 | 371.9135 | 367.9775 | 365.066 | 362.0007 | 0 | 0 | 0 | 0 | 313.9222 | 270.8701 | 249.1856 | 254.3271 | 0 | 0 | 0 | 0 | 123.6708 | 122.1547 | 114.5813 | 108.0074 | 0 | 0 | 0 | 0 | 0 | -3.7651 | -2.2375 | 1.7397 | 0 | 0 | 0 | 0 | -65.6795 | -21.2822 | 3.5366 | -2.0734 | 0.40606 | 0.43154 | 0.41548 | 0.38797 | -26.6699 | -9.1841 | 1.4694 | -0.80443
6 | 9 | 7 | 392.427 | 387.5806 | 383.9605 | 380.5006 | 0 | 0 | 0 | 0 | 314.2883 | 233.9916 | 212.1067 | 211.6316 | 0 | 0 | 0 | 0 | 178.8211 | 217.7041 | 211.4826 | 205.7387 | 0 | 0 | 0 | 0 | 0 | -5.035 | -5.056 | 1.4556 | 0 | 0 | 0 | 0 | -100.6824 | -59.0801 | -34.5729 | -38.3253 | 0.39763 | 0.41039 | 0.41696 | 0.37762 | -40.034 | -24.246 | -14.4154 | -14.4725
6 | 9 | 8 | 423.5402 | 418.9717 | 416.1963 | 413.9473 | 0 | 0 | 0 | 0 | 273.0444 | 210.6037 | 205.0211 | 200.6639 | 0 | 0 | 0 | 0 | 244.395 | 330.6833 | 340.3759 | 348.6941 | 0 | 0 | 0 | 0 | 0 | -5.7613 | -9.3234 | 20.6883 | 0 | 0 | 0 | 0 | -93.8993 | -116.554 | -119.8774 | -156.099 | 0.39542 | 0.54534 | 0.3925 | 0.14136 | -37.1292 | -63.5612 | -47.0514 | -22.0668
6 | 9 | 9 | 449.7173 | 446.4025 | 445.5157 | 445.3929 | 0 | 0 | 0 | 0 | 264.8121 | 206.471 | 201.7342 | 194.5526 | 0 | 0 | 0 | 0 | 291.4025 | 396.7156 | 423.3073 | 446.7844 | 0 | 0 | 0 | 0 | 0 | -6.5835 | -11.6085 | -26.7556 | 0 | 0 | 0 | 0 | -106.4973 | -150.2006 | -167.9173 | -169.1884 | 0.3881 | 0.022118 | 0.022118 | 0.021036 | -41.3316 | -3.3221 | -3.714 | -3.5591
6 | 9 | 10 | 469.0086 | 465.9321 | 465.3383 | 465.3975 | 0 | 0 | 0 | 0 | 290.0028 | 205.1834 | 200.4681 | 167.153 | 0 | 0 | 0 | 0 | 325.477 | 448.8567 | 486.9269 | 520.7049 | 0 | 0 | 0 | 0 | 0 | -8.4144 | -8.6339 | -22.8433 | 0 | 0 | 0 | 0 | -146.4711 | -179.6935 | -213.4227 | -199.6171 | 0.39518 | 0.022118 | 0.022118 | 0.022118 | -57.883 | -3.9744 | -4.7205 | -4.4151
6 | 9 | 11 | 481.0302 | 478.2249 | 477.6928 | 477.4502 | 0 | 0 | 0 | 0 | 258.0175 | 194.6569 | 197.3159 | 168.2164 | 0 | 0 | 0 | 0 | 337.7163 | 445.9985 | 490.4682 | 530.1383 | 0 | 0 | 0 | 0 | 0 | -24.1539 | -19.527 | -24.1443 | 0 | 0 | 0 | 0 | -114.7036 | -138.2766 | -190.5644 | -196.7602 | 0.39679 | 0.022118 | 0.022118 | 0.022118 | -45.5135 | -3.0584 | -4.2149 | -4.3519
6 | 9 | 12 | 487.6166 | 485.1554 | 484.8197 | 484.4918 | 0 | 0 | 0 | 0 | 251.5984 | 192.8402 | 188.808 | 168.386 | 0 | 0 | 0 | 0 | 343.0319 | 429.697 | 476.4408 | 518.3039 | 0 | 0 | 0 | 0 | 0 | -22.1707 | -27.8015 | -24.8556 | 0 | 0 | 0 | 0 | -107.0137 | -115.2112 | -152.6276 | -177.3424 | 0.39234 | 0.022118 | 0.022118 | 0.022118 | -41.9861 | -2.5482 | -3.3758 | -3.9224
6 | 9 | 13 | 491.1192 | 489.4614 | 489.9438 | 490.2362 | 0 | 0 | 0 | 0 | 248.802 | 193.551 | 194.9686 | 168.7085 | 0 | 0 | 0 | 0 | 351.4597 | 426.3283 | 471.5009 | 511.9756 | 0 | 0 | 0 | 0 | 0 | -21.8802 | -11.0492 | -26.7622 | 0 | 0 | 0 | 0 | -109.1425 | -108.5378 | -165.4765 | -163.6857 | 0.39433 | 0.022118 | 0.022118 | 0.022118 | -43.0379 | -2.4006 | -3.66 | -3.6204
6 | 9 | 14 | 495.7181 | 494.9216 | 496.4011 | 497.6056 | 0 | 0 | 0 | 0 | 244.2499 | 198.2885 | 201.0404 | 168.437 | 0 | 0 | 0 | 0 | 355.0273 | 413.0109 | 454.3196 | 491.351 | 0 | 0 | 0 | 0 | 0 | -17.6679 | -16.0106 | -19.2388 | 0 | 0 | 0 | 0 | -103.5591 | -98.7099 | -142.9484 | -142.9436 | 0.39259 | 0.022448 | 0.022118 | 0.021917 | -40.6561 | -2.2158 | -3.1617 | -3.1328
6 | 9 | 15 | 498.4934 | 498.5874 | 501.0329 | 503.0569 | 0 | 0 | 0 | 0 | 250.8645 | 195.3711 | 190.4211 | 168.148 | 0 | 0 | 0 | 0 | 347.3604 | 438.8287 | 473.4951 | 504.5986 | 0 | 0 | 0 | 0 | 0 | -25.9477 | -15.9559 | -19.347 | 0 | 0 | 0 | 0 | -99.7316 | -109.6647 | -146.9274 | -150.3427 | 0.38933 | 0.022983 | 0.021613 | 0.020742 | -38.8282 | -2.5205 | -3.1755 | -3.1183
6 | 9 | 16 | 501.5846 | 504.0383 | 509.1084 | 513.4648 | 0 | 0 | 0 | 0 | 248.4989 | 207.1886 | 203.1904 | 179.2492 | 0 | 0 | 0 | 0 | 334.1131 | 394.4089 | 417.2592 | 437.7444 | 0 | 0 | 0 | 0 | 0 | -7.6308 | -2.3631 | -11.5855 | 0 | 0 | 0 | 0 | -81.0274 | -89.9284 | -108.978 | -91.9433 | 0.39725 | 0.023616 | 0.020937 | 0.02146 | -32.1883 | -2.1237 | -2.2816 | -1.9731
6 | 9 | 17 | 502.3273 | 507.3671 | 515.264 | 522.0887 | 0 | 0 | 0 | 0 | 256.2277 | 208.2496 | 203.5527 | 209.6558 | 0 | 0 | 0 | 0 | 334.7903 | 374.0137 | 386.2533 | 397.5654 | 0 | 0 | 0 | 0 | 0 | -4.689 | -12.224 | 9.6187 | 0 | 0 | 0 | 0 | -88.6906 | -70.2071 | -62.318 | -94.7513 | 0.40602 | 0.342 | 0.42749 | 0.2585 | -36.0103 | -24.0111 | -26.6402 | -24.4929
6 | 9 | 18 | 497.9663 | 505.6399 | 516.4232 | 525.8059 | 0 | 0 | 0 | 0 | 282.2599 | 209.9467 | 207.2968 | 221.5056 | 0 | 0 | 0 | 0 | 320.1087 | 276.224 | 271.3262 | 267.3703 | 0 | 0 | 0 | 0 | 0 | -4.1562 | -10.5928 | -1.6468 | 0 | 0 | 0 | 0 | -104.4022 | 23.6254 | 48.393 | 38.5768 | 0.4027 | 0.42494 | 0.41159 | 0.40375 | -42.0423 | 10.0393 | 19.9179 | 15.5753
6 | 9 | 19 | 492.9367 | 502.2536 | 514.8008 | 525.7154 | 0 | 0 | 0 | 0 | 323.7849 | 259.2958 | 254.0124 | 266.4536 | 0 | 0 | 0 | 0 | 275.0149 | 207.1949 | 193.4422 | 181.6824 | 0 | 0 | 0 | 0 | 0 | 3.1604 | 6.414 | 7.5484 | 0 | 0 | 0 | 0 | -105.8631 | 32.6025 | 60.9323 | 70.0309 | 0.40839 | 0.42225 | 0.40697 | 0.39265 | -43.2332 | 13.7664 | 24.7976 | 27.4974
6 | 9 | 20 | 511.013 | 521.407 | 535.1219 | 546.9409 | 0 | 0 | 0 | 0 | 336.1003 | 279.0598 | 274.0008 | 284.4961 | 0 | 0 | 0 | 0 | 264.566 | 156.7019 | 143.3331 | 132.1391 | 0 | 0 | 0 | 0 | 0 | 4.2031 | 0.26354 | 13.2968 | 0 | 0 | 0 | 0 | -89.6533 | 81.4423 | 117.5245 | 117.0089 | 0.40942 | 0.43553 | 0.40598 | 0.39629 | -36.7061 | 35.4705 | 47.713 | 46.3693
6 | 9 | 21 | 512.6535 | 523.5485 | 537.7105 | 549.7914 | 0 | 0 | 0 | 0 | 337.7862 | 285.3954 | 278.8068 | 296.2967 | 0 | 0 | 0 | 0 | 248.8534 | 143.1908 | 130.706 | 120.3461 | 0 | 0 | 0 | 0 | 0 | 8.579 | 5.4349 | 9.1069 | 0 | 0 | 0 | 0 | -73.9861 | 86.3834 | 122.7628 | 124.0417 | 0.4094 | 0.43476 | 0.40586 | 0.39679 | -30.2898 | 37.5563 | 49.8249 | 49.2188
6 | 9 | 22 | 481.0457 | 491.9816 | 506.0248 | 517.9929 | 0 | 0 | 0 | 0 | 329.9133 | 286.7232 | 292.4549 | 300.926 | 0 | 0 | 0 | 0 | 251.8209 | 115.9635 | 107.0555 | 100.093 | 0 | 0 | 0 | 0 | 0 | 16.8811 | 25.0641 | 10.6078 | 0 | 0 | 0 | 0 | -100.6885 | 72.4137 | 81.4503 | 106.3661 | 0.40731 | 0.42231 | 0.40449 | 0.39511 | -41.0117 | 30.5811 | 32.9462 | 42.0265
6 | 9 | 23 | 446.1028 | 456.7725 | 470.3472 | 481.8982 | 0 | 0 | 0 | 0 | 319.437 | 282.4833 | 300.5291 | 302.544 | 0 | 0 | 0 | 0 | 237.9547 | 110.3022 | 100.9738 | 93.5578 | 0 | 0 | 0 | 0 | 0 | 20.152 | 12.2244 | 7.3526 | 0 | 0 | 0 | 0 | -111.2889 | 43.835 | 56.62 | 78.4438 | 0.40299 | 0.42067 | 0.40353 | 0.39408 | -44.8478 | 18.4402 | 22.8478 | 30.9132
6 | 9 | 24 | 413.8773 | 422.134 | 432.853 | 441.8318 | 0 | 0 | 0 | 0 | 308.0391 | 314.5114 | 296.499 | 306.3571 | 0 | 0 | 0 | 0 | 231.2708 | 110.0445 | 101.6169 | 94.992 | 0 | 0 | 0 | 0 | 0 | 5.3342 | 11.6862 | 25.5153 | 0 | 0 | 0 | 0 | -125.4327 | -7.756 | 23.0509 | 14.9673 | 0.40134 | 0.42366 | 0.4104 | 0.39542 | -50.3417 | -3.2859 | 9.4602 | 5.9183
6 | 10 | 1 | 386.4059 | 392.0412 | 399.6722 | 405.8429 | 0 | 0 | 0 | 0 | 259.1303 | 295.3962 | 313.9135 | 312.2335 | 0 | 0 | 0 | 0 | 230.1482 | 112.5624 | 104.999 | 99.1394 | 0 | 0 | 0 | 0 | 0 | 17.3666 | 11.6128 | 4.4894 | 0 | 0 | 0 | 0 | -102.8727 | -33.284 | -30.8532 | -10.0193 | 0.4071 | 0.42843 | 0.41669 | 0.39372 | -41.8799 | -14.2599 | -12.8562 | -3.9448
6 | 10 | 2 | 371.1111 | 374.5306 | 379.6612 | 383.641 | 0 | 0 | 0 | 0 | 242.6163 | 322.0497 | 315.1599 | 310.3189 | 0 | 0 | 0 | 0 | 224.6526 | 106.2556 | 99.802 | 94.976 | 0 | 0 | 0 | 0 | 0 | 5.475 | 3.6284 | 2.492 | 0 | 0 | 0 | 0 | -96.1578 | -59.2498 | -38.9291 | -24.1459 | 0.40672 | 0.42869 | 0.41639 | 0.39335 | -39.109 | -25.3996 | -16.2095 | -9.4977
6 | 10 | 3 | 362.7851 | 364.2753 | 367.2624 | 369.3748 | 0 | 0 | 0 | 0 | 243.3327 | 316.6288 | 291.3878 | 296.9961 | 0 | 0 | 0 | 0 | 201.0626 | 88.476 | 82.1341 | 77.3344 | 0 | 0 | 0 | 0 | 0 | 4.7991 | 8.1384 | 1.1894 | 0 | 0 | 0 | 0 | -81.6102 | -45.6286 | -14.398 | -6.1452 | 0.40558 | 0.42977 | 0.41648 | 0.39426 | -33.0995 | -19.6099 | -5.9965 | -2.4228
6 | 10 | 4 | 361.6042 | 361.1912 | 362.0674 | 362.3027 | 0 | 0 | 0 | 0 | 253.4747 | 284.6793 | 279.4537 | 293.3308 | 0 | 0 | 0 | 0 | 182.7832 | 83.2007 | 75.6066 | 69.5646 | 0 | 0 | 0 | 0 | 0 | 12.8942 | 12.8331 | 2.0525 | 0 | 0 | 0 | 0 | -74.6537 | -19.5829 | -5.826 | -2.6451 | 0.40646 | 0.42931 | 0.41675 | 0.39303 | -30.3436 | -8.4071 | -2.428 | -1.0396
6 | 10 | 5 | 366.0765 | 364.2255 | 363.5358 | 362.3821 | 0 | 0 | 0 | 0 | 276.0278 | 288.8094 | 275.1002 | 277.8426 | 0 | 0 | 0 | 0 | 179.3158 | 88.5613 | 79.2303 | 71.5038 | 0 | 0 | 0 | 0 | 0 | 15.1441 | 7.2414 | 3.5467 | 0 | 0 | 0 | 0 | -89.267 | -28.2893 | 1.9639 | 9.4889 | 0.40796 | 0.42719 | 0.41626 | 0.3916 | -36.4176 | -12.0848 | 0.81749 | 3.7159
6 | 10 | 6 | 351.2474 | 346.6413 | 342.9069 | 339.1324 | 0 | 0 | 0 | 0 | 313.9222 | 270.8701 | 249.1856 | 254.3271 | 0 | 0 | 0 | 0 | 193.6877 | 123.1805 | 115.1512 | 108.4462 | 0 | 0 | 0 | 0 | 0 | -3.7651 | -2.2375 | 1.7397 | 0 | 0 | 0 | 0 | -156.3624 | -43.6442 | -19.1924 | -25.3805 | 0.40606 | 0.43154 | 0.41548 | 0.38797 | -63.4928 | -18.8342 | -7.9741 | -9.8468
6 | 10 | 7 | 368.8061 | 363.1938 | 358.633 | 354.3627 | 0 | 0 | 0 | 0 | 314.2883 | 233.9916 | 212.1067 | 211.6316 | 0 | 0 | 0 | 0 | 201.887 | 166.7332 | 162.0581 | 158.1701 | 0 | 0 | 0 | 0 | 0 | -5.035 | -5.056 | 1.4556 | 0 | 0 | 0 | 0 | -147.3692 | -32.4961 | -10.4758 | -16.8945 | 0.39763 | 0.41039 | 0.41696 | 0.37762 | -58.5979 | -13.3361 | -4.3679 | -6.3797
6 | 10 | 8 | 399.0169 | 393.6532 | 389.9013 | 386.8109 | 0 | 0 | 0 | 0 | 273.0444 | 210.6037 | 205.0211 | 200.6639 | 0 | 0 | 0 | 0 | 241.8548 | 244.6265 | 254.2759 | 263.095 | 0 | 0 | 0 | 0 | 0 | -5.7613 | -9.3234 | 20.6883 | 0 | 0 | 0 | 0 | -115.8824 | -55.8156 | -60.0724 | -97.6363 | 0.39542 | 0.54534 | 0.3925 | 0.14136 | -45.8217 | -30.4383 | -23.5782 | -13.8023
6 | 10 | 9 | 420.3283 | 416.0605 | 414.0035 | 412.8723 | 0 | 0 | 0 | 0 | 264.8121 | 206.471 | 201.7342 | 194.5526 | 0 | 0 | 0 | 0 | 279.8637 | 301.8921 | 327.7267 | 351.1279 | 0 | 0 | 0 | 0 | 0 | -6.5835 | -11.6085 | -26.7556 | 0 | 0 | 0 | 0 | -124.3474 | -85.7191 | -103.8489 | -106.0526 | 0.3881 | 0.022118 | 0.022118 | 0.021036 | -48.2592 | -1.8959 | -2.2969 | -2.2309
6 | 10 | 10 | 449.0503 | 445.3266 | 443.9381 | 443.3124 | 0 | 0 | 0 | 0 | 290.0028 | 205.1834 | 200.4681 | 167.153 | 0 | 0 | 0 | 0 | 317.1859 | 354.6403 | 392.7546 | 427.1829 | 0 | 0 | 0 | 0 | 0 | -8.4144 | -8.6339 | -22.8433 | 0 | 0 | 0 | 0 | -158.1383 | -106.0826 | -140.6507 | -128.1802 | 0.39518 | 0.022118 | 0.022118 | 0.022118 | -62.4937 | -2.3463 | -3.1109 | -2.8351
6 | 10 | 11 | 467.7423 | 464.5062 | 463.4449 | 462.7464 | 0 | 0 | 0 | 0 | 258.0175 | 194.6569 | 197.3159 | 168.2164 | 0 | 0 | 0 | 0 | 349.1184 | 396.7293 | 441.9393 | 482.7067 | 0 | 0 | 0 | 0 | 0 | -24.1539 | -19.527 | -24.1443 | 0 | 0 | 0 | 0 | -139.3935 | -102.7261 | -156.2833 | -164.0324 | 0.39679 | 0.022118 | 0.022118 | 0.022118 | -55.3102 | -2.2721 | -3.4567 | -3.628
6 | 10 | 12 | 480.8931 | 478.2138 | 477.6104 | 477.0518 | 0 | 0 | 0 | 0 | 251.5984 | 192.8402 | 188.808 | 168.386 | 0 | 0 | 0 | 0 | 367.6602 | 414.1241 | 461.79 | 504.7803 | 0 | 0 | 0 | 0 | 0 | -22.1707 | -27.8015 | -24.8556 | 0 | 0 | 0 | 0 | -138.3654 | -106.5799 | -145.1861 | -171.2589 | 0.39234 | 0.022118 | 0.022118 | 0.022118 | -54.2868 | -2.3573 | -3.2112 | -3.7879
6 | 10 | 13 | 494.1979 | 492.6399 | 493.2449 | 493.6429 | 0 | 0 | 0 | 0 | 248.802 | 193.551 | 194.9686 | 168.7085 | 0 | 0 | 0 | 0 | 411.8591 | 440.6902 | 487.8485 | 530.4126 | 0 | 0 | 0 | 0 | 0 | -21.8802 | -11.0492 | -26.7622 | 0 | 0 | 0 | 0 | -166.4631 | -119.7211 | -178.5229 | -178.7161 | 0.39433 | 0.022118 | 0.022118 | 0.022118 | -65.6411 | -2.648 | -3.9485 | -3.9528
6 | 10 | 14 | 502.2116 | 501.6257 | 503.3638 | 504.791 | 0 | 0 | 0 | 0 | 244.2499 | 198.2885 | 201.0404 | 168.437 | 0 | 0 | 0 | 0 | 439.4371 | 457.5987 | 502.0581 | 542.2547 | 0 | 0 | 0 | 0 | 0 | -17.6679 | -16.0106 | -19.2388 | 0 | 0 | 0 | 0 | -181.4754 | -136.5936 | -183.7242 | -186.6618 | 0.39259 | 0.022448 | 0.022118 | 0.021917 | -71.2451 | -3.0662 | -4.0636 | -4.091
6 | 10 | 15 | 505.0577 | 505.3646 | 508.0714 | 510.3207 | 0 | 0 | 0 | 0 | 250.8645 | 195.3711 | 190.4211 | 168.148 | 0 | 0 | 0 | 0 | 476.7771 | 490.3232 | 528.992 | 564.0022 | 0 | 0 | 0 | 0 | 0 | -25.9477 | -15.9559 | -19.347 | 0 | 0 | 0 | 0 | -222.5839 | -154.3821 | -195.3858 | -202.4825 | 0.38933 | 0.022983 | 0.021613 | 0.020742 | -86.6579 | -3.5482 | -4.2229 | -4.1998
6 | 10 | 16 | 509.989 | 512.7152 | 518.1201 | 522.7648 | 0 | 0 | 0 | 0 | 248.4989 | 207.1886 | 203.1904 | 179.2492 | 0 | 0 | 0 | 0 | 498.3043 | 482.2935 | 513.6865 | 542.3009 | 0 | 0 | 0 | 0 | 0 | -7.6308 | -2.3631 | -11.5855 | 0 | 0 | 0 | 0 | -236.8142 | -169.1361 | -196.3936 | -187.1998 | 0.39725 | 0.023616 | 0.020937 | 0.02146 | -94.0749 | -3.9943 | -4.1118 | -4.0174
6 | 10 | 17 | 511.7757 | 517.1219 | 525.395 | 532.5438 | 0 | 0 | 0 | 0 | 256.2277 | 208.2496 | 203.5527 | 209.6558 | 0 | 0 | 0 | 0 | 501.4543 | 465.0156 | 481.6313 | 497.0291 | 0 | 0 | 0 | 0 | 0 | -4.689 | -12.224 | 9.6187 | 0 | 0 | 0 | 0 | -245.9063 | -151.4543 | -147.565 | -183.7598 | 0.40602 | 0.342 | 0.42749 | 0.2585 | -99.8432 | -51.7979 | -63.0823 | -47.5014
6 | 10 | 18 | 509.591 | 517.6415 | 528.8877 | 538.6693 | 0 | 0 | 0 | 0 | 282.2599 | 209.9467 | 207.2968 | 221.5056 | 0 | 0 | 0 | 0 | 455.8233 | 383.665 | 384.0811 | 385.1279 | 0 | 0 | 0 | 0 | 0 | -4.1562 | -10.5928 | -1.6468 | 0 | 0 | 0 | 0 | -228.4922 | -71.8139 | -51.8974 | -66.3174 | 0.4027 | 0.42494 | 0.41159 | 0.40375 | -92.0128 | -30.5164 | -21.3603 | -26.7756
6 | 10 | 19 | 505.3929 | 515.1138 | 528.157 | 539.499 | 0 | 0 | 0 | 0 | 323.7849 | 259.2958 | 254.0124 | 266.4536 | 0 | 0 | 0 | 0 | 389.8193 | 259.608 | 257.2245 | 256.3847 | 0 | 0 | 0 | 0 | 0 | 3.1604 | 6.414 | 7.5484 | 0 | 0 | 0 | 0 | -208.2113 | -6.9503 | 10.5061 | 9.1123 | 0.40839 | 0.42225 | 0.40697 | 0.39265 | -85.031 | -2.9348 | 4.2757 | 3.5779
6 | 10 | 20 | 520.9391 | 531.655 | 545.7651 | 557.9247 | 0 | 0 | 0 | 0 | 336.1003 | 279.0598 | 274.0008 | 284.4961 | 0 | 0 | 0 | 0 | 351.9009 | 171.2972 | 171.0219 | 172.5271 | 0 | 0 | 0 | 0 | 0 | 4.2031 | 0.26354 | 13.2968 | 0 | 0 | 0 | 0 | -167.0622 | 77.0949 | 100.4789 | 87.6047 | 0.40942 | 0.43553 | 0.40598 | 0.39629 | -68.3991 | 33.5771 | 40.7927 | 34.7168
6 | 10 | 21 | 512.8835 | 523.786 | 537.9571 | 550.046 | 0 | 0 | 0 | 0 | 337.7862 | 285.3954 | 278.8068 | 296.2967 | 0 | 0 | 0 | 0 | 324.103 | 130.4697 | 131.6909 | 134.5796 | 0 | 0 | 0 | 0 | 0 | 8.579 | 5.4349 | 9.1069 | 0 | 0 | 0 | 0 | -149.0057 | 99.3419 | 122.0246 | 110.0628 | 0.4094 | 0.43476 | 0.40586 | 0.39679 | -61.0027 | 43.1902 | 49.5253 | 43.6721
6 | 10 | 22 | 477.507 | 488.3281 | 502.2305 | 514.0771 | 0 | 0 | 0 | 0 | 329.9133 | 286.7232 | 292.4549 | 300.926 | 0 | 0 | 0 | 0 | 285.2698 | 117.6394 | 116.5749 | 117.203 | 0 | 0 | 0 | 0 | 0 | 16.8811 | 25.0641 | 10.6078 | 0 | 0 | 0 | 0 | -137.676 | 67.0844 | 68.1365 | 85.3403 | 0.40731 | 0.42231 | 0.40449 | 0.39511 | -56.0771 | 28.3305 | 27.5609 | 33.719
6 | 10 | 23 | 432.8503 | 443.0903 | 456.1373 | 467.2336 | 0 | 0 | 0 | 0 | 319.437 | 282.4833 | 300.5291 | 302.544 | 0 | 0 | 0 | 0 | 246.8314 | 115.4981 | 112.5983 | 111.366 | 0 | 0 | 0 | 0 | 0 | 20.152 | 12.2244 | 7.3526 | 0 | 0 | 0 | 0 | -133.418 | 24.9568 | 30.7855 | 45.9709 | 0.40299 | 0.42067 | 0.40353 | 0.39408 | -53.7655 | 10.4987 | 12.4228 | 18.1163
6 | 10 | 24 | 401.5803 | 409.4383 | 419.6675 | 428.2244 | 0 | 0 | 0 | 0 | 308.0391 | 314.5114 | 296.499 | 306.3571 | 0 | 0 | 0 | 0 | 221.3854 | 135.3851 | 132.8775 | 131.9185 | 0 | 0 | 0 | 0 | 0 | 5.3342 | 11.6862 | 25.5153 | 0 | 0 | 0 | 0 | -127.8443 | -45.7925 | -21.3952 | -35.5665 | 0.40134 | 0.42366 | 0.4104 | 0.39542 | -51.3096 | -19.4004 | -8.7807 | -14.0635
6 | 11 | 1 | 377.8068 | 383.1633 | 390.4519 | 396.3276 | 0 | 0 | 0 | 0 | 259.1303 | 295.3962 | 313.9135 | 312.2335 | 0 | 0 | 0 | 0 | 197.0363 | 124.0105 | 120.281 | 118.1148 | 0 | 0 | 0 | 0 | 0 | 17.3666 | 11.6128 | 4.4894 | 0 | 0 | 0 | 0 | -78.3598 | -53.61 | -55.3554 | -38.5101 | 0.4071 | 0.42843 | 0.41669 | 0.39372 | -31.9006 | -22.9683 | -23.066 | -15.1621
6 | 11 | 2 | 372.8628 | 376.3391 | 381.5394 | 385.5793 | 0 | 0 | 0 | 0 | 242.6163 | 322.0497 | 315.1599 | 310.3189 | 0 | 0 | 0 | 0 | 178.0632 | 102.6621 | 98.3179 | 95.5225 | 0 | 0 | 0 | 0 | 0 | 5.475 | 3.6284 | 2.492 | 0 | 0 | 0 | 0 | -47.8167 | -53.8478 | -35.5667 | -22.754 | 0.40672 | 0.42869 | 0.41639 | 0.39335 | -19.4479 | -23.0838 | -14.8095 | -8.9503
6 | 11 | 3 | 363.9705 | 365.4992 | 368.5335 | 370.6865 | 0 | 0 | 0 | 0 | 243.3327 | 316.6288 | 291.3878 | 296.9961 | 0 | 0 | 0 | 0 | 159.4939 | 86.0503 | 80.5975 | 76.6876 | 0 | 0 | 0 | 0 | 0 | 4.7991 | 8.1384 | 1.1894 | 0 | 0 | 0 | 0 | -38.8561 | -41.979 | -11.5903 | -4.1866 | 0.40558 | 0.42977 | 0.41648 | 0.39426 | -15.7593 | -18.0414 | -4.8272 | -1.6506
6 | 11 | 4 | 377.1391 | 377.2299 | 378.7247 | 379.4931 | 0 | 0 | 0 | 0 | 253.4747 | 284.6793 | 279.4537 | 293.3308 | 0 | 0 | 0 | 0 | 149.9044 | 89.0279 | 86.5564 | 85.4515 | 0 | 0 | 0 | 0 | 0 | 12.8942 | 12.8331 | 2.0525 | 0 | 0 | 0 | 0 | -26.24 | -9.3715 | -0.11853 | -1.3417 | 0.40646 | 0.42931 | 0.41675 | 0.39303 | -10.6655 | -4.0233 | -0.049399 | -0.52732
6 | 11 | 5 | 398.6326 | 397.8373 | 398.4441 | 398.4073 | 0 | 0 | 0 | 0 | 276.0278 | 288.8094 | 275.1002 | 277.8426 | 0 | 0 | 0 | 0 | 150.2662 | 82.8243 | 82.2853 | 82.9837 | 0 | 0 | 0 | 0 | 0 | 15.1441 | 7.2414 | 3.5467 | 0 | 0 | 0 | 0 | -27.6613 | 11.0595 | 33.8172 | 34.0343 | 0.40796 | 0.42719 | 0.41626 | 0.3916 | -11.2848 | 4.7245 | 14.0766 | 13.3278
6 | 11 | 6 | 426.0734 | 423.8938 | 423.1389 | 421.9318 | 0 | 0 | 0 | 0 | 313.9222 | 270.8701 | 249.1856 | 254.3271 | 0 | 0 | 0 | 0 | 167.919 | 153.4092 | 150.7055 | 149.0395 | 0 | 0 | 0 | 0 | 0 | -3.7651 | -2.2375 | 1.7397 | 0 | 0 | 0 | 0 | -55.7678 | 3.3796 | 25.4853 | 16.8256 | 0.40606 | 0.43154 | 0.41548 | 0.38797 | -22.6452 | 1.4584 | 10.5887 | 6.5278
6 | 11 | 7 | 463.5373 | 460.9969 | 460.2084 | 459.1884 | 0 | 0 | 0 | 0 | 314.2883 | 233.9916 | 212.1067 | 211.6316 | 0 | 0 | 0 | 0 | 167.5229 | 228.3558 | 225.7173 | 223.6155 | 0 | 0 | 0 | 0 | 0 | -5.035 | -5.056 | 1.4556 | 0 | 0 | 0 | 0 | -18.2739 | 3.6845 | 27.4403 | 22.4858 | 0.39763 | 0.41039 | 0.41696 | 0.37762 | -7.2662 | 1.5121 | 11.4414 | 8.4911
6 | 11 | 8 | 492.1734 | 489.8306 | 489.7881 | 489.894 | 0 | 0 | 0 | 0 | 273.0444 | 210.6037 | 205.0211 | 200.6639 | 0 | 0 | 0 | 0 | 207.4546 | 305.6121 | 319.6966 | 332.4835 | 0 | 0 | 0 | 0 | 0 | -5.7613 | -9.3234 | 20.6883 | 0 | 0 | 0 | 0 | 11.6743 | -20.6239 | -25.6063 | -63.9416 | 0.39542 | 0.54534 | 0.3925 | 0.14136 | 4.6162 | -11.247 | -10.0503 | -9.039
6 | 11 | 9 | 520.1199 | 519.0881 | 521.0048 | 523.2976 | 0 | 0 | 0 | 0 | 264.8121 | 206.471 | 201.7342 | 194.5526 | 0 | 0 | 0 | 0 | 261.0462 | 374.6513 | 406.5455 | 435.2627 | 0 | 0 | 0 | 0 | 0 | -6.5835 | -11.6085 | -26.7556 | 0 | 0 | 0 | 0 | -5.7384 | -55.4507 | -75.6665 | -79.7621 | 0.3881 | 0.022118 | 0.022118 | 0.021036 | -2.2271 | -1.2264 | -1.6736 | -1.6779
6 | 11 | 10 | 544.2592 | 543.623 | 546.0256 | 548.6668 | 0 | 0 | 0 | 0 | 290.0028 | 205.1834 | 200.4681 | 167.153 | 0 | 0 | 0 | 0 | 293.8939 | 410.0545 | 456.6711 | 498.7141 | 0 | 0 | 0 | 0 | 0 | -8.4144 | -8.6339 | -22.8433 | 0 | 0 | 0 | 0 | -39.6375 | -63.2005 | -102.4796 | -94.357 | 0.39518 | 0.022118 | 0.022118 | 0.022118 | -15.6641 | -1.3979 | -2.2666 | -2.087
6 | 11 | 11 | 558.634 | 558.3453 | 560.9034 | 563.3235 | 0 | 0 | 0 | 0 | 258.0175 | 194.6569 | 197.3159 | 168.2164 | 0 | 0 | 0 | 0 | 321.0798 | 436.765 | 494.0232 | 545.7938 | 0 | 0 | 0 | 0 | 0 | -24.1539 | -19.527 | -24.1443 | 0 | 0 | 0 | 0 | -20.4632 | -48.9227 | -110.9087 | -126.5424 | 0.39679 | 0.022118 | 0.022118 | 0.022118 | -8.1196 | -1.0821 | -2.4531 | -2.7988
6 | 11 | 12 | 565.1674 | 565.221 | 567.9734 | 570.3064 | 0 | 0 | 0 | 0 | 251.5984 | 192.8402 | 188.808 | 168.386 | 0 | 0 | 0 | 0 | 331.208 | 473.9342 | 536.8954 | 593.9404 | 0 | 0 | 0 | 0 | 0 | -22.1707 | -27.8015 | -24.8556 | 0 | 0 | 0 | 0 | -17.6389 | -79.3827 | -129.9285 | -167.1644 | 0.39234 | 0.022118 | 0.022118 | 0.022118 | -6.9205 | -1.7558 | -2.8737 | -3.6973
6 | 11 | 13 | 577.0567 | 578.1857 | 582.0901 | 585.3312 | 0 | 0 | 0 | 0 | 248.802 | 193.551 | 194.9686 | 168.7085 | 0 | 0 | 0 | 0 | 342.1572 | 455.2891 | 519.3635 | 577.4421 | 0 | 0 | 0 | 0 | 0 | -21.8802 | -11.0492 | -26.7622 | 0 | 0 | 0 | 0 | -13.9024 | -48.7743 | -121.1927 | -134.0573 | 0.39433 | 0.022118 | 0.022118 | 0.022118 | -5.4821 | -1.0788 | -2.6805 | -2.965
6 | 11 | 14 | 583.885 | 585.9476 | 590.9379 | 595.1675 | 0 | 0 | 0 | 0 | 244.2499 | 198.2885 | 201.0404 | 168.437 | 0 | 0 | 0 | 0 | 358.891 | 473.3612 | 534.9125 | 590.7834 | 0 | 0 | 0 | 0 | 0 | -17.6679 | -16.0106 | -19.2388 | 0 | 0 | 0 | 0 | -19.2559 | -68.0343 | -129.0046 | -144.8141 | 0.39259 | 0.022448 | 0.022118 | 0.021917 | -7.5596 | -1.5272 | -2.8533 | -3.1738
6 | 11 | 15 | 586.8372 | 589.7961 | 595.7594 | 600.8147 | 0 | 0 | 0 | 0 | 250.8645 | 195.3711 | 190.4211 | 168.148 | 0 | 0 | 0 | 0 | 361.2446 | 460.7252 | 516.3081 | 566.9507 | 0 | 0 | 0 | 0 | 0 | -25.9477 | -15.9559 | -19.347 | 0 | 0 | 0 | 0 | -25.272 | -40.3526 | -95.014 | -114.937 | 0.38933 | 0.022983 | 0.021613 | 0.020742 | -9.8391 | -0.92744 | -2.0535 | -2.384
6 | 11 | 16 | 584.9565 | 590.1138 | 598.5038 | 605.7208 | 0 | 0 | 0 | 0 | 248.4989 | 207.1886 | 203.1904 | 179.2492 | 0 | 0 | 0 | 0 | 373.0873 | 440.6993 | 485.9098 | 527.2657 | 0 | 0 | 0 | 0 | 0 | -7.6308 | -2.3631 | -11.5855 | 0 | 0 | 0 | 0 | -36.6297 | -50.1433 | -88.2332 | -89.2086 | 0.39725 | 0.023616 | 0.020937 | 0.02146 | -14.5512 | -1.1842 | -1.8473 | -1.9145
6 | 11 | 17 | 575.5786 | 582.9938 | 593.8075 | 603.1456 | 0 | 0 | 0 | 0 | 256.2277 | 208.2496 | 203.5527 | 209.6558 | 0 | 0 | 0 | 0 | 360.0085 | 361.1327 | 393.4163 | 423.3009 | 0 | 0 | 0 | 0 | 0 | -4.689 | -12.224 | 9.6187 | 0 | 0 | 0 | 0 | -40.6576 | 18.3004 | 9.0626 | -39.4299 | 0.40602 | 0.342 | 0.42749 | 0.2585 | -16.5078 | 6.2588 | 3.8741 | -10.1925
6 | 11 | 18 | 561.9639 | 571.7128 | 585.0444 | 596.623 | 0 | 0 | 0 | 0 | 282.2599 | 209.9467 | 207.2968 | 221.5056 | 0 | 0 | 0 | 0 | 325.2716 | 293.6993 | 309.8598 | 325.5563 | 0 | 0 | 0 | 0 | 0 | -4.1562 | -10.5928 | -1.6468 | 0 | 0 | 0 | 0 | -45.5676 | 72.2229 | 78.4807 | 51.2079 | 0.4027 | 0.42494 | 0.41159 | 0.40375 | -18.3499 | 30.6902 | 32.3016 | 20.6751
6 | 11 | 19 | 554.2979 | 565.6047 | 580.5953 | 593.6152 | 0 | 0 | 0 | 0 | 323.7849 | 259.2958 | 254.0124 | 266.4536 | 0 | 0 | 0 | 0 | 276.6517 | 240.627 | 247.6032 | 255.4455 | 0 | 0 | 0 | 0 | 0 | 3.1604 | 6.414 | 7.5484 | 0 | 0 | 0 | 0 | -46.1387 | 62.5215 | 72.5656 | 64.1677 | 0.40839 | 0.42225 | 0.40697 | 0.39265 | -18.8425 | 26.3996 | 29.532 | 25.1952
6 | 11 | 20 | 565.8629 | 578.0357 | 593.9347 | 607.6357 | 0 | 0 | 0 | 0 | 336.1003 | 279.0598 | 274.0008 | 284.4961 | 0 | 0 | 0 | 0 | 280.0912 | 148.6619 | 155.0519 | 162.8087 | 0 | 0 | 0 | 0 | 0 | 4.2031 | 0.26354 | 13.2968 | 0 | 0 | 0 | 0 | -50.3286 | 146.1109 | 164.6184 | 147.0341 | 0.40942 | 0.43553 | 0.40598 | 0.39629 | -20.6057 | 63.6355 | 66.8323 | 58.2679
6 | 11 | 21 | 556.0734 | 568.3765 | 584.2674 | 597.8382 | 0 | 0 | 0 | 0 | 337.7862 | 285.3954 | 278.8068 | 296.2967 | 0 | 0 | 0 | 0 | 292.5983 | 143.0051 | 146.8557 | 152.2483 | 0 | 0 | 0 | 0 | 0 | 8.579 | 5.4349 | 9.1069 | 0 | 0 | 0 | 0 | -74.3111 | 131.397 | 153.1701 | 140.1863 | 0.4094 | 0.43476 | 0.40586 | 0.39679 | -30.4228 | 57.1266 | 62.1661 | 55.6248
6 | 11 | 22 | 513.0887 | 525.0636 | 540.3829 | 553.4504 | 0 | 0 | 0 | 0 | 329.9133 | 286.7232 | 292.4549 | 300.926 | 0 | 0 | 0 | 0 | 254.0672 | 128.6971 | 127.5106 | 127.951 | 0 | 0 | 0 | 0 | 0 | 16.8811 | 25.0641 | 10.6078 | 0 | 0 | 0 | 0 | -70.8918 | 92.7623 | 95.3532 | 113.9656 | 0.40731 | 0.42231 | 0.40449 | 0.39511 | -28.8751 | 39.1746 | 38.5699 | 45.0291
6 | 11 | 23 | 458.0105 | 469.0664 | 483.1153 | 495.0748 | 0 | 0 | 0 | 0 | 319.437 | 282.4833 | 300.5291 | 302.544 | 0 | 0 | 0 | 0 | 213.2206 | 110.954 | 106.1622 | 103.1016 | 0 | 0 | 0 | 0 | 0 | 20.152 | 12.2244 | 7.3526 | 0 | 0 | 0 | 0 | -74.647 | 55.4771 | 64.1996 | 82.0766 | 0.40299 | 0.42067 | 0.40353 | 0.39408 | -30.0817 | 23.3378 | 25.9064 | 32.3449
6 | 11 | 24 | 420.8662 | 429.3496 | 440.3469 | 449.5655 | 0 | 0 | 0 | 0 | 308.0391 | 314.5114 | 296.499 | 306.3571 | 0 | 0 | 0 | 0 | 182.4393 | 111.6744 | 107.5657 | 105.0734 | 0 | 0 | 0 | 0 | 0 | 5.3342 | 11.6862 | 25.5153 | 0 | 0 | 0 | 0 | -69.6122 | -2.1703 | 24.596 | 12.6196 | 0.40134 | 0.42366 | 0.4104 | 0.39542 | -27.9385 | -0.91949 | 10.0943 | 4.99
6 | 12 | 1 | 401.0561 | 407.1665 | 415.3809 | 422.0543 | 0 | 0 | 0 | 0 | 259.1303 | 295.3962 | 313.9135 | 312.2335 | 0 | 0 | 0 | 0 | 167.1031 | 123.354 | 119.6478 | 117.5269 | 0 | 0 | 0 | 0 | 0 | 17.3666 | 11.6128 | 4.4894 | 0 | 0 | 0 | 0 | -25.1773 | -28.9502 | -29.7932 | -12.1955 | 0.4071 | 0.42843 | 0.41669 | 0.39372 | -10.2498 | -12.4032 | -12.4145 | -4.8016
6 | 12 | 2 | 385.5314 | 389.4184 | 395.1233 | 399.5978 | 0 | 0 | 0 | 0 | 242.6163 | 322.0497 | 315.1599 | 310.3189 | 0 | 0 | 0 | 0 | 139.0209 | 117.4615 | 112.8915 | 109.8696 | 0 | 0 | 0 | 0 | 0 | 5.475 | 3.6284 | 2.492 | 0 | 0 | 0 | 0 | 3.8941 | -55.5678 | -36.5565 | -23.0826 | 0.40672 | 0.42869 | 0.41639 | 0.39335 | 1.5838 | -23.8212 | -15.2216 | -9.0795
6 | 12 | 3 | 377.453 | 379.4189 | 382.99 | 385.6057 | 0 | 0 | 0 | 0 | 243.3327 | 316.6288 | 291.3878 | 296.9961 | 0 | 0 | 0 | 0 | 114.7509 | 117.5551 | 112.065 | 108.1226 | 0 | 0 | 0 | 0 | 0 | 4.7991 | 8.1384 | 1.1894 | 0 | 0 | 0 | 0 | 19.3694 | -59.5641 | -28.6012 | -20.7024 | 0.40558 | 0.42977 | 0.41648 | 0.39426 | 7.8559 | -25.5989 | -11.912 | -8.1621
6 | 12 | 4 | 385.4904 | 385.8521 | 387.6795 | 388.7343 | 0 | 0 | 0 | 0 | 253.4747 | 284.6793 | 279.4537 | 293.3308 | 0 | 0 | 0 | 0 | 91.9935 | 117.6313 | 112.3206 | 108.4733 | 0 | 0 | 0 | 0 | 0 | 12.8942 | 12.8331 | 2.0525 | 0 | 0 | 0 | 0 | 40.0223 | -29.3526 | -16.9279 | -15.1222 | 0.40646 | 0.42931 | 0.41675 | 0.39303 | 16.2674 | -12.6014 | -7.0548 | -5.9434
6 | 12 | 5 | 408.311 | 407.8295 | 408.8217 | 409.117 | 0 | 0 | 0 | 0 | 276.0278 | 288.8094 | 275.1002 | 277.8426 | 0 | 0 | 0 | 0 | 81.7511 | 129.8943 | 123.235 | 118.0565 | 0 | 0 | 0 | 0 | 0 | 15.1441 | 7.2414 | 3.5467 | 0 | 0 | 0 | 0 | 50.5321 | -26.0183 | 3.245 | 9.6712 | 0.40796 | 0.42719 | 0.41626 | 0.3916 | 20.6152 | -11.1146 | 1.3508 | 3.7872
6 | 12 | 6 | 435.6279 | 433.7581 | 433.3837 | 432.5045 | 0 | 0 | 0 | 0 | 313.9222 | 270.8701 | 249.1856 | 254.3271 | 0 | 0 | 0 | 0 | 131.307 | 214.7342 | 206.0034 | 198.4888 | 0 | 0 | 0 | 0 | 0 | -3.7651 | -2.2375 | 1.7397 | 0 | 0 | 0 | 0 | -9.6013 | -48.0812 | -19.5678 | -22.051 | 0.40606 | 0.43154 | 0.41548 | 0.38797 | -3.8987 | -20.7489 | -8.1301 | -8.5551
6 | 12 | 7 | 469.9424 | 467.6097 | 467.0762 | 466.276 | 0 | 0 | 0 | 0 | 314.2883 | 233.9916 | 212.1067 | 211.6316 | 0 | 0 | 0 | 0 | 172.0475 | 294.6581 | 289.184 | 284.2623 | 0 | 0 | 0 | 0 | 0 | -5.035 | -5.056 | 1.4556 | 0 | 0 | 0 | 0 | -16.3934 | -56.0051 | -29.1586 | -31.0735 | 0.39763 | 0.41039 | 0.41696 | 0.37762 | -6.5185 | -22.984 | -12.1579 | -11.734
6 | 12 | 8 | 500.7194 | 498.6537 | 498.9516 | 499.3507 | 0 | 0 | 0 | 0 | 273.0444 | 210.6037 | 205.0211 | 200.6639 | 0 | 0 | 0 | 0 | 221.1275 | 383.5281 | 395.8183 | 406.6726 | 0 | 0 | 0 | 0 | 0 | -5.7613 | -9.3234 | 20.6883 | 0 | 0 | 0 | 0 | 6.5475 | -89.7168 | -92.5646 | -128.6741 | 0.39542 | 0.54534 | 0.3925 | 0.14136 | 2.589 | -48.9259 | -36.3312 | -18.1899
6 | 12 | 9 | 531.6384 | 530.9801 | 533.3555 | 536.0435 | 0 | 0 | 0 | 0 | 264.8121 | 206.471 | 201.7342 | 194.5526 | 0 | 0 | 0 | 0 | 265.5588 | 455.633 | 484.155 | 509.5246 | 0 | 0 | 0 | 0 | 0 | -6.5835 | -11.6085 | -26.7556 | 0 | 0 | 0 | 0 | 1.2675 | -124.5404 | -140.9253 | -141.2782 | 0.3881 | 0.022118 | 0.022118 | 0.021036 | 0.49192 | -2.7546 | -3.117 | -2.972
6 | 12 | 10 | 552.3983 | 552.0259 | 554.7527 | 557.6731 | 0 | 0 | 0 | 0 | 290.0028 | 205.1834 | 200.4681 | 167.153 | 0 | 0 | 0 | 0 | 291.1466 | 495.1359 | 536.7332 | 573.8131 | 0 | 0 | 0 | 0 | 0 | -8.4144 | -8.6339 | -22.8433 | 0 | 0 | 0 | 0 | -28.7511 | -139.8789 | -173.8146 | -160.4497 | 0.39518 | 0.022118 | 0.022118 | 0.022118 | -11.362 | -3.0938 | -3.8444 | -3.5488
6 | 12 | 11 | 573.7797 | 573.9821 | 577.1433 | 580.0831 | 0 | 0 | 0 | 0 | 258.0175 | 194.6569 | 197.3159 | 168.2164 | 0 | 0 | 0 | 0 | 303.1363 | 514.5724 | 564.3508 | 608.7715 | 0 | 0 | 0 | 0 | 0 | -24.1539 | -19.527 | -24.1443 | 0 | 0 | 0 | 0 | 12.6259 | -111.0932 | -164.9964 | -172.7605 | 0.39679 | 0.022118 | 0.022118 | 0.022118 | 5.0099 | -2.4571 | -3.6494 | -3.8211
6 | 12 | 12 | 588.0451 | 588.8406 | 592.504 | 595.622 | 0 | 0 | 0 | 0 | 251.5984 | 192.8402 | 188.808 | 168.386 | 0 | 0 | 0 | 0 | 299.8951 | 514.5372 | 569.0524 | 617.7824 | 0 | 0 | 0 | 0 | 0 | -22.1707 | -27.8015 | -24.8556 | 0 | 0 | 0 | 0 | 36.5517 | -96.3661 | -137.5549 | -165.6908 | 0.39234 | 0.022118 | 0.022118 | 0.022118 | 14.3408 | -2.1314 | -3.0424 | -3.6647
6 | 12 | 13 | 608.162 | 610.2996 | 615.4427 | 619.751 | 0 | 0 | 0 | 0 | 248.802 | 193.551 | 194.9686 | 168.7085 | 0 | 0 | 0 | 0 | 299.4267 | 512.587 | 567.1693 | 615.9487 | 0 | 0 | 0 | 0 | 0 | -21.8802 | -11.0492 | -26.7622 | 0 | 0 | 0 | 0 | 59.9333 | -73.9583 | -135.646 | -138.1441 | 0.39433 | 0.022118 | 0.022118 | 0.022118 | 23.6334 | -1.6358 | -3.0002 | -3.0554
6 | 12 | 14 | 621.6783 | 624.9665 | 631.4618 | 636.9881 | 0 | 0 | 0 | 0 | 244.2499 | 198.2885 | 201.0404 | 168.437 | 0 | 0 | 0 | 0 | 312.7745 | 516.9526 | 571.1743 | 619.7424 | 0 | 0 | 0 | 0 | 0 | -17.6679 | -16.0106 | -19.2388 | 0 | 0 | 0 | 0 | 64.654 | -72.6067 | -124.7424 | -131.9524 | 0.39259 | 0.022448 | 0.022118 | 0.021917 | 25.3824 | -1.6299 | -2.759 | -2.8919
6 | 12 | 15 | 631.5488 | 635.9575 | 643.7013 | 650.2907 | 0 | 0 | 0 | 0 | 250.8645 | 195.3711 | 190.4211 | 168.148 | 0 | 0 | 0 | 0 | 288.5812 | 500.1084 | 546.0371 | 587.0528 | 0 | 0 | 0 | 0 | 0 | -25.9477 | -15.9559 | -19.347 | 0 | 0 | 0 | 0 | 92.103 | -33.5743 | -76.8011 | -85.5631 | 0.38933 | 0.022983 | 0.021613 | 0.020742 | 35.8582 | -0.77165 | -1.6599 | -1.7747
6 | 12 | 16 | 635.2946 | 642.0843 | 652.4788 | 661.423 | 0 | 0 | 0 | 0 | 248.4989 | 207.1886 | 203.1904 | 179.2492 | 0 | 0 | 0 | 0 | 269.6057 | 473.3463 | 508.1855 | 539.2405 | 0 | 0 | 0 | 0 | 0 | -7.6308 | -2.3631 | -11.5855 | 0 | 0 | 0 | 0 | 117.19 | -30.8198 | -56.534 | -45.4812 | 0.39725 | 0.023616 | 0.020937 | 0.02146 | 46.554 | -0.72783 | -1.1836 | -0.97605
6 | 12 | 17 | 627.7391 | 636.8458 | 649.7365 | 660.8643 | 0 | 0 | 0 | 0 | 256.2277 | 208.2496 | 203.5527 | 209.6558 | 0 | 0 | 0 | 0 | 242.6871 | 406.9096 | 427.8398 | 446.5754 | 0 | 0 | 0 | 0 | 0 | -4.689 | -12.224 | 9.6187 | 0 | 0 | 0 | 0 | 128.8244 | 26.3756 | 30.568 | -4.9856 | 0.40602 | 0.342 | 0.42749 | 0.2585 | 52.3054 | 9.0205 | 13.0675 | -1.2888
6 | 12 | 18 | 611.4704 | 622.8247 | 638.1277 | 651.4049 | 0 | 0 | 0 | 0 | 282.2599 | 209.9467 | 207.2968 | 221.5056 | 0 | 0 | 0 | 0 | 226.8129 | 304.1642 | 310.9727 | 317.5147 | 0 | 0 | 0 | 0 | 0 | -4.1562 | -10.5928 | -1.6468 | 0 | 0 | 0 | 0 | 102.3976 | 112.87 | 130.451 | 114.0314 | 0.4027 | 0.42494 | 0.41159 | 0.40375 | 41.235 | 47.9627 | 53.692 | 46.04
6 | 12 | 19 | 600.3542 | 613.1544 | 629.979 | 644.5793 | 0 | 0 | 0 | 0 | 323.7849 | 259.2958 | 254.0124 | 266.4536 | 0 | 0 | 0 | 0 | 184.8743 | 182.3321 | 180.8336 | 180.4001 | 0 | 0 | 0 | 0 | 0 | 3.1604 | 6.414 | 7.5484 | 0 | 0 | 0 | 0 | 91.695 | 168.3662 | 188.719 | 190.1771 | 0.40839 | 0.42225 | 0.40697 | 0.39265 | 37.4471 | 71.0925 | 76.8029 | 74.6724
6 | 12 | 20 | 603.0017 | 616.3787 | 633.7566 | 648.7319 | 0 | 0 | 0 | 0 | 336.1003 | 279.0598 | 274.0008 | 284.4961 | 0 | 0 | 0 | 0 | 187.7844 | 131.2228 | 128.3953 | 127.1218 | 0 | 0 | 0 | 0 | 0 | 4.2031 | 0.26354 | 13.2968 | 0 | 0 | 0 | 0 | 79.117 | 201.8931 | 231.097 | 223.8172 | 0.40942 | 0.43553 | 0.40598 | 0.39629 | 32.3923 | 87.9303 | 93.8215 | 88.6962
6 | 12 | 21 | 596.2024 | 609.8068 | 627.2956 | 642.2433 | 0 | 0 | 0 | 0 | 337.7862 | 285.3954 | 278.8068 | 296.2967 | 0 | 0 | 0 | 0 | 199.4285 | 145.7206 | 140.9877 | 137.9808 | 0 | 0 | 0 | 0 | 0 | 8.579 | 5.4349 | 9.1069 | 0 | 0 | 0 | 0 | 58.9876 | 170.1118 | 202.0663 | 198.8588 | 0.4094 | 0.43476 | 0.40586 | 0.39679 | 24.1494 | 73.9583 | 82.0113 | 78.9056
6 | 12 | 22 | 538.0012 | 550.784 | 567.0953 | 581.0176 | 0 | 0 | 0 | 0 | 329.9133 | 286.7232 | 292.4549 | 300.926 | 0 | 0 | 0 | 0 | 197.3895 | 158.7948 | 151.3528 | 145.7243 | 0 | 0 | 0 | 0 | 0 | 16.8811 | 25.0641 | 10.6078 | 0 | 0 | 0 | 0 | 10.6984 | 88.3849 | 98.2234 | 123.7595 | 0.40731 | 0.42231 | 0.40449 | 0.39511 | 4.3576 | 37.3259 | 39.7309 | 48.8988
6 | 12 | 23 | 481.1183 | 492.9235 | 507.8926 | 520.645 | 0 | 0 | 0 | 0 | 319.437 | 282.4833 | 300.5291 | 302.544 | 0 | 0 | 0 | 0 | 213.474 | 170.2098 | 159.8292 | 151.4342 | 0 | 0 | 0 | 0 | 0 | 20.152 | 12.2244 | 7.3526 | 0 | 0 | 0 | 0 | -51.7927 | 20.0784 | 35.3099 | 59.3141 | 0.40299 | 0.42067 | 0.40353 | 0.39408 | -20.8717 | 8.4465 | 14.2485 | 23.3746
6 | 12 | 24 | 440.9661 | 450.1013 | 461.8989 | 471.8072 | 0 | 0 | 0 | 0 | 308.0391 | 314.5114 | 296.499 | 306.3571 | 0 | 0 | 0 | 0 | 216.8496 | 171.7982 | 160.1198 | 150.4406 | 0 | 0 | 0 | 0 | 0 | 5.3342 | 11.6862 | 25.5153 | 0 | 0 | 0 | 0 | -83.9227 | -41.5425 | -6.406 | -10.5059 | 0.40134 | 0.42366 | 0.4104 | 0.39542 | -33.6819 | -17.5998 | -2.6291 | -4.1542
6 | 13 | 1 | 414.4855 | 421.0314 | 429.7805 | 436.9147 | 0 | 0 | 0 | 0 | 259.1303 | 295.3962 | 313.9135 | 312.2335 | 0 | 0 | 0 | 0 | 201.6349 | 165.724 | 153.7395 | 143.6737 | 0 | 0 | 0 | 0 | 0 | 17.3666 | 11.6128 | 4.4894 | 0 | 0 | 0 | 0 | -46.2797 | -57.4554 | -49.4853 | -23.4818 | 0.4071 | 0.42843 | 0.41669 | 0.39372 | -18.8407 | -24.6158 | -20.62 | -9.2452
6 | 13 | 2 | 396.9791 | 401.2374 | 407.3981 | 412.2654 | 0 | 0 | 0 | 0 | 242.6163 | 322.0497 | 315.1599 | 310.3189 | 0 | 0 | 0 | 0 | 189.4255 | 160.6217 | 147.0458 | 135.4688 | 0 | 0 | 0 | 0 | 0 | 5.475 | 3.6284 | 2.492 | 0 | 0 | 0 | 0 | -35.0627 | -86.909 | -58.436 | -36.0142 | 0.40672 | 0.42869 | 0.41639 | 0.39335 | -14.2606 | -37.2568 | -24.3319 | -14.1661
6 | 13 | 3 | 389.52 | 391.8772 | 395.9289 | 398.9586 | 0 | 0 | 0 | 0 | 243.3327 | 316.6288 | 291.3878 | 296.9961 | 0 | 0 | 0 | 0 | 171.6489 | 159.1605 | 144.5826 | 132.0262 | 0 | 0 | 0 | 0 | 0 | 4.7991 | 8.1384 | 1.1894 | 0 | 0 | 0 | 0 | -25.4616 | -88.7112 | -48.18 | -31.2532 | 0.40558 | 0.42977 | 0.41648 | 0.39426 | -10.3268 | -38.1255 | -20.0662 | -12.3219
6 | 13 | 4 | 396.9028 | 397.6345 | 399.9163 | 401.3628 | 0 | 0 | 0 | 0 | 253.4747 | 284.6793 | 279.4537 | 293.3308 | 0 | 0 | 0 | 0 | 159.3266 | 149.8925 | 133.6889 | 119.5993 | 0 | 0 | 0 | 0 | 0 | 12.8942 | 12.8331 | 2.0525 | 0 | 0 | 0 | 0 | -15.8985 | -49.8315 | -26.0594 | -13.6198 | 0.40646 | 0.42931 | 0.41675 | 0.39303 | -6.4621 | -21.3931 | -10.8604 | -5.353
6 | 13 | 5 | 415.2115 | 414.9538 | 416.2207 | 416.7528 | 0 | 0 | 0 | 0 | 276.0278 | 288.8094 | 275.1002 | 277.8426 | 0 | 0 | 0 | 0 | 155.8916 | 147.9428 | 130.6475 | 115.4787 | 0 | 0 | 0 | 0 | 0 | 15.1441 | 7.2414 | 3.5467 | 0 | 0 | 0 | 0 | -16.7079 | -36.9425 | 3.2316 | 19.8848 | 0.40796 | 0.42719 | 0.41626 | 0.3916 | -6.8162 | -15.7813 | 1.3452 | 7.7869
6 | 13 | 6 | 440.4228 | 438.7085 | 438.5251 | 437.8104 | 0 | 0 | 0 | 0 | 313.9222 | 270.8701 | 249.1856 | 254.3271 | 0 | 0 | 0 | 0 | 214.1733 | 225.4432 | 206.2078 | 188.8705 | 0 | 0 | 0 | 0 | 0 | -3.7651 | -2.2375 | 1.7397 | 0 | 0 | 0 | 0 | -87.6726 | -53.8397 | -14.6309 | -7.1269 | 0.40606 | 0.43154 | 0.41548 | 0.38797 | -35.6005 | -23.2339 | -6.0788 | -2.765
6 | 13 | 7 | 481.514 | 479.5565 | 479.4838 | 479.0806 | 0 | 0 | 0 | 0 | 314.2883 | 233.9916 | 212.1067 | 211.6316 | 0 | 0 | 0 | 0 | 256.9367 | 295.3643 | 279.1923 | 264.3304 | 0 | 0 | 0 | 0 | 0 | -5.035 | -5.056 | 1.4556 | 0 | 0 | 0 | 0 | -89.7111 | -44.7644 | -6.7592 | 1.663 | 0.39763 | 0.41039 | 0.41696 | 0.37762 | -35.6715 | -18.3709 | -2.8183 | 0.62799
6 | 13 | 8 | 518.0767 | 516.5739 | 517.563 | 518.5576 | 0 | 0 | 0 | 0 | 273.0444 | 210.6037 | 205.0211 | 200.6639 | 0 | 0 | 0 | 0 | 308.1508 | 375.8696 | 376.7979 | 377.1151 | 0 | 0 | 0 | 0 | 0 | -5.7613 | -9.3234 | 20.6883 | 0 | 0 | 0 | 0 | -63.1185 | -64.1381 | -54.9327 | -79.9096 | 0.39542 | 0.54534 | 0.3925 | 0.14136 | -24.958 | -34.9768 | -21.5609 | -11.2963
6 | 13 | 9 | 557.7186 | 557.9061 | 561.32 | 564.9029 | 0 | 0 | 0 | 0 | 264.8121 | 206.471 | 201.7342 | 194.5526 | 0 | 0 | 0 | 0 | 354.8911 | 444.7296 | 461.9009 | 476.7233 | 0 | 0 | 0 | 0 | 0 | -6.5835 | -11.6085 | -26.7556 | 0 | 0 | 0 | 0 | -61.9845 | -86.711 | -90.7067 | -79.6174 | 0.3881 | 0.022118 | 0.022118 | 0.021036 | -24.0562 | -1.9179 | -2.0062 | -1.6749
6 | 13 | 10 | 592.1203 | 593.036 | 597.3445 | 601.6278 | 0 | 0 | 0 | 0 | 290.0028 | 205.1834 | 200.4681 | 167.153 | 0 | 0 | 0 | 0 | 384.1023 | 489.5697 | 518.7312 | 544.2688 | 0 | 0 | 0 | 0 | 0 | -8.4144 | -8.6339 | -22.8433 | 0 | 0 | 0 | 0 | -81.9849 | -93.3026 | -113.2208 | -86.9507 | 0.39518 | 0.022118 | 0.022118 | 0.022118 | -32.3991 | -2.0636 | -2.5042 | -1.9232
6 | 13 | 11 | 617.3766 | 618.9928 | 623.89 | 628.3256 | 0 | 0 | 0 | 0 | 258.0175 | 194.6569 | 197.3159 | 168.2164 | 0 | 0 | 0 | 0 | 397.4367 | 514.5198 | 550.9082 | 582.8987 | 0 | 0 | 0 | 0 | 0 | -24.1539 | -19.527 | -24.1443 | 0 | 0 | 0 | 0 | -38.0776 | -66.0301 | -104.8072 | -98.6452 | 0.39679 | 0.022118 | 0.022118 | 0.022118 | -15.1089 | -1.4604 | -2.3181 | -2.1818
6 | 13 | 12 | 636.5962 | 638.9661 | 644.5628 | 649.3466 | 0 | 0 | 0 | 0 | 251.5984 | 192.8402 | 188.808 | 168.386 | 0 | 0 | 0 | 0 | 396.5544 | 517.3307 | 558.0898 | 593.9706 | 0 | 0 | 0 | 0 | 0 | -22.1707 | -27.8015 | -24.8556 | 0 | 0 | 0 | 0 | -11.5566 | -49.0342 | -74.5335 | -88.1544 | 0.39234 | 0.022118 | 0.022118 | 0.022118 | -4.5341 | -1.0845 | -1.6485 | -1.9498
6 | 13 | 13 | 664.5159 | 668.481 | 675.8681 | 682.1099 | 0 | 0 | 0 | 0 | 248.802 | 193.551 | 194.9686 | 168.7085 | 0 | 0 | 0 | 0 | 390.0959 | 509.9572 | 551.7321 | 588.5198 | 0 | 0 | 0 | 0 | 0 | -21.8802 | -11.0492 | -26.7622 | 0 | 0 | 0 | 0 | 25.618 | -13.1471 | -59.7834 | -48.3562 | 0.39433 | 0.022118 | 0.022118 | 0.022118 | 10.1019 | -0.29078 | -1.3223 | -1.0695
6 | 13 | 14 | 684.0127 | 689.3223 | 698.2996 | 705.9648 | 0 | 0 | 0 | 0 | 244.2499 | 198.2885 | 201.0404 | 168.437 | 0 | 0 | 0 | 0 | 386.2493 | 526.2949 | 566.0777 | 601.0681 | 0 | 0 | 0 | 0 | 0 | -17.6679 | -16.0106 | -19.2388 | 0 | 0 | 0 | 0 | 53.5135 | -17.5933 | -52.8079 | -44.3014 | 0.39259 | 0.022448 | 0.022118 | 0.021917 | 21.0087 | -0.39493 | -1.168 | -0.97093
6 | 13 | 15 | 695.6525 | 702.14 | 712.4363 | 721.2252 | 0 | 0 | 0 | 0 | 250.8645 | 195.3711 | 190.4211 | 168.148 | 0 | 0 | 0 | 0 | 371.8064 | 485.5685 | 519.8902 | 550.0206 | 0 | 0 | 0 | 0 | 0 | -25.9477 | -15.9559 | -19.347 | 0 | 0 | 0 | 0 | 72.9815 | 47.148 | 18.0809 | 22.4036 | 0.38933 | 0.022983 | 0.021613 | 0.020742 | 28.4137 | 1.0836 | 0.39078 | 0.46469
6 | 13 | 16 | 699.823 | 708.7051 | 721.6692 | 732.8274 | 0 | 0 | 0 | 0 | 248.4989 | 207.1886 | 203.1904 | 179.2492 | 0 | 0 | 0 | 0 | 355.6175 | 449.0121 | 472.222 | 492.3467 | 0 | 0 | 0 | 0 | 0 | -7.6308 | -2.3631 | -11.5855 | 0 | 0 | 0 | 0 | 95.7066 | 60.1352 | 48.6199 | 72.817 | 0.39725 | 0.023616 | 0.020937 | 0.02146 | 38.0196 | 1.4201 | 1.0179 | 1.5627
6 | 13 | 17 | 688.7287 | 699.8132 | 715.1326 | 728.353 | 0 | 0 | 0 | 0 | 256.2277 | 208.2496 | 203.5527 | 209.6558 | 0 | 0 | 0 | 0 | 332.0384 | 411.7843 | 418.963 | 424.6897 | 0 | 0 | 0 | 0 | 0 | -4.689 | -12.224 | 9.6187 | 0 | 0 | 0 | 0 | 100.4626 | 84.4683 | 104.8409 | 84.3887 | 0.40602 | 0.342 | 0.42749 | 0.2585 | 40.79 | 28.8884 | 44.8182 | 21.8142
6 | 13 | 18 | 669.2221 | 682.4492 | 700.0518 | 715.3106 | 0 | 0 | 0 | 0 | 282.2599 | 209.9467 | 207.2968 | 221.5056 | 0 | 0 | 0 | 0 | 291.1165 | 318.094 | 310.2814 | 302.9643 | 0 | 0 | 0 | 0 | 0 | -4.1562 | -10.5928 | -1.6468 | 0 | 0 | 0 | 0 | 95.8457 | 158.5646 | 193.0665 | 192.4875 | 0.4027 | 0.42494 | 0.41159 | 0.40375 | 38.5966 | 67.3801 | 79.4637 | 77.7166
6 | 13 | 19 | 649.7545 | 664.1568 | 682.9485 | 699.2437 | 0 | 0 | 0 | 0 | 323.7849 | 259.2958 | 254.0124 | 266.4536 | 0 | 0 | 0 | 0 | 262.03 | 222.7331 | 208.5667 | 196.1591 | 0 | 0 | 0 | 0 | 0 | 3.1604 | 6.414 | 7.5484 | 0 | 0 | 0 | 0 | 63.9396 | 178.9675 | 213.9554 | 229.0825 | 0.40839 | 0.42225 | 0.40697 | 0.39265 | 26.1122 | 75.5689 | 87.0734 | 89.9485
6 | 13 | 20 | 642.3875 | 657.0418 | 675.988 | 692.3147 | 0 | 0 | 0 | 0 | 336.1003 | 279.0598 | 274.0008 | 284.4961 | 0 | 0 | 0 | 0 | 267.9214 | 163.1016 | 147.6961 | 134.605 | 0 | 0 | 0 | 0 | 0 | 4.2031 | 0.26354 | 13.2968 | 0 | 0 | 0 | 0 | 38.3658 | 210.6773 | 254.0275 | 259.9168 | 0.40942 | 0.43553 | 0.40598 | 0.39629 | 15.7078 | 91.756 | 103.1309 | 103.002
6 | 13 | 21 | 622.2473 | 636.6962 | 655.2222 | 671.0635 | 0 | 0 | 0 | 0 | 337.7862 | 285.3954 | 278.8068 | 296.2967 | 0 | 0 | 0 | 0 | 282.7788 | 149.583 | 135.5219 | 123.8617 | 0 | 0 | 0 | 0 | 0 | 8.579 | 5.4349 | 9.1069 | 0 | 0 | 0 | 0 | 1.6822 | 193.1389 | 235.4586 | 241.7981 | 0.4094 | 0.43476 | 0.40586 | 0.39679 | 0.6887 | 83.9697 | 95.564 | 95.9436
6 | 13 | 22 | 561.4274 | 574.9699 | 592.214 | 606.9401 | 0 | 0 | 0 | 0 | 329.9133 | 286.7232 | 292.4549 | 300.926 | 0 | 0 | 0 | 0 | 283.919 | 160.7652 | 150.629 | 142.7253 | 0 | 0 | 0 | 0 | 0 | 16.8811 | 25.0641 | 10.6078 | 0 | 0 | 0 | 0 | -52.4048 | 110.6004 | 124.066 | 152.681 | 0.40731 | 0.42231 | 0.40449 | 0.39511 | -21.3451 | 46.7078 | 50.184 | 60.3261
6 | 13 | 23 | 505.2346 | 517.8219 | 533.7512 | 547.3311 | 0 | 0 | 0 | 0 | 319.437 | 282.4833 | 300.5291 | 302.544 | 0 | 0 | 0 | 0 | 277.3842 | 155.4557 | 147.4751 | 141.6263 | 0 | 0 | 0 | 0 | 0 | 20.152 | 12.2244 | 7.3526 | 0 | 0 | 0 | 0 | -91.5865 | 59.7307 | 73.5226 | 95.8081 | 0.40299 | 0.42067 | 0.40353 | 0.39408 | -36.908 | 25.1272 | 29.6685 | 37.7562
6 | 13 | 24 | 463.2422 | 473.0998 | 485.7845 | 496.4571 | 0 | 0 | 0 | 0 | 308.0391 | 314.5114 | 296.499 | 306.3571 | 0 | 0 | 0 | 0 | 243.5064 | 139.7398 | 130.2763 | 122.9581 | 0 | 0 | 0 | 0 | 0 | 5.3342 | 11.6862 | 25.5153 | 0 | 0 | 0 | 0 | -88.3033 | 13.5145 | 47.3229 | 41.6266 | 0.40134 | 0.42366 | 0.4104 | 0.39542 | -35.44 | 5.7255 | 19.4215 | 16.4598
6 | 14 | 1 | 429.4542 | 436.4856 | 445.8307 | 453.4785 | 0 | 0 | 0 | 0 | 259.1303 | 295.3962 | 313.9135 | 312.2335 | 0 | 0 | 0 | 0 | 216.7251 | 124.5314 | 114.5931 | 106.7866 | 0 | 0 | 0 | 0 | 0 | 17.3666 | 11.6128 | 4.4894 | 0 | 0 | 0 | 0 | -46.4011 | -0.80857 | 5.7113 | 29.9691 | 0.4071 | 0.42843 | 0.41669 | 0.39372 | -18.8901 | -0.34642 | 2.3798 | 11.7994
6 | 14 | 2 | 412.5317 | 417.2944 | 424.0744 | 429.4753 | 0 | 0 | 0 | 0 | 242.6163 | 322.0497 | 315.1599 | 310.3189 | 0 | 0 | 0 | 0 | 198.8834 | 118.2036 | 107.4355 | 98.8512 | 0 | 0 | 0 | 0 | 0 | 5.475 | 3.6284 | 2.492 | 0 | 0 | 0 | 0 | -28.968 | -28.434 | -2.1494 | 17.8132 | 0.40672 | 0.42869 | 0.41639 | 0.39335 | -11.7818 | -12.1893 | -0.89498 | 7.0068
6 | 14 | 3 | 401.817 | 404.573 | 409.1143 | 412.5659 | 0 | 0 | 0 | 0 | 243.3327 | 316.6288 | 291.3878 | 296.9961 | 0 | 0 | 0 | 0 | 193.1484 | 115.8646 | 103.4677 | 93.3516 | 0 | 0 | 0 | 0 | 0 | 4.7991 | 8.1384 | 1.1894 | 0 | 0 | 0 | 0 | -34.6641 | -32.7195 | 6.1204 | 21.0288 | 0.40558 | 0.42977 | 0.41648 | 0.39426 | -14.0591 | -14.0619 | 2.5491 | 8.2908
6 | 14 | 4 | 406.4573 | 407.4989 | 410.1611 | 411.9354 | 0 | 0 | 0 | 0 | 253.4747 | 284.6793 | 279.4537 | 293.3308 | 0 | 0 | 0 | 0 | 173.437 | 115.4311 | 101.694 | 90.2407 | 0 | 0 | 0 | 0 | 0 | 12.8942 | 12.8331 | 2.0525 | 0 | 0 | 0 | 0 | -20.4544 | -5.5057 | 16.1803 | 26.3114 | 0.40646 | 0.42931 | 0.41675 | 0.39303 | -8.3139 | -2.3636 | 6.7432 | 10.3411
6 | 14 | 5 | 423.1205 | 423.1193 | 424.7011 | 425.5046 | 0 | 0 | 0 | 0 | 276.0278 | 288.8094 | 275.1002 | 277.8426 | 0 | 0 | 0 | 0 | 161.563 | 115.9775 | 100.472 | 87.2755 | 0 | 0 | 0 | 0 | 0 | 15.1441 | 7.2414 | 3.5467 | 0 | 0 | 0 | 0 | -14.4703 | 3.1883 | 41.8875 | 56.8397 | 0.40796 | 0.42719 | 0.41626 | 0.3916 | -5.9033 | 1.362 | 17.4359 | 22.2584
6 | 14 | 6 | 456.4001 | 455.2039 | 455.6567 | 455.4902 | 0 | 0 | 0 | 0 | 313.9222 | 270.8701 | 249.1856 | 254.3271 | 0 | 0 | 0 | 0 | 195.2121 | 185.8135 | 168.9484 | 154.0913 | 0 | 0 | 0 | 0 | 0 | -3.7651 | -2.2375 | 1.7397 | 0 | 0 | 0 | 0 | -52.7341 | 2.2854 | 39.7602 | 45.3321 | 0.40606 | 0.43154 | 0.41548 | 0.38797 | -21.4133 | 0.98625 | 16.5196 | 17.5873
6 | 14 | 7 | 507.7358 | 506.6286 | 507.6001 | 508.0966 | 0 | 0 | 0 | 0 | 314.2883 | 233.9916 | 212.1067 | 211.6316 | 0 | 0 | 0 | 0 | 228.364 | 263.1684 | 249.9838 | 238.1621 | 0 | 0 | 0 | 0 | 0 | -5.035 | -5.056 | 1.4556 | 0 | 0 | 0 | 0 | -34.9166 | 14.5036 | 50.5655 | 56.8473 | 0.39763 | 0.41039 | 0.41696 | 0.37762 | -13.8838 | 5.9522 | 21.0837 | 21.4667
6 | 14 | 8 | 544.9001 | 544.2672 | 546.3243 | 548.2393 | 0 | 0 | 0 | 0 | 273.0444 | 210.6037 | 205.0211 | 200.6639 | 0 | 0 | 0 | 0 | 269.5766 | 342.0129 | 346.832 | 351.0234 | 0 | 0 | 0 | 0 | 0 | -5.7613 | -9.3234 | 20.6883 | 0 | 0 | 0 | 0 | 2.2791 | -2.5882 | 3.7945 | -24.1362 | 0.39542 | 0.54534 | 0.3925 | 0.14136 | 0.90119 | -1.4114 | 1.4893 | -3.412
6 | 14 | 9 | 584.9667 | 586.0378 | 590.5366 | 595.0545 | 0 | 0 | 0 | 0 | 264.8121 | 206.471 | 201.7342 | 194.5526 | 0 | 0 | 0 | 0 | 306.5881 | 408.3777 | 430.679 | 450.5146 | 0 | 0 | 0 | 0 | 0 | -6.5835 | -11.6085 | -26.7556 | 0 | 0 | 0 | 0 | 13.5665 | -22.2274 | -30.2681 | -23.2571 | 0.3881 | 0.022118 | 0.022118 | 0.021036 | 5.2652 | -0.49162 | -0.66947 | -0.48924
6 | 14 | 10 | 621.58 | 623.4511 | 628.9327 | 634.2268 | 0 | 0 | 0 | 0 | 290.0028 | 205.1834 | 200.4681 | 167.153 | 0 | 0 | 0 | 0 | 325.0839 | 447.6411 | 482.6947 | 513.9588 | 0 | 0 | 0 | 0 | 0 | -8.4144 | -8.6339 | -22.8433 | 0 | 0 | 0 | 0 | 6.4933 | -20.9589 | -45.5962 | -24.0417 | 0.39518 | 0.022118 | 0.022118 | 0.022118 | 2.566 | -0.46357 | -1.0085 | -0.53175
6 | 14 | 11 | 648.411 | 651.0336 | 657.1666 | 662.6671 | 0 | 0 | 0 | 0 | 258.0175 | 194.6569 | 197.3159 | 168.2164 | 0 | 0 | 0 | 0 | 324.8568 | 462.89 | 506.5779 | 545.5759 | 0 | 0 | 0 | 0 | 0 | -24.1539 | -19.527 | -24.1443 | 0 | 0 | 0 | 0 | 65.5368 | 17.6406 | -27.2002 | -26.9809 | 0.39679 | 0.022118 | 0.022118 | 0.022118 | 26.0045 | 0.39017 | -0.60161 | -0.59676
6 | 14 | 12 | 668.4623 | 671.8655 | 678.7312 | 684.6083 | 0 | 0 | 0 | 0 | 251.5984 | 192.8402 | 188.808 | 168.386 | 0 | 0 | 0 | 0 | 316.3278 | 467.1975 | 516.3437 | 560.232 | 0 | 0 | 0 | 0 | 0 | -22.1707 | -27.8015 | -24.8556 | 0 | 0 | 0 | 0 | 100.5361 | 33.9984 | 1.3809 | -19.154 | 0.39234 | 0.022118 | 0.022118 | 0.022118 | 39.4447 | 0.75197 | 0.030543 | -0.42364
6 | 14 | 13 | 693.8695 | 698.7864 | 707.3424 | 714.5914 | 0 | 0 | 0 | 0 | 248.802 | 193.551 | 194.9686 | 168.7085 | 0 | 0 | 0 | 0 | 305.336 | 464.7421 | 515.896 | 561.5932 | 0 | 0 | 0 | 0 | 0 | -21.8802 | -11.0492 | -26.7622 | 0 | 0 | 0 | 0 | 139.7315 | 62.3735 | 7.527 | 11.0519 | 0.39433 | 0.022118 | 0.022118 | 0.022118 | 55.1001 | 1.3796 | 0.16648 | 0.24444
6 | 14 | 14 | 711.7738 | 717.9837 | 728.0665 | 736.6842 | 0 | 0 | 0 | 0 | 244.2499 | 198.2885 | 201.0404 | 168.437 | 0 | 0 | 0 | 0 | 296.2379 | 461.4333 | 511.4234 | 556.1039 | 0 | 0 | 0 | 0 | 0 | -17.6679 | -16.0106 | -19.2388 | 0 | 0 | 0 | 0 | 171.2861 | 75.9297 | 31.6132 | 31.3821 | 0.39259 | 0.022448 | 0.022118 | 0.021917 | 67.2449 | 1.7045 | 0.69922 | 0.68779
6 | 14 | 15 | 721.5912 | 728.9199 | 740.2491 | 749.928 | 0 | 0 | 0 | 0 | 250.8645 | 195.3711 | 190.4211 | 168.148 | 0 | 0 | 0 | 0 | 292.2866 | 451.257 | 496.5354 | 537.0357 | 0 | 0 | 0 | 0 | 0 | -25.9477 | -15.9559 | -19.347 | 0 | 0 | 0 | 0 | 178.4401 | 108.2394 | 69.2485 | 64.0913 | 0.38933 | 0.022983 | 0.021613 | 0.020742 | 69.4716 | 2.4877 | 1.4967 | 1.3294
6 | 14 | 16 | 722.1522 | 731.7585 | 745.6117 | 757.5361 | 0 | 0 | 0 | 0 | 248.4989 | 207.1886 | 203.1904 | 179.2492 | 0 | 0 | 0 | 0 | 293.8222 | 417.9758 | 457.2138 | 492.5937 | 0 | 0 | 0 | 0 | 0 | -7.6308 | -2.3631 | -11.5855 | 0 | 0 | 0 | 0 | 179.8311 | 114.2249 | 87.5706 | 97.2787 | 0.39725 | 0.023616 | 0.020937 | 0.02146 | 71.4383 | 2.6975 | 1.8334 | 2.0876
6 | 14 | 17 | 710.3856 | 722.1723 | 738.3541 | 752.3176 | 0 | 0 | 0 | 0 | 256.2277 | 208.2496 | 203.5527 | 209.6558 | 0 | 0 | 0 | 0 | 272.9719 | 363.5802 | 390.4398 | 414.9348 | 0 | 0 | 0 | 0 | 0 | -4.689 | -12.224 | 9.6187 | 0 | 0 | 0 | 0 | 181.1861 | 155.0316 | 156.5857 | 118.1083 | 0.40602 | 0.342 | 0.42749 | 0.2585 | 73.5654 | 53.0213 | 66.9385 | 30.5306
6 | 14 | 18 | 686.2256 | 700.004 | 718.2838 | 734.126 | 0 | 0 | 0 | 0 | 282.2599 | 209.9467 | 207.2968 | 221.5056 | 0 | 0 | 0 | 0 | 231.7379 | 261.4898 | 273.2022 | 284.4428 | 0 | 0 | 0 | 0 | 0 | -4.1562 | -10.5928 | -1.6468 | 0 | 0 | 0 | 0 | 172.2278 | 232.7237 | 248.3776 | 229.8244 | 0.4027 | 0.42494 | 0.41159 | 0.40375 | 69.3553 | 98.8931 | 102.2291 | 92.7913
6 | 14 | 19 | 664.2101 | 679.0812 | 698.4485 | 715.2397 | 0 | 0 | 0 | 0 | 323.7849 | 259.2958 | 254.0124 | 266.4536 | 0 | 0 | 0 | 0 | 191.9909 | 151.1283 | 156.625 | 162.9019 | 0 | 0 | 0 | 0 | 0 | 3.1604 | 6.414 | 7.5484 | 0 | 0 | 0 | 0 | 148.4344 | 265.4967 | 281.3971 | 278.3357 | 0.40839 | 0.42225 | 0.40697 | 0.39265 | 60.6188 | 112.1058 | 114.5201 | 109.2876
6 | 14 | 20 | 661.6027 | 676.8801 | 696.5914 | 713.5774 | 0 | 0 | 0 | 0 | 336.1003 | 279.0598 | 274.0008 | 284.4961 | 0 | 0 | 0 | 0 | 191.0526 | 117.4327 | 119.771 | 123.5127 | 0 | 0 | 0 | 0 | 0 | 4.2031 | 0.26354 | 13.2968 | 0 | 0 | 0 | 0 | 134.4498 | 276.1845 | 302.5561 | 292.2718 | 0.40942 | 0.43553 | 0.40598 | 0.39629 | 55.0468 | 120.2863 | 122.8327 | 115.824
6 | 14 | 21 | 640.8078 | 655.8586 | 675.1237 | 691.6018 | 0 | 0 | 0 | 0 | 337.7862 | 285.3954 | 278.8068 | 296.2967 | 0 | 0 | 0 | 0 | 203.6348 | 103.8692 | 104.3148 | 106.3871 | 0 | 0 | 0 | 0 | 0 | 8.579 | 5.4349 | 9.1069 | 0 | 0 | 0 | 0 | 99.3867 | 258.0151 | 286.5673 | 279.8111 | 0.4094 | 0.43476 | 0.40586 | 0.39679 | 40.6888 | 112.1754 | 116.3071 | 111.0269
6 | 14 | 22 | 576.6792 | 590.7163 | 608.5678 | 623.8172 | 0 | 0 | 0 | 0 | 329.9133 | 286.7232 | 292.4549 | 300.926 | 0 | 0 | 0 | 0 | 192.4747 | 88.6526 | 87.993 | 88.9498 | 0 | 0 | 0 | 0 | 0 | 16.8811 | 25.0641 | 10.6078 | 0 | 0 | 0 | 0 | 54.2913 | 198.4594 | 203.0557 | 223.3336 | 0.40731 | 0.42231 | 0.40449 | 0.39511 | 22.1135 | 83.8117 | 82.135 | 88.2417
6 | 14 | 23 | 519.301 | 532.3444 | 548.8338 | 562.8963 | 0 | 0 | 0 | 0 | 319.437 | 282.4833 | 300.5291 | 302.544 | 0 | 0 | 0 | 0 | 172.4131 | 99.9873 | 98.4795 | 98.5828 | 0 | 0 | 0 | 0 | 0 | 20.152 | 12.2244 | 7.3526 | 0 | 0 | 0 | 0 | 27.4509 | 129.7217 | 137.6008 | 154.417 | 0.40299 | 0.42067 | 0.40353 | 0.39408 | 11.0623 | 54.5705 | 55.5258 | 60.8528
6 | 14 | 24 | 478.4056 | 488.7549 | 502.0434 | 513.2362 | 0 | 0 | 0 | 0 | 308.0391 | 314.5114 | 296.499 | 306.3571 | 0 | 0 | 0 | 0 | 165.6909 | 104.7367 | 102.9256 | 102.7467 | 0 | 0 | 0 | 0 | 0 | 5.3342 | 11.6862 | 25.5153 | 0 | 0 | 0 | 0 | 4.6755 | 64.1726 | 90.9326 | 78.6171 | 0.40134 | 0.42366 | 0.4104 | 0.39542 | 1.8765 | 27.1873 | 37.3191 | 31.0864
6 | 15 | 1 | 446.7762 | 454.3693 | 464.4042 | 472.6463 | 0 | 0 | 0 | 0 | 259.1303 | 295.3962 | 313.9135 | 312.2335 | 0 | 0 | 0 | 0 | 168.5694 | 114.2443 | 113.3129 | 113.9924 | 0 | 0 | 0 | 0 | 0 | 17.3666 | 11.6128 | 4.4894 | 0 | 0 | 0 | 0 | 19.0765 | 27.3621 | 25.565 | 41.9311 | 0.4071 | 0.42843 | 0.41669 | 0.39372 | 7.7661 | 11.7228 | 10.6526 | 16.509
6 | 15 | 2 | 424.8641 | 430.0267 | 437.2978 | 443.1218 | 0 | 0 | 0 | 0 | 242.6163 | 322.0497 | 315.1599 | 310.3189 | 0 | 0 | 0 | 0 | 160.6395 | 101.2559 | 99.7628 | 99.8918 | 0 | 0 | 0 | 0 | 0 | 5.475 | 3.6284 | 2.492 | 0 | 0 | 0 | 0 | 21.6083 | 1.246 | 18.7467 | 30.4192 | 0.40672 | 0.42869 | 0.41639 | 0.39335 | 8.7884 | 0.53415 | 7.8058 | 11.9654
6 | 15 | 3 | 415.901 | 419.1138 | 424.2159 | 428.1508 | 0 | 0 | 0 | 0 | 243.3327 | 316.6288 | 291.3878 | 296.9961 | 0 | 0 | 0 | 0 | 144.5283 | 87.2959 | 85.4434 | 85.1843 | 0 | 0 | 0 | 0 | 0 | 4.7991 | 8.1384 | 1.1894 | 0 | 0 | 0 | 0 | 28.0401 | 10.39 | 39.2463 | 44.7809 | 0.40558 | 0.42977 | 0.41648 | 0.39426 | 11.3725 | 4.4653 | 16.3455 | 17.6553
6 | 15 | 4 | 416.9672 | 418.3496 | 421.4304 | 423.5653 | 0 | 0 | 0 | 0 | 253.4747 | 284.6793 | 279.4537 | 293.3308 | 0 | 0 | 0 | 0 | 132.9984 | 65.9772 | 64.6188 | 64.7814 | 0 | 0 | 0 | 0 | 0 | 12.8942 | 12.8331 | 2.0525 | 0 | 0 | 0 | 0 | 30.4942 | 54.799 | 64.5247 | 63.4006 | 0.40646 | 0.42931 | 0.41675 | 0.39303 | 12.3946 | 23.5257 | 26.8909 | 24.9182
6 | 15 | 5 | 434.9221 | 435.3036 | 437.3554 | 438.5638 | 0 | 0 | 0 | 0 | 276.0278 | 288.8094 | 275.1002 | 277.8426 | 0 | 0 | 0 | 0 | 125.282 | 57.1949 | 55.0853 | 54.4507 | 0 | 0 | 0 | 0 | 0 | 15.1441 | 7.2414 | 3.5467 | 0 | 0 | 0 | 0 | 33.6123 | 74.1552 | 99.9285 | 102.7237 | 0.40796 | 0.42719 | 0.41626 | 0.3916 | 13.7125 | 31.678 | 41.5959 | 40.2266
6 | 15 | 6 | 455.6039 | 454.3819 | 454.8029 | 454.6091 | 0 | 0 | 0 | 0 | 313.9222 | 270.8701 | 249.1856 | 254.3271 | 0 | 0 | 0 | 0 | 164.7431 | 138.671 | 134.3748 | 131.2399 | 0 | 0 | 0 | 0 | 0 | -3.7651 | -2.2375 | 1.7397 | 0 | 0 | 0 | 0 | -23.0614 | 48.6059 | 73.4801 | 67.3025 | 0.40606 | 0.43154 | 0.41548 | 0.38797 | -9.3643 | 20.9753 | 30.5296 | 26.1111
6 | 15 | 7 | 506.2141 | 505.0577 | 505.9685 | 506.4128 | 0 | 0 | 0 | 0 | 314.2883 | 233.9916 | 212.1067 | 211.6316 | 0 | 0 | 0 | 0 | 198.7084 | 220.0788 | 217.0032 | 214.5582 | 0 | 0 | 0 | 0 | 0 | -5.035 | -5.056 | 1.4556 | 0 | 0 | 0 | 0 | -6.7826 | 56.0223 | 81.9146 | 78.7674 | 0.39763 | 0.41039 | 0.41696 | 0.37762 | -2.697 | 22.991 | 34.1549 | 29.7442
6 | 15 | 8 | 554.9324 | 554.6247 | 557.0813 | 559.3406 | 0 | 0 | 0 | 0 | 273.0444 | 210.6037 | 205.0211 | 200.6639 | 0 | 0 | 0 | 0 | 251.8343 | 303.3198 | 317.5765 | 330.574 | 0 | 0 | 0 | 0 | 0 | -5.7613 | -9.3234 | 20.6883 | 0 | 0 | 0 | 0 | 30.0537 | 46.4625 | 43.807 | 7.4144 | 0.39542 | 0.54534 | 0.3925 | 0.14136 | 11.8837 | 25.3377 | 17.1941 | 1.0481
6 | 15 | 9 | 591.4071 | 592.6871 | 597.4424 | 602.1812 | 0 | 0 | 0 | 0 | 264.8121 | 206.471 | 201.7342 | 194.5526 | 0 | 0 | 0 | 0 | 287.9032 | 374.7966 | 405.8239 | 433.7353 | 0 | 0 | 0 | 0 | 0 | -6.5835 | -11.6085 | -26.7556 | 0 | 0 | 0 | 0 | 38.6918 | 18.0029 | 1.4928 | 0.6489 | 0.3881 | 0.022118 | 0.022118 | 0.021036 | 15.0163 | 0.39818 | 0.033017 | 0.01365
6 | 15 | 10 | 629.029 | 631.1416 | 636.9198 | 642.4695 | 0 | 0 | 0 | 0 | 290.0028 | 205.1834 | 200.4681 | 167.153 | 0 | 0 | 0 | 0 | 305.2349 | 416.101 | 458.9962 | 497.4463 | 0 | 0 | 0 | 0 | 0 | -8.4144 | -8.6339 | -22.8433 | 0 | 0 | 0 | 0 | 33.7913 | 18.2717 | -13.9105 | 0.71349 | 0.39518 | 0.022118 | 0.022118 | 0.022118 | 13.3538 | 0.40413 | -0.30767 | 0.015781
6 | 15 | 11 | 652.4806 | 655.2351 | 661.5302 | 667.1703 | 0 | 0 | 0 | 0 | 258.0175 | 194.6569 | 197.3159 | 168.2164 | 0 | 0 | 0 | 0 | 329.7964 | 437.0321 | 489.9906 | 537.6116 | 0 | 0 | 0 | 0 | 0 | -24.1539 | -19.527 | -24.1443 | 0 | 0 | 0 | 0 | 64.6667 | 47.7 | -6.2494 | -14.5135 | 0.39679 | 0.022118 | 0.022118 | 0.022118 | 25.6592 | 1.055 | -0.13822 | -0.321
6 | 15 | 12 | 668.8869 | 672.3039 | 679.1865 | 685.0782 | 0 | 0 | 0 | 0 | 251.5984 | 192.8402 | 188.808 | 168.386 | 0 | 0 | 0 | 0 | 357.948 | 466.4163 | 524.8011 | 577.4388 | 0 | 0 | 0 | 0 | 0 | -22.1707 | -27.8015 | -24.8556 | 0 | 0 | 0 | 0 | 59.3406 | 35.2181 | -6.6211 | -35.891 | 0.39234 | 0.022118 | 0.022118 | 0.022118 | 23.2819 | 0.77895 | -0.14645 | -0.79383
6 | 15 | 13 | 680.9886 | 685.4878 | 693.5309 | 700.338 | 0 | 0 | 0 | 0 | 248.802 | 193.551 | 194.9686 | 168.7085 | 0 | 0 | 0 | 0 | 380.4953 | 467.205 | 526.5764 | 580.222 | 0 | 0 | 0 | 0 | 0 | -21.8802 | -11.0492 | -26.7622 | 0 | 0 | 0 | 0 | 51.6912 | 46.612 | -16.9649 | -21.8304 | 0.39433 | 0.022118 | 0.022118 | 0.022118 | 20.3833 | 1.031 | -0.37523 | -0.48284
6 | 15 | 14 | 697.2828 | 703.0227 | 712.5285 | 720.649 | 0 | 0 | 0 | 0 | 244.2499 | 198.2885 | 201.0404 | 168.437 | 0 | 0 | 0 | 0 | 399.3335 | 495.6518 | 554.9255 | 608.6964 | 0 | 0 | 0 | 0 | 0 | -17.6679 | -16.0106 | -19.2388 | 0 | 0 | 0 | 0 | 53.6994 | 26.7503 | -27.4268 | -37.2456 | 0.39259 | 0.022448 | 0.022118 | 0.021917 | 21.0817 | 0.60049 | -0.60662 | -0.81629
6 | 15 | 15 | 704.5346 | 711.3102 | 721.9602 | 731.0539 | 0 | 0 | 0 | 0 | 250.8645 | 195.3711 | 190.4211 | 168.148 | 0 | 0 | 0 | 0 | 418.0142 | 470.9371 | 526.8187 | 577.8284 | 0 | 0 | 0 | 0 | 0 | -25.9477 | -15.9559 | -19.347 | 0 | 0 | 0 | 0 | 35.6559 | 70.9496 | 20.6763 | 4.4245 | 0.38933 | 0.022983 | 0.021613 | 0.020742 | 13.8818 | 1.6307 | 0.44688 | 0.091771
6 | 15 | 16 | 703.1847 | 712.1759 | 725.2738 | 736.5474 | 0 | 0 | 0 | 0 | 248.4989 | 207.1886 | 203.1904 | 179.2492 | 0 | 0 | 0 | 0 | 429.9966 | 437.1623 | 483.6911 | 526.521 | 0 | 0 | 0 | 0 | 0 | -7.6308 | -2.3631 | -11.5855 | 0 | 0 | 0 | 0 | 24.6892 | 75.4558 | 40.7555 | 42.3628 | 0.39725 | 0.023616 | 0.020937 | 0.02146 | 9.8079 | 1.7819 | 0.85328 | 0.90913
6 | 15 | 17 | 685.7385 | 696.726 | 711.9263 | 725.0441 | 0 | 0 | 0 | 0 | 256.2277 | 208.2496 | 203.5527 | 209.6558 | 0 | 0 | 0 | 0 | 416.8201 | 410.3403 | 443.4162 | 474.468 | 0 | 0 | 0 | 0 | 0 | -4.689 | -12.224 | 9.6187 | 0 | 0 | 0 | 0 | 12.6908 | 82.8251 | 77.1814 | 31.3016 | 0.40602 | 0.342 | 0.42749 | 0.2585 | 5.1527 | 28.3265 | 32.9941 | 8.0914
6 | 15 | 18 | 666.1434 | 679.2707 | 696.7507 | 711.9039 | 0 | 0 | 0 | 0 | 282.2599 | 209.9467 | 207.2968 | 221.5056 | 0 | 0 | 0 | 0 | 374.1998 | 318.2437 | 334.3594 | 350.417 | 0 | 0 | 0 | 0 | 0 | -4.1562 | -10.5928 | -1.6468 | 0 | 0 | 0 | 0 | 9.6838 | 155.2364 | 165.6873 | 141.6281 | 0.4027 | 0.42494 | 0.41159 | 0.40375 | 3.8996 | 65.9658 | 68.1948 | 57.1821
6 | 15 | 19 | 632.5918 | 646.4375 | 664.5457 | 680.2521 | 0 | 0 | 0 | 0 | 323.7849 | 259.2958 | 254.0124 | 266.4536 | 0 | 0 | 0 | 0 | 304.1847 | 242.0365 | 249.718 | 258.4788 | 0 | 0 | 0 | 0 | 0 | 3.1604 | 6.414 | 7.5484 | 0 | 0 | 0 | 0 | 4.6222 | 141.9449 | 154.4013 | 147.7713 | 0.40839 | 0.42225 | 0.40697 | 0.39265 | 1.8876 | 59.9361 | 62.8367 | 58.0219
6 | 15 | 20 | 616.838 | 630.6638 | 648.5926 | 664.0426 | 0 | 0 | 0 | 0 | 336.1003 | 279.0598 | 274.0008 | 284.4961 | 0 | 0 | 0 | 0 | 281.304 | 136.5611 | 143.8621 | 152.5697 | 0 | 0 | 0 | 0 | 0 | 4.2031 | 0.26354 | 13.2968 | 0 | 0 | 0 | 0 | -0.56635 | 210.8398 | 230.4662 | 213.6801 | 0.40942 | 0.43553 | 0.40598 | 0.39629 | -0.23188 | 91.8268 | 93.5654 | 84.679
6 | 15 | 21 | 600.0242 | 613.7525 | 631.3935 | 646.4723 | 0 | 0 | 0 | 0 | 337.7862 | 285.3954 | 278.8068 | 296.2967 | 0 | 0 | 0 | 0 | 259.5186 | 101.6995 | 109.0843 | 117.8087 | 0 | 0 | 0 | 0 | 0 | 8.579 | 5.4349 | 9.1069 | 0 | 0 | 0 | 0 | 2.7193 | 218.0786 | 238.0676 | 223.26 | 0.4094 | 0.43476 | 0.40586 | 0.39679 | 1.1133 | 94.8125 | 96.6229 | 88.5878
6 | 15 | 22 | 554.5977 | 567.9187 | 584.8909 | 599.3827 | 0 | 0 | 0 | 0 | 329.9133 | 286.7232 | 292.4549 | 300.926 | 0 | 0 | 0 | 0 | 233.6832 | 95.5237 | 101.6578 | 109.0928 | 0 | 0 | 0 | 0 | 0 | 16.8811 | 25.0641 | 10.6078 | 0 | 0 | 0 | 0 | -8.9988 | 168.7907 | 165.7141 | 178.756 | 0.40731 | 0.42231 | 0.40449 | 0.39511 | -3.6653 | 71.2822 | 67.0305 | 70.6286
6 | 15 | 23 | 511.9404 | 524.7452 | 540.9415 | 554.7515 | 0 | 0 | 0 | 0 | 319.437 | 282.4833 | 300.5291 | 302.544 | 0 | 0 | 0 | 0 | 224.6165 | 97.0263 | 102.2404 | 108.8491 | 0 | 0 | 0 | 0 | 0 | 20.152 | 12.2244 | 7.3526 | 0 | 0 | 0 | 0 | -32.113 | 125.0835 | 125.9476 | 136.0058 | 0.40299 | 0.42067 | 0.40353 | 0.39408 | -12.9411 | 52.6194 | 50.8235 | 53.5973
6 | 15 | 24 | 468.2141 | 478.2329 | 491.1156 | 501.9588 | 0 | 0 | 0 | 0 | 308.0391 | 314.5114 | 296.499 | 306.3571 | 0 | 0 | 0 | 0 | 232.7438 | 101.9361 | 105.8528 | 111.3636 | 0 | 0 | 0 | 0 | 0 | 5.3342 | 11.6862 | 25.5153 | 0 | 0 | 0 | 0 | -72.5688 | 56.4512 | 77.0776 | 58.7227 | 0.40134 | 0.42366 | 0.4104 | 0.39542 | -29.1251 | 23.9161 | 31.6329 | 23.2199
6 | 16 | 1 | 436.1247 | 443.3723 | 452.9831 | 460.8598 | 0 | 0 | 0 | 0 | 259.1303 | 295.3962 | 313.9135 | 312.2335 | 0 | 0 | 0 | 0 | 223.6534 | 105.7518 | 108.4988 | 112.8746 | 0 | 0 | 0 | 0 | 0 | 17.3666 | 11.6128 | 4.4894 | 0 | 0 | 0 | 0 | -46.659 | 24.8578 | 18.958 | 31.2624 | 0.4071 | 0.42843 | 0.41669 | 0.39372 | -18.9951 | 10.6499 | 7.8996 | 12.3086
6 | 16 | 2 | 411.9124 | 416.655 | 423.4103 | 428.79 | 0 | 0 | 0 | 0 | 242.6163 | 322.0497 | 315.1599 | 310.3189 | 0 | 0 | 0 | 0 | 211.4233 | 100.4971 | 102.7819 | 106.6814 | 0 | 0 | 0 | 0 | 0 | 5.475 | 3.6284 | 2.492 | 0 | 0 | 0 | 0 | -42.1272 | -11.3668 | 1.8402 | 9.2978 | 0.40672 | 0.42869 | 0.41639 | 0.39335 | -17.1338 | -4.8728 | 0.76623 | 3.6573
6 | 16 | 3 | 396.1904 | 398.764 | 403.0813 | 406.3398 | 0 | 0 | 0 | 0 | 243.3327 | 316.6288 | 291.3878 | 296.9961 | 0 | 0 | 0 | 0 | 198.9649 | 91.6986 | 93.029 | 95.9712 | 0 | 0 | 0 | 0 | 0 | 4.7991 | 8.1384 | 1.1894 | 0 | 0 | 0 | 0 | -46.1071 | -14.3625 | 10.526 | 12.1831 | 0.40558 | 0.42977 | 0.41648 | 0.39426 | -18.7002 | -6.1726 | 4.3839 | 4.8033
6 | 16 | 4 | 392.0724 | 392.6475 | 394.737 | 396.0177 | 0 | 0 | 0 | 0 | 253.4747 | 284.6793 | 279.4537 | 293.3308 | 0 | 0 | 0 | 0 | 186.8556 | 76.9744 | 78.405 | 81.3666 | 0 | 0 | 0 | 0 | 0 | 12.8942 | 12.8331 | 2.0525 | 0 | 0 | 0 | 0 | -48.2579 | 18.0996 | 24.0451 | 19.2679 | 0.40646 | 0.42931 | 0.41675 | 0.39303 | -19.6148 | 7.7704 | 10.0209 | 7.5728
6 | 16 | 5 | 395.6424 | 394.7502 | 395.2378 | 395.0985 | 0 | 0 | 0 | 0 | 276.0278 | 288.8094 | 275.1002 | 277.8426 | 0 | 0 | 0 | 0 | 185.8346 | 78.8735 | 80.7985 | 84.1258 | 0 | 0 | 0 | 0 | 0 | 15.1441 | 7.2414 | 3.5467 | 0 | 0 | 0 | 0 | -66.22 | 11.9231 | 32.0977 | 29.5833 | 0.40796 | 0.42719 | 0.41626 | 0.3916 | -27.0153 | 5.0934 | 13.3609 | 11.5848
6 | 16 | 6 | 394.7027 | 391.5058 | 389.5018 | 387.2184 | 0 | 0 | 0 | 0 | 313.9222 | 270.8701 | 249.1856 | 254.3271 | 0 | 0 | 0 | 0 | 231.4896 | 156.7741 | 157.9184 | 160.0994 | 0 | 0 | 0 | 0 | 0 | -3.7651 | -2.2375 | 1.7397 | 0 | 0 | 0 | 0 | -150.709 | -32.3733 | -15.3647 | -28.9477 | 0.40606 | 0.43154 | 0.41548 | 0.38797 | -61.1972 | -13.9703 | -6.3838 | -11.2308
6 | 16 | 7 | 416.6671 | 412.6068 | 409.9519 | 407.3238 | 0 | 0 | 0 | 0 | 314.2883 | 233.9916 | 212.1067 | 211.6316 | 0 | 0 | 0 | 0 | 258.9005 | 235.7429 | 238.3643 | 241.4027 | 0 | 0 | 0 | 0 | 0 | -5.035 | -5.056 | 1.4556 | 0 | 0 | 0 | 0 | -156.5217 | -52.0928 | -35.4631 | -47.1661 | 0.39763 | 0.41039 | 0.41696 | 0.37762 | -62.2372 | -21.3784 | -14.7866 | -17.8109
6 | 16 | 8 | 454.0792 | 450.5011 | 448.9417 | 447.7406 | 0 | 0 | 0 | 0 | 273.0444 | 210.6037 | 205.0211 | 200.6639 | 0 | 0 | 0 | 0 | 342.5045 | 336.9482 | 358.2787 | 378.1397 | 0 | 0 | 0 | 0 | 0 | -5.7613 | -9.3234 | 20.6883 | 0 | 0 | 0 | 0 | -161.4698 | -91.2896 | -105.0347 | -151.7514 | 0.39542 | 0.54534 | 0.3925 | 0.14136 | -63.8476 | -49.7835 | -41.2257 | -21.4522
6 | 16 | 9 | 487.2276 | 485.1292 | 485.7361 | 486.9003 | 0 | 0 | 0 | 0 | 264.8121 | 206.471 | 201.7342 | 194.5526 | 0 | 0 | 0 | 0 | 418.2635 | 411.6403 | 452.7452 | 490.5803 | 0 | 0 | 0 | 0 | 0 | -6.5835 | -11.6085 | -26.7556 | 0 | 0 | 0 | 0 | -195.848 | -126.3986 | -157.1348 | -171.477 | 0.3881 | 0.022118 | 0.022118 | 0.021036 | -76.0086 | -2.7957 | -3.4755 | -3.6072
6 | 16 | 10 | 510.9777 | 509.2622 | 510.3396 | 511.8387 | 0 | 0 | 0 | 0 | 290.0028 | 205.1834 | 200.4681 | 167.153 | 0 | 0 | 0 | 0 | 479.7536 | 458.2715 | 513.3624 | 563.9366 | 0 | 0 | 0 | 0 | 0 | -8.4144 | -8.6339 | -22.8433 | 0 | 0 | 0 | 0 | -258.7787 | -145.7783 | -194.857 | -196.4076 | 0.39518 | 0.022118 | 0.022118 | 0.022118 | -102.2651 | -3.2243 | -4.3098 | -4.3441
6 | 16 | 11 | 531.2444 | 530.0675 | 531.535 | 533.0153 | 0 | 0 | 0 | 0 | 258.0175 | 194.6569 | 197.3159 | 168.2164 | 0 | 0 | 0 | 0 | 533.8192 | 505.1056 | 568.627 | 626.8374 | 0 | 0 | 0 | 0 | 0 | -24.1539 | -19.527 | -24.1443 | 0 | 0 | 0 | 0 | -260.5922 | -145.541 | -214.881 | -237.8943 | 0.39679 | 0.022118 | 0.022118 | 0.022118 | -103.4009 | -3.219 | -4.7527 | -5.2617
6 | 16 | 12 | 544.696 | 544.0857 | 546.023 | 547.6536 | 0 | 0 | 0 | 0 | 251.5984 | 192.8402 | 188.808 | 168.386 | 0 | 0 | 0 | 0 | 571.3204 | 526.5203 | 592.8776 | 653.6238 | 0 | 0 | 0 | 0 | 0 | -22.1707 | -27.8015 | -24.8556 | 0 | 0 | 0 | 0 | -278.2228 | -153.1041 | -207.8612 | -249.5006 | 0.39234 | 0.022118 | 0.022118 | 0.022118 | -109.1589 | -3.3863 | -4.5974 | -5.5184
6 | 16 | 13 | 551.7904 | 552.1 | 554.9983 | 557.3724 | 0 | 0 | 0 | 0 | 248.802 | 193.551 | 194.9686 | 168.7085 | 0 | 0 | 0 | 0 | 585.1132 | 525.0209 | 590.1501 | 649.7272 | 0 | 0 | 0 | 0 | 0 | -21.8802 | -11.0492 | -26.7622 | 0 | 0 | 0 | 0 | -282.1248 | -144.5918 | -219.0711 | -234.3011 | 0.39433 | 0.022118 | 0.022118 | 0.022118 | -111.2498 | -3.198 | -4.8454 | -5.1822
6 | 16 | 14 | 562.9358 | 564.3191 | 568.4752 | 571.986 | 0 | 0 | 0 | 0 | 244.2499 | 198.2885 | 201.0404 | 168.437 | 0 | 0 | 0 | 0 | 606.9082 | 538.8995 | 599.1352 | 654.161 | 0 | 0 | 0 | 0 | 0 | -17.6679 | -16.0106 | -19.2388 | 0 | 0 | 0 | 0 | -288.2223 | -155.201 | -215.6899 | -231.3732 | 0.39259 | 0.022448 | 0.022118 | 0.021917 | -113.1526 | -3.4839 | -4.7706 | -5.0709
6 | 16 | 15 | 566.755 | 569.0627 | 574.2263 | 578.5926 | 0 | 0 | 0 | 0 | 250.8645 | 195.3711 | 190.4211 | 168.148 | 0 | 0 | 0 | 0 | 614.1352 | 534.968 | 587.2129 | 635.0076 | 0 | 0 | 0 | 0 | 0 | -25.9477 | -15.9559 | -19.347 | 0 | 0 | 0 | 0 | -298.2447 | -135.3287 | -187.4518 | -205.216 | 0.38933 | 0.022983 | 0.021613 | 0.020742 | -116.1147 | -3.1103 | -4.0514 | -4.2565
6 | 16 | 16 | 569.6516 | 574.3126 | 582.0932 | 588.785 | 0 | 0 | 0 | 0 | 248.4989 | 207.1886 | 203.1904 | 179.2492 | 0 | 0 | 0 | 0 | 615.9079 | 512.1642 | 551.8281 | 588.2747 | 0 | 0 | 0 | 0 | 0 | -7.6308 | -2.3631 | -11.5855 | 0 | 0 | 0 | 0 | -294.7552 | -137.4094 | -170.5621 | -167.1533 | 0.39725 | 0.023616 | 0.020937 | 0.02146 | -117.0921 | -3.245 | -3.571 | -3.5872
6 | 16 | 17 | 563.2992 | 570.3162 | 580.641 | 589.5578 | 0 | 0 | 0 | 0 | 256.2277 | 208.2496 | 203.5527 | 209.6558 | 0 | 0 | 0 | 0 | 585.1826 | 475.9258 | 499.9727 | 522.4855 | 0 | 0 | 0 | 0 | 0 | -4.689 | -12.224 | 9.6187 | 0 | 0 | 0 | 0 | -278.111 | -109.1702 | -110.6604 | -152.2023 | 0.40602 | 0.342 | 0.42749 | 0.2585 | -112.919 | -37.3366 | -47.306 | -39.3438
6 | 16 | 18 | 552.9932 | 562.4512 | 575.4256 | 586.6965 | 0 | 0 | 0 | 0 | 282.2599 | 209.9467 | 207.2968 | 221.5056 | 0 | 0 | 0 | 0 | 519.795 | 379.8768 | 386.2061 | 392.9301 | 0 | 0 | 0 | 0 | 0 | -4.1562 | -10.5928 | -1.6468 | 0 | 0 | 0 | 0 | -249.0617 | -23.2161 | -7.4844 | -26.0925 | 0.4027 | 0.42494 | 0.41159 | 0.40375 | -100.296 | -9.8654 | -3.0805 | -10.5348
6 | 16 | 19 | 536.2682 | 546.9903 | 561.2629 | 573.6643 | 0 | 0 | 0 | 0 | 323.7849 | 259.2958 | 254.0124 | 266.4536 | 0 | 0 | 0 | 0 | 440.1283 | 249.5413 | 246.419 | 244.9279 | 0 | 0 | 0 | 0 | 0 | 3.1604 | 6.414 | 7.5484 | 0 | 0 | 0 | 0 | -227.645 | 34.9928 | 54.4175 | 54.7343 | 0.40839 | 0.42225 | 0.40697 | 0.39265 | -92.9675 | 14.7757 | 22.1463 | 21.4913
6 | 16 | 20 | 542.9144 | 554.343 | 569.3281 | 582.2418 | 0 | 0 | 0 | 0 | 336.1003 | 279.0598 | 274.0008 | 284.4961 | 0 | 0 | 0 | 0 | 392.7702 | 188.0426 | 184.2449 | 182.4417 | 0 | 0 | 0 | 0 | 0 | 4.2031 | 0.26354 | 13.2968 | 0 | 0 | 0 | 0 | -185.9561 | 83.0375 | 110.8189 | 102.0072 | 0.40942 | 0.43553 | 0.40598 | 0.39629 | -76.1347 | 36.1652 | 44.9906 | 40.4243
6 | 16 | 21 | 542.6971 | 554.5664 | 569.9247 | 583.0365 | 0 | 0 | 0 | 0 | 337.7862 | 285.3954 | 278.8068 | 296.2967 | 0 | 0 | 0 | 0 | 371.015 | 164.6586 | 160.9993 | 159.3508 | 0 | 0 | 0 | 0 | 0 | 8.579 | 5.4349 | 9.1069 | 0 | 0 | 0 | 0 | -166.1041 | 95.9335 | 124.6837 | 118.2821 | 0.4094 | 0.43476 | 0.40586 | 0.39679 | -68.0028 | 41.7083 | 50.6045 | 46.9334
6 | 16 | 22 | 499.7124 | 511.2536 | 526.0402 | 538.6487 | 0 | 0 | 0 | 0 | 329.9133 | 286.7232 | 292.4549 | 300.926 | 0 | 0 | 0 | 0 | 339.6486 | 151.9657 | 151.1773 | 152.1364 | 0 | 0 | 0 | 0 | 0 | 16.8811 | 25.0641 | 10.6078 | 0 | 0 | 0 | 0 | -169.8495 | 55.6835 | 57.3438 | 74.9785 | 0.40731 | 0.42231 | 0.40449 | 0.39511 | -69.1818 | 23.5158 | 23.1953 | 29.6249
6 | 16 | 23 | 464.1148 | 475.3687 | 489.6606 | 501.8296 | 0 | 0 | 0 | 0 | 319.437 | 282.4833 | 300.5291 | 302.544 | 0 | 0 | 0 | 0 | 313.6144 | 140.5699 | 140.4582 | 141.9273 | 0 | 0 | 0 | 0 | 0 | 20.152 | 12.2244 | 7.3526 | 0 | 0 | 0 | 0 | -168.9365 | 32.1634 | 36.4489 | 50.0056 | 0.40299 | 0.42067 | 0.40353 | 0.39408 | -68.079 | 13.5303 | 14.7082 | 19.7063
6 | 16 | 24 | 422.9541 | 431.5052 | 442.5855 | 451.8758 | 0 | 0 | 0 | 0 | 308.0391 | 314.5114 | 296.499 | 306.3571 | 0 | 0 | 0 | 0 | 303.5678 | 135.9704 | 135.3641 | 136.3067 | 0 | 0 | 0 | 0 | 0 | 5.3342 | 11.6862 | 25.5153 | 0 | 0 | 0 | 0 | -188.6529 | -24.3108 | -0.96374 | -16.3033 | 0.40134 | 0.42366 | 0.4104 | 0.39542 | -75.7148 | -10.2995 | -0.39552 | -6.4466
6 | 17 | 1 | 394.8103 | 400.7182 | 408.6838 | 415.1429 | 0 | 0 | 0 | 0 | 259.1303 | 295.3962 | 313.9135 | 312.2335 | 0 | 0 | 0 | 0 | 291.0916 | 130.1339 | 128.5578 | 128.5007 | 0 | 0 | 0 | 0 | 0 | 17.3666 | 11.6128 | 4.4894 | 0 | 0 | 0 | 0 | -155.4116 | -42.1785 | -45.4002 | -30.0806 | 0.4071 | 0.42843 | 0.41669 | 0.39372 | -63.2687 | -18.0707 | -18.9178 | -11.8433
6 | 17 | 2 | 379.4094 | 383.098 | 388.559 | 392.8235 | 0 | 0 | 0 | 0 | 242.6163 | 322.0497 | 315.1599 | 310.3189 | 0 | 0 | 0 | 0 | 260.3131 | 123.127 | 118.8416 | 116.1188 | 0 | 0 | 0 | 0 | 0 | 5.475 | 3.6284 | 2.492 | 0 | 0 | 0 | 0 | -123.52 | -67.5538 | -49.0709 | -36.1061 | 0.40672 | 0.42869 | 0.41639 | 0.39335 | -50.2376 | -28.9594 | -20.4324 | -14.2023
6 | 17 | 3 | 370.1102 | 371.838 | 375.1167 | 377.4804 | 0 | 0 | 0 | 0 | 243.3327 | 316.6288 | 291.3878 | 296.9961 | 0 | 0 | 0 | 0 | 260.034 | 117.6722 | 112.956 | 109.8437 | 0 | 0 | 0 | 0 | 0 | 4.7991 | 8.1384 | 1.1894 | 0 | 0 | 0 | 0 | -133.2565 | -67.2622 | -37.3655 | -30.5488 | 0.40558 | 0.42977 | 0.41648 | 0.39426 | -54.0463 | -28.9074 | -15.5622 | -12.0442
6 | 17 | 4 | 366.6468 | 366.3974 | 367.4744 | 367.8827 | 0 | 0 | 0 | 0 | 253.4747 | 284.6793 | 279.4537 | 293.3308 | 0 | 0 | 0 | 0 | 256.4208 | 118.7323 | 113.0481 | 109.0464 | 0 | 0 | 0 | 0 | 0 | 12.8942 | 12.8331 | 2.0525 | 0 | 0 | 0 | 0 | -143.2487 | -49.9083 | -37.8605 | -36.5469 | 0.40646 | 0.42931 | 0.41675 | 0.39303 | -58.2246 | -21.4261 | -15.7785 | -14.3639
6 | 17 | 5 | 364.7849 | 362.892 | 362.1509 | 360.9528 | 0 | 0 | 0 | 0 | 276.0278 | 288.8094 | 275.1002 | 277.8426 | 0 | 0 | 0 | 0 | 259.9567 | 130.2123 | 122.7801 | 117.1525 | 0 | 0 | 0 | 0 | 0 | 15.1441 | 7.2414 | 3.5467 | 0 | 0 | 0 | 0 | -171.1996 | -71.2738 | -42.9708 | -37.5891 | 0.40796 | 0.42719 | 0.41626 | 0.3916 | -69.843 | -30.4471 | -17.8869 | -14.7199
6 | 17 | 6 | 356.5024 | 352.0667 | 348.5415 | 344.9474 | 0 | 0 | 0 | 0 | 313.9222 | 270.8701 | 249.1856 | 254.3271 | 0 | 0 | 0 | 0 | 308.9808 | 214.0211 | 202.6527 | 192.9797 | 0 | 0 | 0 | 0 | 0 | -3.7651 | -2.2375 | 1.7397 | 0 | 0 | 0 | 0 | -266.4005 | -129.0594 | -101.0592 | -104.0991 | 0.40606 | 0.43154 | 0.41548 | 0.38797 | -108.1751 | -55.6941 | -41.9882 | -40.387
6 | 17 | 7 | 373.2826 | 367.8154 | 363.4329 | 359.3162 | 0 | 0 | 0 | 0 | 314.2883 | 233.9916 | 212.1067 | 211.6316 | 0 | 0 | 0 | 0 | 328.8167 | 296.4127 | 283.9994 | 272.8461 | 0 | 0 | 0 | 0 | 0 | -5.035 | -5.056 | 1.4556 | 0 | 0 | 0 | 0 | -269.8224 | -157.554 | -127.6172 | -126.6171 | 0.39763 | 0.41039 | 0.41696 | 0.37762 | -107.2886 | -64.6588 | -53.2109 | -47.8133
6 | 17 | 8 | 400.5563 | 395.2425 | 391.5518 | 388.5142 | 0 | 0 | 0 | 0 | 273.0444 | 210.6037 | 205.0211 | 200.6639 | 0 | 0 | 0 | 0 | 362.7421 | 384.1174 | 386.7343 | 388.828 | 0 | 0 | 0 | 0 | 0 | -5.7613 | -9.3234 | 20.6883 | 0 | 0 | 0 | 0 | -235.2303 | -193.7173 | -190.8803 | -221.666 | 0.39542 | 0.54534 | 0.3925 | 0.14136 | -93.0137 | -105.6412 | -74.9197 | -31.3356
6 | 17 | 9 | 426.3618 | 422.2896 | 420.4729 | 419.5487 | 0 | 0 | 0 | 0 | 264.8121 | 206.471 | 201.7342 | 194.5526 | 0 | 0 | 0 | 0 | 399.4244 | 457.7968 | 477.4621 | 494.8078 | 0 | 0 | 0 | 0 | 0 | -6.5835 | -11.6085 | -26.7556 | 0 | 0 | 0 | 0 | -237.8746 | -235.3947 | -247.1149 | -243.0561 | 0.3881 | 0.022118 | 0.022118 | 0.021036 | -92.3191 | -5.2064 | -5.4657 | -5.113
6 | 17 | 10 | 453.1198 | 449.5281 | 448.3016 | 447.8156 | 0 | 0 | 0 | 0 | 290.0028 | 205.1834 | 200.4681 | 167.153 | 0 | 0 | 0 | 0 | 405.3157 | 497.312 | 530.5979 | 560.1557 | 0 | 0 | 0 | 0 | 0 | -8.4144 | -8.6339 | -22.8433 | 0 | 0 | 0 | 0 | -242.1986 | -244.5528 | -274.1305 | -256.6498 | 0.39518 | 0.022118 | 0.022118 | 0.022118 | -95.713 | -5.409 | -6.0632 | -5.6765
6 | 17 | 11 | 473.7935 | 470.7536 | 469.9333 | 469.4424 | 0 | 0 | 0 | 0 | 258.0175 | 194.6569 | 197.3159 | 168.2164 | 0 | 0 | 0 | 0 | 397.5228 | 517.381 | 558.1071 | 594.2582 | 0 | 0 | 0 | 0 | 0 | -24.1539 | -19.527 | -24.1443 | 0 | 0 | 0 | 0 | -181.7467 | -217.1304 | -265.9628 | -268.888 | 0.39679 | 0.022118 | 0.022118 | 0.022118 | -72.1157 | -4.8024 | -5.8825 | -5.9472
6 | 17 | 12 | 488.1297 | 485.6851 | 485.3699 | 485.0596 | 0 | 0 | 0 | 0 | 251.5984 | 192.8402 | 188.808 | 168.386 | 0 | 0 | 0 | 0 | 384.8678 | 517.352 | 563.3641 | 604.2774 | 0 | 0 | 0 | 0 | 0 | -22.1707 | -27.8015 | -24.8556 | 0 | 0 | 0 | 0 | -148.3365 | -202.3364 | -239.0006 | -262.7482 | 0.39234 | 0.022118 | 0.022118 | 0.022118 | -58.1989 | -4.4752 | -5.2862 | -5.8114
6 | 17 | 13 | 503.257 | 501.9928 | 502.9585 | 503.6674 | 0 | 0 | 0 | 0 | 248.802 | 193.551 | 194.9686 | 168.7085 | 0 | 0 | 0 | 0 | 379.7932 | 511.8542 | 560.0459 | 602.9611 | 0 | 0 | 0 | 0 | 0 | -21.8802 | -11.0492 | -26.7622 | 0 | 0 | 0 | 0 | -125.3382 | -181.5323 | -241.0067 | -241.2401 | 0.39433 | 0.022118 | 0.022118 | 0.022118 | -49.4244 | -4.0151 | -5.3306 | -5.3357
6 | 17 | 14 | 517.5342 | 517.4452 | 519.7934 | 521.7464 | 0 | 0 | 0 | 0 | 244.2499 | 198.2885 | 201.0404 | 168.437 | 0 | 0 | 0 | 0 | 386.6922 | 505.9744 | 553.9356 | 596.7352 | 0 | 0 | 0 | 0 | 0 | -17.6679 | -16.0106 | -19.2388 | 0 | 0 | 0 | 0 | -113.4079 | -169.1498 | -219.172 | -224.187 | 0.39259 | 0.022448 | 0.022118 | 0.021917 | -44.5226 | -3.797 | -4.8476 | -4.9134
6 | 17 | 15 | 531.0495 | 532.1993 | 535.9411 | 539.0822 | 0 | 0 | 0 | 0 | 250.8645 | 195.3711 | 190.4211 | 168.148 | 0 | 0 | 0 | 0 | 401.8276 | 515.9302 | 560.1002 | 599.6175 | 0 | 0 | 0 | 0 | 0 | -25.9477 | -15.9559 | -19.347 | 0 | 0 | 0 | 0 | -121.6427 | -153.1544 | -198.6243 | -209.3363 | 0.38933 | 0.022983 | 0.021613 | 0.020742 | -47.3588 | -3.52 | -4.2929 | -4.342
6 | 17 | 16 | 541.5543 | 545.3041 | 551.9659 | 557.6937 | 0 | 0 | 0 | 0 | 248.4989 | 207.1886 | 203.1904 | 179.2492 | 0 | 0 | 0 | 0 | 407.0275 | 516.5746 | 551.5307 | 582.9015 | 0 | 0 | 0 | 0 | 0 | -7.6308 | -2.3631 | -11.5855 | 0 | 0 | 0 | 0 | -113.9721 | -170.8283 | -200.3921 | -192.8715 | 0.39725 | 0.023616 | 0.020937 | 0.02146 | -45.2757 | -4.0342 | -4.1955 | -4.1391
6 | 17 | 17 | 546.1542 | 552.6152 | 562.2573 | 570.5858 | 0 | 0 | 0 | 0 | 256.2277 | 208.2496 | 203.5527 | 209.6558 | 0 | 0 | 0 | 0 | 395.9847 | 422.838 | 446.4895 | 468.0283 | 0 | 0 | 0 | 0 | 0 | -4.689 | -12.224 | 9.6187 | 0 | 0 | 0 | 0 | -106.0581 | -73.7834 | -75.5609 | -116.7171 | 0.40602 | 0.342 | 0.42749 | 0.2585 | -43.0618 | -25.2342 | -32.3014 | -30.171
6 | 17 | 18 | 541.8286 | 550.9246 | 563.4544 | 574.3422 | 0 | 0 | 0 | 0 | 282.2599 | 209.9467 | 207.2968 | 221.5056 | 0 | 0 | 0 | 0 | 375.5538 | 306.751 | 319.8669 | 332.651 | 0 | 0 | 0 | 0 | 0 | -4.1562 | -10.5928 | -1.6468 | 0 | 0 | 0 | 0 | -115.985 | 38.3831 | 46.8835 | 21.8324 | 0.4027 | 0.42494 | 0.41159 | 0.40375 | -46.7066 | 16.3104 | 19.2967 | 8.8148
6 | 17 | 19 | 531.6325 | 542.2042 | 556.2923 | 568.5346 | 0 | 0 | 0 | 0 | 323.7849 | 259.2958 | 254.0124 | 266.4536 | 0 | 0 | 0 | 0 | 329.0942 | 207.6714 | 214.1266 | 221.4999 | 0 | 0 | 0 | 0 | 0 | 3.1604 | 6.414 | 7.5484 | 0 | 0 | 0 | 0 | -121.2466 | 72.0767 | 81.7393 | 73.0326 | 0.40839 | 0.42225 | 0.40697 | 0.39265 | -49.5157 | 30.4343 | 33.2654 | 28.676
6 | 17 | 20 | 540.2604 | 551.6029 | 566.4824 | 579.3049 | 0 | 0 | 0 | 0 | 336.1003 | 279.0598 | 274.0008 | 284.4961 | 0 | 0 | 0 | 0 | 317.932 | 176.1509 | 180.4323 | 186.1291 | 0 | 0 | 0 | 0 | 0 | 4.2031 | 0.26354 | 13.2968 | 0 | 0 | 0 | 0 | -113.7719 | 92.1891 | 111.7857 | 95.3829 | 0.40942 | 0.43553 | 0.40598 | 0.39629 | -46.5808 | 40.151 | 45.3831 | 37.7992
6 | 17 | 21 | 538.8399 | 550.5841 | 565.7888 | 578.7683 | 0 | 0 | 0 | 0 | 337.7862 | 285.3954 | 278.8068 | 296.2967 | 0 | 0 | 0 | 0 | 320.2417 | 178.0801 | 181.2479 | 185.9478 | 0 | 0 | 0 | 0 | 0 | 8.579 | 5.4349 | 9.1069 | 0 | 0 | 0 | 0 | -119.188 | 78.5297 | 100.2992 | 87.4169 | 0.4094 | 0.43476 | 0.40586 | 0.39679 | -48.7954 | 34.1418 | 40.7078 | 34.6864
6 | 17 | 22 | 503.1449 | 514.7974 | 529.7207 | 542.447 | 0 | 0 | 0 | 0 | 329.9133 | 286.7232 | 292.4549 | 300.926 | 0 | 0 | 0 | 0 | 302.0125 | 182.9548 | 185.3901 | 189.339 | 0 | 0 | 0 | 0 | 0 | 16.8811 | 25.0641 | 10.6078 | 0 | 0 | 0 | 0 | -128.7809 | 28.2383 | 26.8116 | 41.5742 | 0.40731 | 0.42231 | 0.40449 | 0.39511 | -52.454 | 11.9253 | 10.8451 | 16.4265
6 | 17 | 23 | 454.1357 | 465.0659 | 478.9605 | 490.7871 | 0 | 0 | 0 | 0 | 319.437 | 282.4833 | 300.5291 | 302.544 | 0 | 0 | 0 | 0 | 288.7332 | 193.9819 | 195.0592 | 197.72 | 0 | 0 | 0 | 0 | 0 | 20.152 | 12.2244 | 7.3526 | 0 | 0 | 0 | 0 | -154.0345 | -31.5514 | -28.8522 | -16.8296 | 0.40299 | 0.42067 | 0.40353 | 0.39408 | -62.0737 | -13.2729 | -11.6427 | -6.6322
6 | 17 | 24 | 418.3183 | 426.7191 | 437.6149 | 446.7461 | 0 | 0 | 0 | 0 | 308.0391 | 314.5114 | 296.499 | 306.3571 | 0 | 0 | 0 | 0 | 280.4872 | 200.0275 | 202.8406 | 207.1164 | 0 | 0 | 0 | 0 | 0 | 5.3342 | 11.6862 | 25.5153 | 0 | 0 | 0 | 0 | -170.208 | -93.1539 | -73.4108 | -92.2427 | 0.40134 | 0.42366 | 0.4104 | 0.39542 | -68.312 | -39.4655 | -30.1281 | -36.4742
6 | 18 | 1 | 394.9695 | 400.8826 | 408.8546 | 415.3191 | 0 | 0 | 0 | 0 | 259.1303 | 295.3962 | 313.9135 | 312.2335 | 0 | 0 | 0 | 0 | 282.1831 | 205.3823 | 208.0094 | 212.1869 | 0 | 0 | 0 | 0 | 0 | 17.3666 | 11.6128 | 4.4894 | 0 | 0 | 0 | 0 | -146.3438 | -117.2624 | -124.6812 | -113.5906 | 0.4071 | 0.42843 | 0.41669 | 0.39372 | -59.5772 | -50.2391 | -51.9533 | -44.7227
6 | 18 | 2 | 382.6296 | 386.4226 | 392.0119 | 396.3869 | 0 | 0 | 0 | 0 | 242.6163 | 322.0497 | 315.1599 | 310.3189 | 0 | 0 | 0 | 0 | 253.6883 | 185.1421 | 186.4935 | 189.3903 | 0 | 0 | 0 | 0 | 0 | 5.475 | 3.6284 | 2.492 | 0 | 0 | 0 | 0 | -113.675 | -126.2442 | -113.2698 | -105.8142 | 0.40672 | 0.42869 | 0.41639 | 0.39335 | -46.2335 | -54.1192 | -47.1639 | -41.6219
6 | 18 | 3 | 377.8246 | 379.8025 | 383.3885 | 386.0169 | 0 | 0 | 0 | 0 | 243.3327 | 316.6288 | 291.3878 | 296.9961 | 0 | 0 | 0 | 0 | 212.7377 | 149.988 | 149.8672 | 151.2023 | 0 | 0 | 0 | 0 | 0 | 4.7991 | 8.1384 | 1.1894 | 0 | 0 | 0 | 0 | -78.2459 | -91.6133 | -66.005 | -63.371 | 0.40558 | 0.42977 | 0.41648 | 0.39426 | -31.735 | -39.3728 | -27.49 | -24.9846
6 | 18 | 4 | 384.4288 | 384.7561 | 386.5411 | 387.5596 | 0 | 0 | 0 | 0 | 253.4747 | 284.6793 | 279.4537 | 293.3308 | 0 | 0 | 0 | 0 | 185.1052 | 142.53 | 141.6984 | 142.2893 | 0 | 0 | 0 | 0 | 0 | 12.8942 | 12.8331 | 2.0525 | 0 | 0 | 0 | 0 | -54.1511 | -55.3474 | -47.4441 | -50.113 | 0.40646 | 0.42931 | 0.41675 | 0.39303 | -22.0102 | -23.7612 | -19.7725 | -19.6958
6 | 18 | 5 | 403.9407 | 403.3175 | 404.1356 | 404.281 | 0 | 0 | 0 | 0 | 276.0278 | 288.8094 | 275.1002 | 277.8426 | 0 | 0 | 0 | 0 | 162.1622 | 142.102 | 139.1609 | 137.6826 | 0 | 0 | 0 | 0 | 0 | 15.1441 | 7.2414 | 3.5467 | 0 | 0 | 0 | 0 | -34.2493 | -42.738 | -17.3669 | -14.791 | 0.40796 | 0.42719 | 0.41626 | 0.3916 | -13.9724 | -18.257 | -7.2291 | -5.7922
6 | 18 | 6 | 430.886 | 428.8625 | 428.2992 | 427.2573 | 0 | 0 | 0 | 0 | 313.9222 | 270.8701 | 249.1856 | 254.3271 | 0 | 0 | 0 | 0 | 188.2056 | 219.6321 | 212.9597 | 207.5494 | 0 | 0 | 0 | 0 | 0 | -3.7651 | -2.2375 | 1.7397 | 0 | 0 | 0 | 0 | -71.2417 | -57.8747 | -31.6086 | -36.3588 | 0.40606 | 0.43154 | 0.41548 | 0.38797 | -28.9285 | -24.9752 | -13.1328 | -14.106
6 | 18 | 7 | 478.7007 | 476.652 | 476.4673 | 475.9676 | 0 | 0 | 0 | 0 | 314.2883 | 233.9916 | 212.1067 | 211.6316 | 0 | 0 | 0 | 0 | 206.1607 | 270.5227 | 266.2877 | 262.6932 | 0 | 0 | 0 | 0 | 0 | -5.035 | -5.056 | 1.4556 | 0 | 0 | 0 | 0 | -41.7484 | -22.8273 | 3.1288 | 0.18717 | 0.39763 | 0.41039 | 0.41696 | 0.37762 | -16.6003 | -9.3681 | 1.3046 | 0.070678
6 | 18 | 8 | 512.7687 | 511.0937 | 511.8714 | 512.684 | 0 | 0 | 0 | 0 | 273.0444 | 210.6037 | 205.0211 | 200.6639 | 0 | 0 | 0 | 0 | 241.2763 | 345.8356 | 357.8561 | 368.6122 | 0 | 0 | 0 | 0 | 0 | -5.7613 | -9.3234 | 20.6883 | 0 | 0 | 0 | 0 | -1.5521 | -39.5843 | -41.6825 | -77.2805 | 0.39542 | 0.54534 | 0.3925 | 0.14136 | -0.61372 | -21.5868 | -16.3602 | -10.9247
6 | 18 | 9 | 542.5199 | 542.2145 | 545.0231 | 548.0845 | 0 | 0 | 0 | 0 | 264.8121 | 206.471 | 201.7342 | 194.5526 | 0 | 0 | 0 | 0 | 278.9465 | 408.7901 | 437.1366 | 462.4437 | 0 | 0 | 0 | 0 | 0 | -6.5835 | -11.6085 | -26.7556 | 0 | 0 | 0 | 0 | -1.2387 | -66.4631 | -82.2391 | -82.1562 | 0.3881 | 0.022118 | 0.022118 | 0.021036 | -0.48074 | -1.47 | -1.819 | -1.7283
6 | 18 | 10 | 575.6476 | 576.0292 | 579.6817 | 583.3998 | 0 | 0 | 0 | 0 | 290.0028 | 205.1834 | 200.4681 | 167.153 | 0 | 0 | 0 | 0 | 296.7613 | 442.1801 | 482.8855 | 519.2202 | 0 | 0 | 0 | 0 | 0 | -8.4144 | -8.6339 | -22.8433 | 0 | 0 | 0 | 0 | -11.1165 | -62.9198 | -95.0379 | -80.1301 | 0.39518 | 0.022118 | 0.022118 | 0.022118 | -4.3931 | -1.3916 | -2.102 | -1.7723
6 | 18 | 11 | 598.6037 | 599.6111 | 603.7608 | 607.5523 | 0 | 0 | 0 | 0 | 258.0175 | 194.6569 | 197.3159 | 168.2164 | 0 | 0 | 0 | 0 | 305.4424 | 455.1071 | 504.224 | 548.0941 | 0 | 0 | 0 | 0 | 0 | -24.1539 | -19.527 | -24.1443 | 0 | 0 | 0 | 0 | 35.1438 | -25.999 | -78.2521 | -84.6138 | 0.39679 | 0.022118 | 0.022118 | 0.022118 | 13.9448 | -0.57504 | -1.7308 | -1.8715
6 | 18 | 12 | 611.9137 | 613.4832 | 618.0971 | 622.034 | 0 | 0 | 0 | 0 | 251.5984 | 192.8402 | 188.808 | 168.386 | 0 | 0 | 0 | 0 | 307.4104 | 458.6442 | 512.0242 | 559.6923 | 0 | 0 | 0 | 0 | 0 | -22.1707 | -27.8015 | -24.8556 | 0 | 0 | 0 | 0 | 52.905 | -15.8305 | -54.9336 | -81.1887 | 0.39234 | 0.022118 | 0.022118 | 0.022118 | 20.7569 | -0.35014 | -1.215 | -1.7957
6 | 18 | 13 | 633.6584 | 636.6228 | 642.7811 | 647.9643 | 0 | 0 | 0 | 0 | 248.802 | 193.551 | 194.9686 | 168.7085 | 0 | 0 | 0 | 0 | 304.7763 | 452.1899 | 505.8013 | 553.6867 | 0 | 0 | 0 | 0 | 0 | -21.8802 | -11.0492 | -26.7622 | 0 | 0 | 0 | 0 | 80.0801 | 12.7621 | -46.9396 | -47.6688 | 0.39433 | 0.022118 | 0.022118 | 0.022118 | 31.5778 | 0.28227 | -1.0382 | -1.0543
6 | 18 | 14 | 648.3956 | 652.5502 | 660.1093 | 666.5524 | 0 | 0 | 0 | 0 | 244.2499 | 198.2885 | 201.0404 | 168.437 | 0 | 0 | 0 | 0 | 306.1739 | 448.5926 | 500.4725 | 546.8387 | 0 | 0 | 0 | 0 | 0 | -17.6679 | -16.0106 | -19.2388 | 0 | 0 | 0 | 0 | 97.9718 | 23.3369 | -25.3931 | -29.4845 | 0.39259 | 0.022448 | 0.022118 | 0.021917 | 38.4626 | 0.52386 | -0.56164 | -0.6462
6 | 18 | 15 | 659.6992 | 665.0208 | 673.8855 | 681.4408 | 0 | 0 | 0 | 0 | 250.8645 | 195.3711 | 190.4211 | 168.148 | 0 | 0 | 0 | 0 | 299.2596 | 439.0135 | 485.065 | 526.2192 | 0 | 0 | 0 | 0 | 0 | -25.9477 | -15.9559 | -19.347 | 0 | 0 | 0 | 0 | 109.575 | 56.5839 | 14.3553 | 6.4206 | 0.38933 | 0.022983 | 0.021613 | 0.020742 | 42.6605 | 1.3005 | 0.31026 | 0.13317
6 | 18 | 16 | 663.1796 | 670.8736 | 682.3784 | 692.2794 | 0 | 0 | 0 | 0 | 248.4989 | 207.1886 | 203.1904 | 179.2492 | 0 | 0 | 0 | 0 | 289.161 | 411.2695 | 448.9166 | 482.6776 | 0 | 0 | 0 | 0 | 0 | -7.6308 | -2.3631 | -11.5855 | 0 | 0 | 0 | 0 | 125.5197 | 60.0463 | 32.6347 | 41.9382 | 0.39725 | 0.023616 | 0.020937 | 0.02146 | 49.863 | 1.418 | 0.68326 | 0.90001
6 | 18 | 17 | 659.1982 | 669.325 | 683.4685 | 695.6757 | 0 | 0 | 0 | 0 | 256.2277 | 208.2496 | 203.5527 | 209.6558 | 0 | 0 | 0 | 0 | 262.9452 | 362.1016 | 386.2234 | 408.0124 | 0 | 0 | 0 | 0 | 0 | -4.689 | -12.224 | 9.6187 | 0 | 0 | 0 | 0 | 140.0253 | 103.6628 | 105.9165 | 68.3887 | 0.40602 | 0.342 | 0.42749 | 0.2585 | 56.8532 | 35.453 | 45.278 | 17.6783
6 | 18 | 18 | 640.7532 | 653.0571 | 669.5261 | 683.8081 | 0 | 0 | 0 | 0 | 282.2599 | 209.9467 | 207.2968 | 221.5056 | 0 | 0 | 0 | 0 | 235.3882 | 280.2366 | 289.8223 | 299.0377 | 0 | 0 | 0 | 0 | 0 | -4.1562 | -10.5928 | -1.6468 | 0 | 0 | 0 | 0 | 123.1051 | 167.03 | 182.9998 | 164.9116 | 0.4027 | 0.42494 | 0.41159 | 0.40375 | 49.5739 | 70.9773 | 75.3204 | 66.5828
6 | 18 | 19 | 619.8878 | 633.3216 | 650.9239 | 666.1944 | 0 | 0 | 0 | 0 | 323.7849 | 259.2958 | 254.0124 | 266.4536 | 0 | 0 | 0 | 0 | 194.1267 | 181.0526 | 185.4172 | 190.6104 | 0 | 0 | 0 | 0 | 0 | 3.1604 | 6.414 | 7.5484 | 0 | 0 | 0 | 0 | 101.9762 | 189.8128 | 205.0804 | 201.5819 | 0.40839 | 0.42225 | 0.40697 | 0.39265 | 41.6459 | 80.1483 | 83.4615 | 79.1505
6 | 18 | 20 | 613.4762 | 627.193 | 644.9879 | 660.3226 | 0 | 0 | 0 | 0 | 336.1003 | 279.0598 | 274.0008 | 284.4961 | 0 | 0 | 0 | 0 | 189.3673 | 126.1454 | 130.0013 | 135.1367 | 0 | 0 | 0 | 0 | 0 | 4.2031 | 0.26354 | 13.2968 | 0 | 0 | 0 | 0 | 88.0086 | 217.7847 | 240.7223 | 227.393 | 0.40942 | 0.43553 | 0.40598 | 0.39629 | 36.0327 | 94.8515 | 97.7292 | 90.1133
6 | 18 | 21 | 596.5209 | 610.1356 | 627.6371 | 642.5957 | 0 | 0 | 0 | 0 | 337.7862 | 285.3954 | 278.8068 | 296.2967 | 0 | 0 | 0 | 0 | 186.1449 | 112.6823 | 115.8107 | 120.3223 | 0 | 0 | 0 | 0 | 0 | 8.579 | 5.4349 | 9.1069 | 0 | 0 | 0 | 0 | 72.5897 | 203.4789 | 227.5847 | 216.8698 | 0.4094 | 0.43476 | 0.40586 | 0.39679 | 29.7181 | 88.4651 | 92.3683 | 86.0522
6 | 18 | 22 | 543.787 | 556.7574 | 573.2991 | 587.4199 | 0 | 0 | 0 | 0 | 329.9133 | 286.7232 | 292.4549 | 300.926 | 0 | 0 | 0 | 0 | 164.5023 | 88.4446 | 92.3336 | 97.4817 | 0 | 0 | 0 | 0 | 0 | 16.8811 | 25.0641 | 10.6078 | 0 | 0 | 0 | 0 | 49.3714 | 164.7085 | 163.4464 | 178.4043 | 0.40731 | 0.42231 | 0.40449 | 0.39511 | 20.1096 | 69.5583 | 66.1132 | 70.4897
6 | 18 | 23 | 486.2671 | 498.2393 | 513.4134 | 526.3424 | 0 | 0 | 0 | 0 | 319.437 | 282.4833 | 300.5291 | 302.544 | 0 | 0 | 0 | 0 | 136.4986 | 77.8855 | 80.3814 | 84.1088 | 0 | 0 | 0 | 0 | 0 | 20.152 | 12.2244 | 7.3526 | 0 | 0 | 0 | 0 | 30.3316 | 117.7185 | 120.2785 | 132.337 | 0.40299 | 0.42067 | 0.40353 | 0.39408 | 12.2232 | 49.5211 | 48.5358 | 52.1516
6 | 18 | 24 | 443.6378 | 452.8597 | 464.7637 | 474.7636 | 0 | 0 | 0 | 0 | 308.0391 | 314.5114 | 296.499 | 306.3571 | 0 | 0 | 0 | 0 | 122.5145 | 73.1266 | 72.9051 | 74.0235 | 0 | 0 | 0 | 0 | 0 | 5.3342 | 11.6862 | 25.5153 | 0 | 0 | 0 | 0 | 13.0841 | 59.8874 | 83.6733 | 68.8676 | 0.40134 | 0.42366 | 0.4104 | 0.39542 | 5.2512 | 25.3718 | 34.3398 | 27.2313
6 | 19 | 1 | 416.7149 | 423.3331 | 432.171 | 439.3817 | 0 | 0 | 0 | 0 | 259.1303 | 295.3962 | 313.9135 | 312.2335 | 0 | 0 | 0 | 0 | 114.2632 | 66.6861 | 63.8939 | 62.5845 | 0 | 0 | 0 | 0 | 0 | 17.3666 | 11.6128 | 4.4894 | 0 | 0 | 0 | 0 | 43.3214 | 43.8843 | 42.7508 | 60.0743 | 0.4071 | 0.42843 | 0.41669 | 0.39372 | 17.6363 | 18.8015 | 17.8138 | 23.6523
6 | 19 | 2 | 400.2878 | 404.6534 | 410.9458 | 415.9267 | 0 | 0 | 0 | 0 | 242.6163 | 322.0497 | 315.1599 | 310.3189 | 0 | 0 | 0 | 0 | 113.7653 | 62.5513 | 58.5918 | 56.2031 | 0 | 0 | 0 | 0 | 0 | 5.475 | 3.6284 | 2.492 | 0 | 0 | 0 | 0 | 43.9061 | 14.5774 | 33.5657 | 46.9127 | 0.40672 | 0.42869 | 0.41639 | 0.39335 | 17.8574 | 6.2491 | 13.9763 | 18.4531
6 | 19 | 3 | 391.5017 | 393.9232 | 398.0537 | 401.1514 | 0 | 0 | 0 | 0 | 243.3327 | 316.6288 | 291.3878 | 296.9961 | 0 | 0 | 0 | 0 | 119.6842 | 57.6478 | 56.1387 | 56.0606 | 0 | 0 | 0 | 0 | 0 | 4.7991 | 8.1384 | 1.1894 | 0 | 0 | 0 | 0 | 28.4848 | 14.8475 | 42.3887 | 46.9052 | 0.40558 | 0.42977 | 0.41648 | 0.39426 | 11.5529 | 6.381 | 17.6542 | 18.4928
6 | 19 | 4 | 398.0351 | 398.8036 | 401.1305 | 402.6158 | 0 | 0 | 0 | 0 | 253.4747 | 284.6793 | 279.4537 | 293.3308 | 0 | 0 | 0 | 0 | 107.3295 | 48.8654 | 47.8184 | 48.1063 | 0 | 0 | 0 | 0 | 0 | 12.8942 | 12.8331 | 2.0525 | 0 | 0 | 0 | 0 | 37.2309 | 52.3647 | 61.0253 | 59.1263 | 0.40646 | 0.42931 | 0.41675 | 0.39303 | 15.1328 | 22.4807 | 25.4325 | 23.2382
6 | 19 | 5 | 416.2908 | 416.0681 | 417.378 | 417.9471 | 0 | 0 | 0 | 0 | 276.0278 | 288.8094 | 275.1002 | 277.8426 | 0 | 0 | 0 | 0 | 105.7113 | 52.1492 | 51.3443 | 51.7892 | 0 | 0 | 0 | 0 | 0 | 15.1441 | 7.2414 | 3.5467 | 0 | 0 | 0 | 0 | 34.5517 | 59.9654 | 83.692 | 84.7686 | 0.40796 | 0.42719 | 0.41626 | 0.3916 | 14.0958 | 25.6164 | 34.8374 | 33.1954
6 | 19 | 6 | 440.4051 | 438.6903 | 438.5061 | 437.7908 | 0 | 0 | 0 | 0 | 313.9222 | 270.8701 | 249.1856 | 254.3271 | 0 | 0 | 0 | 0 | 152.0929 | 135.2888 | 132.5413 | 130.7544 | 0 | 0 | 0 | 0 | 0 | -3.7651 | -2.2375 | 1.7397 | 0 | 0 | 0 | 0 | -25.6099 | 36.2965 | 59.0166 | 50.9697 | 0.40606 | 0.43154 | 0.41548 | 0.38797 | -10.3992 | 15.6633 | 24.5203 | 19.7745
6 | 19 | 7 | 477.9399 | 475.8665 | 475.6515 | 475.1257 | 0 | 0 | 0 | 0 | 314.2883 | 233.9916 | 212.1067 | 211.6316 | 0 | 0 | 0 | 0 | 178.3161 | 203.9884 | 203.6892 | 203.7152 | 0 | 0 | 0 | 0 | 0 | -5.035 | -5.056 | 1.4556 | 0 | 0 | 0 | 0 | -14.6645 | 42.9215 | 64.9115 | 58.3233 | 0.39763 | 0.41039 | 0.41696 | 0.37762 | -5.831 | 17.6146 | 27.0653 | 22.0241
6 | 19 | 8 | 513.4233 | 511.7696 | 512.5734 | 513.4084 | 0 | 0 | 0 | 0 | 273.0444 | 210.6037 | 205.0211 | 200.6639 | 0 | 0 | 0 | 0 | 230.9419 | 284.0972 | 300.6363 | 315.6839 | 0 | 0 | 0 | 0 | 0 | -5.7613 | -9.3234 | 20.6883 | 0 | 0 | 0 | 0 | 9.437 | 22.83 | 16.2392 | -23.6277 | 0.39542 | 0.54534 | 0.3925 | 0.14136 | 3.7315 | 12.4501 | 6.3738 | -3.3401
6 | 19 | 9 | 545.4039 | 545.1921 | 548.1156 | 551.2759 | 0 | 0 | 0 | 0 | 264.8121 | 206.471 | 201.7342 | 194.5526 | 0 | 0 | 0 | 0 | 281.092 | 361.1662 | 392.9536 | 421.5705 | 0 | 0 | 0 | 0 | 0 | -6.5835 | -11.6085 | -26.7556 | 0 | 0 | 0 | 0 | -0.50017 | -15.8616 | -34.9638 | -38.0916 | 0.3881 | 0.022118 | 0.022118 | 0.021036 | -0.19412 | -0.35082 | -0.77332 | -0.8013
6 | 19 | 10 | 577.6116 | 578.0568 | 581.7876 | 585.5731 | 0 | 0 | 0 | 0 | 290.0028 | 205.1834 | 200.4681 | 167.153 | 0 | 0 | 0 | 0 | 323.881 | 411.7352 | 456.1086 | 496.0727 | 0 | 0 | 0 | 0 | 0 | -8.4144 | -8.6339 | -22.8433 | 0 | 0 | 0 | 0 | -36.2723 | -30.4473 | -66.1552 | -54.8094 | 0.39518 | 0.022118 | 0.022118 | 0.022118 | -14.3342 | -0.67343 | -1.4632 | -1.2123
6 | 19 | 11 | 596.8698 | 597.8209 | 601.9016 | 605.6336 | 0 | 0 | 0 | 0 | 258.0175 | 194.6569 | 197.3159 | 168.2164 | 0 | 0 | 0 | 0 | 347.4908 | 441.7662 | 492.6068 | 538.3876 | 0 | 0 | 0 | 0 | 0 | -24.1539 | -19.527 | -24.1443 | 0 | 0 | 0 | 0 | -8.6385 | -14.4482 | -68.4942 | -76.8261 | 0.39679 | 0.022118 | 0.022118 | 0.022118 | -3.4277 | -0.31956 | -1.5149 | -1.6992
6 | 19 | 12 | 605.5441 | 606.9069 | 611.2672 | 614.9856 | 0 | 0 | 0 | 0 | 251.5984 | 192.8402 | 188.808 | 168.386 | 0 | 0 | 0 | 0 | 372.8844 | 467.4986 | 521.9786 | 571.0547 | 0 | 0 | 0 | 0 | 0 | -22.1707 | -27.8015 | -24.8556 | 0 | 0 | 0 | 0 | -18.9387 | -31.2611 | -71.7179 | -99.5995 | 0.39234 | 0.022118 | 0.022118 | 0.022118 | -7.4305 | -0.69143 | -1.5862 | -2.2029
6 | 19 | 13 | 622.6353 | 625.2423 | 630.9617 | 635.7666 | 0 | 0 | 0 | 0 | 248.802 | 193.551 | 194.9686 | 168.7085 | 0 | 0 | 0 | 0 | 396.366 | 479.9503 | 534.8898 | 584.4893 | 0 | 0 | 0 | 0 | 0 | -21.8802 | -11.0492 | -26.7622 | 0 | 0 | 0 | 0 | -22.5327 | -26.3789 | -87.8475 | -90.6691 | 0.39433 | 0.022118 | 0.022118 | 0.022118 | -8.8853 | -0.58344 | -1.943 | -2.0054
6 | 19 | 14 | 637.691 | 641.4985 | 648.6313 | 654.7071 | 0 | 0 | 0 | 0 | 244.2499 | 198.2885 | 201.0404 | 168.437 | 0 | 0 | 0 | 0 | 417.4311 | 489.5986 | 541.8382 | 589.1139 | 0 | 0 | 0 | 0 | 0 | -17.6679 | -16.0106 | -19.2388 | 0 | 0 | 0 | 0 | -23.99 | -28.7208 | -78.2367 | -83.605 | 0.39259 | 0.022448 | 0.022118 | 0.021917 | -9.4182 | -0.64472 | -1.7304 | -1.8323
6 | 19 | 15 | 649.2777 | 654.2614 | 662.7111 | 669.9088 | 0 | 0 | 0 | 0 | 250.8645 | 195.3711 | 190.4211 | 168.148 | 0 | 0 | 0 | 0 | 436.8522 | 491.4418 | 537.9775 | 580.2619 | 0 | 0 | 0 | 0 | 0 | -25.9477 | -15.9559 | -19.347 | 0 | 0 | 0 | 0 | -38.4391 | -6.6038 | -49.7317 | -59.1541 | 0.38933 | 0.022983 | 0.021613 | 0.020742 | -14.9654 | -0.15178 | -1.0749 | -1.2269
6 | 19 | 16 | 651.3604 | 658.671 | 669.7052 | 679.2007 | 0 | 0 | 0 | 0 | 248.4989 | 207.1886 | 203.1904 | 179.2492 | 0 | 0 | 0 | 0 | 448.9291 | 467.1885 | 505.4127 | 540.4696 | 0 | 0 | 0 | 0 | 0 | -7.6308 | -2.3631 | -11.5855 | 0 | 0 | 0 | 0 | -46.0677 | -8.0753 | -36.5347 | -28.9326 | 0.39725 | 0.023616 | 0.020937 | 0.02146 | -18.3005 | -0.1907 | -0.76491 | -0.62091
6 | 19 | 17 | 642.6724 | 652.2634 | 665.7488 | 677.389 | 0 | 0 | 0 | 0 | 256.2277 | 208.2496 | 203.5527 | 209.6558 | 0 | 0 | 0 | 0 | 432.8014 | 413.297 | 437.4719 | 460.0782 | 0 | 0 | 0 | 0 | 0 | -4.689 | -12.224 | 9.6187 | 0 | 0 | 0 | 0 | -46.3566 | 35.4058 | 36.9482 | -1.9638 | 0.40602 | 0.342 | 0.42749 | 0.2585 | -18.8218 | 12.1089 | 15.7949 | -0.50763
6 | 19 | 18 | 622.9889 | 634.7167 | 650.4783 | 664.1508 | 0 | 0 | 0 | 0 | 282.2599 | 209.9467 | 207.2968 | 221.5056 | 0 | 0 | 0 | 0 | 378.3745 | 322.2911 | 329.6056 | 337.2906 | 0 | 0 | 0 | 0 | 0 | -4.1562 | -10.5928 | -1.6468 | 0 | 0 | 0 | 0 | -37.6455 | 106.6351 | 124.1688 | 107.0014 | 0.4027 | 0.42494 | 0.41159 | 0.40375 | -15.1597 | 45.3133 | 51.1063 | 43.2016
6 | 19 | 19 | 607.2723 | 620.297 | 637.397 | 652.2346 | 0 | 0 | 0 | 0 | 323.7849 | 259.2958 | 254.0124 | 266.4536 | 0 | 0 | 0 | 0 | 305.8758 | 235.3386 | 236.1179 | 238.4 | 0 | 0 | 0 | 0 | 0 | 3.1604 | 6.414 | 7.5484 | 0 | 0 | 0 | 0 | -22.3884 | 122.5022 | 140.8527 | 139.8325 | 0.40839 | 0.42225 | 0.40697 | 0.39265 | -9.1432 | 51.7265 | 57.3228 | 54.9048
6 | 19 | 20 | 606.4696 | 619.9591 | 637.4751 | 652.5694 | 0 | 0 | 0 | 0 | 336.1003 | 279.0598 | 274.0008 | 284.4961 | 0 | 0 | 0 | 0 | 294.6345 | 162.3351 | 163.8292 | 167.1408 | 0 | 0 | 0 | 0 | 0 | 4.2031 | 0.26354 | 13.2968 | 0 | 0 | 0 | 0 | -24.2652 | 174.3612 | 199.3815 | 187.6357 | 0.40942 | 0.43553 | 0.40598 | 0.39629 | -9.9347 | 75.9393 | 80.9456 | 74.3579
6 | 19 | 21 | 591.5667 | 605.0207 | 622.325 | 637.1136 | 0 | 0 | 0 | 0 | 337.7862 | 285.3954 | 278.8068 | 296.2967 | 0 | 0 | 0 | 0 | 279.0729 | 138.8069 | 139.8826 | 142.7894 | 0 | 0 | 0 | 0 | 0 | 8.579 | 5.4349 | 9.1069 | 0 | 0 | 0 | 0 | -25.2925 | 172.2394 | 198.2007 | 188.9205 | 0.4094 | 0.43476 | 0.40586 | 0.39679 | -10.3547 | 74.8834 | 80.4424 | 74.9622
6 | 19 | 22 | 532.4808 | 545.0846 | 561.1761 | 574.909 | 0 | 0 | 0 | 0 | 329.9133 | 286.7232 | 292.4549 | 300.926 | 0 | 0 | 0 | 0 | 253.8207 | 140.0292 | 139.4365 | 140.654 | 0 | 0 | 0 | 0 | 0 | 16.8811 | 25.0641 | 10.6078 | 0 | 0 | 0 | 0 | -51.2532 | 101.4511 | 104.2205 | 122.7211 | 0.40731 | 0.42231 | 0.40449 | 0.39511 | -20.8761 | 42.844 | 42.1567 | 48.4886
6 | 19 | 23 | 483.2238 | 495.0974 | 510.1502 | 522.9749 | 0 | 0 | 0 | 0 | 319.437 | 282.4833 | 300.5291 | 302.544 | 0 | 0 | 0 | 0 | 224.0857 | 161.9539 | 159.2517 | 158.3232 | 0 | 0 | 0 | 0 | 0 | 20.152 | 12.2244 | 7.3526 | 0 | 0 | 0 | 0 | -60.2988 | 30.508 | 38.145 | 54.755 | 0.40299 | 0.42067 | 0.40353 | 0.39408 | -24.2996 | 12.8339 | 15.3926 | 21.5779
6 | 19 | 24 | 445.301 | 454.5768 | 466.547 | 476.604 | 0 | 0 | 0 | 0 | 308.0391 | 314.5114 | 296.499 | 306.3571 | 0 | 0 | 0 | 0 | 221.0782 | 154.3543 | 151.3443 | 150.1415 | 0 | 0 | 0 | 0 | 0 | 5.3342 | 11.6862 | 25.5153 | 0 | 0 | 0 | 0 | -83.8163 | -19.6232 | 7.0176 | -5.4099 | 0.40134 | 0.42366 | 0.4104 | 0.39542 | -33.6392 | -8.3135 | 2.88 | -2.1392
6 | 20 | 1 | 417.4403 | 424.0821 | 432.9488 | 440.1844 | 0 | 0 | 0 | 0 | 259.1303 | 295.3962 | 313.9135 | 312.2335 | 0 | 0 | 0 | 0 | 216.5686 | 144.8476 | 142.12 | 141.1547 | 0 | 0 | 0 | 0 | 0 | 17.3666 | 11.6128 | 4.4894 | 0 | 0 | 0 | 0 | -58.2586 | -33.5283 | -34.6975 | -17.6932 | 0.4071 | 0.42843 | 0.41669 | 0.39372 | -23.7173 | -14.3646 | -14.4581 | -6.9661
6 | 20 | 2 | 400.6417 | 405.0187 | 411.3253 | 416.3183 | 0 | 0 | 0 | 0 | 242.6163 | 322.0497 | 315.1599 | 310.3189 | 0 | 0 | 0 | 0 | 195.9292 | 115.7415 | 112.4764 | 110.8878 | 0 | 0 | 0 | 0 | 0 | 5.475 | 3.6284 | 2.492 | 0 | 0 | 0 | 0 | -37.9039 | -38.2475 | -19.9394 | -7.3804 | 0.40672 | 0.42869 | 0.41639 | 0.39335 | -15.4162 | -16.3962 | -8.3025 | -2.9031
6 | 20 | 3 | 391.8732 | 394.3068 | 398.4521 | 401.5626 | 0 | 0 | 0 | 0 | 243.3327 | 316.6288 | 291.3878 | 296.9961 | 0 | 0 | 0 | 0 | 174.8853 | 106.1513 | 102.937 | 101.2892 | 0 | 0 | 0 | 0 | 0 | 4.7991 | 8.1384 | 1.1894 | 0 | 0 | 0 | 0 | -26.3448 | -33.2724 | -4.0111 | 2.0878 | 0.40558 | 0.42977 | 0.41648 | 0.39426 | -10.6849 | -14.2995 | -1.6706 | 0.82314
6 | 20 | 4 | 397.3982 | 398.146 | 400.4475 | 401.911 | 0 | 0 | 0 | 0 | 253.4747 | 284.6793 | 279.4537 | 293.3308 | 0 | 0 | 0 | 0 | 151.3381 | 85.8069 | 82.303 | 80.2673 | 0 | 0 | 0 | 0 | 0 | 12.8942 | 12.8331 | 2.0525 | 0 | 0 | 0 | 0 | -7.4147 | 14.7656 | 25.8577 | 26.2604 | 0.40646 | 0.42931 | 0.41675 | 0.39303 | -3.0137 | 6.339 | 10.7763 | 10.3211
6 | 20 | 5 | 414.3445 | 414.0587 | 415.2911 | 415.7935 | 0 | 0 | 0 | 0 | 276.0278 | 288.8094 | 275.1002 | 277.8426 | 0 | 0 | 0 | 0 | 139.483 | 107.5727 | 103.9668 | 101.7055 | 0 | 0 | 0 | 0 | 0 | 15.1441 | 7.2414 | 3.5467 | 0 | 0 | 0 | 0 | -1.1663 | 2.5325 | 28.9826 | 32.6985 | 0.40796 | 0.42719 | 0.41626 | 0.3916 | -0.4758 | 1.0819 | 12.0642 | 12.8048
6 | 20 | 6 | 435.9818 | 434.1235 | 433.7631 | 432.8961 | 0 | 0 | 0 | 0 | 313.9222 | 270.8701 | 249.1856 | 254.3271 | 0 | 0 | 0 | 0 | 180.3233 | 175.768 | 170.8362 | 166.9296 | 0 | 0 | 0 | 0 | 0 | -3.7651 | -2.2375 | 1.7397 | 0 | 0 | 0 | 0 | -58.2637 | -8.7496 | 15.9788 | 9.8997 | 0.40606 | 0.43154 | 0.41548 | 0.38797 | -23.6586 | -3.7758 | 6.6389 | 3.8408
6 | 20 | 7 | 471.7471 | 469.4729 | 469.0113 | 468.273 | 0 | 0 | 0 | 0 | 314.2883 | 233.9916 | 212.1067 | 211.6316 | 0 | 0 | 0 | 0 | 206.6742 | 233.2928 | 230.4267 | 227.9993 | 0 | 0 | 0 | 0 | 0 | -5.035 | -5.056 | 1.4556 | 0 | 0 | 0 | 0 | -49.2154 | 7.2235 | 31.5339 | 27.1866 | 0.39763 | 0.41039 | 0.41696 | 0.37762 | -19.5694 | 2.9645 | 13.1483 | 10.2662
6 | 20 | 8 | 508.0622 | 506.2346 | 506.8249 | 507.476 | 0 | 0 | 0 | 0 | 273.0444 | 210.6037 | 205.0211 | 200.6639 | 0 | 0 | 0 | 0 | 263.1845 | 304.9912 | 320.4725 | 334.5566 | 0 | 0 | 0 | 0 | 0 | -5.7613 | -9.3234 | 20.6883 | 0 | 0 | 0 | 0 | -28.1667 | -3.599 | -9.3454 | -48.4328 | 0.39542 | 0.54534 | 0.3925 | 0.14136 | -11.1376 | -1.9627 | -3.668 | -6.8466
6 | 20 | 9 | 540.4498 | 540.0772 | 542.8034 | 545.7938 | 0 | 0 | 0 | 0 | 264.8121 | 206.471 | 201.7342 | 194.5526 | 0 | 0 | 0 | 0 | 331.7347 | 389.388 | 423.435 | 454.2804 | 0 | 0 | 0 | 0 | 0 | -6.5835 | -11.6085 | -26.7556 | 0 | 0 | 0 | 0 | -56.097 | -49.1982 | -70.7573 | -76.2836 | 0.3881 | 0.022118 | 0.022118 | 0.021036 | -21.7713 | -1.0882 | -1.565 | -1.6047
6 | 20 | 10 | 573.0466 | 573.3439 | 576.8929 | 580.5217 | 0 | 0 | 0 | 0 | 290.0028 | 205.1834 | 200.4681 | 167.153 | 0 | 0 | 0 | 0 | 390.823 | 460.9308 | 508.542 | 551.6573 | 0 | 0 | 0 | 0 | 0 | -8.4144 | -8.6339 | -22.8433 | 0 | 0 | 0 | 0 | -107.7792 | -84.3559 | -123.4833 | -115.4453 | 0.39518 | 0.022118 | 0.022118 | 0.022118 | -42.5926 | -1.8658 | -2.7312 | -2.5534
6 | 20 | 11 | 593.4195 | 594.2588 | 598.2021 | 601.8157 | 0 | 0 | 0 | 0 | 258.0175 | 194.6569 | 197.3159 | 168.2164 | 0 | 0 | 0 | 0 | 413.7174 | 497.5437 | 549.9981 | 597.361 | 0 | 0 | 0 | 0 | 0 | -24.1539 | -19.527 | -24.1443 | 0 | 0 | 0 | 0 | -78.3153 | -73.7879 | -129.585 | -139.6175 | 0.39679 | 0.022118 | 0.022118 | 0.022118 | -31.0749 | -1.632 | -2.8661 | -3.088
6 | 20 | 12 | 603.4739 | 604.7697 | 609.0475 | 612.6948 | 0 | 0 | 0 | 0 | 251.5984 | 192.8402 | 188.808 | 168.386 | 0 | 0 | 0 | 0 | 429.0924 | 519.5086 | 574.1147 | 623.3909 | 0 | 0 | 0 | 0 | 0 | -22.1707 | -27.8015 | -24.8556 | 0 | 0 | 0 | 0 | -77.2169 | -85.4085 | -126.0737 | -154.2265 | 0.39234 | 0.022118 | 0.022118 | 0.022118 | -30.2955 | -1.889 | -2.7885 | -3.4111
6 | 20 | 13 | 619.4681 | 621.9724 | 627.5657 | 632.2619 | 0 | 0 | 0 | 0 | 248.802 | 193.551 | 194.9686 | 168.7085 | 0 | 0 | 0 | 0 | 455.8505 | 520.402 | 576.313 | 626.9236 | 0 | 0 | 0 | 0 | 0 | -21.8802 | -11.0492 | -26.7622 | 0 | 0 | 0 | 0 | -85.1843 | -70.1004 | -132.6667 | -136.6081 | 0.39433 | 0.022118 | 0.022118 | 0.022118 | -33.5906 | -1.5505 | -2.9343 | -3.0215
6 | 20 | 14 | 634.5239 | 638.2286 | 645.2353 | 651.2025 | 0 | 0 | 0 | 0 | 244.2499 | 198.2885 | 201.0404 | 168.437 | 0 | 0 | 0 | 0 | 472.155 | 517.1203 | 570.553 | 618.992 | 0 | 0 | 0 | 0 | 0 | -17.6679 | -16.0106 | -19.2388 | 0 | 0 | 0 | 0 | -81.881 | -59.5124 | -110.3476 | -116.9877 | 0.39259 | 0.022448 | 0.022118 | 0.021917 | -32.1455 | -1.3359 | -2.4407 | -2.564
6 | 20 | 15 | 644.9782 | 649.8224 | 658.1009 | 665.1511 | 0 | 0 | 0 | 0 | 250.8645 | 195.3711 | 190.4211 | 168.148 | 0 | 0 | 0 | 0 | 479.1378 | 499.1496 | 548.1872 | 592.7966 | 0 | 0 | 0 | 0 | 0 | -25.9477 | -15.9559 | -19.347 | 0 | 0 | 0 | 0 | -85.0242 | -18.7506 | -64.5515 | -76.4465 | 0.38933 | 0.022983 | 0.021613 | 0.020742 | -33.1022 | -0.43095 | -1.3952 | -1.5856
6 | 20 | 16 | 646.3177 | 653.4648 | 664.2983 | 673.6207 | 0 | 0 | 0 | 0 | 248.4989 | 207.1886 | 203.1904 | 179.2492 | 0 | 0 | 0 | 0 | 476.3475 | 471.9195 | 511.3262 | 547.3754 | 0 | 0 | 0 | 0 | 0 | -7.6308 | -2.3631 | -11.5855 | 0 | 0 | 0 | 0 | -78.5287 | -18.0125 | -47.8552 | -41.4184 | 0.39725 | 0.023616 | 0.020937 | 0.02146 | -31.1957 | -0.42538 | -1.0019 | -0.88886
6 | 20 | 17 | 634.9758 | 644.3171 | 657.496 | 668.8721 | 0 | 0 | 0 | 0 | 256.2277 | 208.2496 | 203.5527 | 209.6558 | 0 | 0 | 0 | 0 | 470.7433 | 451.3483 | 477.3146 | 501.4885 | 0 | 0 | 0 | 0 | 0 | -4.689 | -12.224 | 9.6187 | 0 | 0 | 0 | 0 | -91.9952 | -10.5918 | -11.1472 | -51.8909 | 0.40602 | 0.342 | 0.42749 | 0.2585 | -37.352 | -3.6224 | -4.7653 | -13.4136
6 | 20 | 18 | 618.8132 | 630.4056 | 646.001 | 659.5302 | 0 | 0 | 0 | 0 | 282.2599 | 209.9467 | 207.2968 | 221.5056 | 0 | 0 | 0 | 0 | 416.8765 | 356.9338 | 367.1194 | 377.3787 | 0 | 0 | 0 | 0 | 0 | -4.1562 | -10.5928 | -1.6468 | 0 | 0 | 0 | 0 | -80.3232 | 67.6813 | 82.1776 | 62.2927 | 0.4027 | 0.42494 | 0.41159 | 0.40375 | -32.3458 | 28.7603 | 33.8233 | 25.1506
6 | 20 | 19 | 596.4262 | 609.0991 | 625.7673 | 640.2327 | 0 | 0 | 0 | 0 | 323.7849 | 259.2958 | 254.0124 | 266.4536 | 0 | 0 | 0 | 0 | 348.3155 | 250.9959 | 250.5863 | 251.5741 | 0 | 0 | 0 | 0 | 0 | 3.1604 | 6.414 | 7.5484 | 0 | 0 | 0 | 0 | -75.6742 | 95.647 | 114.7546 | 114.6566 | 0.40839 | 0.42225 | 0.40697 | 0.39265 | -30.9044 | 40.3869 | 46.7017 | 45.0195
6 | 20 | 20 | 591.2355 | 604.231 | 621.1403 | 635.7119 | 0 | 0 | 0 | 0 | 336.1003 | 279.0598 | 274.0008 | 284.4961 | 0 | 0 | 0 | 0 | 353.7613 | 186.3451 | 182.1414 | 179.8942 | 0 | 0 | 0 | 0 | 0 | 4.2031 | 0.26354 | 13.2968 | 0 | 0 | 0 | 0 | -98.6262 | 134.6231 | 164.7346 | 158.0248 | 0.40942 | 0.43553 | 0.40598 | 0.39629 | -40.3798 | 58.6322 | 66.8795 | 62.6234
6 | 20 | 21 | 582.0652 | 595.2112 | 612.1371 | 626.5997 | 0 | 0 | 0 | 0 | 337.7862 | 285.3954 | 278.8068 | 296.2967 | 0 | 0 | 0 | 0 | 343.6279 | 173.1441 | 163.2469 | 155.5873 | 0 | 0 | 0 | 0 | 0 | 8.579 | 5.4349 | 9.1069 | 0 | 0 | 0 | 0 | -99.3489 | 128.0927 | 164.6485 | 165.6087 | 0.4094 | 0.43476 | 0.40586 | 0.39679 | -40.6733 | 55.69 | 66.8248 | 65.7123
6 | 20 | 22 | 530.5168 | 543.0569 | 559.0702 | 572.7357 | 0 | 0 | 0 | 0 | 329.9133 | 286.7232 | 292.4549 | 300.926 | 0 | 0 | 0 | 0 | 305.4627 | 173.8192 | 162.4351 | 153.1494 | 0 | 0 | 0 | 0 | 0 | 16.8811 | 25.0641 | 10.6078 | 0 | 0 | 0 | 0 | -104.8592 | 65.6334 | 79.116 | 108.0525 | 0.40731 | 0.42231 | 0.40449 | 0.39511 | -42.7104 | 27.7177 | 32.002 | 42.6928
6 | 20 | 23 | 486.1079 | 498.0749 | 513.2426 | 526.1662 | 0 | 0 | 0 | 0 | 319.437 | 282.4833 | 300.5291 | 302.544 | 0 | 0 | 0 | 0 | 276.7098 | 155.3803 | 142.184 | 131.102 | 0 | 0 | 0 | 0 | 0 | 20.152 | 12.2244 | 7.3526 | 0 | 0 | 0 | 0 | -110.0389 | 40.0593 | 58.3051 | 85.1676 | 0.40299 | 0.42067 | 0.40353 | 0.39408 | -44.3441 | 16.8519 | 23.5278 | 33.5629
6 | 20 | 24 | 443.3724 | 452.5856 | 464.4791 | 474.4699 | 0 | 0 | 0 | 0 | 308.0391 | 314.5114 | 296.499 | 306.3571 | 0 | 0 | 0 | 0 | 238.5447 | 121.8966 | 111.022 | 102.0833 | 0 | 0 | 0 | 0 | 0 | 5.3342 | 11.6862 | 25.5153 | 0 | 0 | 0 | 0 | -103.2115 | 10.8435 | 45.2719 | 40.5142 | 0.40134 | 0.42366 | 0.4104 | 0.39542 | -41.4233 | 4.5939 | 18.5797 | 16.0199
6 | 21 | 1 | 417.5819 | 424.2282 | 433.1006 | 440.341 | 0 | 0 | 0 | 0 | 259.1303 | 295.3962 | 313.9135 | 312.2335 | 0 | 0 | 0 | 0 | 208.4195 | 102.8135 | 95.6212 | 90.1049 | 0 | 0 | 0 | 0 | 0 | 17.3666 | 11.6128 | 4.4894 | 0 | 0 | 0 | 0 | -49.9679 | 8.652 | 11.9531 | 33.5133 | 0.4071 | 0.42843 | 0.41669 | 0.39372 | -20.3422 | 3.7068 | 4.9807 | 13.1948
6 | 21 | 2 | 401.544 | 405.9504 | 412.2928 | 417.3168 | 0 | 0 | 0 | 0 | 242.6163 | 322.0497 | 315.1599 | 310.3189 | 0 | 0 | 0 | 0 | 192.326 | 98.9784 | 96.2201 | 94.8411 | 0 | 0 | 0 | 0 | 0 | 5.475 | 3.6284 | 2.492 | 0 | 0 | 0 | 0 | -33.3983 | -20.5527 | -2.7156 | 9.6648 | 0.40672 | 0.42869 | 0.41639 | 0.39335 | -13.5836 | -8.8107 | -1.1307 | 3.8016
6 | 21 | 3 | 393.4656 | 395.9508 | 400.1596 | 403.3247 | 0 | 0 | 0 | 0 | 243.3327 | 316.6288 | 291.3878 | 296.9961 | 0 | 0 | 0 | 0 | 180.2356 | 93.3813 | 92.4062 | 92.6638 | 0 | 0 | 0 | 0 | 0 | 4.7991 | 8.1384 | 1.1894 | 0 | 0 | 0 | 0 | -30.1026 | -18.8584 | 8.2271 | 12.4754 | 0.40558 | 0.42977 | 0.41648 | 0.39426 | -12.209 | -8.1048 | 3.4265 | 4.9185
6 | 21 | 4 | 397.1328 | 397.872 | 400.1629 | 401.6173 | 0 | 0 | 0 | 0 | 253.4747 | 284.6793 | 279.4537 | 293.3308 | 0 | 0 | 0 | 0 | 156.0436 | 89.79 | 90.6487 | 92.5683 | 0 | 0 | 0 | 0 | 0 | 12.8942 | 12.8331 | 2.0525 | 0 | 0 | 0 | 0 | -12.3855 | 10.5085 | 17.2274 | 13.6658 | 0.40646 | 0.42931 | 0.41675 | 0.39303 | -5.0342 | 4.5114 | 7.1796 | 5.371
6 | 21 | 5 | 410.6996 | 410.2956 | 411.3829 | 411.7602 | 0 | 0 | 0 | 0 | 276.0278 | 288.8094 | 275.1002 | 277.8426 | 0 | 0 | 0 | 0 | 133.6628 | 92.7177 | 93.7885 | 95.8195 | 0 | 0 | 0 | 0 | 0 | 15.1441 | 7.2414 | 3.5467 | 0 | 0 | 0 | 0 | 1.009 | 13.6244 | 35.2527 | 34.5513 | 0.40796 | 0.42719 | 0.41626 | 0.3916 | 0.41165 | 5.8202 | 14.6742 | 13.5303
6 | 21 | 6 | 430.0544 | 428.0039 | 427.4076 | 426.3371 | 0 | 0 | 0 | 0 | 313.9222 | 270.8701 | 249.1856 | 254.3271 | 0 | 0 | 0 | 0 | 173.3366 | 164.6727 | 165.0759 | 166.1202 | 0 | 0 | 0 | 0 | 0 | -3.7651 | -2.2375 | 1.7397 | 0 | 0 | 0 | 0 | -57.2044 | -3.7738 | 15.3836 | 4.1502 | 0.40606 | 0.43154 | 0.41548 | 0.38797 | -23.2285 | -1.6286 | 6.3916 | 1.6101
6 | 21 | 7 | 464.015 | 461.4901 | 460.7206 | 459.717 | 0 | 0 | 0 | 0 | 314.2883 | 233.9916 | 212.1067 | 211.6316 | 0 | 0 | 0 | 0 | 189.2433 | 224.3045 | 223.7979 | 223.5437 | 0 | 0 | 0 | 0 | 0 | -5.035 | -5.056 | 1.4556 | 0 | 0 | 0 | 0 | -39.5166 | 8.229 | 29.872 | 23.0862 | 0.39763 | 0.41039 | 0.41696 | 0.37762 | -15.7128 | 3.3771 | 12.4553 | 8.7178
6 | 21 | 8 | 506.1159 | 504.2252 | 504.738 | 505.3223 | 0 | 0 | 0 | 0 | 273.0444 | 210.6037 | 205.0211 | 200.6639 | 0 | 0 | 0 | 0 | 229.1649 | 315.7511 | 330.4022 | 343.5281 | 0 | 0 | 0 | 0 | 0 | -5.7613 | -9.3234 | 20.6883 | 0 | 0 | 0 | 0 | 3.9066 | -16.3683 | -21.362 | -59.558 | 0.39542 | 0.54534 | 0.3925 | 0.14136 | 1.5447 | -8.9262 | -8.3845 | -8.4194
6 | 21 | 9 | 535.6725 | 535.145 | 537.681 | 540.5075 | 0 | 0 | 0 | 0 | 264.8121 | 206.471 | 201.7342 | 194.5526 | 0 | 0 | 0 | 0 | 262.9169 | 381.2771 | 411.4353 | 438.3104 | 0 | 0 | 0 | 0 | 0 | -6.5835 | -11.6085 | -26.7556 | 0 | 0 | 0 | 0 | 7.9435 | -46.0195 | -63.88 | -65.5999 | 0.3881 | 0.022118 | 0.022118 | 0.021036 | 3.0829 | -1.0178 | -1.4129 | -1.38
6 | 21 | 10 | 573.2413 | 573.5448 | 577.1016 | 580.7371 | 0 | 0 | 0 | 0 | 290.0028 | 205.1834 | 200.4681 | 167.153 | 0 | 0 | 0 | 0 | 285.4558 | 421.366 | 462.7174 | 499.5445 | 0 | 0 | 0 | 0 | 0 | -8.4144 | -8.6339 | -22.8433 | 0 | 0 | 0 | 0 | -2.2173 | -44.5901 | -77.45 | -63.1171 | 0.39518 | 0.022118 | 0.022118 | 0.022118 | -0.87626 | -0.98623 | -1.713 | -1.396
6 | 21 | 11 | 590.7124 | 591.4639 | 595.2994 | 598.8201 | 0 | 0 | 0 | 0 | 258.0175 | 194.6569 | 197.3159 | 168.2164 | 0 | 0 | 0 | 0 | 303.9378 | 443.4385 | 491.4816 | 534.2901 | 0 | 0 | 0 | 0 | 0 | -24.1539 | -19.527 | -24.1443 | 0 | 0 | 0 | 0 | 28.7571 | -22.4776 | -73.9712 | -79.5421 | 0.39679 | 0.022118 | 0.022118 | 0.022118 | 11.4106 | -0.49715 | -1.6361 | -1.7593
6 | 21 | 12 | 606.2872 | 607.6742 | 612.064 | 615.8079 | 0 | 0 | 0 | 0 | 251.5984 | 192.8402 | 188.808 | 168.386 | 0 | 0 | 0 | 0 | 315.0714 | 451.1288 | 501.92 | 547.1967 | 0 | 0 | 0 | 0 | 0 | -22.1707 | -27.8015 | -24.8556 | 0 | 0 | 0 | 0 | 39.6174 | -14.1242 | -50.8625 | -74.9192 | 0.39234 | 0.022118 | 0.022118 | 0.022118 | 15.5436 | -0.3124 | -1.125 | -1.657
6 | 21 | 13 | 626.2271 | 628.9505 | 634.813 | 639.7411 | 0 | 0 | 0 | 0 | 248.802 | 193.551 | 194.9686 | 168.7085 | 0 | 0 | 0 | 0 | 323.0624 | 456.7529 | 506.8049 | 551.4266 | 0 | 0 | 0 | 0 | 0 | -21.8802 | -11.0492 | -26.7622 | 0 | 0 | 0 | 0 | 54.3626 | 0.52676 | -55.9113 | -53.6319 | 0.39433 | 0.022118 | 0.022118 | 0.022118 | 21.4367 | 0.011651 | -1.2366 | -1.1862
6 | 21 | 14 | 643.7776 | 647.7824 | 655.1576 | 661.4422 | 0 | 0 | 0 | 0 | 244.2499 | 198.2885 | 201.0404 | 168.437 | 0 | 0 | 0 | 0 | 347.0634 | 493.5685 | 542.7146 | 586.6361 | 0 | 0 | 0 | 0 | 0 | -17.6679 | -16.0106 | -19.2388 | 0 | 0 | 0 | 0 | 52.4643 | -26.4067 | -72.5868 | -74.392 | 0.39259 | 0.022448 | 0.022118 | 0.021917 | 20.5968 | -0.59277 | -1.6055 | -1.6304
6 | 21 | 15 | 654.3734 | 659.5224 | 668.175 | 675.5475 | 0 | 0 | 0 | 0 | 250.8645 | 195.3711 | 190.4211 | 168.148 | 0 | 0 | 0 | 0 | 370.8177 | 496.1906 | 541.0433 | 581.2686 | 0 | 0 | 0 | 0 | 0 | -25.9477 | -15.9559 | -19.347 | 0 | 0 | 0 | 0 | 32.6912 | -6.0916 | -47.3335 | -54.5221 | 0.38933 | 0.022983 | 0.021613 | 0.020742 | 12.7276 | -0.14001 | -1.023 | -1.1309
6 | 21 | 16 | 658.1547 | 665.6856 | 676.9904 | 686.719 | 0 | 0 | 0 | 0 | 248.4989 | 207.1886 | 203.1904 | 179.2492 | 0 | 0 | 0 | 0 | 370.1378 | 455.8513 | 490.0006 | 520.6412 | 0 | 0 | 0 | 0 | 0 | -7.6308 | -2.3631 | -11.5855 | 0 | 0 | 0 | 0 | 39.518 | 10.2765 | -13.8374 | -1.5859 | 0.39725 | 0.023616 | 0.020937 | 0.02146 | 15.6986 | 0.24269 | -0.28971 | -0.034034
6 | 21 | 17 | 648.4759 | 658.255 | 671.9716 | 683.8108 | 0 | 0 | 0 | 0 | 256.2277 | 208.2496 | 203.5527 | 209.6558 | 0 | 0 | 0 | 0 | 348.9091 | 417.5442 | 436.4835 | 453.5549 | 0 | 0 | 0 | 0 | 0 | -4.689 | -12.224 | 9.6187 | 0 | 0 | 0 | 0 | 43.3392 | 37.1502 | 44.1594 | 10.9814 | 0.40602 | 0.342 | 0.42749 | 0.2585 | 17.5966 | 12.7055 | 18.8776 | 2.8387
6 | 21 | 18 | 636.8783 | 649.0565 | 665.3712 | 679.5203 | 0 | 0 | 0 | 0 | 282.2599 | 209.9467 | 207.2968 | 221.5056 | 0 | 0 | 0 | 0 | 298.8577 | 329.6014 | 329.9353 | 330.4724 | 0 | 0 | 0 | 0 | 0 | -4.1562 | -10.5928 | -1.6468 | 0 | 0 | 0 | 0 | 55.7607 | 113.6647 | 138.732 | 129.1891 | 0.4027 | 0.42494 | 0.41159 | 0.40375 | 22.4546 | 48.3004 | 57.1003 | 52.1599
6 | 21 | 19 | 616.9684 | 630.3074 | 647.7936 | 662.9639 | 0 | 0 | 0 | 0 | 323.7849 | 259.2958 | 254.0124 | 266.4536 | 0 | 0 | 0 | 0 | 237.8187 | 229.7361 | 221.7925 | 215.3522 | 0 | 0 | 0 | 0 | 0 | 3.1604 | 6.414 | 7.5484 | 0 | 0 | 0 | 0 | 55.3648 | 138.1152 | 165.5747 | 173.6096 | 0.40839 | 0.42225 | 0.40697 | 0.39265 | 22.6103 | 58.319 | 67.3839 | 68.1673
6 | 21 | 20 | 615.7056 | 629.4947 | 647.3784 | 662.7896 | 0 | 0 | 0 | 0 | 336.1003 | 279.0598 | 274.0008 | 284.4961 | 0 | 0 | 0 | 0 | 246.6628 | 174.4187 | 167.3189 | 162.0651 | 0 | 0 | 0 | 0 | 0 | 4.2031 | 0.26354 | 13.2968 | 0 | 0 | 0 | 0 | 32.9425 | 171.8131 | 205.7951 | 202.9316 | 0.40942 | 0.43553 | 0.40598 | 0.39629 | 13.4874 | 74.8296 | 83.5494 | 80.4194
6 | 21 | 21 | 605.2792 | 619.1779 | 637.0282 | 652.2873 | 0 | 0 | 0 | 0 | 337.7862 | 285.3954 | 278.8068 | 296.2967 | 0 | 0 | 0 | 0 | 250.7199 | 170.4819 | 162.406 | 156.2917 | 0 | 0 | 0 | 0 | 0 | 8.579 | 5.4349 | 9.1069 | 0 | 0 | 0 | 0 | 16.773 | 154.7216 | 190.3805 | 190.592 | 0.4094 | 0.43476 | 0.40586 | 0.39679 | 6.8669 | 67.2672 | 77.2685 | 75.6254
6 | 21 | 22 | 547.3964 | 560.484 | 577.1693 | 591.414 | 0 | 0 | 0 | 0 | 329.9133 | 286.7232 | 292.4549 | 300.926 | 0 | 0 | 0 | 0 | 232.9017 | 149.9768 | 144.0378 | 139.8344 | 0 | 0 | 0 | 0 | 0 | 16.8811 | 25.0641 | 10.6078 | 0 | 0 | 0 | 0 | -15.4186 | 106.9029 | 115.6125 | 140.0458 | 0.40731 | 0.42231 | 0.40449 | 0.39511 | -6.2802 | 45.1463 | 46.7646 | 55.3337
6 | 21 | 23 | 490.4251 | 502.5321 | 517.8718 | 530.9435 | 0 | 0 | 0 | 0 | 319.437 | 282.4833 | 300.5291 | 302.544 | 0 | 0 | 0 | 0 | 224.5472 | 130.097 | 126.1769 | 123.7889 | 0 | 0 | 0 | 0 | 0 | 20.152 | 12.2244 | 7.3526 | 0 | 0 | 0 | 0 | -53.5591 | 69.7997 | 78.9413 | 97.258 | 0.40299 | 0.42067 | 0.40353 | 0.39408 | -21.5835 | 29.3629 | 31.8551 | 38.3276
6 | 21 | 24 | 447.8665 | 457.2255 | 469.2979 | 479.443 | 0 | 0 | 0 | 0 | 308.0391 | 314.5114 | 296.499 | 306.3571 | 0 | 0 | 0 | 0 | 209.4763 | 110.7603 | 107.0739 | 104.8626 | 0 | 0 | 0 | 0 | 0 | 5.3342 | 11.6862 | 25.5153 | 0 | 0 | 0 | 0 | -69.6489 | 26.6197 | 54.0388 | 42.7079 | 0.40134 | 0.42366 | 0.4104 | 0.39542 | -27.9532 | 11.2777 | 22.1777 | 16.8874
6 | 22 | 1 | 422.0937 | 428.8864 | 437.9384 | 445.3337 | 0 | 0 | 0 | 0 | 259.1303 | 295.3962 | 313.9135 | 312.2335 | 0 | 0 | 0 | 0 | 206.0809 | 112.9035 | 109.2814 | 107.0988 | 0 | 0 | 0 | 0 | 0 | 17.3666 | 11.6128 | 4.4894 | 0 | 0 | 0 | 0 | -43.1175 | 3.2201 | 3.1308 | 21.5121 | 0.4071 | 0.42843 | 0.41669 | 0.39372 | -17.5533 | 1.3796 | 1.3046 | 8.4697
6 | 22 | 2 | 404.2865 | 408.7818 | 415.2335 | 420.3515 | 0 | 0 | 0 | 0 | 242.6163 | 322.0497 | 315.1599 | 310.3189 | 0 | 0 | 0 | 0 | 194.1886 | 105.2795 | 102.1737 | 100.4093 | 0 | 0 | 0 | 0 | 0 | 5.475 | 3.6284 | 2.492 | 0 | 0 | 0 | 0 | -32.5184 | -24.0224 | -5.7285 | 7.1313 | 0.40672 | 0.42869 | 0.41639 | 0.39335 | -13.2258 | -10.2981 | -2.3852 | 2.8051
6 | 22 | 3 | 392.2448 | 394.6904 | 398.8505 | 401.9737 | 0 | 0 | 0 | 0 | 243.3327 | 316.6288 | 291.3878 | 296.9961 | 0 | 0 | 0 | 0 | 163.9373 | 81.2095 | 77.4172 | 74.8885 | 0 | 0 | 0 | 0 | 0 | 4.7991 | 8.1384 | 1.1894 | 0 | 0 | 0 | 0 | -15.0251 | -7.9471 | 21.9071 | 28.8996 | 0.40558 | 0.42977 | 0.41648 | 0.39426 | -6.0939 | -3.4154 | 9.124 | 11.394
6 | 22 | 4 | 396.5312 | 397.2509 | 399.5179 | 400.9516 | 0 | 0 | 0 | 0 | 253.4747 | 284.6793 | 279.4537 | 293.3308 | 0 | 0 | 0 | 0 | 149.9267 | 88.5032 | 84.19 | 81.1327 | 0 | 0 | 0 | 0 | 0 | 12.8942 | 12.8331 | 2.0525 | 0 | 0 | 0 | 0 | -6.8702 | 11.1743 | 23.0411 | 24.4357 | 0.40646 | 0.42931 | 0.41675 | 0.39303 | -2.7925 | 4.7972 | 9.6025 | 9.6039
6 | 22 | 5 | 406.8778 | 406.3499 | 407.2849 | 407.5311 | 0 | 0 | 0 | 0 | 276.0278 | 288.8094 | 275.1002 | 277.8426 | 0 | 0 | 0 | 0 | 138.4465 | 115.3987 | 110.0343 | 105.9046 | 0 | 0 | 0 | 0 | 0 | 15.1441 | 7.2414 | 3.5467 | 0 | 0 | 0 | 0 | -7.5965 | -13.0023 | 14.9091 | 20.2372 | 0.40796 | 0.42719 | 0.41626 | 0.3916 | -3.0991 | -5.5544 | 6.206 | 7.9249
6 | 22 | 6 | 426.038 | 423.8572 | 423.101 | 421.8927 | 0 | 0 | 0 | 0 | 313.9222 | 270.8701 | 249.1856 | 254.3271 | 0 | 0 | 0 | 0 | 172.0436 | 207.8885 | 201.9401 | 196.8983 | 0 | 0 | 0 | 0 | 0 | -3.7651 | -2.2375 | 1.7397 | 0 | 0 | 0 | 0 | -59.9277 | -51.1363 | -25.7873 | -31.0724 | 0.40606 | 0.43154 | 0.41548 | 0.38797 | -24.3344 | -22.0673 | -10.7141 | -12.055
6 | 22 | 7 | 468.8277 | 466.4588 | 465.881 | 465.0425 | 0 | 0 | 0 | 0 | 314.2883 | 233.9916 | 212.1067 | 211.6316 | 0 | 0 | 0 | 0 | 186.6277 | 282.9597 | 276.5178 | 270.5694 | 0 | 0 | 0 | 0 | 0 | -5.035 | -5.056 | 1.4556 | 0 | 0 | 0 | 0 | -32.0883 | -45.4575 | -17.6875 | -18.6141 | 0.39763 | 0.41039 | 0.41696 | 0.37762 | -12.7592 | -18.6554 | -7.3749 | -7.0291
6 | 22 | 8 | 511.6363 | 509.9246 | 510.6572 | 511.4309 | 0 | 0 | 0 | 0 | 273.0444 | 210.6037 | 205.0211 | 200.6639 | 0 | 0 | 0 | 0 | 230.163 | 360.8714 | 370.313 | 378.458 | 0 | 0 | 0 | 0 | 0 | -5.7613 | -9.3234 | 20.6883 | 0 | 0 | 0 | 0 | 8.4288 | -55.7892 | -55.3536 | -88.3793 | 0.39542 | 0.54534 | 0.3925 | 0.14136 | 3.3329 | -30.4239 | -21.7261 | -12.4936
6 | 22 | 9 | 551.3136 | 551.2933 | 554.4522 | 557.8153 | 0 | 0 | 0 | 0 | 264.8121 | 206.471 | 201.7342 | 194.5526 | 0 | 0 | 0 | 0 | 270.0056 | 404.8981 | 431.1821 | 454.3985 | 0 | 0 | 0 | 0 | 0 | -6.5835 | -11.6085 | -26.7556 | 0 | 0 | 0 | 0 | 16.4959 | -53.4922 | -66.8557 | -64.3803 | 0.3881 | 0.022118 | 0.022118 | 0.021036 | 6.4021 | -1.1831 | -1.4787 | -1.3543
6 | 22 | 10 | 582.7958 | 583.4091 | 587.3464 | 591.3097 | 0 | 0 | 0 | 0 | 290.0028 | 205.1834 | 200.4681 | 167.153 | 0 | 0 | 0 | 0 | 296.8562 | 425.5886 | 463.9198 | 497.9659 | 0 | 0 | 0 | 0 | 0 | -8.4144 | -8.6339 | -22.8433 | 0 | 0 | 0 | 0 | -4.0633 | -38.9484 | -68.4076 | -50.9659 | 0.39518 | 0.022118 | 0.022118 | 0.022118 | -1.6057 | -0.86145 | -1.513 | -1.1272
6 | 22 | 11 | 600.6208 | 601.6936 | 605.9236 | 609.7843 | 0 | 0 | 0 | 0 | 258.0175 | 194.6569 | 197.3159 | 168.2164 | 0 | 0 | 0 | 0 | 324.7763 | 462.3283 | 506.2504 | 545.2504 | 0 | 0 | 0 | 0 | 0 | -24.1539 | -19.527 | -24.1443 | 0 | 0 | 0 | 0 | 17.8271 | -31.1376 | -78.1157 | -79.5382 | 0.39679 | 0.022118 | 0.022118 | 0.022118 | 7.0736 | -0.6887 | -1.7278 | -1.7592
6 | 22 | 12 | 613.5061 | 615.1272 | 619.8046 | 623.7961 | 0 | 0 | 0 | 0 | 251.5984 | 192.8402 | 188.808 | 168.386 | 0 | 0 | 0 | 0 | 340.7633 | 492.7257 | 538.408 | 579.0326 | 0 | 0 | 0 | 0 | 0 | -22.1707 | -27.8015 | -24.8556 | 0 | 0 | 0 | 0 | 21.1445 | -48.2679 | -79.61 | -98.7669 | 0.39234 | 0.022118 | 0.022118 | 0.022118 | 8.2959 | -1.0676 | -1.7608 | -2.1845
6 | 22 | 13 | 634.4546 | 637.4448 | 643.6349 | 648.8453 | 0 | 0 | 0 | 0 | 248.802 | 193.551 | 194.9686 | 168.7085 | 0 | 0 | 0 | 0 | 352.6687 | 489.6929 | 533.6739 | 572.8557 | 0 | 0 | 0 | 0 | 0 | -21.8802 | -11.0492 | -26.7622 | 0 | 0 | 0 | 0 | 32.9839 | -23.9189 | -73.9584 | -65.9567 | 0.39433 | 0.022118 | 0.022118 | 0.022118 | 13.0065 | -0.52903 | -1.6358 | -1.4588
6 | 22 | 14 | 651.8635 | 656.1306 | 663.8278 | 670.3898 | 0 | 0 | 0 | 0 | 244.2499 | 198.2885 | 201.0404 | 168.437 | 0 | 0 | 0 | 0 | 377.3596 | 515.7273 | 553.3898 | 586.7951 | 0 | 0 | 0 | 0 | 0 | -17.6679 | -16.0106 | -19.2388 | 0 | 0 | 0 | 0 | 30.254 | -40.2174 | -74.5919 | -65.6034 | 0.39259 | 0.022448 | 0.022118 | 0.021917 | 11.8774 | -0.90279 | -1.6498 | -1.4378
6 | 22 | 15 | 662.9017 | 668.3272 | 677.3194 | 684.9846 | 0 | 0 | 0 | 0 | 250.8645 | 195.3711 | 190.4211 | 168.148 | 0 | 0 | 0 | 0 | 398.1609 | 456.2556 | 487.9621 | 516.1522 | 0 | 0 | 0 | 0 | 0 | -25.9477 | -15.9559 | -19.347 | 0 | 0 | 0 | 0 | 13.8763 | 42.6482 | 14.8921 | 20.0314 | 0.38933 | 0.022983 | 0.021613 | 0.020742 | 5.4024 | 0.9802 | 0.32186 | 0.41548
6 | 22 | 16 | 665.6744 | 673.4492 | 685.0535 | 695.04 | 0 | 0 | 0 | 0 | 248.4989 | 207.1886 | 203.1904 | 179.2492 | 0 | 0 | 0 | 0 | 398.0522 | 397.9404 | 422.0046 | 443.645 | 0 | 0 | 0 | 0 | 0 | -7.6308 | -2.3631 | -11.5855 | 0 | 0 | 0 | 0 | 19.1233 | 75.951 | 62.2217 | 83.7314 | 0.39725 | 0.023616 | 0.020937 | 0.02146 | 7.5968 | 1.7936 | 1.3027 | 1.7969
6 | 22 | 17 | 656.0134 | 666.0369 | 680.0536 | 692.1515 | 0 | 0 | 0 | 0 | 256.2277 | 208.2496 | 203.5527 | 209.6558 | 0 | 0 | 0 | 0 | 406.6622 | 401.3556 | 410.1392 | 418.0475 | 0 | 0 | 0 | 0 | 0 | -4.689 | -12.224 | 9.6187 | 0 | 0 | 0 | 0 | -6.8765 | 61.1207 | 78.5857 | 54.8294 | 0.40602 | 0.342 | 0.42749 | 0.2585 | -2.792 | 20.9035 | 33.5945 | 14.1733
6 | 22 | 18 | 640.187 | 652.4725 | 668.919 | 683.1816 | 0 | 0 | 0 | 0 | 282.2599 | 209.9467 | 207.2968 | 221.5056 | 0 | 0 | 0 | 0 | 350.6062 | 305.0552 | 297.7029 | 291.4091 | 0 | 0 | 0 | 0 | 0 | -4.1562 | -10.5928 | -1.6468 | 0 | 0 | 0 | 0 | 7.3209 | 141.6268 | 174.5122 | 171.9136 | 0.4027 | 0.42494 | 0.41159 | 0.40375 | 2.9481 | 60.1826 | 71.827 | 69.4099
6 | 22 | 19 | 617.6761 | 631.0381 | 648.5525 | 663.7471 | 0 | 0 | 0 | 0 | 323.7849 | 259.2958 | 254.0124 | 266.4536 | 0 | 0 | 0 | 0 | 300.4906 | 255.2949 | 242.1115 | 230.9506 | 0 | 0 | 0 | 0 | 0 | 3.1604 | 6.414 | 7.5484 | 0 | 0 | 0 | 0 | -6.5994 | 113.2871 | 146.0145 | 158.7944 | 0.40839 | 0.42225 | 0.40697 | 0.39265 | -2.6951 | 47.8354 | 59.4235 | 62.3501
6 | 22 | 20 | 612.9454 | 626.645 | 644.4188 | 659.7353 | 0 | 0 | 0 | 0 | 336.1003 | 279.0598 | 274.0008 | 284.4961 | 0 | 0 | 0 | 0 | 287.287 | 185.6844 | 174.6834 | 165.818 | 0 | 0 | 0 | 0 | 0 | 4.2031 | 0.26354 | 13.2968 | 0 | 0 | 0 | 0 | -10.4419 | 157.6977 | 195.471 | 196.1244 | 0.40942 | 0.43553 | 0.40598 | 0.39629 | -4.2751 | 68.6819 | 79.358 | 77.7219
6 | 22 | 21 | 596.3793 | 609.9894 | 627.4853 | 642.4391 | 0 | 0 | 0 | 0 | 337.7862 | 285.3954 | 278.8068 | 296.2967 | 0 | 0 | 0 | 0 | 288.5121 | 157.137 | 147.6692 | 140.318 | 0 | 0 | 0 | 0 | 0 | 8.579 | 5.4349 | 9.1069 | 0 | 0 | 0 | 0 | -29.919 | 158.8781 | 195.5745 | 196.7175 | 0.4094 | 0.43476 | 0.40586 | 0.39679 | -12.2488 | 69.0743 | 79.3765 | 78.056
6 | 22 | 22 | 549.2366 | 562.3837 | 579.1424 | 593.4502 | 0 | 0 | 0 | 0 | 329.9133 | 286.7232 | 292.4549 | 300.926 | 0 | 0 | 0 | 0 | 274.3029 | 149.5849 | 144.0338 | 140.3423 | 0 | 0 | 0 | 0 | 0 | 16.8811 | 25.0641 | 10.6078 | 0 | 0 | 0 | 0 | -54.9796 | 109.1945 | 117.5895 | 141.5741 | 0.40731 | 0.42231 | 0.40449 | 0.39511 | -22.3939 | 46.1141 | 47.5643 | 55.9376
6 | 22 | 23 | 499.378 | 511.7754 | 527.4715 | 540.8504 | 0 | 0 | 0 | 0 | 319.437 | 282.4833 | 300.5291 | 302.544 | 0 | 0 | 0 | 0 | 256.4041 | 165.0189 | 162.286 | 161.2108 | 0 | 0 | 0 | 0 | 0 | 20.152 | 12.2244 | 7.3526 | 0 | 0 | 0 | 0 | -76.463 | 44.1211 | 52.4321 | 69.743 | 0.40299 | 0.42067 | 0.40353 | 0.39408 | -30.8135 | 18.5606 | 21.1578 | 27.4844
6 | 22 | 24 | 457.2264 | 466.8889 | 479.334 | 489.8002 | 0 | 0 | 0 | 0 | 308.0391 | 314.5114 | 296.499 | 306.3571 | 0 | 0 | 0 | 0 | 236.5496 | 139.0947 | 138.9436 | 140.27 | 0 | 0 | 0 | 0 | 0 | 5.3342 | 11.6862 | 25.5153 | 0 | 0 | 0 | 0 | -87.3623 | 7.9487 | 32.2053 | 17.6578 | 0.40134 | 0.42366 | 0.4104 | 0.39542 | -35.0624 | 3.3675 | 13.2172 | 6.9822
6 | 23 | 1 | 424.9424 | 431.8274 | 440.9929 | 448.4859 | 0 | 0 | 0 | 0 | 259.1303 | 295.3962 | 313.9135 | 312.2335 | 0 | 0 | 0 | 0 | 223.9437 | 118.1834 | 120.3071 | 123.7779 | 0 | 0 | 0 | 0 | 0 | 17.3666 | 11.6128 | 4.4894 | 0 | 0 | 0 | 0 | -58.1316 | 0.88125 | -4.8405 | 7.9851 | 0.4071 | 0.42843 | 0.41669 | 0.39372 | -23.6656 | 0.37756 | -2.017 | 3.1439
6 | 23 | 2 | 404.9766 | 409.4942 | 415.9734 | 421.1151 | 0 | 0 | 0 | 0 | 242.6163 | 322.0497 | 315.1599 | 310.3189 | 0 | 0 | 0 | 0 | 198.4039 | 98.6282 | 101.0569 | 104.7532 | 0 | 0 | 0 | 0 | 0 | 5.475 | 3.6284 | 2.492 | 0 | 0 | 0 | 0 | -36.0437 | -16.6587 | -3.8718 | 3.5511 | 0.40672 | 0.42869 | 0.41639 | 0.39335 | -14.6595 | -7.1414 | -1.6122 | 1.3968
6 | 23 | 3 | 390.9532 | 393.3569 | 397.4656 | 400.5445 | 0 | 0 | 0 | 0 | 243.3327 | 316.6288 | 291.3878 | 296.9961 | 0 | 0 | 0 | 0 | 189.1045 | 93.5827 | 96.5375 | 100.7579 | 0 | 0 | 0 | 0 | 0 | 4.7991 | 8.1384 | 1.1894 | 0 | 0 | 0 | 0 | -41.484 | -21.6538 | 1.4018 | 1.601 | 0.40558 | 0.42977 | 0.41648 | 0.39426 | -16.8251 | -9.3062 | 0.58384 | 0.63121
6 | 23 | 4 | 390.3208 | 390.8391 | 392.8588 | 394.0794 | 0 | 0 | 0 | 0 | 253.4747 | 284.6793 | 279.4537 | 293.3308 | 0 | 0 | 0 | 0 | 173.5199 | 71.7112 | 75.1367 | 79.7682 | 0 | 0 | 0 | 0 | 0 | 12.8942 | 12.8331 | 2.0525 | 0 | 0 | 0 | 0 | -36.6739 | 21.5544 | 25.4353 | 18.928 | 0.40646 | 0.42931 | 0.41675 | 0.39303 | -14.9064 | 9.2535 | 10.6002 | 7.4392
6 | 23 | 5 | 396.4032 | 395.5357 | 396.0536 | 395.9404 | 0 | 0 | 0 | 0 | 276.0278 | 288.8094 | 275.1002 | 277.8426 | 0 | 0 | 0 | 0 | 150.3274 | 67.1551 | 68.6501 | 71.3402 | 0 | 0 | 0 | 0 | 0 | 15.1441 | 7.2414 | 3.5467 | 0 | 0 | 0 | 0 | -29.9519 | 24.427 | 45.0619 | 43.2108 | 0.40796 | 0.42719 | 0.41626 | 0.3916 | -12.2193 | 10.4349 | 18.7573 | 16.9213
6 | 23 | 6 | 391.9072 | 388.6196 | 386.5042 | 384.1249 | 0 | 0 | 0 | 0 | 313.9222 | 270.8701 | 249.1856 | 254.3271 | 0 | 0 | 0 | 0 | 197.3247 | 154.4922 | 156.5434 | 159.3892 | 0 | 0 | 0 | 0 | 0 | -3.7651 | -2.2375 | 1.7397 | 0 | 0 | 0 | 0 | -119.3397 | -32.9776 | -16.9873 | -31.3311 | 0.40606 | 0.43154 | 0.41548 | 0.38797 | -48.4593 | -14.2311 | -7.0579 | -12.1554
6 | 23 | 7 | 413.9954 | 409.8485 | 407.0872 | 404.3673 | 0 | 0 | 0 | 0 | 314.2883 | 233.9916 | 212.1067 | 211.6316 | 0 | 0 | 0 | 0 | 216.0905 | 235.1319 | 239.6025 | 244.2151 | 0 | 0 | 0 | 0 | 0 | -5.035 | -5.056 | 1.4556 | 0 | 0 | 0 | 0 | -116.3834 | -54.2401 | -39.5661 | -52.9349 | 0.39763 | 0.41039 | 0.41696 | 0.37762 | -46.2771 | -22.2597 | -16.4973 | -19.9893
6 | 23 | 8 | 448.8242 | 445.0757 | 443.3071 | 441.9256 | 0 | 0 | 0 | 0 | 273.0444 | 210.6037 | 205.0211 | 200.6639 | 0 | 0 | 0 | 0 | 258.809 | 316.5763 | 335.998 | 353.8079 | 0 | 0 | 0 | 0 | 0 | -5.7613 | -9.3234 | 20.6883 | 0 | 0 | 0 | 0 | -83.0293 | -76.343 | -88.3887 | -133.2345 | 0.39542 | 0.54534 | 0.3925 | 0.14136 | -32.8311 | -41.6326 | -34.6922 | -18.8346
6 | 23 | 9 | 482.3088 | 480.0509 | 480.4619 | 481.4574 | 0 | 0 | 0 | 0 | 264.8121 | 206.471 | 201.7342 | 194.5526 | 0 | 0 | 0 | 0 | 292.9307 | 375.9527 | 409.5906 | 439.9749 | 0 | 0 | 0 | 0 | 0 | -6.5835 | -11.6085 | -26.7556 | 0 | 0 | 0 | 0 | -75.4339 | -95.7893 | -119.2544 | -126.3145 | 0.3881 | 0.022118 | 0.022118 | 0.021036 | -29.2759 | -2.1186 | -2.6377 | -2.6572
6 | 23 | 10 | 513.8087 | 512.1849 | 513.3751 | 514.9714 | 0 | 0 | 0 | 0 | 290.0028 | 205.1834 | 200.4681 | 167.153 | 0 | 0 | 0 | 0 | 316.5642 | 417.3611 | 460.8193 | 499.9215 | 0 | 0 | 0 | 0 | 0 | -8.4144 | -8.6339 | -22.8433 | 0 | 0 | 0 | 0 | -92.7583 | -101.9451 | -139.2784 | -129.2598 | 0.39518 | 0.022118 | 0.022118 | 0.022118 | -36.6566 | -2.2548 | -3.0805 | -2.8589
6 | 23 | 11 | 531.4745 | 530.305 | 531.7816 | 533.2698 | 0 | 0 | 0 | 0 | 258.0175 | 194.6569 | 197.3159 | 168.2164 | 0 | 0 | 0 | 0 | 348.849 | 451.8838 | 500.0573 | 543.377 | 0 | 0 | 0 | 0 | 0 | -24.1539 | -19.527 | -24.1443 | 0 | 0 | 0 | 0 | -75.392 | -92.0818 | -146.0647 | -154.1793 | 0.39679 | 0.022118 | 0.022118 | 0.022118 | -29.9149 | -2.0366 | -3.2306 | -3.4101
6 | 23 | 12 | 550.004 | 549.5659 | 551.7145 | 553.5272 | 0 | 0 | 0 | 0 | 251.5984 | 192.8402 | 188.808 | 168.386 | 0 | 0 | 0 | 0 | 398.3631 | 476.2225 | 528.8715 | 576.4263 | 0 | 0 | 0 | 0 | 0 | -22.1707 | -27.8015 | -24.8556 | 0 | 0 | 0 | 0 | -99.9575 | -97.3261 | -138.1635 | -166.4295 | 0.39234 | 0.022118 | 0.022118 | 0.022118 | -39.2177 | -2.1526 | -3.0559 | -3.681
6 | 23 | 13 | 560.2125 | 560.7952 | 564.0289 | 566.692 | 0 | 0 | 0 | 0 | 248.802 | 193.551 | 194.9686 | 168.7085 | 0 | 0 | 0 | 0 | 447.1124 | 506.6625 | 563.3373 | 614.8616 | 0 | 0 | 0 | 0 | 0 | -21.8802 | -11.0492 | -26.7622 | 0 | 0 | 0 | 0 | -135.7019 | -117.5381 | -183.2277 | -190.116 | 0.39433 | 0.022118 | 0.022118 | 0.022118 | -53.5111 | -2.5997 | -4.0526 | -4.2049
6 | 23 | 14 | 565.5545 | 567.0227 | 571.283 | 574.8837 | 0 | 0 | 0 | 0 | 244.2499 | 198.2885 | 201.0404 | 168.437 | 0 | 0 | 0 | 0 | 489.1197 | 544.4388 | 599.1758 | 649.0843 | 0 | 0 | 0 | 0 | 0 | -17.6679 | -16.0106 | -19.2388 | 0 | 0 | 0 | 0 | -167.8152 | -158.0368 | -212.9226 | -223.3988 | 0.39259 | 0.022448 | 0.022118 | 0.021917 | -65.8822 | -3.5476 | -4.7094 | -4.8961
6 | 23 | 15 | 574.3279 | 576.8811 | 582.3463 | 586.9723 | 0 | 0 | 0 | 0 | 250.8645 | 195.3711 | 190.4211 | 168.148 | 0 | 0 | 0 | 0 | 511.085 | 539.8418 | 587.9243 | 631.8692 | 0 | 0 | 0 | 0 | 0 | -25.9477 | -15.9559 | -19.347 | 0 | 0 | 0 | 0 | -187.6217 | -132.3842 | -180.0433 | -193.6979 | 0.38933 | 0.022983 | 0.021613 | 0.020742 | -73.0462 | -3.0426 | -3.8913 | -4.0176
6 | 23 | 16 | 578.9053 | 583.8664 | 592.0155 | 599.0248 | 0 | 0 | 0 | 0 | 248.4989 | 207.1886 | 203.1904 | 179.2492 | 0 | 0 | 0 | 0 | 519.5064 | 505.2727 | 546.8241 | 585.0979 | 0 | 0 | 0 | 0 | 0 | -7.6308 | -2.3631 | -11.5855 | 0 | 0 | 0 | 0 | -189.1 | -120.9642 | -155.6359 | -153.7367 | 0.39725 | 0.023616 | 0.020937 | 0.02146 | -75.1204 | -2.8566 | -3.2585 | -3.2993
6 | 23 | 17 | 576.2332 | 583.6696 | 594.5094 | 603.87 | 0 | 0 | 0 | 0 | 256.2277 | 208.2496 | 203.5527 | 209.6558 | 0 | 0 | 0 | 0 | 511.9257 | 472.9012 | 500.5731 | 526.5557 | 0 | 0 | 0 | 0 | 0 | -4.689 | -12.224 | 9.6187 | 0 | 0 | 0 | 0 | -191.9201 | -92.7921 | -97.3923 | -141.9603 | 0.40602 | 0.342 | 0.42749 | 0.2585 | -77.9236 | -31.7352 | -41.634 | -36.6963
6 | 23 | 18 | 564.8479 | 574.6903 | 588.1368 | 599.8144 | 0 | 0 | 0 | 0 | 282.2599 | 209.9467 | 207.2968 | 221.5056 | 0 | 0 | 0 | 0 | 470.8851 | 346.8119 | 357.1482 | 367.7969 | 0 | 0 | 0 | 0 | 0 | -4.1562 | -10.5928 | -1.6468 | 0 | 0 | 0 | 0 | -188.2971 | 22.088 | 34.2846 | 12.1586 | 0.4027 | 0.42494 | 0.41159 | 0.40375 | -75.8264 | 9.386 | 14.1111 | 4.909
6 | 23 | 19 | 545.4157 | 556.4345 | 571.0714 | 583.7866 | 0 | 0 | 0 | 0 | 323.7849 | 259.2958 | 254.0124 | 266.4536 | 0 | 0 | 0 | 0 | 405.416 | 224.7478 | 225.2119 | 227.3732 | 0 | 0 | 0 | 0 | 0 | 3.1604 | 6.414 | 7.5484 | 0 | 0 | 0 | 0 | -183.7851 | 69.2305 | 85.4331 | 82.4113 | 0.40839 | 0.42225 | 0.40697 | 0.39265 | -75.0557 | 29.2325 | 34.7687 | 32.3585
6 | 23 | 20 | 545.8516 | 557.3753 | 572.4775 | 585.4919 | 0 | 0 | 0 | 0 | 336.1003 | 279.0598 | 274.0008 | 284.4961 | 0 | 0 | 0 | 0 | 377.4358 | 170.0476 | 169.6227 | 171.126 | 0 | 0 | 0 | 0 | 0 | 4.2031 | 0.26354 | 13.2968 | 0 | 0 | 0 | 0 | -167.6846 | 104.0649 | 128.5905 | 116.573 | 0.40942 | 0.43553 | 0.40598 | 0.39629 | -68.6539 | 45.3232 | 52.2056 | 46.1965
6 | 23 | 21 | 539.5123 | 551.2783 | 566.5097 | 579.5123 | 0 | 0 | 0 | 0 | 337.7862 | 285.3954 | 278.8068 | 296.2967 | 0 | 0 | 0 | 0 | 348.5324 | 142.3887 | 140.0374 | 139.577 | 0 | 0 | 0 | 0 | 0 | 8.579 | 5.4349 | 9.1069 | 0 | 0 | 0 | 0 | -146.8064 | 114.9152 | 142.2307 | 134.5316 | 0.4094 | 0.43476 | 0.40586 | 0.39679 | -60.1023 | 49.9609 | 57.7262 | 53.3811
6 | 23 | 22 | 504.525 | 516.2223 | 531.2005 | 543.9742 | 0 | 0 | 0 | 0 | 329.9133 | 286.7232 | 292.4549 | 300.926 | 0 | 0 | 0 | 0 | 313.9161 | 135.4856 | 129.928 | 126.3269 | 0 | 0 | 0 | 0 | 0 | 16.8811 | 25.0641 | 10.6078 | 0 | 0 | 0 | 0 | -139.3044 | 77.1324 | 83.7535 | 106.1135 | 0.40731 | 0.42231 | 0.40449 | 0.39511 | -56.7404 | 32.5739 | 33.8778 | 41.9267
6 | 23 | 23 | 462.5932 | 473.7977 | 488.029 | 500.1458 | 0 | 0 | 0 | 0 | 319.437 | 282.4833 | 300.5291 | 302.544 | 0 | 0 | 0 | 0 | 285.3166 | 129.9543 | 123.63 | 119.2147 | 0 | 0 | 0 | 0 | 0 | 20.152 | 12.2244 | 7.3526 | 0 | 0 | 0 | 0 | -142.1604 | 41.208 | 51.6455 | 71.0345 | 0.40299 | 0.42067 | 0.40353 | 0.39408 | -57.2886 | 17.3351 | 20.8404 | 27.9934
6 | 23 | 24 | 426.9174 | 435.597 | 446.8352 | 456.2615 | 0 | 0 | 0 | 0 | 308.0391 | 314.5114 | 296.499 | 306.3571 | 0 | 0 | 0 | 0 | 259.3011 | 112.5388 | 108.7213 | 106.5619 | 0 | 0 | 0 | 0 | 0 | 5.3342 | 11.6862 | 25.5153 | 0 | 0 | 0 | 0 | -140.4229 | 3.2126 | 29.9287 | 17.8271 | 0.40134 | 0.42366 | 0.4104 | 0.39542 | -56.3579 | 1.361 | 12.2828 | 7.0491
6 | 24 | 1 | 396.1904 | 402.143 | 410.1636 | 416.6701 | 0 | 0 | 0 | 0 | 259.1303 | 295.3962 | 313.9135 | 312.2335 | 0 | 0 | 0 | 0 | 248.6595 | 105.5306 | 103.1842 | 102.3778 | 0 | 0 | 0 | 0 | 0 | 17.3666 | 11.6128 | 4.4894 | 0 | 0 | 0 | 0 | -111.5994 | -16.1503 | -18.5469 | -2.4306 | 0.4071 | 0.42843 | 0.41669 | 0.39372 | -45.4326 | -6.9193 | -7.7283 | -0.95697
6 | 24 | 2 | 383.4789 | 387.2994 | 392.9226 | 397.3267 | 0 | 0 | 0 | 0 | 242.6163 | 322.0497 | 315.1599 | 310.3189 | 0 | 0 | 0 | 0 | 229.3581 | 109.8239 | 108.4441 | 108.5186 | 0 | 0 | 0 | 0 | 0 | 5.475 | 3.6284 | 2.492 | 0 | 0 | 0 | 0 | -88.4955 | -50.0492 | -34.3099 | -24.0028 | 0.40672 | 0.42869 | 0.41639 | 0.39335 | -35.9926 | -21.4554 | -14.2861 | -9.4415
6 | 24 | 3 | 373.3835 | 375.2174 | 378.6265 | 381.1026 | 0 | 0 | 0 | 0 | 243.3327 | 316.6288 | 291.3878 | 296.9961 | 0 | 0 | 0 | 0 | 212.7105 | 111.8785 | 109.8359 | 109.2527 | 0 | 0 | 0 | 0 | 0 | 4.7991 | 8.1384 | 1.1894 | 0 | 0 | 0 | 0 | -82.6597 | -58.0889 | -30.7357 | -26.3357 | 0.40558 | 0.42977 | 0.41648 | 0.39426 | -33.5252 | -24.965 | -12.8009 | -10.3831
6 | 24 | 4 | 368.8585 | 368.6808 | 369.8459 | 370.3301 | 0 | 0 | 0 | 0 | 253.4747 | 284.6793 | 279.4537 | 293.3308 | 0 | 0 | 0 | 0 | 206.1219 | 91.0109 | 90.688 | 91.7496 | 0 | 0 | 0 | 0 | 0 | 12.8942 | 12.8331 | 2.0525 | 0 | 0 | 0 | 0 | -90.7381 | -19.9035 | -13.1289 | -16.8027 | 0.40646 | 0.42931 | 0.41675 | 0.39303 | -36.8812 | -8.5448 | -5.4715 | -6.6039
6 | 24 | 5 | 367.2797 | 365.4677 | 364.8259 | 363.7134 | 0 | 0 | 0 | 0 | 276.0278 | 288.8094 | 275.1002 | 277.8426 | 0 | 0 | 0 | 0 | 190.7244 | 75.7847 | 76.0486 | 77.6209 | 0 | 0 | 0 | 0 | 0 | 15.1441 | 7.2414 | 3.5467 | 0 | 0 | 0 | 0 | -99.4725 | -14.2705 | 6.4357 | 4.7031 | 0.40796 | 0.42719 | 0.41626 | 0.3916 | -40.581 | -6.0962 | 2.6789 | 1.8418
6 | 24 | 6 | 363.9691 | 359.7755 | 356.5477 | 353.2097 | 0 | 0 | 0 | 0 | 313.9222 | 270.8701 | 249.1856 | 254.3271 | 0 | 0 | 0 | 0 | 223.5971 | 155.9838 | 156.3711 | 157.6129 | 0 | 0 | 0 | 0 | 0 | -3.7651 | -2.2375 | 1.7397 | 0 | 0 | 0 | 0 | -173.5502 | -63.3133 | -46.7716 | -60.4699 | 0.40606 | 0.43154 | 0.41548 | 0.38797 | -70.4721 | -27.3222 | -19.4327 | -23.4603
6 | 24 | 7 | 379.5461 | 374.282 | 370.149 | 366.2471 | 0 | 0 | 0 | 0 | 314.2883 | 233.9916 | 212.1067 | 211.6316 | 0 | 0 | 0 | 0 | 248.1663 | 229.2178 | 232.437 | 235.8748 | 0 | 0 | 0 | 0 | 0 | -5.035 | -5.056 | 1.4556 | 0 | 0 | 0 | 0 | -182.9085 | -83.8924 | -69.3388 | -82.7148 | 0.39763 | 0.41039 | 0.41696 | 0.37762 | -72.7293 | -34.4287 | -28.9113 | -31.2349
6 | 24 | 8 | 406.519 | 401.3986 | 397.9454 | 395.1123 | 0 | 0 | 0 | 0 | 273.0444 | 210.6037 | 205.0211 | 200.6639 | 0 | 0 | 0 | 0 | 314.1661 | 315.9533 | 338.7032 | 359.7409 | 0 | 0 | 0 | 0 | 0 | -5.7613 | -9.3234 | 20.6883 | 0 | 0 | 0 | 0 | -180.6915 | -119.3971 | -136.4557 | -185.9808 | 0.39542 | 0.54534 | 0.3925 | 0.14136 | -71.4482 | -65.1116 | -53.5583 | -26.291
6 | 24 | 9 | 435.7217 | 431.953 | 430.509 | 429.906 | 0 | 0 | 0 | 0 | 264.8121 | 206.471 | 201.7342 | 194.5526 | 0 | 0 | 0 | 0 | 381.9575 | 384.5899 | 428.3613 | 468.5075 | 0 | 0 | 0 | 0 | 0 | -6.5835 | -11.6085 | -26.7556 | 0 | 0 | 0 | 0 | -211.0479 | -152.5243 | -187.978 | -206.3985 | 0.3881 | 0.022118 | 0.022118 | 0.021036 | -81.9077 | -3.3735 | -4.1577 | -4.3418
6 | 24 | 10 | 461.9312 | 458.6252 | 457.7496 | 457.5659 | 0 | 0 | 0 | 0 | 290.0028 | 205.1834 | 200.4681 | 167.153 | 0 | 0 | 0 | 0 | 434.4454 | 435.7316 | 496.0012 | 551.1715 | 0 | 0 | 0 | 0 | 0 | -8.4144 | -8.6339 | -22.8433 | 0 | 0 | 0 | 0 | -262.517 | -173.8754 | -230.0858 | -237.9153 | 0.39518 | 0.022118 | 0.022118 | 0.022118 | -103.7425 | -3.8457 | -5.089 | -5.2621
6 | 24 | 11 | 478.3054 | 475.4117 | 474.7711 | 474.435 | 0 | 0 | 0 | 0 | 258.0175 | 194.6569 | 197.3159 | 168.2164 | 0 | 0 | 0 | 0 | 474.3953 | 460.0491 | 530.5688 | 595.1662 | 0 | 0 | 0 | 0 | 0 | -24.1539 | -19.527 | -24.1443 | 0 | 0 | 0 | 0 | -254.1074 | -155.1403 | -233.5866 | -264.8033 | 0.39679 | 0.022118 | 0.022118 | 0.022118 | -100.8278 | -3.4314 | -5.1664 | -5.8569
6 | 24 | 12 | 494.1809 | 491.9325 | 491.8583 | 491.7556 | 0 | 0 | 0 | 0 | 251.5984 | 192.8402 | 188.808 | 168.386 | 0 | 0 | 0 | 0 | 504.8932 | 479.4255 | 553.4067 | 621.1666 | 0 | 0 | 0 | 0 | 0 | -22.1707 | -27.8015 | -24.8556 | 0 | 0 | 0 | 0 | -262.3106 | -158.1625 | -222.5549 | -272.9414 | 0.39234 | 0.022118 | 0.022118 | 0.022118 | -102.9159 | -3.4982 | -4.9224 | -6.0368
6 | 24 | 13 | 508.0873 | 506.9797 | 508.1378 | 509.0124 | 0 | 0 | 0 | 0 | 248.802 | 193.551 | 194.9686 | 168.7085 | 0 | 0 | 0 | 0 | 526.0485 | 489.1887 | 561.2268 | 627.1775 | 0 | 0 | 0 | 0 | 0 | -21.8802 | -11.0492 | -26.7622 | 0 | 0 | 0 | 0 | -266.7631 | -153.8798 | -237.0083 | -260.1114 | 0.39433 | 0.022118 | 0.022118 | 0.022118 | -105.1922 | -3.4035 | -5.2421 | -5.7531
6 | 24 | 14 | 518.9674 | 518.9248 | 521.3301 | 523.3323 | 0 | 0 | 0 | 0 | 244.2499 | 198.2885 | 201.0404 | 168.437 | 0 | 0 | 0 | 0 | 536.1573 | 494.4554 | 561.1898 | 622.3317 | 0 | 0 | 0 | 0 | 0 | -17.6679 | -16.0106 | -19.2388 | 0 | 0 | 0 | 0 | -261.4399 | -156.1512 | -224.8896 | -248.1976 | 0.39259 | 0.022448 | 0.022118 | 0.021917 | -102.6382 | -3.5052 | -4.9741 | -5.4396
6 | 24 | 15 | 525.7237 | 526.7008 | 530.2306 | 533.189 | 0 | 0 | 0 | 0 | 250.8645 | 195.3711 | 190.4211 | 168.148 | 0 | 0 | 0 | 0 | 548.6013 | 531.3812 | 591.4256 | 646.4655 | 0 | 0 | 0 | 0 | 0 | -25.9477 | -15.9559 | -19.347 | 0 | 0 | 0 | 0 | -273.7421 | -174.1038 | -235.6602 | -262.0775 | 0.38933 | 0.022983 | 0.021613 | 0.020742 | -106.5752 | -4.0015 | -5.0933 | -5.4359
6 | 24 | 16 | 536.2462 | 539.8239 | 546.2743 | 551.82 | 0 | 0 | 0 | 0 | 248.4989 | 207.1886 | 203.1904 | 179.2492 | 0 | 0 | 0 | 0 | 540.0197 | 504.344 | 551.6335 | 595.1755 | 0 | 0 | 0 | 0 | 0 | -7.6308 | -2.3631 | -11.5855 | 0 | 0 | 0 | 0 | -252.2724 | -164.0779 | -206.1864 | -211.0192 | 0.39725 | 0.023616 | 0.020937 | 0.02146 | -100.2157 | -3.8748 | -4.3168 | -4.5286
6 | 24 | 17 | 539.873 | 546.1303 | 555.5223 | 563.6352 | 0 | 0 | 0 | 0 | 256.2277 | 208.2496 | 203.5527 | 209.6558 | 0 | 0 | 0 | 0 | 521.1838 | 449.6662 | 479.4655 | 507.2194 | 0 | 0 | 0 | 0 | 0 | -4.689 | -12.224 | 9.6187 | 0 | 0 | 0 | 0 | -237.5385 | -107.0964 | -115.272 | -162.8587 | 0.40602 | 0.342 | 0.42749 | 0.2585 | -96.4457 | -36.6273 | -49.2774 | -42.0985
6 | 24 | 18 | 535.742 | 544.6406 | 556.9281 | 567.607 | 0 | 0 | 0 | 0 | 282.2599 | 209.9467 | 207.2968 | 221.5056 | 0 | 0 | 0 | 0 | 481.7554 | 390.6887 | 400.3889 | 410.1676 | 0 | 0 | 0 | 0 | 0 | -4.1562 | -10.5928 | -1.6468 | 0 | 0 | 0 | 0 | -228.2732 | -51.8386 | -40.1648 | -62.4194 | 0.4027 | 0.42494 | 0.41159 | 0.40375 | -91.9246 | -22.0282 | -16.5313 | -25.2018
6 | 24 | 19 | 521.8833 | 532.139 | 545.8388 | 557.7466 | 0 | 0 | 0 | 0 | 323.7849 | 259.2958 | 254.0124 | 266.4536 | 0 | 0 | 0 | 0 | 424.7161 | 282.4671 | 279.2289 | 277.5601 | 0 | 0 | 0 | 0 | 0 | 3.1604 | 6.414 | 7.5484 | 0 | 0 | 0 | 0 | -226.6177 | -12.7843 | 6.1835 | 6.1844 | 0.40839 | 0.42225 | 0.40697 | 0.39265 | -92.5479 | -5.3981 | 2.5165 | 2.4283
6 | 24 | 20 | 527.0256 | 537.9389 | 552.2914 | 564.6599 | 0 | 0 | 0 | 0 | 336.1003 | 279.0598 | 274.0008 | 284.4961 | 0 | 0 | 0 | 0 | 366.8782 | 192.5885 | 189.346 | 187.9899 | 0 | 0 | 0 | 0 | 0 | 4.2031 | 0.26354 | 13.2968 | 0 | 0 | 0 | 0 | -175.9529 | 62.0876 | 88.6811 | 78.8771 | 0.40942 | 0.43553 | 0.40598 | 0.39629 | -72.0392 | 27.0409 | 36.003 | 31.2581
6 | 24 | 21 | 526.2244 | 537.5596 | 552.2619 | 564.8085 | 0 | 0 | 0 | 0 | 337.7862 | 285.3954 | 278.8068 | 296.2967 | 0 | 0 | 0 | 0 | 322.2957 | 181.4265 | 176.1414 | 172.8242 | 0 | 0 | 0 | 0 | 0 | 8.579 | 5.4349 | 9.1069 | 0 | 0 | 0 | 0 | -133.8575 | 62.1587 | 91.8788 | 86.5807 | 0.4094 | 0.43476 | 0.40586 | 0.39679 | -54.8011 | 27.0243 | 37.2902 | 34.3545
6 | 24 | 22 | 493.1657 | 504.4947 | 519.0206 | 531.4045 | 0 | 0 | 0 | 0 | 329.9133 | 286.7232 | 292.4549 | 300.926 | 0 | 0 | 0 | 0 | 288.4871 | 137.6481 | 130.7791 | 125.9038 | 0 | 0 | 0 | 0 | 0 | 16.8811 | 25.0641 | 10.6078 | 0 | 0 | 0 | 0 | -125.2346 | 63.2422 | 70.7224 | 93.9669 | 0.40731 | 0.42231 | 0.40449 | 0.39511 | -51.0096 | 26.7079 | 28.6068 | 37.1274
6 | 24 | 23 | 445.6605 | 456.3159 | 469.8729 | 481.4087 | 0 | 0 | 0 | 0 | 319.437 | 282.4833 | 300.5291 | 302.544 | 0 | 0 | 0 | 0 | 261.5274 | 132.5188 | 124.6923 | 118.8873 | 0 | 0 | 0 | 0 | 0 | 20.152 | 12.2244 | 7.3526 | 0 | 0 | 0 | 0 | -135.3039 | 21.1617 | 32.4272 | 52.6248 | 0.40299 | 0.42067 | 0.40353 | 0.39408 | -54.5255 | 8.9022 | 13.0853 | 20.7384
6 | 24 | 24 | 411.6302 | 419.8141 | 430.4436 | 439.3453 | 0 | 0 | 0 | 0 | 308.0391 | 314.5114 | 296.499 | 306.3571 | 0 | 0 | 0 | 0 | 251.5954 | 122.4317 | 115.4774 | 110.4992 | 0 | 0 | 0 | 0 | 0 | 5.3342 | 11.6862 | 25.5153 | 0 | 0 | 0 | 0 | -148.0043 | -22.4632 | 6.781 | -3.0264 | 0.40134 | 0.42366 | 0.4104 | 0.39542 | -59.4007 | -9.5167 | 2.7829 | -1.1967
6 | 25 | 1 | 389.8384 | 395.5851 | 403.3527 | 409.6412 | 0 | 0 | 0 | 0 | 259.1303 | 295.3962 | 313.9135 | 312.2335 | 0 | 0 | 0 | 0 | 251.4105 | 125.9613 | 120.5118 | 116.9578 | 0 | 0 | 0 | 0 | 0 | 17.3666 | 11.6128 | 4.4894 | 0 | 0 | 0 | 0 | -120.7024 | -43.139 | -42.6854 | -24.0394 | 0.4071 | 0.42843 | 0.41669 | 0.39372 | -49.1384 | -18.4821 | -17.7866 | -9.4647
6 | 25 | 2 | 378.507 | 382.1663 | 387.5915 | 391.825 | 0 | 0 | 0 | 0 | 242.6163 | 322.0497 | 315.1599 | 310.3189 | 0 | 0 | 0 | 0 | 260.5369 | 133.3042 | 127.352 | 123.3742 | 0 | 0 | 0 | 0 | 0 | 5.475 | 3.6284 | 2.492 | 0 | 0 | 0 | 0 | -124.6462 | -78.6626 | -58.5488 | -44.3601 | 0.40672 | 0.42869 | 0.41639 | 0.39335 | -50.6956 | -33.7216 | -24.3788 | -17.449
6 | 25 | 3 | 374.1443 | 376.0029 | 379.4423 | 381.9444 | 0 | 0 | 0 | 0 | 243.3327 | 316.6288 | 291.3878 | 296.9961 | 0 | 0 | 0 | 0 | 259.9111 | 136.1063 | 130.4182 | 126.7299 | 0 | 0 | 0 | 0 | 0 | 4.7991 | 8.1384 | 1.1894 | 0 | 0 | 0 | 0 | -129.0995 | -81.5313 | -50.5022 | -42.971 | 0.40558 | 0.42977 | 0.41648 | 0.39426 | -52.3603 | -35.0398 | -21.0334 | -16.9417
6 | 25 | 4 | 384.5527 | 384.8839 | 386.6739 | 387.6967 | 0 | 0 | 0 | 0 | 253.4747 | 284.6793 | 279.4537 | 293.3308 | 0 | 0 | 0 | 0 | 236.0539 | 118.9172 | 111.0017 | 105.1758 | 0 | 0 | 0 | 0 | 0 | 12.8942 | 12.8331 | 2.0525 | 0 | 0 | 0 | 0 | -104.9759 | -31.6067 | -16.6146 | -12.8624 | 0.40646 | 0.42931 | 0.41675 | 0.39303 | -42.6683 | -13.5691 | -6.9242 | -5.0553
6 | 25 | 5 | 404.0114 | 403.3906 | 404.2115 | 404.3593 | 0 | 0 | 0 | 0 | 276.0278 | 288.8094 | 275.1002 | 277.8426 | 0 | 0 | 0 | 0 | 228.6028 | 122.7197 | 113.172 | 105.7669 | 0 | 0 | 0 | 0 | 0 | 15.1441 | 7.2414 | 3.5467 | 0 | 0 | 0 | 0 | -100.6191 | -23.2826 | 8.6979 | 17.203 | 0.40796 | 0.42719 | 0.41626 | 0.3916 | -41.0488 | -9.946 | 3.6206 | 6.7367
6 | 25 | 6 | 425.9849 | 423.8024 | 423.044 | 421.8339 | 0 | 0 | 0 | 0 | 313.9222 | 270.8701 | 249.1856 | 254.3271 | 0 | 0 | 0 | 0 | 249.6567 | 203.5868 | 191.0581 | 180.3955 | 0 | 0 | 0 | 0 | 0 | -3.7651 | -2.2375 | 1.7397 | 0 | 0 | 0 | 0 | -137.5939 | -46.8894 | -14.9622 | -14.6283 | 0.40606 | 0.43154 | 0.41548 | 0.38797 | -55.8716 | -20.2346 | -6.2165 | -5.6753
6 | 25 | 7 | 467.9076 | 465.5089 | 464.8944 | 464.0244 | 0 | 0 | 0 | 0 | 314.2883 | 233.9916 | 212.1067 | 211.6316 | 0 | 0 | 0 | 0 | 250.921 | 278.4182 | 265.8018 | 254.5187 | 0 | 0 | 0 | 0 | 0 | -5.035 | -5.056 | 1.4556 | 0 | 0 | 0 | 0 | -97.3017 | -41.8659 | -7.9581 | -3.5815 | 0.39763 | 0.41039 | 0.41696 | 0.37762 | -38.6898 | -17.1814 | -3.3182 | -1.3524
6 | 25 | 8 | 504.8066 | 502.8734 | 503.3341 | 503.8734 | 0 | 0 | 0 | 0 | 273.0444 | 210.6037 | 205.0211 | 200.6639 | 0 | 0 | 0 | 0 | 275.7564 | 354.0921 | 358.6353 | 362.544 | 0 | 0 | 0 | 0 | 0 | -5.7613 | -9.3234 | 20.6883 | 0 | 0 | 0 | 0 | -43.9942 | -56.061 | -50.9991 | -80.0227 | 0.39542 | 0.54534 | 0.3925 | 0.14136 | -17.396 | -30.5721 | -20.0169 | -11.3123
6 | 25 | 9 | 541.1398 | 540.7896 | 543.5433 | 546.5574 | 0 | 0 | 0 | 0 | 264.8121 | 206.471 | 201.7342 | 194.5526 | 0 | 0 | 0 | 0 | 310.7898 | 417.0953 | 439.2281 | 458.8753 | 0 | 0 | 0 | 0 | 0 | -6.5835 | -11.6085 | -26.7556 | 0 | 0 | 0 | 0 | -34.4621 | -76.1931 | -85.8105 | -80.115 | 0.3881 | 0.022118 | 0.022118 | 0.021036 | -13.3747 | -1.6852 | -1.8979 | -1.6853
6 | 25 | 10 | 572.9935 | 573.2891 | 576.836 | 580.463 | 0 | 0 | 0 | 0 | 290.0028 | 205.1834 | 200.4681 | 167.153 | 0 | 0 | 0 | 0 | 326.0055 | 454.4363 | 490.5948 | 522.8497 | 0 | 0 | 0 | 0 | 0 | -8.4144 | -8.6339 | -22.8433 | 0 | 0 | 0 | 0 | -43.0148 | -77.9161 | -105.593 | -86.6964 | 0.39518 | 0.022118 | 0.022118 | 0.022118 | -16.9987 | -1.7233 | -2.3355 | -1.9175
6 | 25 | 11 | 597.5067 | 598.4786 | 602.5846 | 606.3385 | 0 | 0 | 0 | 0 | 258.0175 | 194.6569 | 197.3159 | 168.2164 | 0 | 0 | 0 | 0 | 326.751 | 473.039 | 518.9965 | 560.0807 | 0 | 0 | 0 | 0 | 0 | -24.1539 | -19.527 | -24.1443 | 0 | 0 | 0 | 0 | 12.7383 | -45.0634 | -94.2009 | -97.8143 | 0.39679 | 0.022118 | 0.022118 | 0.022118 | 5.0545 | -0.9967 | -2.0835 | -2.1634
6 | 25 | 12 | 604.7125 | 606.0484 | 610.3755 | 614.0654 | 0 | 0 | 0 | 0 | 251.5984 | 192.8402 | 188.808 | 168.386 | 0 | 0 | 0 | 0 | 319.1626 | 480.8446 | 532.2702 | 578.2461 | 0 | 0 | 0 | 0 | 0 | -22.1707 | -27.8015 | -24.8556 | 0 | 0 | 0 | 0 | 33.9515 | -45.4658 | -82.9011 | -107.7112 | 0.39234 | 0.022118 | 0.022118 | 0.022118 | 13.3207 | -1.0056 | -1.8336 | -2.3823
6 | 25 | 13 | 623.8207 | 626.4662 | 632.2328 | 637.0784 | 0 | 0 | 0 | 0 | 248.802 | 193.551 | 194.9686 | 168.7085 | 0 | 0 | 0 | 0 | 307.1478 | 472.448 | 525.467 | 572.8729 | 0 | 0 | 0 | 0 | 0 | -21.8802 | -11.0492 | -26.7622 | 0 | 0 | 0 | 0 | 67.8709 | -17.6527 | -77.1536 | -77.7409 | 0.39433 | 0.022118 | 0.022118 | 0.022118 | 26.7634 | -0.39044 | -1.7065 | -1.7195
6 | 25 | 14 | 640.0442 | 643.928 | 651.1546 | 657.3111 | 0 | 0 | 0 | 0 | 244.2499 | 198.2885 | 201.0404 | 168.437 | 0 | 0 | 0 | 0 | 294.4449 | 460.4931 | 512.2522 | 558.5599 | 0 | 0 | 0 | 0 | 0 | -17.6679 | -16.0106 | -19.2388 | 0 | 0 | 0 | 0 | 101.3494 | 2.8143 | -46.1275 | -50.447 | 0.39259 | 0.022448 | 0.022118 | 0.021917 | 39.7886 | 0.063174 | -1.0202 | -1.1056
6 | 25 | 15 | 652.1617 | 657.239 | 665.8035 | 673.1002 | 0 | 0 | 0 | 0 | 250.8645 | 195.3711 | 190.4211 | 168.148 | 0 | 0 | 0 | 0 | 285.7146 | 462.6936 | 509.2293 | 550.8361 | 0 | 0 | 0 | 0 | 0 | -25.9477 | -15.9559 | -19.347 | 0 | 0 | 0 | 0 | 115.5826 | 25.1219 | -17.891 | -26.5369 | 0.38933 | 0.022983 | 0.021613 | 0.020742 | 44.9994 | 0.57739 | -0.38668 | -0.55042
6 | 25 | 16 | 657.9601 | 665.4847 | 676.7817 | 686.5036 | 0 | 0 | 0 | 0 | 248.4989 | 207.1886 | 203.1904 | 179.2492 | 0 | 0 | 0 | 0 | 280.9657 | 442.5087 | 481.9629 | 517.4316 | 0 | 0 | 0 | 0 | 0 | -7.6308 | -2.3631 | -11.5855 | 0 | 0 | 0 | 0 | 128.4954 | 23.4182 | -6.0084 | 1.4084 | 0.39725 | 0.023616 | 0.020937 | 0.02146 | 51.0451 | 0.55304 | -0.12579 | 0.030224
6 | 25 | 17 | 651.36 | 661.2326 | 675.064 | 687.0022 | 0 | 0 | 0 | 0 | 256.2277 | 208.2496 | 203.5527 | 209.6558 | 0 | 0 | 0 | 0 | 261.6553 | 380.2347 | 408.7147 | 434.616 | 0 | 0 | 0 | 0 | 0 | -4.689 | -12.224 | 9.6187 | 0 | 0 | 0 | 0 | 133.477 | 77.4373 | 75.0206 | 33.1117 | 0.40602 | 0.342 | 0.42749 | 0.2585 | 54.1945 | 26.4838 | 32.0704 | 8.5593
6 | 25 | 18 | 634.8612 | 646.9741 | 663.2085 | 677.2883 | 0 | 0 | 0 | 0 | 282.2599 | 209.9467 | 207.2968 | 221.5056 | 0 | 0 | 0 | 0 | 228.6783 | 260.2734 | 274.3179 | 287.6058 | 0 | 0 | 0 | 0 | 0 | -4.1562 | -10.5928 | -1.6468 | 0 | 0 | 0 | 0 | 123.923 | 180.9102 | 192.1866 | 169.8237 | 0.4027 | 0.42494 | 0.41159 | 0.40375 | 49.9032 | 76.8755 | 79.1016 | 68.5661
6 | 25 | 19 | 613.6951 | 626.928 | 644.2838 | 659.3418 | 0 | 0 | 0 | 0 | 323.7849 | 259.2958 | 254.0124 | 266.4536 | 0 | 0 | 0 | 0 | 176.0851 | 164.6606 | 169.1575 | 174.2509 | 0 | 0 | 0 | 0 | 0 | 3.1604 | 6.414 | 7.5484 | 0 | 0 | 0 | 0 | 113.8251 | 199.8112 | 214.6999 | 211.0888 | 0.40839 | 0.42225 | 0.40697 | 0.39265 | 46.4848 | 84.3701 | 87.3764 | 82.8833
6 | 25 | 20 | 610.5745 | 624.1971 | 641.8766 | 657.1117 | 0 | 0 | 0 | 0 | 336.1003 | 279.0598 | 274.0008 | 284.4961 | 0 | 0 | 0 | 0 | 177.0537 | 103.2274 | 107.1818 | 112.1705 | 0 | 0 | 0 | 0 | 0 | 4.2031 | 0.26354 | 13.2968 | 0 | 0 | 0 | 0 | 97.4204 | 237.7068 | 260.4304 | 247.1483 | 0.40942 | 0.43553 | 0.40598 | 0.39629 | 39.8862 | 103.5282 | 105.7304 | 97.942
6 | 25 | 21 | 597.034 | 610.6653 | 628.1873 | 643.1635 | 0 | 0 | 0 | 0 | 337.7862 | 285.3954 | 278.8068 | 296.2967 | 0 | 0 | 0 | 0 | 187.6018 | 108.9766 | 114.371 | 120.8513 | 0 | 0 | 0 | 0 | 0 | 8.579 | 5.4349 | 9.1069 | 0 | 0 | 0 | 0 | 71.6459 | 207.7143 | 229.5746 | 216.9086 | 0.4094 | 0.43476 | 0.40586 | 0.39679 | 29.3317 | 90.3065 | 93.1759 | 86.0676
6 | 25 | 22 | 543.7693 | 556.7392 | 573.2801 | 587.4003 | 0 | 0 | 0 | 0 | 329.9133 | 286.7232 | 292.4549 | 300.926 | 0 | 0 | 0 | 0 | 182.2816 | 86.0802 | 91.3457 | 97.7494 | 0 | 0 | 0 | 0 | 0 | 16.8811 | 25.0641 | 10.6078 | 0 | 0 | 0 | 0 | 31.5744 | 167.0547 | 164.4153 | 178.1171 | 0.40731 | 0.42231 | 0.40449 | 0.39511 | 12.8607 | 70.5491 | 66.5051 | 70.3762
6 | 25 | 23 | 492.0352 | 504.1945 | 519.5982 | 532.7252 | 0 | 0 | 0 | 0 | 319.437 | 282.4833 | 300.5291 | 302.544 | 0 | 0 | 0 | 0 | 179.2929 | 75.268 | 81.0646 | 87.9584 | 0 | 0 | 0 | 0 | 0 | 20.152 | 12.2244 | 7.3526 | 0 | 0 | 0 | 0 | -6.6946 | 126.291 | 125.7801 | 134.8701 | 0.40299 | 0.42067 | 0.40353 | 0.39408 | -2.6978 | 53.1274 | 50.7558 | 53.1498
6 | 25 | 24 | 452.2192 | 461.7193 | 473.965 | 484.2594 | 0 | 0 | 0 | 0 | 308.0391 | 314.5114 | 296.499 | 306.3571 | 0 | 0 | 0 | 0 | 171.1024 | 86.8544 | 90.3649 | 95.0634 | 0 | 0 | 0 | 0 | 0 | 5.3342 | 11.6862 | 25.5153 | 0 | 0 | 0 | 0 | -26.9224 | 55.0193 | 75.4149 | 57.3236 | 0.40134 | 0.42366 | 0.4104 | 0.39542 | -10.8051 | 23.3094 | 30.9505 | 22.6666
6 | 26 | 1 | 420.3421 | 427.0779 | 436.0602 | 443.3954 | 0 | 0 | 0 | 0 | 259.1303 | 295.3962 | 313.9135 | 312.2335 | 0 | 0 | 0 | 0 | 157.1029 | 73.0094 | 74.9585 | 78.1345 | 0 | 0 | 0 | 0 | 0 | 17.3666 | 11.6128 | 4.4894 | 0 | 0 | 0 | 0 | 4.1089 | 41.3058 | 35.5754 | 48.538 | 0.4071 | 0.42843 | 0.41669 | 0.39372 | 1.6727 | 17.6967 | 14.8239 | 19.1103
6 | 26 | 2 | 402.4818 | 406.9185 | 413.2983 | 418.3545 | 0 | 0 | 0 | 0 | 242.6163 | 322.0497 | 315.1599 | 310.3189 | 0 | 0 | 0 | 0 | 156.3749 | 73.8064 | 75.7738 | 78.9523 | 0 | 0 | 0 | 0 | 0 | 5.475 | 3.6284 | 2.492 | 0 | 0 | 0 | 0 | 3.4905 | 5.5874 | 18.7362 | 26.5914 | 0.40672 | 0.42869 | 0.41639 | 0.39335 | 1.4197 | 2.3952 | 7.8015 | 10.4597
6 | 26 | 3 | 394.5626 | 397.0834 | 401.3358 | 404.5386 | 0 | 0 | 0 | 0 | 243.3327 | 316.6288 | 291.3878 | 296.9961 | 0 | 0 | 0 | 0 | 145.4139 | 97.7149 | 98.2323 | 99.9809 | 0 | 0 | 0 | 0 | 0 | 4.7991 | 8.1384 | 1.1894 | 0 | 0 | 0 | 0 | 5.8161 | -22.0595 | 3.5773 | 6.3722 | 0.40558 | 0.42977 | 0.41648 | 0.39426 | 2.3589 | -9.4805 | 1.4899 | 2.5123
6 | 26 | 4 | 398.1236 | 398.895 | 401.2254 | 402.7137 | 0 | 0 | 0 | 0 | 253.4747 | 284.6793 | 279.4537 | 293.3308 | 0 | 0 | 0 | 0 | 129.3936 | 122.4559 | 119.1243 | 117.1824 | 0 | 0 | 0 | 0 | 0 | 12.8942 | 12.8331 | 2.0525 | 0 | 0 | 0 | 0 | 15.2553 | -21.1344 | -10.1858 | -9.8519 | 0.40646 | 0.42931 | 0.41675 | 0.39303 | 6.2006 | -9.0732 | -4.2449 | -3.8721
6 | 26 | 5 | 417.7239 | 417.5478 | 418.9147 | 419.533 | 0 | 0 | 0 | 0 | 276.0278 | 288.8094 | 275.1002 | 277.8426 | 0 | 0 | 0 | 0 | 120.1275 | 107.6148 | 101.137 | 96.1426 | 0 | 0 | 0 | 0 | 0 | 15.1441 | 7.2414 | 3.5467 | 0 | 0 | 0 | 0 | 21.5687 | 5.9794 | 35.4361 | 42.001 | 0.40796 | 0.42719 | 0.41626 | 0.3916 | 8.7992 | 2.5543 | 14.7505 | 16.4476
6 | 26 | 6 | 443.3423 | 441.7227 | 441.6554 | 441.0409 | 0 | 0 | 0 | 0 | 313.9222 | 270.8701 | 249.1856 | 254.3271 | 0 | 0 | 0 | 0 | 159.4265 | 173.4384 | 163.5759 | 154.9955 | 0 | 0 | 0 | 0 | 0 | -3.7651 | -2.2375 | 1.7397 | 0 | 0 | 0 | 0 | -30.0064 | 1.1792 | 31.1314 | 29.9786 | 0.40606 | 0.43154 | 0.41548 | 0.38797 | -12.1844 | 0.50887 | 12.9345 | 11.6307
6 | 26 | 7 | 482.6817 | 480.7621 | 480.7359 | 480.3728 | 0 | 0 | 0 | 0 | 314.2883 | 233.9916 | 212.1067 | 211.6316 | 0 | 0 | 0 | 0 | 183.6953 | 259.1756 | 251.7335 | 244.9702 | 0 | 0 | 0 | 0 | 0 | -5.035 | -5.056 | 1.4556 | 0 | 0 | 0 | 0 | -15.3019 | -7.3701 | 21.9517 | 22.3155 | 0.39763 | 0.41039 | 0.41696 | 0.37762 | -6.0844 | -3.0246 | 9.1529 | 8.4268
6 | 26 | 8 | 524.6056 | 523.3146 | 524.5636 | 525.7823 | 0 | 0 | 0 | 0 | 273.0444 | 210.6037 | 205.0211 | 200.6639 | 0 | 0 | 0 | 0 | 230.2534 | 338.0392 | 347.6864 | 356.1145 | 0 | 0 | 0 | 0 | 0 | -5.7613 | -9.3234 | 20.6883 | 0 | 0 | 0 | 0 | 21.3078 | -19.5671 | -18.8206 | -51.6843 | 0.39542 | 0.54534 | 0.3925 | 0.14136 | 8.4254 | -10.6706 | -7.387 | -7.3063
6 | 26 | 9 | 559.0987 | 559.331 | 562.7998 | 566.43 | 0 | 0 | 0 | 0 | 264.8121 | 206.471 | 201.7342 | 194.5526 | 0 | 0 | 0 | 0 | 275.1402 | 400.3387 | 426.2962 | 449.2652 | 0 | 0 | 0 | 0 | 0 | -6.5835 | -11.6085 | -26.7556 | 0 | 0 | 0 | 0 | 19.1464 | -40.8952 | -53.6221 | -50.6322 | 0.3881 | 0.022118 | 0.022118 | 0.021036 | 7.4307 | -0.90451 | -1.186 | -1.0651
6 | 26 | 10 | 590.5101 | 591.3737 | 595.6181 | 599.8461 | 0 | 0 | 0 | 0 | 290.0028 | 205.1834 | 200.4681 | 167.153 | 0 | 0 | 0 | 0 | 303.0343 | 440.4303 | 478.7877 | 512.854 | 0 | 0 | 0 | 0 | 0 | -8.4144 | -8.6339 | -22.8433 | 0 | 0 | 0 | 0 | -2.527 | -45.8255 | -75.0038 | -57.3176 | 0.39518 | 0.022118 | 0.022118 | 0.022118 | -0.99862 | -1.0136 | -1.6589 | -1.2677
6 | 26 | 11 | 614.0856 | 615.595 | 620.3612 | 624.6839 | 0 | 0 | 0 | 0 | 258.0175 | 194.6569 | 197.3159 | 168.2164 | 0 | 0 | 0 | 0 | 318.1203 | 458.8444 | 504.5605 | 545.2278 | 0 | 0 | 0 | 0 | 0 | -24.1539 | -19.527 | -24.1443 | 0 | 0 | 0 | 0 | 37.9478 | -13.7524 | -61.9883 | -64.616 | 0.39679 | 0.022118 | 0.022118 | 0.022118 | 15.0574 | -0.30417 | -1.371 | -1.4292
6 | 26 | 12 | 627.6433 | 629.7228 | 634.9631 | 639.4397 | 0 | 0 | 0 | 0 | 251.5984 | 192.8402 | 188.808 | 168.386 | 0 | 0 | 0 | 0 | 325.4092 | 465.5799 | 514.8761 | 558.7774 | 0 | 0 | 0 | 0 | 0 | -22.1707 | -27.8015 | -24.8556 | 0 | 0 | 0 | 0 | 50.6357 | -6.5266 | -40.9195 | -62.8681 | 0.39234 | 0.022118 | 0.022118 | 0.022118 | 19.8666 | -0.14435 | -0.90505 | -1.3905
6 | 26 | 13 | 644.2214 | 647.5284 | 654.1073 | 659.6529 | 0 | 0 | 0 | 0 | 248.802 | 193.551 | 194.9686 | 168.7085 | 0 | 0 | 0 | 0 | 327.4152 | 467.4254 | 517.407 | 561.9927 | 0 | 0 | 0 | 0 | 0 | -21.8802 | -11.0492 | -26.7622 | 0 | 0 | 0 | 0 | 68.0042 | 8.4322 | -47.219 | -44.2862 | 0.39433 | 0.022118 | 0.022118 | 0.022118 | 26.816 | 0.1865 | -1.0444 | -0.97951
6 | 26 | 14 | 660.4095 | 664.9537 | 672.9912 | 679.8465 | 0 | 0 | 0 | 0 | 244.2499 | 198.2885 | 201.0404 | 168.437 | 0 | 0 | 0 | 0 | 334.3133 | 466.3308 | 516.1304 | 560.7817 | 0 | 0 | 0 | 0 | 0 | -17.6679 | -16.0106 | -19.2388 | 0 | 0 | 0 | 0 | 81.8463 | 18.0022 | -28.1691 | -30.1334 | 0.39259 | 0.022448 | 0.022118 | 0.021917 | 32.1319 | 0.40411 | -0.62304 | -0.66042
6 | 26 | 15 | 669.9968 | 675.6524 | 684.9271 | 692.8358 | 0 | 0 | 0 | 0 | 250.8645 | 195.3711 | 190.4211 | 168.148 | 0 | 0 | 0 | 0 | 348.5528 | 455.4878 | 503.4358 | 546.7399 | 0 | 0 | 0 | 0 | 0 | -25.9477 | -15.9559 | -19.347 | 0 | 0 | 0 | 0 | 70.5795 | 50.7411 | 7.0261 | -2.7051 | 0.38933 | 0.022983 | 0.021613 | 0.020742 | 27.4785 | 1.1662 | 0.15185 | -0.056109
6 | 26 | 16 | 672.0087 | 679.9889 | 691.8454 | 702.0493 | 0 | 0 | 0 | 0 | 248.4989 | 207.1886 | 203.1904 | 179.2492 | 0 | 0 | 0 | 0 | 350.3142 | 407.227 | 447.4205 | 484.0155 | 0 | 0 | 0 | 0 | 0 | -7.6308 | -2.3631 | -11.5855 | 0 | 0 | 0 | 0 | 73.1957 | 73.2041 | 43.5977 | 50.3701 | 0.39725 | 0.023616 | 0.020937 | 0.02146 | 29.0771 | 1.7288 | 0.91278 | 1.081
6 | 26 | 17 | 661.4276 | 671.6267 | 685.859 | 698.1426 | 0 | 0 | 0 | 0 | 256.2277 | 208.2496 | 203.5527 | 209.6558 | 0 | 0 | 0 | 0 | 360.5948 | 387.5163 | 418.7411 | 447.7911 | 0 | 0 | 0 | 0 | 0 | -4.689 | -12.224 | 9.6187 | 0 | 0 | 0 | 0 | 44.6051 | 80.5498 | 75.7892 | 31.077 | 0.40602 | 0.342 | 0.42749 | 0.2585 | 18.1106 | 27.5483 | 32.399 | 8.0333
6 | 26 | 18 | 640.8947 | 653.2032 | 669.6779 | 683.9647 | 0 | 0 | 0 | 0 | 282.2599 | 209.9467 | 207.2968 | 221.5056 | 0 | 0 | 0 | 0 | 342.6482 | 299.0084 | 316.7978 | 334.3279 | 0 | 0 | 0 | 0 | 0 | -4.1562 | -10.5928 | -1.6468 | 0 | 0 | 0 | 0 | 15.9866 | 148.4043 | 156.1761 | 129.778 | 0.4027 | 0.42494 | 0.41159 | 0.40375 | 6.4377 | 63.0626 | 64.2801 | 52.3977
6 | 26 | 19 | 616.933 | 630.2709 | 647.7556 | 662.9247 | 0 | 0 | 0 | 0 | 323.7849 | 259.2958 | 254.0124 | 266.4536 | 0 | 0 | 0 | 0 | 312.0897 | 208.0873 | 213.4251 | 220.0584 | 0 | 0 | 0 | 0 | 0 | 3.1604 | 6.414 | 7.5484 | 0 | 0 | 0 | 0 | -18.9416 | 159.7274 | 173.9042 | 168.8643 | 0.40839 | 0.42225 | 0.40697 | 0.39265 | -7.7355 | 67.4448 | 70.7738 | 66.304
6 | 26 | 20 | 611.8131 | 625.4759 | 643.2046 | 658.4822 | 0 | 0 | 0 | 0 | 336.1003 | 279.0598 | 274.0008 | 284.4961 | 0 | 0 | 0 | 0 | 303.3802 | 177.0667 | 178.3247 | 181.472 | 0 | 0 | 0 | 0 | 0 | 4.2031 | 0.26354 | 13.2968 | 0 | 0 | 0 | 0 | -27.6675 | 165.1463 | 190.6156 | 179.2173 | 0.40942 | 0.43553 | 0.40598 | 0.39629 | -11.3277 | 71.926 | 77.3867 | 71.0218
6 | 26 | 21 | 596.6978 | 610.3182 | 627.8268 | 642.7915 | 0 | 0 | 0 | 0 | 337.7862 | 285.3954 | 278.8068 | 296.2967 | 0 | 0 | 0 | 0 | 262.8251 | 168.307 | 168.3345 | 170.1989 | 0 | 0 | 0 | 0 | 0 | 8.579 | 5.4349 | 9.1069 | 0 | 0 | 0 | 0 | -3.9135 | 148.0368 | 175.2507 | 167.189 | 0.4094 | 0.43476 | 0.40586 | 0.39679 | -1.6022 | 64.361 | 71.1278 | 66.3393
6 | 26 | 22 | 540.9029 | 553.7798 | 570.2067 | 584.2285 | 0 | 0 | 0 | 0 | 329.9133 | 286.7232 | 292.4549 | 300.926 | 0 | 0 | 0 | 0 | 223.9384 | 147.432 | 145.7706 | 145.8599 | 0 | 0 | 0 | 0 | 0 | 16.8811 | 25.0641 | 10.6078 | 0 | 0 | 0 | 0 | -12.9487 | 102.7436 | 106.917 | 126.8348 | 0.40731 | 0.42231 | 0.40449 | 0.39511 | -5.2742 | 43.3898 | 43.2474 | 50.1139
6 | 26 | 23 | 487.4172 | 499.4267 | 514.6465 | 527.6151 | 0 | 0 | 0 | 0 | 319.437 | 282.4833 | 300.5291 | 302.544 | 0 | 0 | 0 | 0 | 183.9137 | 134.0423 | 129.2762 | 126.2934 | 0 | 0 | 0 | 0 | 0 | 20.152 | 12.2244 | 7.3526 | 0 | 0 | 0 | 0 | -15.9335 | 62.749 | 72.6168 | 91.4251 | 0.40299 | 0.42067 | 0.40353 | 0.39408 | -6.421 | 26.3969 | 29.3029 | 36.0289
6 | 26 | 24 | 448.5212 | 457.9014 | 469.9999 | 480.1674 | 0 | 0 | 0 | 0 | 308.0391 | 314.5114 | 296.499 | 306.3571 | 0 | 0 | 0 | 0 | 168.2891 | 136.757 | 130.5051 | 126.0678 | 0 | 0 | 0 | 0 | 0 | 5.3342 | 11.6862 | 25.5153 | 0 | 0 | 0 | 0 | -27.807 | 1.2988 | 31.3096 | 22.2271 | 0.40134 | 0.42366 | 0.4104 | 0.39542 | -11.1602 | 0.55025 | 12.8496 | 8.7889
6 | 27 | 1 | 418.9266 | 425.6165 | 434.5425 | 441.829 | 0 | 0 | 0 | 0 | 259.1303 | 295.3962 | 313.9135 | 312.2335 | 0 | 0 | 0 | 0 | 166.2342 | 115.7602 | 109.9817 | 106.01 | 0 | 0 | 0 | 0 | 0 | 17.3666 | 11.6128 | 4.4894 | 0 | 0 | 0 | 0 | -6.4379 | -2.9064 | -0.9655 | 19.0962 | 0.4071 | 0.42843 | 0.41669 | 0.39372 | -2.6209 | -1.2452 | -0.40232 | 7.5185
6 | 27 | 2 | 403.4372 | 407.905 | 414.3228 | 419.4117 | 0 | 0 | 0 | 0 | 242.6163 | 322.0497 | 315.1599 | 310.3189 | 0 | 0 | 0 | 0 | 152.4222 | 76.2708 | 73.5208 | 72.3234 | 0 | 0 | 0 | 0 | 0 | 5.475 | 3.6284 | 2.492 | 0 | 0 | 0 | 0 | 8.3987 | 4.1094 | 22.0138 | 34.2775 | 0.40672 | 0.42869 | 0.41639 | 0.39335 | 3.4159 | 1.7617 | 9.1662 | 13.483
6 | 27 | 3 | 394.9519 | 397.4853 | 401.7532 | 404.9693 | 0 | 0 | 0 | 0 | 243.3327 | 316.6288 | 291.3878 | 296.9961 | 0 | 0 | 0 | 0 | 151.9583 | 60.7229 | 63.2459 | 66.9978 | 0 | 0 | 0 | 0 | 0 | 4.7991 | 8.1384 | 1.1894 | 0 | 0 | 0 | 0 | -0.33908 | 15.3345 | 38.981 | 39.786 | 0.40558 | 0.42977 | 0.41648 | 0.39426 | -0.13752 | 6.5903 | 16.235 | 15.686
6 | 27 | 4 | 400.3176 | 401.1601 | 403.5779 | 405.1415 | 0 | 0 | 0 | 0 | 253.4747 | 284.6793 | 279.4537 | 293.3308 | 0 | 0 | 0 | 0 | 138.2623 | 61.0799 | 65.9663 | 71.8633 | 0 | 0 | 0 | 0 | 0 | 12.8942 | 12.8331 | 2.0525 | 0 | 0 | 0 | 0 | 8.5806 | 42.5067 | 45.3247 | 37.895 | 0.40646 | 0.42931 | 0.41675 | 0.39303 | 3.4877 | 18.2485 | 18.8892 | 14.8938
6 | 27 | 5 | 416.9277 | 416.7257 | 418.061 | 418.652 | 0 | 0 | 0 | 0 | 276.0278 | 288.8094 | 275.1002 | 277.8426 | 0 | 0 | 0 | 0 | 134.0774 | 56.3587 | 61.0406 | 66.6484 | 0 | 0 | 0 | 0 | 0 | 15.1441 | 7.2414 | 3.5467 | 0 | 0 | 0 | 0 | 6.8226 | 56.4136 | 74.6788 | 70.6142 | 0.40796 | 0.42719 | 0.41626 | 0.3916 | 2.7834 | 24.0991 | 31.0855 | 27.6525
6 | 27 | 6 | 434.2832 | 432.3698 | 431.9418 | 431.0165 | 0 | 0 | 0 | 0 | 313.9222 | 270.8701 | 249.1856 | 254.3271 | 0 | 0 | 0 | 0 | 175.8522 | 136.8576 | 138.8416 | 141.4932 | 0 | 0 | 0 | 0 | 0 | -3.7651 | -2.2375 | 1.7397 | 0 | 0 | 0 | 0 | -55.4912 | 28.4072 | 46.1521 | 33.4565 | 0.40606 | 0.43154 | 0.41548 | 0.38797 | -22.5329 | 12.2588 | 19.1753 | 12.98
6 | 27 | 7 | 476.7544 | 474.6426 | 474.3804 | 473.8139 | 0 | 0 | 0 | 0 | 314.2883 | 233.9916 | 212.1067 | 211.6316 | 0 | 0 | 0 | 0 | 201.7006 | 218.8223 | 221.7472 | 224.8322 | 0 | 0 | 0 | 0 | 0 | -5.035 | -5.056 | 1.4556 | 0 | 0 | 0 | 0 | -39.2346 | 26.8636 | 45.5825 | 35.8945 | 0.39763 | 0.41039 | 0.41696 | 0.37762 | -15.6007 | 11.0246 | 19.0059 | 13.5545
6 | 27 | 8 | 515.3873 | 513.7973 | 514.6792 | 515.5816 | 0 | 0 | 0 | 0 | 273.0444 | 210.6037 | 205.0211 | 200.6639 | 0 | 0 | 0 | 0 | 243.1574 | 307.6966 | 326.3284 | 343.331 | 0 | 0 | 0 | 0 | 0 | -5.7613 | -9.3234 | 20.6883 | 0 | 0 | 0 | 0 | -0.81452 | 1.2583 | -7.347 | -49.1015 | 0.39542 | 0.54534 | 0.3925 | 0.14136 | -0.32207 | 0.6862 | -2.8837 | -6.9412
6 | 27 | 9 | 551.5613 | 551.5491 | 554.7178 | 558.0894 | 0 | 0 | 0 | 0 | 264.8121 | 206.471 | 201.7342 | 194.5526 | 0 | 0 | 0 | 0 | 279.4032 | 380.6269 | 415.6252 | 447.1988 | 0 | 0 | 0 | 0 | 0 | -6.5835 | -11.6085 | -26.7556 | 0 | 0 | 0 | 0 | 7.346 | -28.9653 | -51.0331 | -56.9064 | 0.3881 | 0.022118 | 0.022118 | 0.021036 | 2.851 | -0.64065 | -1.1287 | -1.1971
6 | 27 | 10 | 583.6981 | 584.3408 | 588.3139 | 592.3082 | 0 | 0 | 0 | 0 | 290.0028 | 205.1834 | 200.4681 | 167.153 | 0 | 0 | 0 | 0 | 300.1736 | 425.9793 | 472.608 | 514.5442 | 0 | 0 | 0 | 0 | 0 | -8.4144 | -8.6339 | -22.8433 | 0 | 0 | 0 | 0 | -6.4783 | -38.4074 | -76.1282 | -66.5457 | 0.39518 | 0.022118 | 0.022118 | 0.022118 | -2.5601 | -0.84949 | -1.6838 | -1.4718
6 | 27 | 11 | 608.7775 | 610.1148 | 614.6697 | 618.8102 | 0 | 0 | 0 | 0 | 258.0175 | 194.6569 | 197.3159 | 168.2164 | 0 | 0 | 0 | 0 | 315.2445 | 450.4529 | 504.0329 | 552.1635 | 0 | 0 | 0 | 0 | 0 | -24.1539 | -19.527 | -24.1443 | 0 | 0 | 0 | 0 | 35.5155 | -10.8411 | -67.1522 | -77.4254 | 0.39679 | 0.022118 | 0.022118 | 0.022118 | 14.0923 | -0.23978 | -1.4853 | -1.7125
6 | 27 | 12 | 619.6104 | 621.4295 | 626.3498 | 630.5508 | 0 | 0 | 0 | 0 | 251.5984 | 192.8402 | 188.808 | 168.386 | 0 | 0 | 0 | 0 | 330.2258 | 456.6699 | 513.4247 | 564.4404 | 0 | 0 | 0 | 0 | 0 | -22.1707 | -27.8015 | -24.8556 | 0 | 0 | 0 | 0 | 37.7862 | -5.91 | -48.0814 | -77.42 | 0.39234 | 0.022118 | 0.022118 | 0.022118 | 14.8252 | -0.13072 | -1.0635 | -1.7124
6 | 27 | 13 | 639.1257 | 642.2674 | 648.6434 | 654.0141 | 0 | 0 | 0 | 0 | 248.802 | 193.551 | 194.9686 | 168.7085 | 0 | 0 | 0 | 0 | 363.8439 | 465.0444 | 523.9716 | 577.1336 | 0 | 0 | 0 | 0 | 0 | -21.8802 | -11.0492 | -26.7622 | 0 | 0 | 0 | 0 | 26.4798 | 5.5522 | -59.2476 | -65.0658 | 0.39433 | 0.022118 | 0.022118 | 0.022118 | 10.4417 | 0.1228 | -1.3104 | -1.4391
6 | 27 | 14 | 651.0673 | 655.3085 | 662.974 | 669.5088 | 0 | 0 | 0 | 0 | 244.2499 | 198.2885 | 201.0404 | 168.437 | 0 | 0 | 0 | 0 | 412.3635 | 469.5677 | 531.0148 | 586.86 | 0 | 0 | 0 | 0 | 0 | -17.6679 | -16.0106 | -19.2388 | 0 | 0 | 0 | 0 | -5.5461 | 5.1202 | -53.0707 | -66.5494 | 0.39259 | 0.022448 | 0.022118 | 0.021917 | -2.1773 | 0.11494 | -1.1738 | -1.4585
6 | 27 | 15 | 661.0793 | 666.4457 | 675.3653 | 682.968 | 0 | 0 | 0 | 0 | 250.8645 | 195.3711 | 190.4211 | 168.148 | 0 | 0 | 0 | 0 | 428.3415 | 457.2398 | 513.2679 | 564.3913 | 0 | 0 | 0 | 0 | 0 | -25.9477 | -15.9559 | -19.347 | 0 | 0 | 0 | 0 | -18.1267 | 39.7825 | -12.3678 | -30.2244 | 0.38933 | 0.022983 | 0.021613 | 0.020742 | -7.0572 | 0.91434 | -0.2673 | -0.6269
6 | 27 | 16 | 665.3736 | 673.1387 | 684.731 | 694.7072 | 0 | 0 | 0 | 0 | 248.4989 | 207.1886 | 203.1904 | 179.2492 | 0 | 0 | 0 | 0 | 434.2347 | 437.1883 | 481.9017 | 522.9388 | 0 | 0 | 0 | 0 | 0 | -7.6308 | -2.3631 | -11.5855 | 0 | 0 | 0 | 0 | -17.3599 | 36.3926 | 2.0021 | 4.1048 | 0.39725 | 0.023616 | 0.020937 | 0.02146 | -6.8963 | 0.85944 | 0.041917 | 0.08809
6 | 27 | 17 | 656.5088 | 666.5484 | 680.5848 | 692.6997 | 0 | 0 | 0 | 0 | 256.2277 | 208.2496 | 203.5527 | 209.6558 | 0 | 0 | 0 | 0 | 427.4204 | 432.8485 | 461.083 | 487.427 | 0 | 0 | 0 | 0 | 0 | -4.689 | -12.224 | 9.6187 | 0 | 0 | 0 | 0 | -27.1393 | 30.1393 | 28.1732 | -14.0019 | 0.40602 | 0.342 | 0.42749 | 0.2585 | -11.0191 | 10.3077 | 12.0437 | -3.6194
6 | 27 | 18 | 646.0612 | 658.5373 | 675.2176 | 689.6818 | 0 | 0 | 0 | 0 | 282.2599 | 209.9467 | 207.2968 | 221.5056 | 0 | 0 | 0 | 0 | 394.4884 | 344.4519 | 354.1101 | 363.9323 | 0 | 0 | 0 | 0 | 0 | -4.1562 | -10.5928 | -1.6468 | 0 | 0 | 0 | 0 | -30.6871 | 108.2949 | 124.4036 | 105.8907 | 0.4027 | 0.42494 | 0.41159 | 0.40375 | -12.3575 | 46.0186 | 51.2029 | 42.7532
6 | 27 | 19 | 623.7096 | 637.2673 | 655.0219 | 670.4235 | 0 | 0 | 0 | 0 | 323.7849 | 259.2958 | 254.0124 | 266.4536 | 0 | 0 | 0 | 0 | 359.6365 | 235.8802 | 234.3142 | 234.3784 | 0 | 0 | 0 | 0 | 0 | 3.1604 | 6.414 | 7.5484 | 0 | 0 | 0 | 0 | -59.7118 | 138.931 | 160.2813 | 162.043 | 0.40839 | 0.42225 | 0.40697 | 0.39265 | -24.3856 | 58.6635 | 65.2297 | 63.6257
6 | 27 | 20 | 619.8813 | 633.8057 | 651.8558 | 667.4102 | 0 | 0 | 0 | 0 | 336.1003 | 279.0598 | 274.0008 | 284.4961 | 0 | 0 | 0 | 0 | 354.154 | 176.7243 | 175.2688 | 175.7813 | 0 | 0 | 0 | 0 | 0 | 4.2031 | 0.26354 | 13.2968 | 0 | 0 | 0 | 0 | -70.373 | 173.8186 | 202.3226 | 193.8361 | 0.40942 | 0.43553 | 0.40598 | 0.39629 | -28.8123 | 75.703 | 82.1396 | 76.815
6 | 27 | 21 | 612.8874 | 627.0328 | 645.1861 | 660.7062 | 0 | 0 | 0 | 0 | 337.7862 | 285.3954 | 278.8068 | 296.2967 | 0 | 0 | 0 | 0 | 331.4688 | 164.4407 | 161.6779 | 160.862 | 0 | 0 | 0 | 0 | 0 | 8.579 | 5.4349 | 9.1069 | 0 | 0 | 0 | 0 | -56.3677 | 168.6177 | 199.2665 | 194.4407 | 0.4094 | 0.43476 | 0.40586 | 0.39679 | -23.0768 | 73.3088 | 80.875 | 77.1525
6 | 27 | 22 | 553.9607 | 567.2611 | 584.2079 | 598.6778 | 0 | 0 | 0 | 0 | 329.9133 | 286.7232 | 292.4549 | 300.926 | 0 | 0 | 0 | 0 | 328.6152 | 191.9923 | 185.9651 | 181.9674 | 0 | 0 | 0 | 0 | 0 | 16.8811 | 25.0641 | 10.6078 | 0 | 0 | 0 | 0 | -104.5677 | 71.6645 | 80.7237 | 105.1765 | 0.40731 | 0.42231 | 0.40449 | 0.39511 | -42.5917 | 30.2647 | 32.6523 | 41.5565
6 | 27 | 23 | 491.7167 | 503.8657 | 519.2567 | 532.3728 | 0 | 0 | 0 | 0 | 319.437 | 282.4833 | 300.5291 | 302.544 | 0 | 0 | 0 | 0 | 323.7727 | 181.0142 | 172.3742 | 165.8972 | 0 | 0 | 0 | 0 | 0 | 20.152 | 12.2244 | 7.3526 | 0 | 0 | 0 | 0 | -151.493 | 20.2161 | 34.129 | 56.579 | 0.40299 | 0.42067 | 0.40353 | 0.39408 | -61.0495 | 8.5044 | 13.772 | 22.2967
6 | 27 | 24 | 450.0429 | 459.4724 | 471.6315 | 481.8512 | 0 | 0 | 0 | 0 | 308.0391 | 314.5114 | 296.499 | 306.3571 | 0 | 0 | 0 | 0 | 310.7959 | 192.4268 | 184.2456 | 178.2195 | 0 | 0 | 0 | 0 | 0 | 5.3342 | 11.6862 | 25.5153 | 0 | 0 | 0 | 0 | -168.7921 | -52.8 | -20.7994 | -28.2407 | 0.40134 | 0.42366 | 0.4104 | 0.39542 | -67.7438 | -22.3692 | -8.5361 | -11.1668
6 | 28 | 1 | 421.7576 | 428.5393 | 437.578 | 444.9617 | 0 | 0 | 0 | 0 | 259.1303 | 295.3962 | 313.9135 | 312.2335 | 0 | 0 | 0 | 0 | 297.1053 | 177.4796 | 169.4956 | 163.6575 | 0 | 0 | 0 | 0 | 0 | 17.3666 | 11.6128 | 4.4894 | 0 | 0 | 0 | 0 | -134.478 | -61.7031 | -57.444 | -35.4187 | 0.4071 | 0.42843 | 0.41669 | 0.39372 | -54.7466 | -26.4356 | -23.9363 | -13.945
6 | 28 | 2 | 407.029 | 411.6132 | 418.1741 | 423.3863 | 0 | 0 | 0 | 0 | 242.6163 | 322.0497 | 315.1599 | 310.3189 | 0 | 0 | 0 | 0 | 263.7181 | 138.3369 | 129.4186 | 122.6271 | 0 | 0 | 0 | 0 | 0 | 5.475 | 3.6284 | 2.492 | 0 | 0 | 0 | 0 | -99.3054 | -54.2484 | -30.0328 | -12.0516 | 0.40672 | 0.42869 | 0.41639 | 0.39335 | -40.3891 | -23.2556 | -12.5052 | -4.7405
6 | 28 | 3 | 399.7115 | 402.3992 | 406.8567 | 410.236 | 0 | 0 | 0 | 0 | 243.3327 | 316.6288 | 291.3878 | 296.9961 | 0 | 0 | 0 | 0 | 246.6428 | 118.6319 | 113.4374 | 110.1289 | 0 | 0 | 0 | 0 | 0 | 4.7991 | 8.1384 | 1.1894 | 0 | 0 | 0 | 0 | -90.264 | -37.6606 | -6.107 | 1.9216 | 0.40558 | 0.42977 | 0.41648 | 0.39426 | -36.6094 | -16.1854 | -2.5435 | 0.7576
6 | 28 | 4 | 403.0778 | 404.0098 | 406.5375 | 408.1958 | 0 | 0 | 0 | 0 | 253.4747 | 284.6793 | 279.4537 | 293.3308 | 0 | 0 | 0 | 0 | 226.1813 | 106.3128 | 103.5421 | 102.4566 | 0 | 0 | 0 | 0 | 0 | 12.8942 | 12.8331 | 2.0525 | 0 | 0 | 0 | 0 | -76.5781 | 0.12359 | 10.7085 | 10.356 | 0.40646 | 0.42931 | 0.41675 | 0.39303 | -31.1258 | 0.05306 | 4.4628 | 4.0702
6 | 28 | 5 | 419.3871 | 419.2649 | 420.6981 | 421.3735 | 0 | 0 | 0 | 0 | 276.0278 | 288.8094 | 275.1002 | 277.8426 | 0 | 0 | 0 | 0 | 207.4693 | 101.0108 | 99.6019 | 99.704 | 0 | 0 | 0 | 0 | 0 | 15.1441 | 7.2414 | 3.5467 | 0 | 0 | 0 | 0 | -64.1099 | 14.3006 | 38.7546 | 40.2801 | 0.40796 | 0.42719 | 0.41626 | 0.3916 | -26.1544 | 6.109 | 16.1318 | 15.7737
6 | 28 | 6 | 440.8298 | 439.1287 | 438.9614 | 438.2607 | 0 | 0 | 0 | 0 | 313.9222 | 270.8701 | 249.1856 | 254.3271 | 0 | 0 | 0 | 0 | 242.5311 | 169.6114 | 166.9448 | 165.4444 | 0 | 0 | 0 | 0 | 0 | -3.7651 | -2.2375 | 1.7397 | 0 | 0 | 0 | 0 | -115.6235 | 2.4123 | 25.0685 | 16.7496 | 0.40606 | 0.43154 | 0.41548 | 0.38797 | -46.9503 | 1.041 | 10.4155 | 6.4983
6 | 28 | 7 | 481.3016 | 479.3373 | 479.2561 | 478.8457 | 0 | 0 | 0 | 0 | 314.2883 | 233.9916 | 212.1067 | 211.6316 | 0 | 0 | 0 | 0 | 259.1396 | 234.9978 | 234.885 | 235.2872 | 0 | 0 | 0 | 0 | 0 | -5.035 | -5.056 | 1.4556 | 0 | 0 | 0 | 0 | -92.1263 | 15.3828 | 37.3204 | 30.4713 | 0.39763 | 0.41039 | 0.41696 | 0.37762 | -36.6319 | 6.313 | 15.561 | 11.5066
6 | 28 | 8 | 523.4202 | 522.0906 | 523.2925 | 524.4705 | 0 | 0 | 0 | 0 | 273.0444 | 210.6037 | 205.0211 | 200.6639 | 0 | 0 | 0 | 0 | 311.5082 | 328.0328 | 342.4494 | 355.6302 | 0 | 0 | 0 | 0 | 0 | -5.7613 | -9.3234 | 20.6883 | 0 | 0 | 0 | 0 | -61.1325 | -10.7845 | -14.8547 | -52.5119 | 0.39542 | 0.54534 | 0.3925 | 0.14136 | -24.1727 | -5.8812 | -5.8304 | -7.4233
6 | 28 | 9 | 557.3825 | 557.559 | 560.9595 | 564.5309 | 0 | 0 | 0 | 0 | 264.8121 | 206.471 | 201.7342 | 194.5526 | 0 | 0 | 0 | 0 | 359.5949 | 409.928 | 439.7119 | 466.5284 | 0 | 0 | 0 | 0 | 0 | -6.5835 | -11.6085 | -26.7556 | 0 | 0 | 0 | 0 | -67.0245 | -52.2565 | -68.8781 | -69.7945 | 0.3881 | 0.022118 | 0.022118 | 0.021036 | -26.0122 | -1.1558 | -1.5234 | -1.4682
6 | 28 | 10 | 588.2985 | 589.0903 | 593.2466 | 597.3988 | 0 | 0 | 0 | 0 | 290.0028 | 205.1834 | 200.4681 | 167.153 | 0 | 0 | 0 | 0 | 389.1127 | 456.1569 | 496.8059 | 533.3098 | 0 | 0 | 0 | 0 | 0 | -8.4144 | -8.6339 | -22.8433 | 0 | 0 | 0 | 0 | -90.817 | -63.8355 | -95.3934 | -80.2207 | 0.39518 | 0.022118 | 0.022118 | 0.022118 | -35.8894 | -1.4119 | -2.1099 | -1.7743
6 | 28 | 11 | 612.9532 | 614.4259 | 619.147 | 623.4309 | 0 | 0 | 0 | 0 | 258.0175 | 194.6569 | 197.3159 | 168.2164 | 0 | 0 | 0 | 0 | 407.2202 | 485.0142 | 529.3569 | 569.0538 | 0 | 0 | 0 | 0 | 0 | -24.1539 | -19.527 | -24.1443 | 0 | 0 | 0 | 0 | -52.2844 | -41.0912 | -87.9988 | -89.6951 | 0.39679 | 0.022118 | 0.022118 | 0.022118 | -20.7461 | -0.90885 | -1.9463 | -1.9839
6 | 28 | 12 | 627.8025 | 629.8872 | 635.1338 | 639.6159 | 0 | 0 | 0 | 0 | 251.5984 | 192.8402 | 188.808 | 168.386 | 0 | 0 | 0 | 0 | 427.2497 | 488.1759 | 533.7302 | 574.6005 | 0 | 0 | 0 | 0 | 0 | -22.1707 | -27.8015 | -24.8556 | 0 | 0 | 0 | 0 | -51.0455 | -28.9582 | -59.6028 | -78.515 | 0.39234 | 0.022118 | 0.022118 | 0.022118 | -20.0274 | -0.64049 | -1.3183 | -1.7366
6 | 28 | 13 | 645.5661 | 648.9167 | 655.5492 | 661.1409 | 0 | 0 | 0 | 0 | 248.802 | 193.551 | 194.9686 | 168.7085 | 0 | 0 | 0 | 0 | 489.5156 | 537.475 | 586.9775 | 631.6217 | 0 | 0 | 0 | 0 | 0 | -21.8802 | -11.0492 | -26.7622 | 0 | 0 | 0 | 0 | -92.7514 | -60.2291 | -115.3476 | -112.4271 | 0.39433 | 0.022118 | 0.022118 | 0.022118 | -36.5745 | -1.3321 | -2.5512 | -2.4866
6 | 28 | 14 | 658.304 | 662.7799 | 670.7335 | 677.5166 | 0 | 0 | 0 | 0 | 244.2499 | 198.2885 | 201.0404 | 168.437 | 0 | 0 | 0 | 0 | 518.2375 | 551.9583 | 600.1108 | 643.8017 | 0 | 0 | 0 | 0 | 0 | -17.6679 | -16.0106 | -19.2388 | 0 | 0 | 0 | 0 | -104.1834 | -69.7991 | -114.4071 | -115.4833 | 0.39259 | 0.022448 | 0.022118 | 0.021917 | -40.9012 | -1.5668 | -2.5304 | -2.531
6 | 28 | 15 | 667.502 | 673.0767 | 682.2521 | 690.0751 | 0 | 0 | 0 | 0 | 250.8645 | 195.3711 | 190.4211 | 168.148 | 0 | 0 | 0 | 0 | 523.3566 | 521.2767 | 562.8652 | 600.7253 | 0 | 0 | 0 | 0 | 0 | -25.9477 | -15.9559 | -19.347 | 0 | 0 | 0 | 0 | -106.7191 | -17.6234 | -55.0783 | -59.4512 | 0.38933 | 0.022983 | 0.021613 | 0.020742 | -41.5486 | -0.40505 | -1.1904 | -1.2331
6 | 28 | 16 | 671.7256 | 679.6967 | 691.5419 | 701.736 | 0 | 0 | 0 | 0 | 248.4989 | 207.1886 | 203.1904 | 179.2492 | 0 | 0 | 0 | 0 | 525.7048 | 484.225 | 515.607 | 544.3959 | 0 | 0 | 0 | 0 | 0 | -7.6308 | -2.3631 | -11.5855 | 0 | 0 | 0 | 0 | -102.4781 | -4.0861 | -24.8924 | -10.3236 | 0.39725 | 0.023616 | 0.020937 | 0.02146 | -40.7096 | -0.096496 | -0.52116 | -0.22155
6 | 28 | 17 | 661.7815 | 671.9921 | 686.2384 | 698.5342 | 0 | 0 | 0 | 0 | 256.2277 | 208.2496 | 203.5527 | 209.6558 | 0 | 0 | 0 | 0 | 517.4935 | 443.9732 | 460.6246 | 476.3163 | 0 | 0 | 0 | 0 | 0 | -4.689 | -12.224 | 9.6187 | 0 | 0 | 0 | 0 | -111.9397 | 24.4583 | 34.2851 | 2.9433 | 0.40602 | 0.342 | 0.42749 | 0.2585 | -45.4499 | 8.3648 | 14.6565 | 0.76084
6 | 28 | 18 | 641.6732 | 654.007 | 670.5126 | 684.8262 | 0 | 0 | 0 | 0 | 282.2599 | 209.9467 | 207.2968 | 221.5056 | 0 | 0 | 0 | 0 | 485.11 | 364.6627 | 365.0521 | 366.3462 | 0 | 0 | 0 | 0 | 0 | -4.1562 | -10.5928 | -1.6468 | 0 | 0 | 0 | 0 | -125.6966 | 83.5538 | 108.7566 | 98.6211 | 0.4027 | 0.42494 | 0.41159 | 0.40375 | -50.6175 | 35.5051 | 44.7628 | 39.8182
6 | 28 | 19 | 622.2057 | 635.7146 | 653.4093 | 668.7593 | 0 | 0 | 0 | 0 | 323.7849 | 259.2958 | 254.0124 | 266.4536 | 0 | 0 | 0 | 0 | 406.6552 | 262.7242 | 253.199 | 245.7611 | 0 | 0 | 0 | 0 | 0 | 3.1604 | 6.414 | 7.5484 | 0 | 0 | 0 | 0 | -108.2344 | 110.5342 | 139.7839 | 148.9961 | 0.40839 | 0.42225 | 0.40697 | 0.39265 | -44.2016 | 46.673 | 56.8878 | 58.5028
6 | 28 | 20 | 618.4658 | 632.3444 | 650.338 | 665.8439 | 0 | 0 | 0 | 0 | 336.1003 | 279.0598 | 274.0008 | 284.4961 | 0 | 0 | 0 | 0 | 356.595 | 195.1677 | 189.9796 | 186.9437 | 0 | 0 | 0 | 0 | 0 | 4.2031 | 0.26354 | 13.2968 | 0 | 0 | 0 | 0 | -74.2295 | 153.9138 | 186.0941 | 181.1073 | 0.40942 | 0.43553 | 0.40598 | 0.39629 | -30.3913 | 67.0339 | 75.5511 | 71.7708
6 | 28 | 21 | 605.863 | 619.7807 | 637.6542 | 652.9334 | 0 | 0 | 0 | 0 | 337.7862 | 285.3954 | 278.8068 | 296.2967 | 0 | 0 | 0 | 0 | 318.2351 | 155.9804 | 153.0889 | 152.2083 | 0 | 0 | 0 | 0 | 0 | 8.579 | 5.4349 | 9.1069 | 0 | 0 | 0 | 0 | -50.1583 | 169.8259 | 200.3237 | 195.3214 | 0.4094 | 0.43476 | 0.40586 | 0.39679 | -20.5347 | 73.8341 | 81.304 | 77.502
6 | 28 | 22 | 554.0138 | 567.3159 | 584.2648 | 598.7365 | 0 | 0 | 0 | 0 | 329.9133 | 286.7232 | 292.4549 | 300.926 | 0 | 0 | 0 | 0 | 276.3164 | 120.8703 | 118.3088 | 117.5812 | 0 | 0 | 0 | 0 | 0 | 16.8811 | 25.0641 | 10.6078 | 0 | 0 | 0 | 0 | -52.2158 | 142.8413 | 148.437 | 169.6216 | 0.40731 | 0.42231 | 0.40449 | 0.39511 | -21.2681 | 60.3235 | 60.042 | 67.0195
6 | 28 | 23 | 498.7057 | 511.0812 | 526.7506 | 540.1064 | 0 | 0 | 0 | 0 | 319.437 | 282.4833 | 300.5291 | 302.544 | 0 | 0 | 0 | 0 | 239.479 | 103.9388 | 100.235 | 98.3038 | 0 | 0 | 0 | 0 | 0 | 20.152 | 12.2244 | 7.3526 | 0 | 0 | 0 | 0 | -60.2103 | 104.5071 | 113.7621 | 131.906 | 0.40299 | 0.42067 | 0.40353 | 0.39408 | -24.2639 | 43.9634 | 45.9062 | 51.9817
6 | 28 | 24 | 456.6248 | 466.2679 | 478.689 | 489.1346 | 0 | 0 | 0 | 0 | 308.0391 | 314.5114 | 296.499 | 306.3571 | 0 | 0 | 0 | 0 | 227.1975 | 101.5828 | 99.0895 | 98.2959 | 0 | 0 | 0 | 0 | 0 | 5.3342 | 11.6862 | 25.5153 | 0 | 0 | 0 | 0 | -78.6118 | 44.8395 | 71.4143 | 58.9662 | 0.40134 | 0.42366 | 0.4104 | 0.39542 | -31.5504 | 18.9966 | 29.3087 | 23.3161
6 | 29 | 1 | 429.7019 | 436.7413 | 446.0963 | 453.7526 | 0 | 0 | 0 | 0 | 259.1303 | 295.3962 | 313.9135 | 312.2335 | 0 | 0 | 0 | 0 | 222.6936 | 102.434 | 100.7761 | 100.7855 | 0 | 0 | 0 | 0 | 0 | 17.3666 | 11.6128 | 4.4894 | 0 | 0 | 0 | 0 | -52.122 | 21.5445 | 19.7939 | 36.2442 | 0.4071 | 0.42843 | 0.41669 | 0.39372 | -21.2191 | 9.2304 | 8.2479 | 14.27
6 | 29 | 2 | 412.3725 | 417.1299 | 423.9036 | 429.2991 | 0 | 0 | 0 | 0 | 242.6163 | 322.0497 | 315.1599 | 310.3189 | 0 | 0 | 0 | 0 | 210.194 | 91.3572 | 91.126 | 92.436 | 0 | 0 | 0 | 0 | 0 | 5.475 | 3.6284 | 2.492 | 0 | 0 | 0 | 0 | -40.4378 | -1.7519 | 13.9893 | 24.0523 | 0.40672 | 0.42869 | 0.41639 | 0.39335 | -16.4467 | -0.75104 | 5.8249 | 9.4609
6 | 29 | 3 | 404.1348 | 406.966 | 411.5996 | 415.1308 | 0 | 0 | 0 | 0 | 243.3327 | 316.6288 | 291.3878 | 296.9961 | 0 | 0 | 0 | 0 | 210.2333 | 83.6531 | 83.9703 | 85.8063 | 0 | 0 | 0 | 0 | 0 | 4.7991 | 8.1384 | 1.1894 | 0 | 0 | 0 | 0 | -49.4311 | 1.885 | 28.1031 | 31.1389 | 0.40558 | 0.42977 | 0.41648 | 0.39426 | -20.0483 | 0.81012 | 11.7045 | 12.2768
6 | 29 | 4 | 408.5982 | 409.7092 | 412.4567 | 414.3045 | 0 | 0 | 0 | 0 | 253.4747 | 284.6793 | 279.4537 | 293.3308 | 0 | 0 | 0 | 0 | 212.0545 | 78.3682 | 80.5042 | 84.0671 | 0 | 0 | 0 | 0 | 0 | 12.8942 | 12.8331 | 2.0525 | 0 | 0 | 0 | 0 | -56.931 | 33.7675 | 39.6656 | 34.8542 | 0.40646 | 0.42931 | 0.41675 | 0.39303 | -23.1401 | 14.4967 | 16.5308 | 13.6986
6 | 29 | 5 | 426.3584 | 426.4622 | 428.173 | 429.0876 | 0 | 0 | 0 | 0 | 276.0278 | 288.8094 | 275.1002 | 277.8426 | 0 | 0 | 0 | 0 | 216.6882 | 77.3426 | 80.5175 | 85.0206 | 0 | 0 | 0 | 0 | 0 | 15.1441 | 7.2414 | 3.5467 | 0 | 0 | 0 | 0 | -66.3576 | 45.1661 | 65.3138 | 62.6776 | 0.40796 | 0.42719 | 0.41626 | 0.3916 | -27.0714 | 19.2943 | 27.1873 | 24.5445
6 | 29 | 6 | 449.1634 | 447.7326 | 447.8972 | 447.4824 | 0 | 0 | 0 | 0 | 313.9222 | 270.8701 | 249.1856 | 254.3271 | 0 | 0 | 0 | 0 | 242.0155 | 134.5391 | 135.4235 | 137.4485 | 0 | 0 | 0 | 0 | 0 | -3.7651 | -2.2375 | 1.7397 | 0 | 0 | 0 | 0 | -106.7742 | 46.0885 | 65.5256 | 53.9671 | 0.40606 | 0.43154 | 0.41548 | 0.38797 | -43.3569 | 19.889 | 27.2246 | 20.9374
6 | 29 | 7 | 491.617 | 489.9871 | 490.3167 | 490.2602 | 0 | 0 | 0 | 0 | 314.2883 | 233.9916 | 212.1067 | 211.6316 | 0 | 0 | 0 | 0 | 264.6285 | 206.4964 | 207.2241 | 208.6417 | 0 | 0 | 0 | 0 | 0 | -5.035 | -5.056 | 1.4556 | 0 | 0 | 0 | 0 | -87.2998 | 54.5341 | 76.0418 | 68.5313 | 0.39763 | 0.41039 | 0.41696 | 0.37762 | -34.7127 | 22.3803 | 31.7062 | 25.8789
6 | 29 | 8 | 532.3023 | 531.2608 | 532.8163 | 534.2991 | 0 | 0 | 0 | 0 | 273.0444 | 210.6037 | 205.0211 | 200.6639 | 0 | 0 | 0 | 0 | 353.7279 | 332.6054 | 345.4657 | 357.4095 | 0 | 0 | 0 | 0 | 0 | -5.7613 | -9.3234 | 20.6883 | 0 | 0 | 0 | 0 | -94.47 | -6.187 | -8.3472 | -44.4625 | 0.39542 | 0.54534 | 0.3925 | 0.14136 | -37.3549 | -3.374 | -3.2762 | -6.2854
6 | 29 | 9 | 568.4409 | 568.9761 | 572.8169 | 576.7677 | 0 | 0 | 0 | 0 | 264.8121 | 206.471 | 201.7342 | 194.5526 | 0 | 0 | 0 | 0 | 413.8613 | 418.1273 | 445.2569 | 469.8167 | 0 | 0 | 0 | 0 | 0 | -6.5835 | -11.6085 | -26.7556 | 0 | 0 | 0 | 0 | -110.2324 | -49.0387 | -62.5657 | -60.846 | 0.3881 | 0.022118 | 0.022118 | 0.021036 | -42.7812 | -1.0846 | -1.3838 | -1.28
6 | 29 | 10 | 598.5784 | 599.7036 | 604.2693 | 608.7741 | 0 | 0 | 0 | 0 | 290.0028 | 205.1834 | 200.4681 | 167.153 | 0 | 0 | 0 | 0 | 457.4732 | 475.6182 | 513.4295 | 547.4678 | 0 | 0 | 0 | 0 | 0 | -8.4144 | -8.6339 | -22.8433 | 0 | 0 | 0 | 0 | -148.8976 | -72.6835 | -100.9944 | -83.0033 | 0.39518 | 0.022118 | 0.022118 | 0.022118 | -58.8419 | -1.6076 | -2.2338 | -1.8358
6 | 29 | 11 | 619.1282 | 620.8012 | 625.7682 | 630.2639 | 0 | 0 | 0 | 0 | 258.0175 | 194.6569 | 197.3159 | 168.2164 | 0 | 0 | 0 | 0 | 483.5516 | 507.6279 | 551.8762 | 591.6282 | 0 | 0 | 0 | 0 | 0 | -24.1539 | -19.527 | -24.1443 | 0 | 0 | 0 | 0 | -122.4408 | -57.3297 | -103.897 | -105.4364 | 0.39679 | 0.022118 | 0.022118 | 0.022118 | -48.5835 | -1.268 | -2.298 | -2.332
6 | 29 | 12 | 632.8275 | 635.0751 | 640.5218 | 645.1763 | 0 | 0 | 0 | 0 | 251.5984 | 192.8402 | 188.808 | 168.386 | 0 | 0 | 0 | 0 | 526.1185 | 543.0012 | 592.2575 | 636.6545 | 0 | 0 | 0 | 0 | 0 | -22.1707 | -27.8015 | -24.8556 | 0 | 0 | 0 | 0 | -144.8894 | -78.5956 | -112.7422 | -135.0086 | 0.39234 | 0.022118 | 0.022118 | 0.022118 | -56.8464 | -1.7384 | -2.4936 | -2.9861
6 | 29 | 13 | 649.2994 | 652.7711 | 659.5523 | 665.272 | 0 | 0 | 0 | 0 | 248.802 | 193.551 | 194.9686 | 168.7085 | 0 | 0 | 0 | 0 | 548.7496 | 568.05 | 619.8285 | 666.7116 | 0 | 0 | 0 | 0 | 0 | -21.8802 | -11.0492 | -26.7622 | 0 | 0 | 0 | 0 | -148.2521 | -86.9497 | -144.1956 | -143.3859 | 0.39433 | 0.022118 | 0.022118 | 0.022118 | -58.46 | -1.9231 | -3.1893 | -3.1714
6 | 29 | 14 | 661.4534 | 666.0314 | 674.1105 | 681.0016 | 0 | 0 | 0 | 0 | 244.2499 | 198.2885 | 201.0404 | 168.437 | 0 | 0 | 0 | 0 | 550.344 | 543.6977 | 594.3143 | 640.2493 | 0 | 0 | 0 | 0 | 0 | -17.6679 | -16.0106 | -19.2388 | 0 | 0 | 0 | 0 | -133.1405 | -58.2869 | -105.2336 | -108.4458 | 0.39259 | 0.022448 | 0.022118 | 0.021917 | -52.2694 | -1.3084 | -2.3275 | -2.3768
6 | 29 | 15 | 668.139 | 673.7343 | 682.9351 | 690.78 | 0 | 0 | 0 | 0 | 250.8645 | 195.3711 | 190.4211 | 168.148 | 0 | 0 | 0 | 0 | 542.8183 | 547.6057 | 593.0189 | 634.3086 | 0 | 0 | 0 | 0 | 0 | -25.9477 | -15.9559 | -19.347 | 0 | 0 | 0 | 0 | -125.5438 | -43.2948 | -84.549 | -92.3296 | 0.38933 | 0.022983 | 0.021613 | 0.020742 | -48.8776 | -0.99506 | -1.8274 | -1.9151
6 | 29 | 16 | 670.4871 | 678.418 | 690.2138 | 700.3655 | 0 | 0 | 0 | 0 | 248.4989 | 207.1886 | 203.1904 | 179.2492 | 0 | 0 | 0 | 0 | 512.6849 | 481.4491 | 519.2744 | 553.9827 | 0 | 0 | 0 | 0 | 0 | -7.6308 | -2.3631 | -11.5855 | 0 | 0 | 0 | 0 | -90.6967 | -2.5889 | -29.8878 | -21.2809 | 0.39725 | 0.023616 | 0.020937 | 0.02146 | -36.0295 | -0.06114 | -0.62575 | -0.4567
6 | 29 | 17 | 658.7205 | 668.8318 | 682.9563 | 695.1471 | 0 | 0 | 0 | 0 | 256.2277 | 208.2496 | 203.5527 | 209.6558 | 0 | 0 | 0 | 0 | 472.6453 | 393.2754 | 418.6363 | 442.3869 | 0 | 0 | 0 | 0 | 0 | -4.689 | -12.224 | 9.6187 | 0 | 0 | 0 | 0 | -70.1524 | 71.9958 | 72.9913 | 33.4856 | 0.40602 | 0.342 | 0.42749 | 0.2585 | -28.4834 | 24.6228 | 31.2029 | 8.6559
6 | 29 | 18 | 636.3298 | 648.4902 | 664.7831 | 678.9134 | 0 | 0 | 0 | 0 | 282.2599 | 209.9467 | 207.2968 | 221.5056 | 0 | 0 | 0 | 0 | 411.0644 | 290.0398 | 300.1119 | 310.3906 | 0 | 0 | 0 | 0 | 0 | -4.1562 | -10.5928 | -1.6468 | 0 | 0 | 0 | 0 | -56.9945 | 152.6599 | 167.9673 | 148.664 | 0.4027 | 0.42494 | 0.41159 | 0.40375 | -22.9514 | 64.8709 | 69.1332 | 60.0229
6 | 29 | 19 | 610.4749 | 623.6033 | 640.8309 | 655.7784 | 0 | 0 | 0 | 0 | 323.7849 | 259.2958 | 254.0124 | 266.4536 | 0 | 0 | 0 | 0 | 334.6386 | 213.6559 | 214.6604 | 217.0866 | 0 | 0 | 0 | 0 | 0 | 3.1604 | 6.414 | 7.5484 | 0 | 0 | 0 | 0 | -47.9486 | 147.4913 | 165.7441 | 164.6897 | 0.40839 | 0.42225 | 0.40697 | 0.39265 | -19.5817 | 62.2781 | 67.4529 | 64.6649
6 | 29 | 20 | 608.8936 | 622.4618 | 640.0742 | 655.2517 | 0 | 0 | 0 | 0 | 336.1003 | 279.0598 | 274.0008 | 284.4961 | 0 | 0 | 0 | 0 | 309.3893 | 165.6067 | 165.6216 | 167.3552 | 0 | 0 | 0 | 0 | 0 | 4.2031 | 0.26354 | 13.2968 | 0 | 0 | 0 | 0 | -36.596 | 173.5922 | 200.1883 | 190.1036 | 0.40942 | 0.43553 | 0.40598 | 0.39629 | -14.9833 | 75.6044 | 81.2731 | 75.3359
6 | 29 | 21 | 598.361 | 612.0354 | 629.6102 | 644.6319 | 0 | 0 | 0 | 0 | 337.7862 | 285.3954 | 278.8068 | 296.2967 | 0 | 0 | 0 | 0 | 264.2722 | 120.9116 | 116.5188 | 113.9836 | 0 | 0 | 0 | 0 | 0 | 8.579 | 5.4349 | 9.1069 | 0 | 0 | 0 | 0 | -3.6975 | 197.1494 | 228.8498 | 225.2447 | 0.4094 | 0.43476 | 0.40586 | 0.39679 | -1.5137 | 85.7133 | 92.8817 | 89.3753
6 | 29 | 22 | 553.4653 | 566.7496 | 583.6767 | 598.1296 | 0 | 0 | 0 | 0 | 329.9133 | 286.7232 | 292.4549 | 300.926 | 0 | 0 | 0 | 0 | 215.1007 | 112.6039 | 107.1254 | 103.4143 | 0 | 0 | 0 | 0 | 0 | 16.8811 | 25.0641 | 10.6078 | 0 | 0 | 0 | 0 | 8.4514 | 150.5414 | 159.0322 | 183.1815 | 0.40731 | 0.42231 | 0.40449 | 0.39511 | 3.4423 | 63.5754 | 64.3277 | 72.3772
6 | 29 | 23 | 500.652 | 513.0906 | 528.8375 | 542.2601 | 0 | 0 | 0 | 0 | 319.437 | 282.4833 | 300.5291 | 302.544 | 0 | 0 | 0 | 0 | 184.101 | 86.5437 | 83.4619 | 81.9473 | 0 | 0 | 0 | 0 | 0 | 20.152 | 12.2244 | 7.3526 | 0 | 0 | 0 | 0 | -2.886 | 123.9116 | 132.6221 | 150.4163 | 0.40299 | 0.42067 | 0.40353 | 0.39408 | -1.163 | 52.1264 | 53.5168 | 59.2762
6 | 29 | 24 | 458.8542 | 468.5695 | 481.0795 | 491.6015 | 0 | 0 | 0 | 0 | 308.0391 | 314.5114 | 296.499 | 306.3571 | 0 | 0 | 0 | 0 | 166.1506 | 70.0472 | 68.2364 | 67.9481 | 0 | 0 | 0 | 0 | 0 | 5.3342 | 11.6862 | 25.5153 | 0 | 0 | 0 | 0 | -15.3355 | 78.6767 | 104.6578 | 91.781 | 0.40134 | 0.42366 | 0.4104 | 0.39542 | -6.1548 | 33.3321 | 42.9519 | 36.2916
6 | 30 | 1 | 430.4628 | 437.5268 | 446.9121 | 454.5945 | 0 | 0 | 0 | 0 | 259.1303 | 295.3962 | 313.9135 | 312.2335 | 0 | 0 | 0 | 0 | 147.0928 | 68.4013 | 68.3758 | 69.7306 | 0 | 0 | 0 | 0 | 0 | 17.3666 | 11.6128 | 4.4894 | 0 | 0 | 0 | 0 | 24.2397 | 56.3627 | 53.01 | 68.141 | 0.4071 | 0.42843 | 0.41669 | 0.39372 | 9.8681 | 24.1476 | 22.0887 | 26.8284
6 | 30 | 2 | 410.8154 | 415.5224 | 422.2341 | 427.5762 | 0 | 0 | 0 | 0 | 242.6163 | 322.0497 | 315.1599 | 310.3189 | 0 | 0 | 0 | 0 | 140.4622 | 48.7278 | 50.8437 | 54.1713 | 0 | 0 | 0 | 0 | 0 | 5.475 | 3.6284 | 2.492 | 0 | 0 | 0 | 0 | 27.7369 | 39.2699 | 52.6022 | 60.594 | 0.40672 | 0.42869 | 0.41639 | 0.39335 | 11.2811 | 16.8345 | 21.9027 | 23.8346
6 | 30 | 3 | 399.7115 | 402.3992 | 406.8567 | 410.236 | 0 | 0 | 0 | 0 | 243.3327 | 316.6288 | 291.3878 | 296.9961 | 0 | 0 | 0 | 0 | 133.4778 | 38.6214 | 43.7212 | 49.8146 | 0 | 0 | 0 | 0 | 0 | 4.7991 | 8.1384 | 1.1894 | 0 | 0 | 0 | 0 | 22.901 | 42.3499 | 63.6092 | 62.2359 | 0.40558 | 0.42977 | 0.41648 | 0.39426 | 9.2882 | 18.2008 | 26.4922 | 24.5371
6 | 30 | 4 | 394.4257 | 395.0771 | 397.2602 | 398.6217 | 0 | 0 | 0 | 0 | 253.4747 | 284.6793 | 279.4537 | 293.3308 | 0 | 0 | 0 | 0 | 126.7678 | 32.5213 | 39.1726 | 46.6925 | 0 | 0 | 0 | 0 | 0 | 12.8942 | 12.8331 | 2.0525 | 0 | 0 | 0 | 0 | 14.1831 | 64.9823 | 65.8008 | 56.546 | 0.40646 | 0.42931 | 0.41675 | 0.39303 | 5.7649 | 27.8975 | 27.4227 | 22.2241
6 | 30 | 5 | 395.8901 | 395.0059 | 395.5034 | 395.3726 | 0 | 0 | 0 | 0 | 276.0278 | 288.8094 | 275.1002 | 277.8426 | 0 | 0 | 0 | 0 | 131.2861 | 38.9938 | 46.7174 | 55.2151 | 0 | 0 | 0 | 0 | 0 | 15.1441 | 7.2414 | 3.5467 | 0 | 0 | 0 | 0 | -11.4237 | 52.0586 | 66.4444 | 58.7681 | 0.40796 | 0.42719 | 0.41626 | 0.3916 | -4.6604 | 22.2387 | 27.6579 | 23.0136
6 | 30 | 6 | 391.2171 | 387.9072 | 385.7643 | 383.3613 | 0 | 0 | 0 | 0 | 313.9222 | 270.8701 | 249.1856 | 254.3271 | 0 | 0 | 0 | 0 | 175.0827 | 127.0104 | 132.0958 | 137.6971 | 0 | 0 | 0 | 0 | 0 | -3.7651 | -2.2375 | 1.7397 | 0 | 0 | 0 | 0 | -97.7878 | -6.2082 | 6.7204 | -10.4025 | 0.40606 | 0.43154 | 0.41548 | 0.38797 | -39.7079 | -2.6791 | 2.7922 | -4.0358
6 | 30 | 7 | 415.5701 | 411.4743 | 408.7757 | 406.1099 | 0 | 0 | 0 | 0 | 314.2883 | 233.9916 | 212.1067 | 211.6316 | 0 | 0 | 0 | 0 | 215.9409 | 209.4103 | 215.8752 | 222.3542 | 0 | 0 | 0 | 0 | 0 | -5.035 | -5.056 | 1.4556 | 0 | 0 | 0 | 0 | -114.6591 | -26.8927 | -14.1503 | -29.3315 | 0.39763 | 0.41039 | 0.41696 | 0.37762 | -45.5915 | -11.0365 | -5.9001 | -11.0762
6 | 30 | 8 | 452.2214 | 448.583 | 446.9497 | 445.6848 | 0 | 0 | 0 | 0 | 273.0444 | 210.6037 | 205.0211 | 200.6639 | 0 | 0 | 0 | 0 | 288.796 | 299.1425 | 324.7798 | 348.5362 | 0 | 0 | 0 | 0 | 0 | -5.7613 | -9.3234 | 20.6883 | 0 | 0 | 0 | 0 | -109.619 | -55.4019 | -73.528 | -124.2036 | 0.39542 | 0.54534 | 0.3925 | 0.14136 | -43.3451 | -30.2127 | -28.8594 | -17.5579
6 | 30 | 9 | 490.0763 | 488.0702 | 488.7905 | 490.0525 | 0 | 0 | 0 | 0 | 264.8121 | 206.471 | 201.7342 | 194.5526 | 0 | 0 | 0 | 0 | 341.2521 | 372.3789 | 416.4761 | 456.8488 | 0 | 0 | 0 | 0 | 0 | -6.5835 | -11.6085 | -26.7556 | 0 | 0 | 0 | 0 | -115.988 | -84.1962 | -117.8113 | -134.5933 | 0.3881 | 0.022118 | 0.022118 | 0.021036 | -45.0149 | -1.8622 | -2.6057 | -2.8313
6 | 30 | 10 | 522.1246 | 520.7706 | 522.2918 | 524.1735 | 0 | 0 | 0 | 0 | 290.0028 | 205.1834 | 200.4681 | 167.153 | 0 | 0 | 0 | 0 | 358.7311 | 420.718 | 475.2331 | 524.8003 | 0 | 0 | 0 | 0 | 0 | -8.4144 | -8.6339 | -22.8433 | 0 | 0 | 0 | 0 | -126.6093 | -96.7164 | -144.7754 | -144.9365 | 0.39518 | 0.022118 | 0.022118 | 0.022118 | -50.034 | -2.1392 | -3.2021 | -3.2057
6 | 30 | 11 | 546.4432 | 545.7591 | 547.8318 | 549.8336 | 0 | 0 | 0 | 0 | 258.0175 | 194.6569 | 197.3159 | 168.2164 | 0 | 0 | 0 | 0 | 360.3632 | 445.688 | 504.6268 | 557.987 | 0 | 0 | 0 | 0 | 0 | -24.1539 | -19.527 | -24.1443 | 0 | 0 | 0 | 0 | -71.9375 | -70.4319 | -134.584 | -152.2256 | 0.39679 | 0.022118 | 0.022118 | 0.022118 | -28.5442 | -1.5578 | -2.9767 | -3.3669
6 | 30 | 12 | 564.4951 | 564.5268 | 567.2525 | 569.5624 | 0 | 0 | 0 | 0 | 251.5984 | 192.8402 | 188.808 | 168.386 | 0 | 0 | 0 | 0 | 378.4811 | 460.0383 | 522.5629 | 579.2171 | 0 | 0 | 0 | 0 | 0 | -22.1707 | -27.8015 | -24.8556 | 0 | 0 | 0 | 0 | -65.5844 | -66.1811 | -116.3169 | -153.1851 | 0.39234 | 0.022118 | 0.022118 | 0.022118 | -25.7316 | -1.4638 | -2.5727 | -3.3881
6 | 30 | 13 | 579.3038 | 580.5056 | 584.4996 | 587.8177 | 0 | 0 | 0 | 0 | 248.802 | 193.551 | 194.9686 | 168.7085 | 0 | 0 | 0 | 0 | 396.7305 | 470.533 | 534.6765 | 592.9253 | 0 | 0 | 0 | 0 | 0 | -21.8802 | -11.0492 | -26.7622 | 0 | 0 | 0 | 0 | -66.2287 | -61.6982 | -134.0962 | -147.054 | 0.39433 | 0.022118 | 0.022118 | 0.022118 | -26.1158 | -1.3646 | -2.9659 | -3.2525
6 | 30 | 14 | 587.9368 | 590.1308 | 595.2824 | 599.6511 | 0 | 0 | 0 | 0 | 244.2499 | 198.2885 | 201.0404 | 168.437 | 0 | 0 | 0 | 0 | 411.5293 | 488.6601 | 550.3768 | 606.5074 | 0 | 0 | 0 | 0 | 0 | -17.6679 | -16.0106 | -19.2388 | 0 | 0 | 0 | 0 | -67.8424 | -79.15 | -140.1242 | -156.0545 | 0.39259 | 0.022448 | 0.022118 | 0.021917 | -26.6341 | -1.7767 | -3.0992 | -3.4202
6 | 30 | 15 | 600.4789 | 603.8802 | 610.3867 | 615.91 | 0 | 0 | 0 | 0 | 250.8645 | 195.3711 | 190.4211 | 168.148 | 0 | 0 | 0 | 0 | 414.3036 | 491.0832 | 547.0195 | 598.0449 | 0 | 0 | 0 | 0 | 0 | -25.9477 | -15.9559 | -19.347 | 0 | 0 | 0 | 0 | -64.6892 | -56.6264 | -111.098 | -130.9358 | 0.38933 | 0.022983 | 0.021613 | 0.020742 | -25.1853 | -1.3015 | -2.4012 | -2.7158
6 | 30 | 16 | 607.4273 | 613.3133 | 622.5981 | 630.5861 | 0 | 0 | 0 | 0 | 248.4989 | 207.1886 | 203.1904 | 179.2492 | 0 | 0 | 0 | 0 | 405.4048 | 467.3322 | 513.4984 | 555.9318 | 0 | 0 | 0 | 0 | 0 | -7.6308 | -2.3631 | -11.5855 | 0 | 0 | 0 | 0 | -46.4764 | -53.5768 | -91.7275 | -93.0093 | 0.39725 | 0.023616 | 0.020937 | 0.02146 | -18.4629 | -1.2652 | -1.9205 | -1.996
6 | 30 | 17 | 605.286 | 613.6646 | 625.6612 | 636.0186 | 0 | 0 | 0 | 0 | 256.2277 | 208.2496 | 203.5527 | 209.6558 | 0 | 0 | 0 | 0 | 374.7329 | 379.494 | 410.3393 | 439.0643 | 0 | 0 | 0 | 0 | 0 | -4.689 | -12.224 | 9.6187 | 0 | 0 | 0 | 0 | -25.6746 | 30.61 | 23.9932 | -22.3203 | 0.40602 | 0.342 | 0.42749 | 0.2585 | -10.4244 | 10.4687 | 10.2568 | -5.7697
6 | 30 | 18 | 595.67 | 606.512 | 621.1858 | 633.9209 | 0 | 0 | 0 | 0 | 282.2599 | 209.9467 | 207.2968 | 221.5056 | 0 | 0 | 0 | 0 | 322.5536 | 276.6175 | 291.0739 | 305.2854 | 0 | 0 | 0 | 0 | 0 | -4.1562 | -10.5928 | -1.6468 | 0 | 0 | 0 | 0 | -9.1434 | 124.104 | 133.408 | 108.7767 | 0.4027 | 0.42494 | 0.41159 | 0.40375 | -3.682 | 52.7364 | 54.909 | 43.9184
6 | 30 | 19 | 574.7693 | 586.7399 | 602.5457 | 616.2681 | 0 | 0 | 0 | 0 | 323.7849 | 259.2958 | 254.0124 | 266.4536 | 0 | 0 | 0 | 0 | 266.5442 | 196.6146 | 201.4986 | 207.4544 | 0 | 0 | 0 | 0 | 0 | 3.1604 | 6.414 | 7.5484 | 0 | 0 | 0 | 0 | -15.5598 | 127.6691 | 140.6207 | 134.8116 | 0.40839 | 0.42225 | 0.40697 | 0.39265 | -6.3544 | 53.9082 | 57.2284 | 52.9334
6 | 30 | 20 | 574.3028 | 586.7492 | 602.9842 | 616.9748 | 0 | 0 | 0 | 0 | 336.1003 | 279.0598 | 274.0008 | 284.4961 | 0 | 0 | 0 | 0 | 261.2354 | 139.4349 | 143.0986 | 148.2934 | 0 | 0 | 0 | 0 | 0 | 4.2031 | 0.26354 | 13.2968 | 0 | 0 | 0 | 0 | -23.033 | 164.0514 | 185.6213 | 170.8885 | 0.40942 | 0.43553 | 0.40598 | 0.39629 | -9.4302 | 71.4491 | 75.3591 | 67.7212
6 | 30 | 21 | 570.6175 | 583.3922 | 599.8623 | 613.9321 | 0 | 0 | 0 | 0 | 337.7862 | 285.3954 | 278.8068 | 296.2967 | 0 | 0 | 0 | 0 | 243.6608 | 96.7137 | 99.3121 | 103.5208 | 0 | 0 | 0 | 0 | 0 | 8.579 | 5.4349 | 9.1069 | 0 | 0 | 0 | 0 | -10.8295 | 192.7042 | 216.3085 | 205.0076 | 0.4094 | 0.43476 | 0.40586 | 0.39679 | -4.4336 | 83.7807 | 87.7917 | 81.3454
6 | 30 | 22 | 533.0293 | 545.6509 | 561.7642 | 575.5159 | 0 | 0 | 0 | 0 | 329.9133 | 286.7232 | 292.4549 | 300.926 | 0 | 0 | 0 | 0 | 206.6678 | 91.2911 | 92.0433 | 94.3054 | 0 | 0 | 0 | 0 | 0 | 16.8811 | 25.0641 | 10.6078 | 0 | 0 | 0 | 0 | -3.5518 | 150.7555 | 152.2018 | 169.6766 | 0.40731 | 0.42231 | 0.40449 | 0.39511 | -1.4467 | 63.6658 | 61.5648 | 67.0412
6 | 30 | 23 | 483.2238 | 495.0974 | 510.1502 | 522.9749 | 0 | 0 | 0 | 0 | 319.437 | 282.4833 | 300.5291 | 302.544 | 0 | 0 | 0 | 0 | 189.1382 | 88.5132 | 88.7028 | 90.3988 | 0 | 0 | 0 | 0 | 0 | 20.152 | 12.2244 | 7.3526 | 0 | 0 | 0 | 0 | -25.3513 | 103.9488 | 108.6939 | 122.6794 | 0.40299 | 0.42067 | 0.40353 | 0.39408 | -10.2162 | 43.7285 | 43.8611 | 48.3457
6 | 30 | 24 | 444.7348 | 453.9922 | 465.9399 | 475.9775 | 0 | 0 | 0 | 0 | 308.0391 | 314.5114 | 296.499 | 306.3571 | 0 | 0 | 0 | 0 | 186.8585 | 95.6881 | 97.5226 | 100.7967 | 0 | 0 | 0 | 0 | 0 | 5.3342 | 11.6862 | 25.5153 | 0 | 0 | 0 | 0 | -50.1628 | 38.4585 | 60.2321 | 43.3083 | 0.40134 | 0.42366 | 0.4104 | 0.39542 | -20.1326 | 16.2933 | 24.7195 | 17.1248
7 | 1 | 1 | 418.1036 | 424.4714 | 433.0327 | 439.9892 | 0 | 0 | 0 | 0 | 185.0305 | 369.0186 | 360.1288 | 316.6368 | 0 | 0 | 0 | 0 | 176.0942 | 81.2425 | 85.3401 | 90.73 | 0 | 0 | 0 | 0 | 0 | 6.1492 | 7.4859 | 1.8094 | 0 | 0 | 0 | 0 | 56.9789 | -31.9389 | -19.9221 | 30.813 | 0.3644 | 0.37066 | 0.38218 | 0.36382 | 20.7632 | -11.8384 | -7.6138 | 11.2104
7 | 1 | 2 | 399.1101 | 403.2534 | 409.2996 | 414.0673 | 0 | 0 | 0 | 0 | 178.9964 | 371.6912 | 358.0101 | 302.4388 | 0 | 0 | 0 | 0 | 153.0727 | 69.0746 | 74.6243 | 81.266 | 0 | 0 | 0 | 0 | 0 | 11.9872 | 12.9841 | 0 | 0 | 0 | 0 | 0 | 67.041 | -49.4996 | -36.319 | 30.3626 | 0.3644 | 0.36878 | 0.38135 | 0.36382 | 24.4299 | -18.2544 | -13.8504 | 11.0466
7 | 1 | 3 | 387.0095 | 388.9969 | 392.6305 | 395.2919 | 0 | 0 | 0 | 0 | 172.5599 | 362.2388 | 346.8226 | 248.4188 | 0 | 0 | 0 | 0 | 136.1897 | 61.3749 | 68.7874 | 77.0925 | 0 | 0 | 0 | 0 | 0 | 20.3254 | 14.3472 | 0 | 0 | 0 | 0 | 0 | 78.2599 | -54.9422 | -37.3267 | 69.7806 | 0.36651 | 0.3648 | 0.37847 | 0.36382 | 28.6827 | -20.0431 | -14.127 | 25.3877
7 | 1 | 4 | 381.9115 | 381.9722 | 383.4536 | 384.2057 | 0 | 0 | 0 | 0 | 197.7177 | 298.0987 | 281.9399 | 270.5496 | 0 | 0 | 0 | 0 | 116.1053 | 50.0135 | 56.346 | 63.5554 | 0 | 0 | 0 | 0 | 0 | 30.7458 | 14.3568 | 0 | 0 | 0 | 0 | 0 | 68.0885 | 3.1142 | 30.8109 | 50.1006 | 0.36512 | 0.37056 | 0.38415 | 0.36382 | 24.8607 | 1.154 | 11.8359 | 18.2277
7 | 1 | 5 | 380.1142 | 378.3162 | 377.7382 | 376.6647 | 0 | 0 | 0 | 0 | 285.0998 | 254.6086 | 241.7512 | 238.0998 | 0 | 0 | 0 | 0 | 106.8925 | 43.5889 | 48.9183 | 55.0885 | 0 | 0 | 0 | 0 | 0 | 7.1974 | -5.5041 | 14.4526 | 0 | 0 | 0 | 0 | -11.8781 | 72.9212 | 92.5729 | 69.0238 | 0.36404 | 0.37803 | 0.38589 | 0.36382 | -4.3241 | 27.5664 | 35.7228 | 25.1123
7 | 1 | 6 | 375.487 | 371.6366 | 368.8316 | 365.8542 | 0 | 0 | 0 | 0 | 312.4195 | 251.4138 | 240.2921 | 230.713 | 0 | 0 | 0 | 0 | 152.3851 | 119.686 | 122.185 | 125.2918 | 0 | 0 | 0 | 0 | 0 | 20.6276 | 14.1014 | -6.2593 | 0 | 0 | 0 | 0 | -89.3176 | -20.0908 | -7.7469 | 16.1087 | 0.36811 | 0.37383 | 0.38312 | 0.36387 | -32.8783 | -7.5106 | -2.968 | 5.8614
7 | 1 | 7 | 395.5961 | 390.6496 | 386.922 | 383.3516 | 0 | 0 | 0 | 0 | 306.5153 | 242.4035 | 231.4566 | 183.1396 | 0 | 0 | 0 | 0 | 189.7116 | 203.8832 | 206.5748 | 209.4237 | 0 | 0 | 0 | 0 | 0 | -7.68 | -4.3169 | 0 | 0 | 0 | 0 | 0 | -100.6308 | -47.9572 | -46.7925 | -9.2117 | 0.37184 | 0.3586 | 0.37474 | 0.37002 | -37.4184 | -17.1973 | -17.5348 | -3.4085
7 | 1 | 8 | 429.4117 | 424.8821 | 422.1535 | 419.9163 | 0 | 0 | 0 | 0 | 247.1989 | 192.7347 | 182.529 | 176.0078 | 0 | 0 | 0 | 0 | 236.9702 | 293.222 | 310.0152 | 325.3001 | 0 | 0 | 0 | 0 | 0 | -6.4261 | -3.7355 | 0 | 0 | 0 | 0 | 0 | -54.7574 | -54.6486 | -66.6552 | -81.3917 | 0.37003 | 0.38103 | 0.36475 | 0.38586 | -20.2617 | -20.8226 | -24.3126 | -31.4061
7 | 1 | 9 | 463.7197 | 460.4951 | 459.7306 | 459.6611 | 0 | 0 | 0 | 0 | 296.8148 | 139.2087 | 133.6724 | 160.185 | 0 | 0 | 0 | 0 | 278.6673 | 366.6075 | 398.8613 | 427.9233 | 0 | 0 | 0 | 0 | 0 | -30.3063 | -21.3848 | -0.282 | 0 | 0 | 0 | 0 | -111.7624 | -15.0148 | -51.4182 | -128.1652 | 0.36691 | 0.38398 | 0.38398 | 0 | -41.0072 | -5.7653 | -19.7433 | 0
7 | 1 | 10 | 497.3953 | 494.8575 | 494.9418 | 495.5362 | 0 | 0 | 0 | 0 | 273.3799 | 112.9661 | 112.9222 | 143.5195 | 0 | 0 | 0 | 0 | 308.8361 | 418.5728 | 461.4104 | 499.8797 | 0 | 0 | 0 | 0 | 0 | -28.8388 | -28.2 | -20.7669 | 0 | 0 | 0 | 0 | -84.8207 | -7.8427 | -51.1908 | -127.0961 | 0.36691 | 0.38398 | 0.38398 | 0 | -31.1219 | -3.0114 | -19.656 | 0
7 | 1 | 11 | 528.4676 | 526.6645 | 527.4091 | 528.2253 | 0 | 0 | 0 | 0 | 274.8459 | 114.4891 | 115.8096 | 134.8842 | 0 | 0 | 0 | 0 | 337.1187 | 451.4568 | 499.757 | 543.0938 | 0 | 0 | 0 | 0 | 0 | -28.2 | -28.2 | -28.2 | 0 | 0 | 0 | 0 | -83.497 | -11.0813 | -59.9575 | -121.5528 | 0.36691 | 0.38398 | 0.38398 | 0 | -30.6362 | -4.255 | -23.0222 | 0
7 | 1 | 12 | 551.5696 | 550.4739 | 551.8881 | 553.0284 | 0 | 0 | 0 | 0 | 266.5748 | 118.4806 | 119.6858 | 122.433 | 0 | 0 | 0 | 0 | 367.1093 | 474.117 | 524.6224 | 569.973 | 0 | 0 | 0 | 0 | 0 | -28.2 | -28.2 | -28.2 | 0 | 0 | 0 | 0 | -82.1145 | -13.9237 | -64.2201 | -111.1776 | 0.36691 | 0.38398 | 0.38398 | 0 | -30.1289 | -5.3464 | -24.6589 | 0
7 | 1 | 13 | 574.5399 | 574.759 | 577.6378 | 579.9568 | 0 | 0 | 0 | 0 | 247.2769 | 122.8251 | 127.8276 | 122.8232 | 0 | 0 | 0 | 0 | 392.7439 | 507.2405 | 557.7066 | 603.1277 | 0 | 0 | 0 | 0 | 0 | -20.2895 | -15.6508 | -28.2 | 0 | 0 | 0 | 0 | -65.4808 | -35.0172 | -92.2455 | -117.794 | 0.36382 | 0.38398 | 0.38398 | 0 | -23.8233 | -13.4457 | -35.42 | 0
7 | 1 | 14 | 591.8698 | 593.0984 | 597.1857 | 600.5869 | 0 | 0 | 0 | 0 | 298.2779 | 124.2103 | 124.3833 | 128.2246 | 0 | 0 | 0 | 0 | 415.9849 | 524.1562 | 572.81 | 616.7063 | 0 | 0 | 0 | 0 | 0 | -15.089 | -16.5334 | -18.4467 | 0 | 0 | 0 | 0 | -122.3929 | -40.1791 | -83.4742 | -125.8973 | 0.36561 | 0.38398 | 0.38398 | 0 | -44.7477 | -15.4278 | -32.052 | 0
7 | 1 | 15 | 607.6372 | 609.9342 | 615.235 | 619.6604 | 0 | 0 | 0 | 0 | 262.4926 | 145.4477 | 136.0044 | 160.9047 | 0 | 0 | 0 | 0 | 432.3356 | 492.6273 | 535.4776 | 574.2398 | 0 | 0 | 0 | 0 | 0 | -1.4101 | 0 | 0.091872 | 0 | 0 | 0 | 0 | -87.1911 | -26.7308 | -56.2471 | -115.576 | 0.36533 | 0.38398 | 0.38025 | 0 | -31.8532 | -10.264 | -21.3879 | 0
7 | 1 | 16 | 620.3071 | 625.1379 | 633.2942 | 640.2466 | 0 | 0 | 0 | 0 | 247.6417 | 164.9394 | 188.9032 | 208.4781 | 0 | 0 | 0 | 0 | 432.6178 | 464.1067 | 497.9886 | 528.7711 | 0 | 0 | 0 | 0 | 0 | -1.4101 | -2.82 | 0.41466 | 0 | 0 | 0 | 0 | -59.9524 | -2.498 | -50.7776 | -97.4173 | 0.37414 | 0.38398 | 0.38398 | 0.38586 | -22.4304 | -0.95919 | -19.4973 | -37.5897
7 | 1 | 17 | 623.9891 | 631.6158 | 642.8447 | 652.4841 | 0 | 0 | 0 | 0 | 267.3583 | 224.4782 | 211.22 | 215.6083 | 0 | 0 | 0 | 0 | 416.6063 | 415.1509 | 435.1781 | 453.6664 | 0 | 0 | 0 | 0 | 0 | -3.2508 | -2.0439 | -1.41 | 0 | 0 | 0 | 0 | -59.9755 | -4.7625 | -1.5095 | -15.3807 | 0.38366 | 0.35923 | 0.36981 | 0.37601 | -23.0099 | -1.7108 | -0.55824 | -5.7834
7 | 1 | 18 | 617.391 | 627.6857 | 641.8314 | 654.0602 | 0 | 0 | 0 | 0 | 288.2405 | 227.207 | 211.12 | 224.2952 | 0 | 0 | 0 | 0 | 379.9087 | 371.9736 | 376.9831 | 382.2915 | 0 | 0 | 0 | 0 | 0 | -2.8177 | -0.52782 | 0 | 0 | 0 | 0 | 0 | -50.7583 | 31.3228 | 54.2562 | 47.4735 | 0.38585 | 0.38166 | 0.38652 | 0.37341 | -19.5853 | 11.9546 | 20.9714 | 17.7271
7 | 1 | 19 | 600.7685 | 612.567 | 628.2806 | 641.8855 | 0 | 0 | 0 | 0 | 314.4523 | 259.5372 | 247.5442 | 244.1004 | 0 | 0 | 0 | 0 | 335.0004 | 264.224 | 263.0149 | 263.3096 | 0 | 0 | 0 | 0 | 0 | -8.0186 | -1.9396 | 12.9553 | 0 | 0 | 0 | 0 | -48.6842 | 96.8245 | 119.6611 | 121.5202 | 0.38793 | 0.39411 | 0.38919 | 0.38458 | -18.8863 | 38.1594 | 46.5708 | 46.734
7 | 1 | 20 | 597.903 | 610.1252 | 626.2041 | 640.0265 | 0 | 0 | 0 | 0 | 300.8815 | 271.1801 | 279.6512 | 291.6738 | 0 | 0 | 0 | 0 | 311.8418 | 159.2915 | 160.1437 | 162.7172 | 0 | 0 | 0 | 0 | 0 | 23.941 | 14.9183 | 17.1999 | 0 | 0 | 0 | 0 | -14.8204 | 155.7126 | 171.4909 | 168.4357 | 0.38829 | 0.40541 | 0.3998 | 0.38892 | -5.7546 | 63.1267 | 68.5623 | 65.5074
7 | 1 | 21 | 589.1587 | 601.7163 | 618.0241 | 631.9335 | 0 | 0 | 0 | 0 | 302.6507 | 306.6983 | 294.7542 | 309.5484 | 0 | 0 | 0 | 0 | 272.4327 | 128.2271 | 126.254 | 126.0455 | 0 | 0 | 0 | 0 | 0 | 0 | 15.4309 | 9.4 | 0 | 0 | 0 | 0 | 14.0753 | 166.7909 | 181.585 | 186.9396 | 0.38736 | 0.40087 | 0.39574 | 0.38805 | 5.4522 | 66.8615 | 71.8598 | 72.5424
7 | 1 | 22 | 542.8344 | 555.313 | 571.3145 | 584.9644 | 0 | 0 | 0 | 0 | 305.1533 | 301.893 | 305.0188 | 321.5143 | 0 | 0 | 0 | 0 | 256.0678 | 130.175 | 123.4041 | 118.5326 | 0 | 0 | 0 | 0 | 0 | 2.6378 | 7.8591 | 8.1716 | 0 | 0 | 0 | 0 | -18.3866 | 120.6072 | 135.0325 | 136.7459 | 0.38147 | 0.39646 | 0.3914 | 0.38267 | -7.0139 | 47.8162 | 52.8511 | 52.3287
7 | 1 | 23 | 493.2004 | 504.9026 | 519.8117 | 532.504 | 0 | 0 | 0 | 0 | 293.2043 | 320.7529 | 330.2121 | 344.3542 | 0 | 0 | 0 | 0 | 241.8948 | 122.0812 | 114.2494 | 108.3228 | 0 | 0 | 0 | 0 | 0 | 6.1492 | 1.0744 | 11.0076 | 0 | 0 | 0 | 0 | -41.8988 | 55.9194 | 74.2757 | 68.8193 | 0.37334 | 0.38975 | 0.38502 | 0.37572 | -15.6424 | 21.7946 | 28.5975 | 25.8568
7 | 1 | 24 | 448.7671 | 457.891 | 469.7147 | 479.6463 | 0 | 0 | 0 | 0 | 266.5334 | 349.8501 | 354.6559 | 344.6485 | 0 | 0 | 0 | 0 | 224.2473 | 118.6826 | 111.6949 | 106.5459 | 0 | 0 | 0 | 0 | 0 | 2.2038 | 7.404 | 9.4 | 0 | 0 | 0 | 0 | -42.0136 | -12.8454 | -4.0401 | 19.0519 | 0.36396 | 0.38033 | 0.38357 | 0.36382 | -15.2912 | -4.8855 | -1.5497 | 6.9315
7 | 2 | 1 | 417.3604 | 423.7042 | 432.2359 | 439.1669 | 0 | 0 | 0 | 0 | 185.0305 | 369.0186 | 360.1288 | 316.6368 | 0 | 0 | 0 | 0 | 204.3007 | 98.5191 | 94.2682 | 91.6733 | 0 | 0 | 0 | 0 | 0 | 6.1492 | 7.4859 | 1.8094 | 0 | 0 | 0 | 0 | 28.0292 | -49.9826 | -29.6471 | 29.0473 | 0.3644 | 0.37066 | 0.38218 | 0.36382 | 10.2139 | -18.5265 | -11.3304 | 10.5681
7 | 2 | 2 | 401.3218 | 405.5368 | 411.6711 | 416.5147 | 0 | 0 | 0 | 0 | 178.9964 | 371.6912 | 358.0101 | 302.4388 | 0 | 0 | 0 | 0 | 174.7926 | 82.1455 | 80.7016 | 80.6808 | 0 | 0 | 0 | 0 | 0 | 11.9872 | 12.9841 | 0 | 0 | 0 | 0 | 0 | 47.5328 | -60.2871 | -40.0247 | 33.3952 | 0.3644 | 0.36878 | 0.38135 | 0.36382 | 17.3211 | -22.2326 | -15.2636 | 12.1499
7 | 2 | 3 | 393.4145 | 395.6096 | 399.4983 | 402.3795 | 0 | 0 | 0 | 0 | 172.5599 | 362.2388 | 346.8226 | 248.4188 | 0 | 0 | 0 | 0 | 156.9936 | 70.7778 | 71.5015 | 73.4726 | 0 | 0 | 0 | 0 | 0 | 20.3254 | 14.3472 | 0 | 0 | 0 | 0 | 0 | 63.861 | -57.7323 | -33.173 | 80.4881 | 0.36651 | 0.3648 | 0.37847 | 0.36382 | 23.4055 | -21.0609 | -12.555 | 29.2833
7 | 2 | 4 | 399.3396 | 399.9655 | 402.1409 | 403.491 | 0 | 0 | 0 | 0 | 197.7177 | 298.0987 | 281.9399 | 270.5496 | 0 | 0 | 0 | 0 | 141.5075 | 52.8408 | 54.7372 | 57.7344 | 0 | 0 | 0 | 0 | 0 | 30.7458 | 14.3568 | 0 | 0 | 0 | 0 | 0 | 60.1144 | 18.2801 | 51.107 | 75.207 | 0.36512 | 0.37056 | 0.38415 | 0.36382 | 21.9492 | 6.7739 | 19.6326 | 27.3619
7 | 2 | 5 | 418.1376 | 417.5726 | 418.5088 | 418.7399 | 0 | 0 | 0 | 0 | 285.0998 | 254.6086 | 241.7512 | 238.0998 | 0 | 0 | 0 | 0 | 132.7921 | 43.3496 | 46.1818 | 49.9818 | 0 | 0 | 0 | 0 | 0 | 7.1974 | -5.5041 | 14.4526 | 0 | 0 | 0 | 0 | 0.24575 | 112.417 | 136.0799 | 116.2057 | 0.36404 | 0.37803 | 0.38589 | 0.36382 | 0.089465 | 42.497 | 52.5116 | 42.2781
7 | 2 | 6 | 446.845 | 445.3086 | 445.3451 | 444.8161 | 0 | 0 | 0 | 0 | 312.4195 | 251.4138 | 240.2921 | 230.713 | 0 | 0 | 0 | 0 | 159.0839 | 84.4538 | 88.7406 | 93.7116 | 0 | 0 | 0 | 0 | 0 | 20.6276 | 14.1014 | -6.2593 | 0 | 0 | 0 | 0 | -24.6583 | 88.8133 | 102.211 | 126.6508 | 0.36811 | 0.37383 | 0.38312 | 0.36387 | -9.0769 | 33.2012 | 39.1587 | 46.0842
7 | 2 | 7 | 496.7854 | 495.1203 | 495.422 | 495.3236 | 0 | 0 | 0 | 0 | 306.5153 | 242.4035 | 231.4566 | 183.1396 | 0 | 0 | 0 | 0 | 189.0336 | 155.3699 | 162.2188 | 169.2529 | 0 | 0 | 0 | 0 | 0 | -7.68 | -4.3169 | 0 | 0 | 0 | 0 | 0 | 1.2366 | 105.0269 | 106.0636 | 142.9311 | 0.37184 | 0.3586 | 0.37474 | 0.37002 | 0.45982 | 37.6622 | 39.7458 | 52.8868
7 | 2 | 8 | 545.7998 | 545.0444 | 546.9504 | 548.7066 | 0 | 0 | 0 | 0 | 247.1989 | 192.7347 | 182.529 | 176.0078 | 0 | 0 | 0 | 0 | 251.2004 | 276.5507 | 295.9714 | 313.854 | 0 | 0 | 0 | 0 | 0 | -6.4261 | -3.7355 | 0 | 0 | 0 | 0 | 0 | 47.4005 | 82.1851 | 72.1855 | 58.8448 | 0.37003 | 0.38103 | 0.36475 | 0.38586 | 17.5395 | 31.3148 | 26.3297 | 22.7061
7 | 2 | 9 | 584.1242 | 584.8041 | 588.8342 | 592.8959 | 0 | 0 | 0 | 0 | 296.8148 | 139.2087 | 133.6724 | 160.185 | 0 | 0 | 0 | 0 | 304.5988 | 351.5655 | 387.6893 | 420.535 | 0 | 0 | 0 | 0 | 0 | -30.3063 | -21.3848 | -0.282 | 0 | 0 | 0 | 0 | -17.2894 | 124.3362 | 88.8573 | 12.4579 | 0.36691 | 0.38398 | 0.38398 | 0 | -6.3437 | 47.742 | 34.119 | 0
7 | 2 | 10 | 622.1347 | 623.642 | 628.6934 | 633.5678 | 0 | 0 | 0 | 0 | 273.3799 | 112.9661 | 112.9222 | 143.5195 | 0 | 0 | 0 | 0 | 356.0365 | 418.0286 | 466.575 | 510.5471 | 0 | 0 | 0 | 0 | 0 | -28.8388 | -28.2 | -20.7669 | 0 | 0 | 0 | 0 | -7.2817 | 121.486 | 77.3962 | 0.26815 | 0.36691 | 0.38398 | 0.38398 | 0 | -2.6718 | 46.6476 | 29.7182 | 0
7 | 2 | 11 | 650.7299 | 652.8916 | 658.5046 | 663.5158 | 0 | 0 | 0 | 0 | 274.8459 | 114.4891 | 115.8096 | 134.8842 | 0 | 0 | 0 | 0 | 373.9935 | 448.7832 | 503.1121 | 552.201 | 0 | 0 | 0 | 0 | 0 | -28.2 | -28.2 | -28.2 | 0 | 0 | 0 | 0 | 1.8905 | 117.8193 | 67.783 | 4.6306 | 0.36691 | 0.38398 | 0.38398 | 0 | 0.69366 | 45.2397 | 26.027 | 0
7 | 2 | 12 | 670.6648 | 673.4311 | 679.5877 | 684.8143 | 0 | 0 | 0 | 0 | 266.5748 | 118.4806 | 119.6858 | 122.433 | 0 | 0 | 0 | 0 | 391.6306 | 460.835 | 518.9699 | 571.5392 | 0 | 0 | 0 | 0 | 0 | -28.2 | -28.2 | -28.2 | 0 | 0 | 0 | 0 | 12.4594 | 122.3155 | 69.132 | 19.0422 | 0.36691 | 0.38398 | 0.38398 | 0 | 4.5715 | 46.9661 | 26.545 | 0
7 | 2 | 13 | 695.2629 | 699.3968 | 707.0828 | 713.5441 | 0 | 0 | 0 | 0 | 247.2769 | 122.8251 | 127.8276 | 122.8232 | 0 | 0 | 0 | 0 | 419.3061 | 465.4042 | 526.6093 | 582.1157 | 0 | 0 | 0 | 0 | 0 | -20.2895 | -15.6508 | -28.2 | 0 | 0 | 0 | 0 | 28.68 | 131.457 | 68.2968 | 36.8051 | 0.36382 | 0.38398 | 0.38398 | 0 | 10.4344 | 50.4762 | 26.2242 | 0
7 | 2 | 14 | 711.5312 | 716.6402 | 725.4924 | 732.9994 | 0 | 0 | 0 | 0 | 298.2779 | 124.2103 | 124.3833 | 128.2246 | 0 | 0 | 0 | 0 | 435.7272 | 477.8569 | 537.7342 | 592.1301 | 0 | 0 | 0 | 0 | 0 | -15.089 | -16.5334 | -18.4467 | 0 | 0 | 0 | 0 | -22.4738 | 129.6619 | 79.9083 | 31.0915 | 0.36561 | 0.38398 | 0.38398 | 0 | -8.2166 | 49.787 | 30.6828 | 0
7 | 2 | 15 | 725.4408 | 731.5579 | 741.5497 | 750.0171 | 0 | 0 | 0 | 0 | 262.4926 | 145.4477 | 136.0044 | 160.9047 | 0 | 0 | 0 | 0 | 439.0915 | 503.0725 | 557.0853 | 606.1923 | 0 | 0 | 0 | 0 | 0 | -1.4101 | 0 | 0.091872 | 0 | 0 | 0 | 0 | 23.8566 | 84.4478 | 48.4599 | -17.1718 | 0.36533 | 0.38398 | 0.38025 | 0 | 8.7154 | 32.4258 | 18.4269 | 0
7 | 2 | 16 | 734.5011 | 743.0351 | 755.7386 | 766.6092 | 0 | 0 | 0 | 0 | 247.6417 | 164.9394 | 188.9032 | 208.4781 | 0 | 0 | 0 | 0 | 435.2823 | 456.9701 | 502.303 | 543.7158 | 0 | 0 | 0 | 0 | 0 | -1.4101 | -2.82 | 0.41466 | 0 | 0 | 0 | 0 | 51.5772 | 122.5357 | 67.3524 | 14.0006 | 0.37414 | 0.38398 | 0.38398 | 0.38586 | 19.2969 | 47.0507 | 25.8616 | 5.4023
7 | 2 | 17 | 729.1772 | 740.2149 | 755.6325 | 768.881 | 0 | 0 | 0 | 0 | 267.3583 | 224.4782 | 211.22 | 215.6083 | 0 | 0 | 0 | 0 | 400.6416 | 395.7639 | 427.1056 | 456.0562 | 0 | 0 | 0 | 0 | 0 | -3.2508 | -2.0439 | -1.41 | 0 | 0 | 0 | 0 | 61.1773 | 123.2237 | 119.3507 | 98.6264 | 0.38366 | 0.35923 | 0.36981 | 0.37601 | 23.471 | 44.2651 | 44.1368 | 37.0849
7 | 2 | 18 | 711.4144 | 724.7582 | 742.6479 | 758.1028 | 0 | 0 | 0 | 0 | 288.2405 | 227.207 | 211.12 | 224.2952 | 0 | 0 | 0 | 0 | 340.9025 | 318.4808 | 333.8392 | 348.6859 | 0 | 0 | 0 | 0 | 0 | -2.8177 | -0.52782 | 0 | 0 | 0 | 0 | 0 | 82.2714 | 181.8881 | 198.2165 | 185.1217 | 0.38585 | 0.38166 | 0.38652 | 0.37341 | 31.7447 | 69.4191 | 76.6156 | 69.1263
7 | 2 | 19 | 686.5114 | 701.0904 | 720.2183 | 736.7651 | 0 | 0 | 0 | 0 | 314.4523 | 259.5372 | 247.5442 | 244.1004 | 0 | 0 | 0 | 0 | 287.0324 | 213.7191 | 220.0693 | 227.2566 | 0 | 0 | 0 | 0 | 0 | -8.0186 | -1.9396 | 12.9553 | 0 | 0 | 0 | 0 | 85.0267 | 235.8527 | 254.5443 | 252.4528 | 0.38793 | 0.39411 | 0.38919 | 0.38458 | 32.9848 | 92.9516 | 99.0659 | 97.0879
7 | 2 | 20 | 673.4721 | 688.1449 | 707.2329 | 723.6482 | 0 | 0 | 0 | 0 | 300.8815 | 271.1801 | 279.6512 | 291.6738 | 0 | 0 | 0 | 0 | 256.0355 | 151.7941 | 155.9779 | 161.4122 | 0 | 0 | 0 | 0 | 0 | 23.941 | 14.9183 | 17.1999 | 0 | 0 | 0 | 0 | 116.5551 | 241.2297 | 256.6855 | 253.3624 | 0.38829 | 0.40541 | 0.3998 | 0.38892 | 45.2575 | 97.7958 | 102.6233 | 98.5368
7 | 2 | 21 | 654.7486 | 669.4332 | 688.3528 | 704.5126 | 0 | 0 | 0 | 0 | 302.6507 | 306.6983 | 294.7542 | 309.5484 | 0 | 0 | 0 | 0 | 222.8229 | 144.9735 | 147.5897 | 151.4811 | 0 | 0 | 0 | 0 | 0 | 0 | 15.4309 | 9.4 | 0 | 0 | 0 | 0 | 129.2751 | 217.7613 | 230.578 | 234.0831 | 0.38736 | 0.40087 | 0.39574 | 0.38805 | 50.0763 | 87.294 | 91.2481 | 90.8365
7 | 2 | 22 | 594.2342 | 608.3795 | 626.4277 | 641.8413 | 0 | 0 | 0 | 0 | 305.1533 | 301.893 | 305.0188 | 321.5143 | 0 | 0 | 0 | 0 | 190.9749 | 87.9607 | 88.2727 | 89.8487 | 0 | 0 | 0 | 0 | 0 | 2.6378 | 7.8591 | 8.1716 | 0 | 0 | 0 | 0 | 98.106 | 215.888 | 225.2772 | 222.3066 | 0.38147 | 0.39646 | 0.3914 | 0.38267 | 37.4243 | 85.5915 | 88.1724 | 85.0704
7 | 2 | 23 | 530.2329 | 543.1361 | 559.5198 | 573.4827 | 0 | 0 | 0 | 0 | 293.2043 | 320.7529 | 330.2121 | 344.3542 | 0 | 0 | 0 | 0 | 151.9812 | 103.6535 | 102.6606 | 102.8695 | 0 | 0 | 0 | 0 | 0 | 6.1492 | 1.0744 | 11.0076 | 0 | 0 | 0 | 0 | 85.0474 | 112.5805 | 125.5726 | 115.2514 | 0.37334 | 0.38975 | 0.38502 | 0.37572 | 31.7514 | 43.8782 | 48.3476 | 43.3022
7 | 2 | 24 | 476.4044 | 486.4245 | 499.3487 | 510.2287 | 0 | 0 | 0 | 0 | 266.5334 | 349.8501 | 354.6559 | 344.6485 | 0 | 0 | 0 | 0 | 128.3732 | 84.4142 | 85.2616 | 87.163 | 0 | 0 | 0 | 0 | 0 | 2.2038 | 7.404 | 9.4 | 0 | 0 | 0 | 0 | 81.4978 | 49.9564 | 52.0273 | 69.0171 | 0.36396 | 0.38033 | 0.38357 | 0.36382 | 29.6619 | 18.9999 | 19.956 | 25.1099
7 | 3 | 1 | 444.1661 | 451.3792 | 460.9783 | 468.829 | 0 | 0 | 0 | 0 | 185.0305 | 369.0186 | 360.1288 | 316.6368 | 0 | 0 | 0 | 0 | 117.5792 | 61.3885 | 64.2457 | 68.0439 | 0 | 0 | 0 | 0 | 0 | 6.1492 | 7.4859 | 1.8094 | 0 | 0 | 0 | 0 | 141.5564 | 14.8229 | 29.1179 | 82.3389 | 0.3644 | 0.37066 | 0.38218 | 0.36382 | 51.5835 | 5.4942 | 11.1282 | 29.9567
7 | 3 | 2 | 424.0049 | 428.9555 | 435.993 | 441.6149 | 0 | 0 | 0 | 0 | 178.9964 | 371.6912 | 358.0101 | 302.4388 | 0 | 0 | 0 | 0 | 113.4248 | 69.2601 | 73.6969 | 78.9863 | 0 | 0 | 0 | 0 | 0 | 11.9872 | 12.9841 | 0 | 0 | 0 | 0 | 0 | 131.5837 | -23.983 | -8.6982 | 60.1899 | 0.3644 | 0.36878 | 0.38135 | 0.36382 | 47.9495 | -8.8444 | -3.3171 | 21.8984
7 | 3 | 3 | 413.2844 | 416.1238 | 420.8037 | 424.3667 | 0 | 0 | 0 | 0 | 172.5599 | 362.2388 | 346.8226 | 248.4188 | 0 | 0 | 0 | 0 | 102.5603 | 37.2062 | 41.4174 | 46.4801 | 0 | 0 | 0 | 0 | 0 | 20.3254 | 14.3472 | 0 | 0 | 0 | 0 | 0 | 138.1642 | -3.6465 | 18.2165 | 129.4677 | 0.36651 | 0.3648 | 0.37847 | 0.36382 | 50.638 | -1.3303 | 6.8944 | 47.1031
7 | 3 | 4 | 416.6616 | 417.8492 | 420.7143 | 422.6588 | 0 | 0 | 0 | 0 | 197.7177 | 298.0987 | 281.9399 | 270.5496 | 0 | 0 | 0 | 0 | 92.9038 | 27.8068 | 31.7493 | 36.5417 | 0 | 0 | 0 | 0 | 0 | 30.7458 | 14.3568 | 0 | 0 | 0 | 0 | 0 | 126.0401 | 61.1979 | 92.6683 | 115.5674 | 0.36512 | 0.37056 | 0.38415 | 0.36382 | 46.0202 | 22.6776 | 35.5983 | 42.0459
7 | 3 | 5 | 432.7701 | 432.6797 | 434.1985 | 434.9317 | 0 | 0 | 0 | 0 | 285.0998 | 254.6086 | 241.7512 | 238.0998 | 0 | 0 | 0 | 0 | 93.2482 | 25.8865 | 29.8358 | 34.6149 | 0 | 0 | 0 | 0 | 0 | 7.1974 | -5.5041 | 14.4526 | 0 | 0 | 0 | 0 | 54.4222 | 144.9871 | 168.1157 | 147.7644 | 0.36404 | 0.37803 | 0.38589 | 0.36382 | 19.812 | 54.8095 | 64.8738 | 53.7599
7 | 3 | 6 | 460.0975 | 458.9908 | 459.555 | 459.4808 | 0 | 0 | 0 | 0 | 312.4195 | 251.4138 | 240.2921 | 230.713 | 0 | 0 | 0 | 0 | 133.1585 | 112.7284 | 113.5591 | 115.0346 | 0 | 0 | 0 | 0 | 0 | 20.6276 | 14.1014 | -6.2593 | 0 | 0 | 0 | 0 | 14.5195 | 74.2209 | 91.6024 | 119.9924 | 0.36811 | 0.37383 | 0.38312 | 0.36387 | 5.3447 | 27.7461 | 35.0944 | 43.6614
7 | 3 | 7 | 506.9592 | 505.624 | 506.3309 | 506.5815 | 0 | 0 | 0 | 0 | 306.5153 | 242.4035 | 231.4566 | 183.1396 | 0 | 0 | 0 | 0 | 175.3318 | 200.4347 | 201.077 | 201.9863 | 0 | 0 | 0 | 0 | 0 | -7.68 | -4.3169 | 0 | 0 | 0 | 0 | 0 | 25.1122 | 70.4658 | 78.1142 | 121.4556 | 0.37184 | 0.3586 | 0.37474 | 0.37002 | 9.3377 | 25.2687 | 29.2722 | 44.9405
7 | 3 | 8 | 552.3818 | 551.8398 | 554.0079 | 555.99 | 0 | 0 | 0 | 0 | 247.1989 | 192.7347 | 182.529 | 176.0078 | 0 | 0 | 0 | 0 | 215.5851 | 288.3229 | 302.3997 | 315.0719 | 0 | 0 | 0 | 0 | 0 | -6.4261 | -3.7355 | 0 | 0 | 0 | 0 | 0 | 89.5978 | 77.2083 | 72.8147 | 64.9103 | 0.37003 | 0.38103 | 0.36475 | 0.38586 | 33.1536 | 29.4185 | 26.5593 | 25.0465
7 | 3 | 9 | 595.9258 | 596.9884 | 601.4884 | 605.955 | 0 | 0 | 0 | 0 | 296.8148 | 139.2087 | 133.6724 | 160.185 | 0 | 0 | 0 | 0 | 250.9546 | 356.925 | 386.4658 | 412.8751 | 0 | 0 | 0 | 0 | 0 | -30.3063 | -21.3848 | -0.282 | 0 | 0 | 0 | 0 | 48.1564 | 131.161 | 102.7351 | 33.1769 | 0.36691 | 0.38398 | 0.38398 | 0 | 17.6693 | 50.3626 | 39.4477 | 0
7 | 3 | 10 | 631.1407 | 632.94 | 638.3501 | 643.5335 | 0 | 0 | 0 | 0 | 273.3799 | 112.9661 | 112.9222 | 143.5195 | 0 | 0 | 0 | 0 | 273.604 | 404.4669 | 445.5117 | 482.1587 | 0 | 0 | 0 | 0 | 0 | -28.8388 | -28.2 | -20.7669 | 0 | 0 | 0 | 0 | 84.1568 | 144.3458 | 108.1162 | 38.6223 | 0.36691 | 0.38398 | 0.38398 | 0 | 30.8783 | 55.4252 | 41.5139 | 0
7 | 3 | 11 | 665.4509 | 668.09 | 674.2892 | 679.8055 | 0 | 0 | 0 | 0 | 274.8459 | 114.4891 | 115.8096 | 134.8842 | 0 | 0 | 0 | 0 | 284.6771 | 428.7528 | 476.7722 | 519.6475 | 0 | 0 | 0 | 0 | 0 | -28.2 | -28.2 | -28.2 | 0 | 0 | 0 | 0 | 105.9279 | 153.048 | 109.9075 | 53.4738 | 0.36691 | 0.38398 | 0.38398 | 0 | 38.8664 | 58.7666 | 42.2017 | 0
7 | 3 | 12 | 688.3406 | 691.6802 | 698.5406 | 704.3737 | 0 | 0 | 0 | 0 | 266.5748 | 118.4806 | 119.6858 | 122.433 | 0 | 0 | 0 | 0 | 288.5869 | 435.7992 | 487.4207 | 533.544 | 0 | 0 | 0 | 0 | 0 | -28.2 | -28.2 | -28.2 | 0 | 0 | 0 | 0 | 133.179 | 165.6003 | 119.6341 | 76.5967 | 0.36691 | 0.38398 | 0.38398 | 0 | 48.8652 | 63.5864 | 45.9365 | 0
7 | 3 | 13 | 714.2834 | 719.0341 | 727.4776 | 734.5914 | 0 | 0 | 0 | 0 | 247.2769 | 122.8251 | 127.8276 | 122.8232 | 0 | 0 | 0 | 0 | 285.8872 | 433.9323 | 486.0084 | 532.5649 | 0 | 0 | 0 | 0 | 0 | -20.2895 | -15.6508 | -28.2 | 0 | 0 | 0 | 0 | 181.1194 | 182.5663 | 129.2924 | 107.4033 | 0.36382 | 0.38398 | 0.38398 | 0 | 65.8952 | 70.1009 | 49.645 | 0
7 | 3 | 14 | 733.9136 | 739.7483 | 749.4918 | 757.7668 | 0 | 0 | 0 | 0 | 298.2779 | 124.2103 | 124.3833 | 128.2246 | 0 | 0 | 0 | 0 | 283.4485 | 428.8994 | 478.8079 | 523.413 | 0 | 0 | 0 | 0 | 0 | -15.089 | -16.5334 | -18.4467 | 0 | 0 | 0 | 0 | 152.1871 | 201.7276 | 162.834 | 124.5759 | 0.36561 | 0.38398 | 0.38398 | 0 | 55.6407 | 77.4584 | 62.5242 | 0
7 | 3 | 15 | 746.4961 | 753.296 | 764.1262 | 773.316 | 0 | 0 | 0 | 0 | 262.4926 | 145.4477 | 136.0044 | 160.9047 | 0 | 0 | 0 | 0 | 274.9624 | 424.1083 | 468.6168 | 508.3778 | 0 | 0 | 0 | 0 | 0 | -1.4101 | 0 | 0.091872 | 0 | 0 | 0 | 0 | 209.041 | 185.15 | 159.505 | 103.9416 | 0.36533 | 0.38398 | 0.38025 | 0 | 76.3681 | 71.093 | 60.6516 | 0
7 | 3 | 16 | 752.3362 | 761.4485 | 774.8622 | 786.3448 | 0 | 0 | 0 | 0 | 247.6417 | 164.9394 | 188.9032 | 208.4781 | 0 | 0 | 0 | 0 | 265.3101 | 431.2559 | 468.2295 | 501.4046 | 0 | 0 | 0 | 0 | 0 | -1.4101 | -2.82 | 0.41466 | 0 | 0 | 0 | 0 | 239.3844 | 166.6634 | 120.5495 | 76.0474 | 0.37414 | 0.38398 | 0.38398 | 0.38586 | 89.5626 | 63.9946 | 46.288 | 29.3439
7 | 3 | 17 | 745.6499 | 757.2218 | 773.2953 | 787.109 | 0 | 0 | 0 | 0 | 267.3583 | 224.4782 | 211.22 | 215.6083 | 0 | 0 | 0 | 0 | 250.9431 | 370.0746 | 395.9138 | 419.3723 | 0 | 0 | 0 | 0 | 0 | -3.2508 | -2.0439 | -1.41 | 0 | 0 | 0 | 0 | 227.3484 | 165.9198 | 168.2053 | 153.5384 | 0.38366 | 0.35923 | 0.36981 | 0.37601 | 87.2235 | 59.6027 | 62.2035 | 57.7326
7 | 3 | 18 | 724.0653 | 737.8193 | 756.2127 | 772.1018 | 0 | 0 | 0 | 0 | 288.2405 | 227.207 | 211.12 | 224.2952 | 0 | 0 | 0 | 0 | 212.1259 | 274.1839 | 285.5967 | 296.4315 | 0 | 0 | 0 | 0 | 0 | -2.8177 | -0.52782 | 0 | 0 | 0 | 0 | 0 | 223.6989 | 239.2461 | 260.0239 | 251.3751 | 0.38585 | 0.38166 | 0.38652 | 0.37341 | 86.315 | 91.3103 | 100.5057 | 93.866
7 | 3 | 19 | 696.119 | 711.0095 | 730.52 | 747.3964 | 0 | 0 | 0 | 0 | 314.4523 | 259.5372 | 247.5442 | 244.1004 | 0 | 0 | 0 | 0 | 169.8147 | 156.8148 | 159.8354 | 163.596 | 0 | 0 | 0 | 0 | 0 | -8.0186 | -1.9396 | 12.9553 | 0 | 0 | 0 | 0 | 211.8519 | 302.6762 | 325.0799 | 326.7448 | 0.38793 | 0.39411 | 0.38919 | 0.38458 | 82.1847 | 119.2874 | 126.5176 | 125.6589
7 | 3 | 20 | 677.1523 | 691.9445 | 711.1791 | 727.7207 | 0 | 0 | 0 | 0 | 300.8815 | 271.1801 | 279.6512 | 291.6738 | 0 | 0 | 0 | 0 | 161.6489 | 91.3466 | 97.7337 | 105.0606 | 0 | 0 | 0 | 0 | 0 | 23.941 | 14.9183 | 17.1999 | 0 | 0 | 0 | 0 | 214.6219 | 305.4768 | 318.8759 | 313.7864 | 0.38829 | 0.40541 | 0.3998 | 0.38892 | 83.3361 | 123.8419 | 127.4871 | 122.0367
7 | 3 | 21 | 654.7663 | 669.4514 | 688.3718 | 704.5322 | 0 | 0 | 0 | 0 | 302.6507 | 306.6983 | 294.7542 | 309.5484 | 0 | 0 | 0 | 0 | 154.8185 | 109.1407 | 115.7584 | 123.3521 | 0 | 0 | 0 | 0 | 0 | 0 | 15.4309 | 9.4 | 0 | 0 | 0 | 0 | 197.2971 | 253.6124 | 262.4283 | 262.2317 | 0.38736 | 0.40087 | 0.39574 | 0.38805 | 76.4255 | 101.6656 | 103.8524 | 101.7597
7 | 3 | 22 | 596.9236 | 611.1562 | 629.3115 | 644.8173 | 0 | 0 | 0 | 0 | 305.1533 | 301.893 | 305.0188 | 321.5143 | 0 | 0 | 0 | 0 | 171.7694 | 72.7672 | 81.6555 | 91.3897 | 0 | 0 | 0 | 0 | 0 | 2.6378 | 7.8591 | 8.1716 | 0 | 0 | 0 | 0 | 120.0009 | 233.8582 | 234.7781 | 223.7417 | 0.38147 | 0.39646 | 0.3914 | 0.38267 | 45.7764 | 92.716 | 91.891 | 85.6195
7 | 3 | 23 | 537.2927 | 550.4248 | 567.0895 | 581.2947 | 0 | 0 | 0 | 0 | 293.2043 | 320.7529 | 330.2121 | 344.3542 | 0 | 0 | 0 | 0 | 143.0512 | 57.9022 | 64.1073 | 71.199 | 0 | 0 | 0 | 0 | 0 | 6.1492 | 1.0744 | 11.0076 | 0 | 0 | 0 | 0 | 101.0372 | 165.6205 | 171.6957 | 154.7339 | 0.37334 | 0.38975 | 0.38502 | 0.37572 | 37.721 | 64.5505 | 66.1058 | 58.1366
7 | 3 | 24 | 487.4982 | 497.8781 | 511.2441 | 522.5047 | 0 | 0 | 0 | 0 | 266.5334 | 349.8501 | 354.6559 | 344.6485 | 0 | 0 | 0 | 0 | 122.858 | 90.2877 | 94.0391 | 98.747 | 0 | 0 | 0 | 0 | 0 | 2.2038 | 7.404 | 9.4 | 0 | 0 | 0 | 0 | 98.1068 | 55.5365 | 55.1451 | 69.7091 | 0.36396 | 0.38033 | 0.38357 | 0.36382 | 35.7069 | 21.1222 | 21.1519 | 25.3617
7 | 4 | 1 | 451.4028 | 458.8505 | 468.7378 | 476.8368 | 0 | 0 | 0 | 0 | 185.0305 | 369.0186 | 360.1288 | 316.6368 | 0 | 0 | 0 | 0 | 109.5569 | 103.0369 | 106.1284 | 110.1702 | 0 | 0 | 0 | 0 | 0 | 6.1492 | 7.4859 | 1.8094 | 0 | 0 | 0 | 0 | 156.8154 | -19.3542 | -5.0053 | 48.2204 | 0.3644 | 0.37066 | 0.38218 | 0.36382 | 57.1439 | -7.1738 | -1.9129 | 17.5436
7 | 4 | 2 | 429.1714 | 434.2896 | 441.5328 | 447.332 | 0 | 0 | 0 | 0 | 178.9964 | 371.6912 | 358.0101 | 302.4388 | 0 | 0 | 0 | 0 | 103.6236 | 81.8766 | 84.3648 | 87.8323 | 0 | 0 | 0 | 0 | 0 | 11.9872 | 12.9841 | 0 | 0 | 0 | 0 | 0 | 146.5514 | -31.2655 | -13.8263 | 57.061 | 0.3644 | 0.36878 | 0.38135 | 0.36382 | 53.4038 | -11.53 | -5.2727 | 20.76
7 | 4 | 3 | 412.789 | 415.6123 | 420.2725 | 423.8184 | 0 | 0 | 0 | 0 | 172.5599 | 362.2388 | 346.8226 | 248.4188 | 0 | 0 | 0 | 0 | 94.7024 | 59.6755 | 62.0763 | 65.4584 | 0 | 0 | 0 | 0 | 0 | 20.3254 | 14.3472 | 0 | 0 | 0 | 0 | 0 | 145.5267 | -26.6273 | -2.9736 | 109.9412 | 0.36651 | 0.3648 | 0.37847 | 0.36382 | 53.3365 | -9.7137 | -1.1254 | 39.999
7 | 4 | 4 | 406.0632 | 406.9071 | 409.3502 | 410.931 | 0 | 0 | 0 | 0 | 197.7177 | 298.0987 | 281.9399 | 270.5496 | 0 | 0 | 0 | 0 | 86.0251 | 54.3006 | 54.861 | 56.49 | 0 | 0 | 0 | 0 | 0 | 30.7458 | 14.3568 | 0 | 0 | 0 | 0 | 0 | 122.3204 | 23.7619 | 58.1924 | 83.8913 | 0.36512 | 0.37056 | 0.38415 | 0.36382 | 44.6621 | 8.8053 | 22.3545 | 30.5215
7 | 4 | 5 | 403.9828 | 402.9588 | 403.3313 | 403.0767 | 0 | 0 | 0 | 0 | 285.0998 | 254.6086 | 241.7512 | 238.0998 | 0 | 0 | 0 | 0 | 78.5143 | 50.9991 | 48.8449 | 47.8424 | 0 | 0 | 0 | 0 | 0 | 7.1974 | -5.5041 | 14.4526 | 0 | 0 | 0 | 0 | 40.3687 | 90.1536 | 118.2393 | 102.6819 | 0.36404 | 0.37803 | 0.38589 | 0.36382 | 14.696 | 34.0808 | 45.6271 | 37.3579
7 | 4 | 6 | 404.6283 | 401.7228 | 400.0782 | 398.1007 | 0 | 0 | 0 | 0 | 312.4195 | 251.4138 | 240.2921 | 230.713 | 0 | 0 | 0 | 0 | 117.8323 | 122.8785 | 116.8596 | 111.863 | 0 | 0 | 0 | 0 | 0 | 20.6276 | 14.1014 | -6.2593 | 0 | 0 | 0 | 0 | -25.6235 | 6.8029 | 28.8252 | 61.784 | 0.36811 | 0.37383 | 0.38312 | 0.36387 | -9.4321 | 2.5431 | 11.0434 | 22.4813
7 | 4 | 7 | 429.5854 | 425.741 | 423.3669 | 420.9628 | 0 | 0 | 0 | 0 | 306.5153 | 242.4035 | 231.4566 | 183.1396 | 0 | 0 | 0 | 0 | 158.8477 | 214.335 | 208.8484 | 203.9681 | 0 | 0 | 0 | 0 | 0 | -7.68 | -4.3169 | 0 | 0 | 0 | 0 | 0 | -35.7775 | -23.3175 | -12.6211 | 33.8551 | 0.37184 | 0.3586 | 0.37474 | 0.37002 | -13.3035 | -8.3616 | -4.7296 | 12.5269
7 | 4 | 8 | 470.0361 | 466.8238 | 465.7129 | 464.8695 | 0 | 0 | 0 | 0 | 247.1989 | 192.7347 | 182.529 | 176.0078 | 0 | 0 | 0 | 0 | 207.6973 | 305.602 | 315.6891 | 324.6218 | 0 | 0 | 0 | 0 | 0 | -6.4261 | -3.7355 | 0 | 0 | 0 | 0 | 0 | 15.1399 | -25.0868 | -28.7697 | -35.7601 | 0.37003 | 0.38103 | 0.36475 | 0.38586 | 5.6022 | -9.5588 | -10.4938 | -13.7985
7 | 4 | 9 | 515.4202 | 513.8722 | 515.1664 | 516.8708 | 0 | 0 | 0 | 0 | 296.8148 | 139.2087 | 133.6724 | 160.185 | 0 | 0 | 0 | 0 | 250.2542 | 367.4098 | 394.3483 | 418.3838 | 0 | 0 | 0 | 0 | 0 | -30.3063 | -21.3848 | -0.282 | 0 | 0 | 0 | 0 | -31.6487 | 37.56 | 8.5306 | -61.4161 | 0.36691 | 0.38398 | 0.38398 | 0 | -11.6124 | 14.4221 | 3.2755 | 0
7 | 4 | 10 | 561.4813 | 561.0217 | 563.6579 | 566.4512 | 0 | 0 | 0 | 0 | 273.3799 | 112.9661 | 112.9222 | 143.5195 | 0 | 0 | 0 | 0 | 277.3374 | 417.7528 | 457.5237 | 493.0717 | 0 | 0 | 0 | 0 | 0 | -28.8388 | -28.2 | -20.7669 | 0 | 0 | 0 | 0 | 10.7639 | 59.1415 | 21.412 | -49.3731 | 0.36691 | 0.38398 | 0.38398 | 0 | 3.9494 | 22.7089 | 8.2217 | 0
7 | 4 | 11 | 600.6395 | 601.1769 | 604.7953 | 608.0878 | 0 | 0 | 0 | 0 | 274.8459 | 114.4891 | 115.8096 | 134.8842 | 0 | 0 | 0 | 0 | 292.5414 | 441.2708 | 487.8952 | 529.6203 | 0 | 0 | 0 | 0 | 0 | -28.2 | -28.2 | -28.2 | 0 | 0 | 0 | 0 | 33.2522 | 73.617 | 29.2906 | -28.2167 | 0.36691 | 0.38398 | 0.38398 | 0 | 12.2007 | 28.2671 | 11.2468 | 0
7 | 4 | 12 | 631.4028 | 632.896 | 637.4891 | 641.3686 | 0 | 0 | 0 | 0 | 266.5748 | 118.4806 | 119.6858 | 122.433 | 0 | 0 | 0 | 0 | 299.0276 | 442.2407 | 492.7205 | 537.932 | 0 | 0 | 0 | 0 | 0 | -28.2 | -28.2 | -28.2 | 0 | 0 | 0 | 0 | 65.8005 | 100.3746 | 53.2828 | 9.2037 | 0.36691 | 0.38398 | 0.38398 | 0 | 24.1431 | 38.5414 | 20.4593 | 0
7 | 4 | 13 | 658.9381 | 661.894 | 668.1336 | 673.3485 | 0 | 0 | 0 | 0 | 247.2769 | 122.8251 | 127.8276 | 122.8232 | 0 | 0 | 0 | 0 | 296.8802 | 437.0868 | 488.1375 | 533.8883 | 0 | 0 | 0 | 0 | 0 | -20.2895 | -15.6508 | -28.2 | 0 | 0 | 0 | 0 | 114.781 | 122.2716 | 67.8194 | 44.8369 | 0.36382 | 0.38398 | 0.38398 | 0 | 41.7598 | 46.9493 | 26.0409 | 0
7 | 4 | 14 | 677.5596 | 681.567 | 689.0665 | 695.4078 | 0 | 0 | 0 | 0 | 298.2779 | 124.2103 | 124.3833 | 128.2246 | 0 | 0 | 0 | 0 | 292.2076 | 435.9735 | 484.6341 | 528.2143 | 0 | 0 | 0 | 0 | 0 | -15.089 | -16.5334 | -18.4467 | 0 | 0 | 0 | 0 | 87.0742 | 136.4722 | 96.5825 | 57.4156 | 0.36561 | 0.38398 | 0.38398 | 0 | 31.835 | 52.4019 | 37.0853 | 0
7 | 4 | 15 | 690.8322 | 695.827 | 704.4407 | 711.7206 | 0 | 0 | 0 | 0 | 262.4926 | 145.4477 | 136.0044 | 160.9047 | 0 | 0 | 0 | 0 | 283.1613 | 431.2302 | 473.5011 | 511.3405 | 0 | 0 | 0 | 0 | 0 | -1.4101 | 0 | 0.091872 | 0 | 0 | 0 | 0 | 145.1783 | 120.5592 | 94.9352 | 39.3835 | 0.36533 | 0.38398 | 0.38025 | 0 | 53.0374 | 46.2917 | 36.099 | 0
7 | 4 | 16 | 696.23 | 703.5229 | 714.7024 | 724.2599 | 0 | 0 | 0 | 0 | 247.6417 | 164.9394 | 188.9032 | 208.4781 | 0 | 0 | 0 | 0 | 266.3698 | 404.8717 | 437.7238 | 467.1431 | 0 | 0 | 0 | 0 | 0 | -1.4101 | -2.82 | 0.41466 | 0 | 0 | 0 | 0 | 182.2186 | 135.122 | 90.8954 | 48.224 | 0.37414 | 0.38398 | 0.38398 | 0.38586 | 68.1747 | 51.8835 | 34.9016 | 18.6079
7 | 4 | 17 | 691.2953 | 701.1046 | 715.0137 | 726.9624 | 0 | 0 | 0 | 0 | 267.3583 | 224.4782 | 211.22 | 215.6083 | 0 | 0 | 0 | 0 | 240.1023 | 328.6431 | 350.2412 | 369.6858 | 0 | 0 | 0 | 0 | 0 | -3.2508 | -2.0439 | -1.41 | 0 | 0 | 0 | 0 | 183.8348 | 151.2342 | 155.5964 | 143.0783 | 0.38366 | 0.35923 | 0.36981 | 0.37601 | 70.5293 | 54.3272 | 57.5407 | 53.7995
7 | 4 | 18 | 673.5502 | 685.6662 | 702.0481 | 716.2038 | 0 | 0 | 0 | 0 | 288.2405 | 227.207 | 211.12 | 224.2952 | 0 | 0 | 0 | 0 | 208.46 | 266.0993 | 273.9703 | 281.4583 | 0 | 0 | 0 | 0 | 0 | -2.8177 | -0.52782 | 0 | 0 | 0 | 0 | 0 | 176.8498 | 195.1775 | 217.4857 | 210.4503 | 0.38585 | 0.38166 | 0.38652 | 0.37341 | 68.2381 | 74.4912 | 84.0636 | 78.5843
7 | 4 | 19 | 644.9493 | 658.1805 | 675.6534 | 690.7741 | 0 | 0 | 0 | 0 | 314.4523 | 259.5372 | 247.5442 | 244.1004 | 0 | 0 | 0 | 0 | 173.215 | 143.3032 | 144.8241 | 147.1706 | 0 | 0 | 0 | 0 | 0 | -8.0186 | -1.9396 | 12.9553 | 0 | 0 | 0 | 0 | 157.282 | 263.3587 | 285.2247 | 286.5478 | 0.38793 | 0.39411 | 0.38919 | 0.38458 | 61.0152 | 103.792 | 111.0063 | 110.2
7 | 4 | 20 | 627.9112 | 641.1066 | 658.3804 | 673.2324 | 0 | 0 | 0 | 0 | 300.8815 | 271.1801 | 279.6512 | 291.6738 | 0 | 0 | 0 | 0 | 192.0307 | 125.9461 | 130.2285 | 135.6122 | 0 | 0 | 0 | 0 | 0 | 23.941 | 14.9183 | 17.1999 | 0 | 0 | 0 | 0 | 134.999 | 220.0394 | 233.5823 | 228.7466 | 0.38829 | 0.40541 | 0.3998 | 0.38892 | 52.4191 | 89.2051 | 93.3866 | 88.9633
7 | 4 | 21 | 603.402 | 616.4215 | 633.2964 | 647.6945 | 0 | 0 | 0 | 0 | 302.6507 | 306.6983 | 294.7542 | 309.5484 | 0 | 0 | 0 | 0 | 215.6578 | 113.6259 | 122.1016 | 131.5924 | 0 | 0 | 0 | 0 | 0 | 0 | 15.4309 | 9.4 | 0 | 0 | 0 | 0 | 85.0935 | 196.0972 | 201.0097 | 197.1537 | 0.38736 | 0.40087 | 0.39574 | 0.38805 | 32.962 | 78.6095 | 79.5469 | 76.506
7 | 4 | 22 | 572.418 | 585.8559 | 603.0354 | 617.7004 | 0 | 0 | 0 | 0 | 305.1533 | 301.893 | 305.0188 | 321.5143 | 0 | 0 | 0 | 0 | 198.6867 | 74.0326 | 83.2158 | 93.3335 | 0 | 0 | 0 | 0 | 0 | 2.6378 | 7.8591 | 8.1716 | 0 | 0 | 0 | 0 | 68.578 | 207.2925 | 206.9417 | 194.681 | 0.38147 | 0.39646 | 0.3914 | 0.38267 | 26.1603 | 82.1837 | 80.996 | 74.4988
7 | 4 | 23 | 526.6235 | 539.4096 | 555.6495 | 569.4886 | 0 | 0 | 0 | 0 | 293.2043 | 320.7529 | 330.2121 | 344.3542 | 0 | 0 | 0 | 0 | 160.8446 | 74.2235 | 79.2189 | 85.2589 | 0 | 0 | 0 | 0 | 0 | 6.1492 | 1.0744 | 11.0076 | 0 | 0 | 0 | 0 | 72.5745 | 138.284 | 145.144 | 128.8679 | 0.37334 | 0.38975 | 0.38502 | 0.37572 | 27.0948 | 53.8961 | 55.883 | 48.4182
7 | 4 | 24 | 477.8729 | 487.9407 | 500.9234 | 511.8537 | 0 | 0 | 0 | 0 | 266.5334 | 349.8501 | 354.6559 | 344.6485 | 0 | 0 | 0 | 0 | 151.6318 | 81.1708 | 83.6747 | 87.3376 | 0 | 0 | 0 | 0 | 0 | 2.2038 | 7.404 | 9.4 | 0 | 0 | 0 | 0 | 59.7078 | 54.716 | 55.1888 | 70.4675 | 0.36396 | 0.38033 | 0.38357 | 0.36382 | 21.7312 | 20.8101 | 21.1687 | 25.6376
7 | 5 | 1 | 445.4755 | 452.7309 | 462.3822 | 470.2779 | 0 | 0 | 0 | 0 | 185.0305 | 369.0186 | 360.1288 | 316.6368 | 0 | 0 | 0 | 0 | 147.0727 | 68.2035 | 69.4487 | 71.902 | 0 | 0 | 0 | 0 | 0 | 6.1492 | 7.4859 | 1.8094 | 0 | 0 | 0 | 0 | 113.3723 | 9.3597 | 25.3188 | 79.9297 | 0.3644 | 0.37066 | 0.38218 | 0.36382 | 41.3131 | 3.4692 | 9.6762 | 29.0801
7 | 5 | 2 | 426.1458 | 431.1658 | 438.2886 | 443.984 | 0 | 0 | 0 | 0 | 178.9964 | 371.6912 | 358.0101 | 302.4388 | 0 | 0 | 0 | 0 | 139.1642 | 59.8738 | 59.604 | 60.6158 | 0 | 0 | 0 | 0 | 0 | 11.9872 | 12.9841 | 0 | 0 | 0 | 0 | 0 | 107.9853 | -12.3863 | 7.6904 | 80.9295 | 0.3644 | 0.36878 | 0.38135 | 0.36382 | 39.3501 | -4.5678 | 2.9328 | 29.4439
7 | 5 | 3 | 414.7353 | 417.6217 | 422.3594 | 425.9721 | 0 | 0 | 0 | 0 | 172.5599 | 362.2388 | 346.8226 | 248.4188 | 0 | 0 | 0 | 0 | 124.5492 | 70.9789 | 67.9017 | 66.2306 | 0 | 0 | 0 | 0 | 0 | 20.3254 | 14.3472 | 0 | 0 | 0 | 0 | 0 | 117.6262 | -35.9213 | -6.712 | 111.3227 | 0.36651 | 0.3648 | 0.37847 | 0.36382 | 43.1107 | -13.1042 | -2.5403 | 40.5016
7 | 5 | 4 | 417.9532 | 419.1827 | 422.0993 | 424.088 | 0 | 0 | 0 | 0 | 197.7177 | 298.0987 | 281.9399 | 270.5496 | 0 | 0 | 0 | 0 | 114.6005 | 60.7375 | 57.4916 | 55.6341 | 0 | 0 | 0 | 0 | 0 | 30.7458 | 14.3568 | 0 | 0 | 0 | 0 | 0 | 105.635 | 29.6007 | 68.3109 | 97.9043 | 0.36512 | 0.37056 | 0.38415 | 0.36382 | 38.5698 | 10.9689 | 26.2415 | 35.6197
7 | 5 | 5 | 434.858 | 434.8352 | 436.4372 | 437.242 | 0 | 0 | 0 | 0 | 285.0998 | 254.6086 | 241.7512 | 238.0998 | 0 | 0 | 0 | 0 | 107.4567 | 55.2812 | 51.7213 | 49.4903 | 0 | 0 | 0 | 0 | 0 | 7.1974 | -5.5041 | 14.4526 | 0 | 0 | 0 | 0 | 42.3015 | 117.748 | 148.4688 | 135.1993 | 0.36404 | 0.37803 | 0.38589 | 0.36382 | 15.3996 | 44.5123 | 57.2924 | 49.1884
7 | 5 | 6 | 462.9462 | 461.9319 | 462.6095 | 462.633 | 0 | 0 | 0 | 0 | 312.4195 | 251.4138 | 240.2921 | 230.713 | 0 | 0 | 0 | 0 | 140.858 | 126.4656 | 120.1826 | 115.0518 | 0 | 0 | 0 | 0 | 0 | 20.6276 | 14.1014 | -6.2593 | 0 | 0 | 0 | 0 | 9.6687 | 63.4249 | 88.0334 | 123.1275 | 0.36811 | 0.37383 | 0.38312 | 0.36387 | 3.5591 | 23.7102 | 33.727 | 44.8022
7 | 5 | 7 | 512.5327 | 511.3782 | 512.307 | 512.7489 | 0 | 0 | 0 | 0 | 306.5153 | 242.4035 | 231.4566 | 183.1396 | 0 | 0 | 0 | 0 | 168.2807 | 208.7313 | 203.729 | 199.357 | 0 | 0 | 0 | 0 | 0 | -7.68 | -4.3169 | 0 | 0 | 0 | 0 | 0 | 37.7367 | 67.9233 | 81.4383 | 130.2523 | 0.37184 | 0.3586 | 0.37474 | 0.37002 | 14.032 | 24.357 | 30.5178 | 48.1954
7 | 5 | 8 | 563.8295 | 563.6588 | 566.2827 | 568.6576 | 0 | 0 | 0 | 0 | 247.1989 | 192.7347 | 182.529 | 176.0078 | 0 | 0 | 0 | 0 | 212.6979 | 295.8224 | 305.8795 | 314.8102 | 0 | 0 | 0 | 0 | 0 | -6.4261 | -3.7355 | 0 | 0 | 0 | 0 | 0 | 103.9328 | 81.5278 | 81.6098 | 77.8395 | 0.37003 | 0.38103 | 0.36475 | 0.38586 | 38.4579 | 31.0643 | 29.7673 | 30.0355
7 | 5 | 9 | 612.5047 | 614.1049 | 619.265 | 624.3005 | 0 | 0 | 0 | 0 | 296.8148 | 139.2087 | 133.6724 | 160.185 | 0 | 0 | 0 | 0 | 248.3142 | 362.976 | 388.9018 | 411.9703 | 0 | 0 | 0 | 0 | 0 | -30.3063 | -21.3848 | -0.282 | 0 | 0 | 0 | 0 | 67.3756 | 142.2265 | 118.0757 | 52.4272 | 0.36691 | 0.38398 | 0.38398 | 0 | 24.7211 | 54.6114 | 45.3381 | 0
7 | 5 | 10 | 663.1837 | 666.0221 | 672.7082 | 678.991 | 0 | 0 | 0 | 0 | 273.3799 | 112.9661 | 112.9222 | 143.5195 | 0 | 0 | 0 | 0 | 272.0966 | 404.487 | 442.5159 | 476.4307 | 0 | 0 | 0 | 0 | 0 | -28.8388 | -28.2 | -20.7669 | 0 | 0 | 0 | 0 | 117.7072 | 177.4078 | 145.4701 | 79.8078 | 0.36691 | 0.38398 | 0.38398 | 0 | 43.1884 | 68.1202 | 55.8569 | 0
7 | 5 | 11 | 700.0418 | 703.8026 | 711.3792 | 718.0824 | 0 | 0 | 0 | 0 | 274.8459 | 114.4891 | 115.8096 | 134.8842 | 0 | 0 | 0 | 0 | 281.0375 | 420.7499 | 465.8685 | 506.1621 | 0 | 0 | 0 | 0 | 0 | -28.2 | -28.2 | -28.2 | 0 | 0 | 0 | 0 | 144.1584 | 196.7636 | 157.9012 | 105.236 | 0.36691 | 0.38398 | 0.38398 | 0 | 52.8937 | 75.5523 | 60.6301 | 0
7 | 5 | 12 | 726.6294 | 731.2106 | 739.5957 | 746.7426 | 0 | 0 | 0 | 0 | 266.5748 | 118.4806 | 119.6858 | 122.433 | 0 | 0 | 0 | 0 | 285.2502 | 427.6254 | 477.2178 | 521.5637 | 0 | 0 | 0 | 0 | 0 | -28.2 | -28.2 | -28.2 | 0 | 0 | 0 | 0 | 174.8044 | 213.3045 | 170.892 | 130.9459 | 0.36691 | 0.38398 | 0.38398 | 0 | 64.1382 | 81.9036 | 65.6183 | 0
7 | 5 | 13 | 752.7846 | 758.7838 | 768.7604 | 777.1952 | 0 | 0 | 0 | 0 | 247.2769 | 122.8251 | 127.8276 | 122.8232 | 0 | 0 | 0 | 0 | 294.9167 | 438.1577 | 490.1115 | 536.6886 | 0 | 0 | 0 | 0 | 0 | -20.2895 | -15.6508 | -28.2 | 0 | 0 | 0 | 0 | 210.591 | 218.0905 | 166.4721 | 145.8834 | 0.36382 | 0.38398 | 0.38398 | 0 | 76.6176 | 83.7413 | 63.9211 | 0
7 | 5 | 14 | 767.4605 | 774.3831 | 785.4625 | 794.8885 | 0 | 0 | 0 | 0 | 298.2779 | 124.2103 | 124.3833 | 128.2246 | 0 | 0 | 0 | 0 | 304.4198 | 442.5216 | 492.6933 | 537.8002 | 0 | 0 | 0 | 0 | 0 | -15.089 | -16.5334 | -18.4467 | 0 | 0 | 0 | 0 | 164.7629 | 222.7402 | 184.9193 | 147.3105 | 0.36561 | 0.38398 | 0.38398 | 0 | 60.2385 | 85.5267 | 71.0044 | 0
7 | 5 | 15 | 780.4146 | 788.3144 | 800.4952 | 810.8489 | 0 | 0 | 0 | 0 | 262.4926 | 145.4477 | 136.0044 | 160.9047 | 0 | 0 | 0 | 0 | 307.2897 | 418.015 | 463.8331 | 505.1575 | 0 | 0 | 0 | 0 | 0 | -1.4101 | 0 | 0.091872 | 0 | 0 | 0 | 0 | 210.6322 | 226.2618 | 200.6577 | 144.6948 | 0.36533 | 0.38398 | 0.38025 | 0 | 76.9494 | 86.8789 | 76.2999 | 0
7 | 5 | 16 | 789.9704 | 800.3031 | 815.2154 | 827.9892 | 0 | 0 | 0 | 0 | 247.6417 | 164.9394 | 188.9032 | 208.4781 | 0 | 0 | 0 | 0 | 294.7099 | 359.2216 | 399.3403 | 435.892 | 0 | 0 | 0 | 0 | 0 | -1.4101 | -2.82 | 0.41466 | 0 | 0 | 0 | 0 | 247.6189 | 277.5522 | 229.7918 | 183.2045 | 0.37414 | 0.38398 | 0.38398 | 0.38586 | 92.6434 | 106.5732 | 88.2343 | 70.6918
7 | 5 | 17 | 782.7532 | 795.5283 | 813.0793 | 828.166 | 0 | 0 | 0 | 0 | 267.3583 | 224.4782 | 211.22 | 215.6083 | 0 | 0 | 0 | 0 | 285.1399 | 292.5486 | 322.3507 | 350.0625 | 0 | 0 | 0 | 0 | 0 | -3.2508 | -2.0439 | -1.41 | 0 | 0 | 0 | 0 | 230.255 | 281.7524 | 281.5524 | 263.9053 | 0.38366 | 0.35923 | 0.36981 | 0.37601 | 88.3386 | 101.2127 | 104.1201 | 99.2321
7 | 5 | 18 | 762.0356 | 777.021 | 796.9264 | 814.1182 | 0 | 0 | 0 | 0 | 288.2405 | 227.207 | 211.12 | 224.2952 | 0 | 0 | 0 | 0 | 311.3505 | 229.6585 | 244.0283 | 258.3688 | 0 | 0 | 0 | 0 | 0 | -2.8177 | -0.52782 | 0 | 0 | 0 | 0 | 0 | 162.4446 | 322.9732 | 342.3059 | 331.4542 | 0.38585 | 0.38166 | 0.38652 | 0.37341 | 62.6798 | 123.2655 | 132.3098 | 123.7683
7 | 5 | 19 | 735.7879 | 751.9648 | 773.0549 | 791.2925 | 0 | 0 | 0 | 0 | 314.4523 | 259.5372 | 247.5442 | 244.1004 | 0 | 0 | 0 | 0 | 279.7385 | 175.3576 | 172.6479 | 171.409 | 0 | 0 | 0 | 0 | 0 | -8.0186 | -1.9396 | 12.9553 | 0 | 0 | 0 | 0 | 141.5971 | 325.0886 | 354.8023 | 362.8278 | 0.38793 | 0.39411 | 0.38919 | 0.38458 | 54.9304 | 128.1203 | 138.0852 | 139.5357
7 | 5 | 20 | 721.3685 | 737.5945 | 758.5898 | 776.6485 | 0 | 0 | 0 | 0 | 300.8815 | 271.1801 | 279.6512 | 291.6738 | 0 | 0 | 0 | 0 | 285.6197 | 151.8555 | 147.5981 | 145.1639 | 0 | 0 | 0 | 0 | 0 | 23.941 | 14.9183 | 17.1999 | 0 | 0 | 0 | 0 | 134.8673 | 290.6178 | 316.4221 | 322.6109 | 0.38829 | 0.40541 | 0.3998 | 0.38892 | 52.368 | 117.818 | 126.5061 | 125.4687
7 | 5 | 21 | 693.9752 | 709.9318 | 730.4134 | 747.9192 | 0 | 0 | 0 | 0 | 302.6507 | 306.6983 | 294.7542 | 309.5484 | 0 | 0 | 0 | 0 | 270.1681 | 141.3121 | 136.0961 | 132.6284 | 0 | 0 | 0 | 0 | 0 | 0 | 15.4309 | 9.4 | 0 | 0 | 0 | 0 | 121.1564 | 261.9214 | 284.1322 | 296.3423 | 0.38736 | 0.40087 | 0.39574 | 0.38805 | 46.9315 | 104.9964 | 112.4415 | 114.9964
7 | 5 | 22 | 626.6487 | 641.8452 | 661.1842 | 677.7099 | 0 | 0 | 0 | 0 | 305.1533 | 301.893 | 305.0188 | 321.5143 | 0 | 0 | 0 | 0 | 250.7141 | 137.0088 | 131.8791 | 128.3521 | 0 | 0 | 0 | 0 | 0 | 2.6378 | 7.8591 | 8.1716 | 0 | 0 | 0 | 0 | 70.7814 | 200.3056 | 216.4272 | 219.6718 | 0.38147 | 0.39646 | 0.3914 | 0.38267 | 27.0008 | 79.4137 | 84.7086 | 84.0621
7 | 5 | 23 | 561.4974 | 575.4144 | 593.0431 | 608.0787 | 0 | 0 | 0 | 0 | 293.2043 | 320.7529 | 330.2121 | 344.3542 | 0 | 0 | 0 | 0 | 232.044 | 123.3109 | 118.8315 | 115.9498 | 0 | 0 | 0 | 0 | 0 | 6.1492 | 1.0744 | 11.0076 | 0 | 0 | 0 | 0 | 36.2491 | 125.2015 | 142.925 | 136.7671 | 0.37334 | 0.38975 | 0.38502 | 0.37572 | 13.5332 | 48.7972 | 55.0286 | 51.3861
7 | 5 | 24 | 510.5352 | 521.6622 | 535.9455 | 547.9965 | 0 | 0 | 0 | 0 | 266.5334 | 349.8501 | 354.6559 | 344.6485 | 0 | 0 | 0 | 0 | 254.6364 | 111.6757 | 110.879 | 111.6044 | 0 | 0 | 0 | 0 | 0 | 2.2038 | 7.404 | 9.4 | 0 | 0 | 0 | 0 | -10.6346 | 57.9326 | 63.0066 | 82.3435 | 0.36396 | 0.38033 | 0.38357 | 0.36382 | -3.8706 | 22.0335 | 24.1673 | 29.9584
7 | 6 | 1 | 478.2085 | 486.5255 | 497.4801 | 506.4989 | 0 | 0 | 0 | 0 | 185.0305 | 369.0186 | 360.1288 | 316.6368 | 0 | 0 | 0 | 0 | 247.5248 | 107.5339 | 107.6051 | 109.1832 | 0 | 0 | 0 | 0 | 0 | 6.1492 | 7.4859 | 1.8094 | 0 | 0 | 0 | 0 | 45.6532 | 3.8238 | 22.2603 | 78.8695 | 0.3644 | 0.37066 | 0.38218 | 0.36382 | 16.6361 | 1.4173 | 8.5073 | 28.6944
7 | 6 | 2 | 456.1009 | 462.0924 | 470.4079 | 477.1312 | 0 | 0 | 0 | 0 | 178.9964 | 371.6912 | 358.0101 | 302.4388 | 0 | 0 | 0 | 0 | 194.7231 | 95.8341 | 92.5661 | 90.8774 | 0 | 0 | 0 | 0 | 0 | 11.9872 | 12.9841 | 0 | 0 | 0 | 0 | 0 | 82.3815 | -17.4201 | 6.8476 | 83.8151 | 0.3644 | 0.36878 | 0.38135 | 0.36382 | 30.02 | -6.4242 | 2.6114 | 30.4937
7 | 6 | 3 | 437.7722 | 441.4057 | 447.0608 | 451.4639 | 0 | 0 | 0 | 0 | 172.5599 | 362.2388 | 346.8226 | 248.4188 | 0 | 0 | 0 | 0 | 173.062 | 89.6933 | 85.4099 | 82.5268 | 0 | 0 | 0 | 0 | 0 | 20.3254 | 14.3472 | 0 | 0 | 0 | 0 | 0 | 92.1504 | -30.8517 | 0.48111 | 120.5183 | 0.36651 | 0.3648 | 0.37847 | 0.36382 | 33.7737 | -11.2548 | 0.18209 | 43.8472
7 | 6 | 4 | 438.6901 | 440.592 | 444.3343 | 447.0346 | 0 | 0 | 0 | 0 | 197.7177 | 298.0987 | 281.9399 | 270.5496 | 0 | 0 | 0 | 0 | 161.6645 | 94.4954 | 84.8071 | 76.7295 | 0 | 0 | 0 | 0 | 0 | 30.7458 | 14.3568 | 0 | 0 | 0 | 0 | 0 | 79.3078 | 17.252 | 63.2305 | 99.7554 | 0.36512 | 0.37056 | 0.38415 | 0.36382 | 28.9572 | 6.3929 | 24.2898 | 36.2932
7 | 6 | 5 | 457.1518 | 457.852 | 460.3417 | 461.9115 | 0 | 0 | 0 | 0 | 285.0998 | 254.6086 | 241.7512 | 238.0998 | 0 | 0 | 0 | 0 | 135.3172 | 74.6701 | 66.5722 | 59.9894 | 0 | 0 | 0 | 0 | 0 | 7.1974 | -5.5041 | 14.4526 | 0 | 0 | 0 | 0 | 36.7348 | 121.3759 | 157.5225 | 149.3696 | 0.36404 | 0.37803 | 0.38589 | 0.36382 | 13.3731 | 45.8838 | 60.7861 | 54.3439
7 | 6 | 6 | 480.1974 | 479.7425 | 481.107 | 481.7224 | 0 | 0 | 0 | 0 | 312.4195 | 251.4138 | 240.2921 | 230.713 | 0 | 0 | 0 | 0 | 166.4525 | 113.9031 | 110.1929 | 107.486 | 0 | 0 | 0 | 0 | 0 | 20.6276 | 14.1014 | -6.2593 | 0 | 0 | 0 | 0 | 1.3254 | 93.7979 | 116.5207 | 149.7827 | 0.36811 | 0.37383 | 0.38312 | 0.36387 | 0.48788 | 35.0646 | 44.641 | 54.5012
7 | 6 | 7 | 527.1475 | 526.467 | 527.9777 | 528.9211 | 0 | 0 | 0 | 0 | 306.5153 | 242.4035 | 231.4566 | 183.1396 | 0 | 0 | 0 | 0 | 179.3648 | 171.168 | 168.8052 | 167.034 | 0 | 0 | 0 | 0 | 0 | -7.68 | -4.3169 | 0 | 0 | 0 | 0 | 0 | 41.2675 | 120.5754 | 132.0329 | 178.7475 | 0.37184 | 0.3586 | 0.37474 | 0.37002 | 15.3449 | 43.2379 | 49.4774 | 66.1394
7 | 6 | 8 | 574.6579 | 574.8384 | 577.8935 | 580.6399 | 0 | 0 | 0 | 0 | 247.1989 | 192.7347 | 182.529 | 176.0078 | 0 | 0 | 0 | 0 | 225.92 | 252.7927 | 265.2505 | 276.6753 | 0 | 0 | 0 | 0 | 0 | -6.4261 | -3.7355 | 0 | 0 | 0 | 0 | 0 | 101.539 | 135.7371 | 133.8495 | 127.9568 | 0.37003 | 0.38103 | 0.36475 | 0.38586 | 37.5722 | 51.7196 | 48.8218 | 49.3739
7 | 6 | 9 | 619.5644 | 621.3936 | 626.8348 | 632.1125 | 0 | 0 | 0 | 0 | 296.8148 | 139.2087 | 133.6724 | 160.185 | 0 | 0 | 0 | 0 | 217.7521 | 276.2306 | 303.6039 | 328.3932 | 0 | 0 | 0 | 0 | 0 | -30.3063 | -21.3848 | -0.282 | 0 | 0 | 0 | 0 | 104.9974 | 236.2606 | 210.9434 | 143.8163 | 0.36691 | 0.38398 | 0.38398 | 0 | 38.525 | 90.7182 | 80.997 | 0
7 | 6 | 10 | 661.7505 | 664.5425 | 671.1714 | 677.4051 | 0 | 0 | 0 | 0 | 273.3799 | 112.9661 | 112.9222 | 143.5195 | 0 | 0 | 0 | 0 | 233.3123 | 308.2045 | 350.6627 | 389.1791 | 0 | 0 | 0 | 0 | 0 | -28.8388 | -28.2 | -20.7669 | 0 | 0 | 0 | 0 | 155.0583 | 272.2106 | 235.7865 | 165.4735 | 0.36691 | 0.38398 | 0.38398 | 0 | 56.8931 | 104.5221 | 90.5361 | 0
7 | 6 | 11 | 697.9716 | 701.6653 | 709.1595 | 715.7916 | 0 | 0 | 0 | 0 | 274.8459 | 114.4891 | 115.8096 | 134.8842 | 0 | 0 | 0 | 0 | 277.3233 | 380.7074 | 429.7175 | 473.9085 | 0 | 0 | 0 | 0 | 0 | -28.2 | -28.2 | -28.2 | 0 | 0 | 0 | 0 | 145.8024 | 234.6688 | 191.8324 | 135.1989 | 0.36691 | 0.38398 | 0.38398 | 0 | 53.4969 | 90.107 | 73.6589 | 0
7 | 6 | 12 | 724.9663 | 729.4935 | 737.8123 | 744.9022 | 0 | 0 | 0 | 0 | 266.5748 | 118.4806 | 119.6858 | 122.433 | 0 | 0 | 0 | 0 | 294.2686 | 386.7923 | 440.2944 | 488.6714 | 0 | 0 | 0 | 0 | 0 | -28.2 | -28.2 | -28.2 | 0 | 0 | 0 | 0 | 164.1229 | 252.4205 | 206.0321 | 161.9978 | 0.36691 | 0.38398 | 0.38398 | 0 | 60.219 | 96.9232 | 79.1112 | 0
7 | 6 | 13 | 748.5558 | 754.4179 | 764.2261 | 772.5159 | 0 | 0 | 0 | 0 | 247.2769 | 122.8251 | 127.8276 | 122.8232 | 0 | 0 | 0 | 0 | 343.2597 | 386.598 | 445.7869 | 499.8145 | 0 | 0 | 0 | 0 | 0 | -20.2895 | -15.6508 | -28.2 | 0 | 0 | 0 | 0 | 158.0193 | 265.2843 | 206.2625 | 178.0781 | 0.36382 | 0.38398 | 0.38398 | 0 | 57.4909 | 101.8626 | 79.1996 | 0
7 | 6 | 14 | 763.3202 | 770.1086 | 781.0231 | 790.307 | 0 | 0 | 0 | 0 | 298.2779 | 124.2103 | 124.3833 | 128.2246 | 0 | 0 | 0 | 0 | 389.4399 | 390.1902 | 446.6518 | 498.5126 | 0 | 0 | 0 | 0 | 0 | -15.089 | -16.5334 | -18.4467 | 0 | 0 | 0 | 0 | 75.6025 | 270.7971 | 226.5213 | 182.0166 | 0.36561 | 0.38398 | 0.38398 | 0 | 27.6408 | 103.9793 | 86.9785 | 0
7 | 6 | 15 | 770.0639 | 777.628 | 789.3967 | 799.3952 | 0 | 0 | 0 | 0 | 262.4926 | 145.4477 | 136.0044 | 160.9047 | 0 | 0 | 0 | 0 | 370.4248 | 389.0596 | 435.1647 | 477.476 | 0 | 0 | 0 | 0 | 0 | -1.4101 | 0 | 0.091872 | 0 | 0 | 0 | 0 | 137.1464 | 244.5308 | 218.2275 | 160.9226 | 0.36533 | 0.38398 | 0.38025 | 0 | 50.1031 | 93.8938 | 82.9808 | 0
7 | 6 | 16 | 764.3855 | 773.8886 | 787.7821 | 799.6781 | 0 | 0 | 0 | 0 | 247.6417 | 164.9394 | 188.9032 | 208.4781 | 0 | 0 | 0 | 0 | 340.8694 | 332.6607 | 374.1163 | 412.5147 | 0 | 0 | 0 | 0 | 0 | -1.4101 | -2.82 | 0.41466 | 0 | 0 | 0 | 0 | 175.8745 | 277.6986 | 227.5826 | 178.2706 | 0.37414 | 0.38398 | 0.38398 | 0.38586 | 65.8011 | 106.6293 | 87.386 | 68.788
7 | 6 | 17 | 743.739 | 755.2489 | 771.2463 | 784.9944 | 0 | 0 | 0 | 0 | 267.3583 | 224.4782 | 211.22 | 215.6083 | 0 | 0 | 0 | 0 | 316.8293 | 282.0354 | 304.5484 | 325.829 | 0 | 0 | 0 | 0 | 0 | -3.2508 | -2.0439 | -1.41 | 0 | 0 | 0 | 0 | 159.5514 | 251.9862 | 257.5218 | 244.9672 | 0.38366 | 0.35923 | 0.36981 | 0.37601 | 61.2128 | 90.5199 | 95.2334 | 92.1111
7 | 6 | 18 | 712.7237 | 726.11 | 744.0518 | 759.5516 | 0 | 0 | 0 | 0 | 288.2405 | 227.207 | 211.12 | 224.2952 | 0 | 0 | 0 | 0 | 327.4164 | 223.7218 | 234.1447 | 244.9593 | 0 | 0 | 0 | 0 | 0 | -2.8177 | -0.52782 | 0 | 0 | 0 | 0 | 0 | 97.0668 | 277.9989 | 299.3149 | 290.2972 | 0.38585 | 0.38166 | 0.38652 | 0.37341 | 37.4536 | 106.1007 | 115.6927 | 108.3999
7 | 6 | 19 | 675.4706 | 689.6916 | 708.3798 | 724.5478 | 0 | 0 | 0 | 0 | 314.4523 | 259.5372 | 247.5442 | 244.1004 | 0 | 0 | 0 | 0 | 306.48 | 173.946 | 173.0229 | 173.6731 | 0 | 0 | 0 | 0 | 0 | -8.0186 | -1.9396 | 12.9553 | 0 | 0 | 0 | 0 | 54.5382 | 264.227 | 289.7523 | 293.819 | 0.38793 | 0.39411 | 0.38919 | 0.38458 | 21.1573 | 104.1342 | 112.7684 | 112.9964
7 | 6 | 20 | 660.2019 | 674.4444 | 693.004 | 708.964 | 0 | 0 | 0 | 0 | 300.8815 | 271.1801 | 279.6512 | 291.6738 | 0 | 0 | 0 | 0 | 284.2444 | 132.6708 | 127.2144 | 123.7632 | 0 | 0 | 0 | 0 | 0 | 23.941 | 14.9183 | 17.1999 | 0 | 0 | 0 | 0 | 75.076 | 246.6525 | 271.2201 | 276.3271 | 0.38829 | 0.40541 | 0.3998 | 0.38892 | 29.1515 | 99.9942 | 108.4342 | 107.4682
7 | 6 | 21 | 636.8074 | 650.9101 | 669.1153 | 684.6596 | 0 | 0 | 0 | 0 | 302.6507 | 306.6983 | 294.7542 | 309.5484 | 0 | 0 | 0 | 0 | 240.4784 | 105.9068 | 102.1897 | 100.2095 | 0 | 0 | 0 | 0 | 0 | 0 | 15.4309 | 9.4 | 0 | 0 | 0 | 0 | 93.6783 | 238.305 | 256.7405 | 265.5017 | 0.38736 | 0.40087 | 0.39574 | 0.38805 | 36.2875 | 95.5293 | 101.6016 | 103.0286
7 | 6 | 22 | 582.6095 | 596.3779 | 613.9632 | 628.9779 | 0 | 0 | 0 | 0 | 305.1533 | 301.893 | 305.0188 | 321.5143 | 0 | 0 | 0 | 0 | 202.6039 | 88.0104 | 84.1832 | 82.0165 | 0 | 0 | 0 | 0 | 0 | 2.6378 | 7.8591 | 8.1716 | 0 | 0 | 0 | 0 | 74.8523 | 203.8367 | 216.9021 | 217.2755 | 0.38147 | 0.39646 | 0.3914 | 0.38267 | 28.5537 | 80.8136 | 84.8945 | 83.1451
7 | 6 | 23 | 529.4013 | 542.2775 | 558.6281 | 572.5625 | 0 | 0 | 0 | 0 | 293.2043 | 320.7529 | 330.2121 | 344.3542 | 0 | 0 | 0 | 0 | 177.9782 | 85.6183 | 79.3291 | 74.7959 | 0 | 0 | 0 | 0 | 0 | 6.1492 | 1.0744 | 11.0076 | 0 | 0 | 0 | 0 | 58.2188 | 129.7573 | 148.0124 | 142.4048 | 0.37334 | 0.38975 | 0.38502 | 0.37572 | 21.7353 | 50.5728 | 56.9873 | 53.5043
7 | 6 | 24 | 485.7112 | 496.0331 | 509.3279 | 520.5272 | 0 | 0 | 0 | 0 | 266.5334 | 349.8501 | 354.6559 | 344.6485 | 0 | 0 | 0 | 0 | 179.3065 | 79.0041 | 75.878 | 74.3686 | 0 | 0 | 0 | 0 | 0 | 2.2038 | 7.404 | 9.4 | 0 | 0 | 0 | 0 | 39.8713 | 64.9752 | 71.39 | 92.11 | 0.36396 | 0.38033 | 0.38357 | 0.36382 | 14.5115 | 24.712 | 27.383 | 33.5116
7 | 7 | 1 | 453.3314 | 460.8416 | 470.8057 | 478.9709 | 0 | 0 | 0 | 0 | 185.0305 | 369.0186 | 360.1288 | 316.6368 | 0 | 0 | 0 | 0 | 173.6845 | 72.8951 | 71.9464 | 72.4502 | 0 | 0 | 0 | 0 | 0 | 6.1492 | 7.4859 | 1.8094 | 0 | 0 | 0 | 0 | 94.6164 | 12.7788 | 31.2445 | 88.0745 | 0.3644 | 0.37066 | 0.38218 | 0.36382 | 34.4785 | 4.7366 | 11.9409 | 32.0434
7 | 7 | 2 | 431.7723 | 436.9749 | 444.3216 | 450.2101 | 0 | 0 | 0 | 0 | 178.9964 | 371.6912 | 358.0101 | 302.4388 | 0 | 0 | 0 | 0 | 142.995 | 54.4639 | 56.1255 | 59.0066 | 0 | 0 | 0 | 0 | 0 | 11.9872 | 12.9841 | 0 | 0 | 0 | 0 | 0 | 109.781 | -1.1675 | 17.2019 | 88.7648 | 0.3644 | 0.36878 | 0.38135 | 0.36382 | 40.0045 | -0.43054 | 6.56 | 32.2945
7 | 7 | 3 | 417.4778 | 420.4532 | 425.3001 | 429.0069 | 0 | 0 | 0 | 0 | 172.5599 | 362.2388 | 346.8226 | 248.4188 | 0 | 0 | 0 | 0 | 117.8332 | 39.148 | 42.0482 | 46.0346 | 0 | 0 | 0 | 0 | 0 | 20.3254 | 14.3472 | 0 | 0 | 0 | 0 | 0 | 127.0847 | -1.259 | 22.082 | 134.5535 | 0.36651 | 0.3648 | 0.37847 | 0.36382 | 46.5773 | -0.45928 | 8.3574 | 48.9535
7 | 7 | 4 | 412.9283 | 413.9948 | 416.7113 | 418.5276 | 0 | 0 | 0 | 0 | 197.7177 | 298.0987 | 281.9399 | 270.5496 | 0 | 0 | 0 | 0 | 101.384 | 42.0801 | 41.3637 | 41.8477 | 0 | 0 | 0 | 0 | 0 | 30.7458 | 14.3568 | 0 | 0 | 0 | 0 | 0 | 113.8265 | 43.0702 | 79.0508 | 106.1303 | 0.36512 | 0.37056 | 0.38415 | 0.36382 | 41.5607 | 15.9602 | 30.3672 | 38.6125
7 | 7 | 5 | 415.112 | 414.4489 | 415.2646 | 415.3919 | 0 | 0 | 0 | 0 | 285.0998 | 254.6086 | 241.7512 | 238.0998 | 0 | 0 | 0 | 0 | 103.6776 | 40.254 | 41.1595 | 43.1822 | 0 | 0 | 0 | 0 | 0 | 7.1974 | -5.5041 | 14.4526 | 0 | 0 | 0 | 0 | 26.3346 | 112.3889 | 137.8581 | 119.6573 | 0.36404 | 0.37803 | 0.38589 | 0.36382 | 9.587 | 42.4864 | 53.1978 | 43.5339
7 | 7 | 6 | 416.9607 | 414.4551 | 413.3016 | 411.7473 | 0 | 0 | 0 | 0 | 312.4195 | 251.4138 | 240.2921 | 230.713 | 0 | 0 | 0 | 0 | 118.3767 | 92.2311 | 91.1445 | 90.999 | 0 | 0 | 0 | 0 | 0 | 20.6276 | 14.1014 | -6.2593 | 0 | 0 | 0 | 0 | -13.8355 | 50.1826 | 67.7636 | 96.2946 | 0.36811 | 0.37383 | 0.38312 | 0.36387 | -5.0929 | 18.7598 | 25.9614 | 35.0386
7 | 7 | 7 | 439.5822 | 436.0621 | 434.086 | 432.0249 | 0 | 0 | 0 | 0 | 306.5153 | 242.4035 | 231.4566 | 183.1396 | 0 | 0 | 0 | 0 | 152.5743 | 166.2168 | 166.7778 | 167.7607 | 0 | 0 | 0 | 0 | 0 | -7.68 | -4.3169 | 0 | 0 | 0 | 0 | 0 | -19.5073 | 35.1217 | 40.1686 | 81.1245 | 0.37184 | 0.3586 | 0.37474 | 0.37002 | -7.2536 | 12.5945 | 15.0526 | 30.0174
7 | 7 | 8 | 478.3166 | 475.3729 | 474.5917 | 474.0325 | 0 | 0 | 0 | 0 | 247.1989 | 192.7347 | 182.529 | 176.0078 | 0 | 0 | 0 | 0 | 211.1119 | 274.132 | 286.8708 | 298.3793 | 0 | 0 | 0 | 0 | 0 | -6.4261 | -3.7355 | 0 | 0 | 0 | 0 | 0 | 20.0059 | 14.9323 | 8.9274 | -0.35465 | 0.37003 | 0.38103 | 0.36475 | 0.38586 | 7.4027 | 5.6896 | 3.2563 | -0.13685
7 | 7 | 9 | 517.5788 | 516.1008 | 517.481 | 519.2594 | 0 | 0 | 0 | 0 | 296.8148 | 139.2087 | 133.6724 | 160.185 | 0 | 0 | 0 | 0 | 255.3642 | 342.2356 | 371.0772 | 396.9848 | 0 | 0 | 0 | 0 | 0 | -30.3063 | -21.3848 | -0.282 | 0 | 0 | 0 | 0 | -34.6001 | 64.9628 | 34.1163 | -37.6284 | 0.36691 | 0.38398 | 0.38398 | 0 | -12.6953 | 24.9441 | 13.0998 | 0
7 | 7 | 10 | 556.3678 | 555.7424 | 558.175 | 560.7928 | 0 | 0 | 0 | 0 | 273.3799 | 112.9661 | 112.9222 | 143.5195 | 0 | 0 | 0 | 0 | 283.342 | 389.4533 | 430.4002 | 467.1229 | 0 | 0 | 0 | 0 | 0 | -28.8388 | -28.2 | -20.7669 | 0 | 0 | 0 | 0 | -0.35413 | 82.1618 | 43.0526 | -29.0826 | 0.36691 | 0.38398 | 0.38398 | 0 | -0.12993 | 31.5481 | 16.5311 | 0
7 | 7 | 11 | 586.5555 | 586.6361 | 589.6937 | 592.503 | 0 | 0 | 0 | 0 | 274.8459 | 114.4891 | 115.8096 | 134.8842 | 0 | 0 | 0 | 0 | 303.9922 | 417.8395 | 467.5187 | 512.1159 | 0 | 0 | 0 | 0 | 0 | -28.2 | -28.2 | -28.2 | 0 | 0 | 0 | 0 | 7.7174 | 82.5075 | 34.5654 | -26.2971 | 0.36691 | 0.38398 | 0.38398 | 0 | 2.8316 | 31.6808 | 13.2722 | 0
7 | 7 | 12 | 609.6575 | 610.4455 | 614.1727 | 617.3061 | 0 | 0 | 0 | 0 | 266.5748 | 118.4806 | 119.6858 | 122.433 | 0 | 0 | 0 | 0 | 334.3907 | 434.9716 | 491.8544 | 543.1927 | 0 | 0 | 0 | 0 | 0 | -28.2 | -28.2 | -28.2 | 0 | 0 | 0 | 0 | 8.692 | 85.1932 | 30.8324 | -20.1196 | 0.36691 | 0.38398 | 0.38398 | 0 | 3.1892 | 32.7121 | 11.8389 | 0
7 | 7 | 13 | 626.0458 | 627.9351 | 632.8649 | 636.9512 | 0 | 0 | 0 | 0 | 247.2769 | 122.8251 | 127.8276 | 122.8232 | 0 | 0 | 0 | 0 | 368.7244 | 461.7293 | 522.632 | 577.8242 | 0 | 0 | 0 | 0 | 0 | -20.2895 | -15.6508 | -28.2 | 0 | 0 | 0 | 0 | 10.0445 | 63.6702 | -1.9438 | -35.4962 | 0.36382 | 0.38398 | 0.38398 | 0 | 3.6544 | 24.4478 | -0.74639 | 0
7 | 7 | 14 | 636.1745 | 638.8397 | 644.6913 | 649.6126 | 0 | 0 | 0 | 0 | 298.2779 | 124.2103 | 124.3833 | 128.2246 | 0 | 0 | 0 | 0 | 400.659 | 457.1846 | 517.9083 | 573.1205 | 0 | 0 | 0 | 0 | 0 | -15.089 | -16.5334 | -18.4467 | 0 | 0 | 0 | 0 | -62.7624 | 72.5338 | 18.9331 | -33.2857 | 0.36561 | 0.38398 | 0.38398 | 0 | -22.9464 | 27.8512 | 7.2698 | 0
7 | 7 | 15 | 645.2183 | 648.7339 | 655.5312 | 661.2461 | 0 | 0 | 0 | 0 | 262.4926 | 145.4477 | 136.0044 | 160.9047 | 0 | 0 | 0 | 0 | 415.1882 | 432.6506 | 490.7164 | 543.7633 | 0 | 0 | 0 | 0 | 0 | -1.4101 | 0 | 0.091872 | 0 | 0 | 0 | 0 | -32.4626 | 72.0457 | 28.8104 | -43.5138 | 0.36533 | 0.38398 | 0.38025 | 0 | -11.8594 | 27.6638 | 10.9551 | 0
7 | 7 | 16 | 648.9352 | 654.6944 | 663.9907 | 671.9254 | 0 | 0 | 0 | 0 | 247.6417 | 164.9394 | 188.9032 | 208.4781 | 0 | 0 | 0 | 0 | 411.6109 | 399.6842 | 448.8653 | 494.053 | 0 | 0 | 0 | 0 | 0 | -1.4101 | -2.82 | 0.41466 | 0 | 0 | 0 | 0 | -10.3174 | 91.4809 | 29.0422 | -31.0204 | 0.37414 | 0.38398 | 0.38398 | 0.38586 | -3.8601 | 35.1264 | 11.1515 | -11.9696
7 | 7 | 17 | 643.1335 | 651.381 | 663.3723 | 673.6685 | 0 | 0 | 0 | 0 | 267.3583 | 224.4782 | 211.22 | 215.6083 | 0 | 0 | 0 | 0 | 405.2577 | 354.3835 | 390.1638 | 423.5309 | 0 | 0 | 0 | 0 | 0 | -3.2508 | -2.0439 | -1.41 | 0 | 0 | 0 | 0 | -29.4824 | 75.7702 | 64.0324 | 35.9393 | 0.38366 | 0.35923 | 0.36981 | 0.37601 | -11.3111 | 27.2186 | 23.6796 | 13.5137
7 | 7 | 18 | 626.857 | 637.4587 | 651.9813 | 664.535 | 0 | 0 | 0 | 0 | 288.2405 | 227.207 | 211.12 | 224.2952 | 0 | 0 | 0 | 0 | 366.0296 | 271.8623 | 288.84 | 305.4788 | 0 | 0 | 0 | 0 | 0 | -2.8177 | -0.52782 | 0 | 0 | 0 | 0 | 0 | -27.4131 | 141.2071 | 152.5491 | 134.761 | 0.38585 | 0.38166 | 0.38652 | 0.37341 | -10.5774 | 53.8929 | 58.9641 | 50.3211
7 | 7 | 19 | 599.2115 | 610.9595 | 626.6111 | 640.1625 | 0 | 0 | 0 | 0 | 314.4523 | 259.5372 | 247.5442 | 244.1004 | 0 | 0 | 0 | 0 | 317.4493 | 181.1234 | 186.4698 | 192.8855 | 0 | 0 | 0 | 0 | 0 | -8.0186 | -1.9396 | 12.9553 | 0 | 0 | 0 | 0 | -32.6902 | 178.3175 | 194.5366 | 190.2213 | 0.38793 | 0.39411 | 0.38919 | 0.38458 | -12.6817 | 70.2765 | 75.7115 | 73.155
7 | 7 | 20 | 594.3466 | 606.4535 | 622.3908 | 636.0911 | 0 | 0 | 0 | 0 | 300.8815 | 271.1801 | 279.6512 | 291.6738 | 0 | 0 | 0 | 0 | 321.679 | 158.8211 | 158.7506 | 160.3098 | 0 | 0 | 0 | 0 | 0 | 23.941 | 14.9183 | 17.1999 | 0 | 0 | 0 | 0 | -28.2139 | 152.5113 | 169.0706 | 166.9077 | 0.38829 | 0.40541 | 0.3998 | 0.38892 | -10.9553 | 61.8289 | 67.5947 | 64.9132
7 | 7 | 21 | 580.8427 | 593.1306 | 609.1073 | 622.7314 | 0 | 0 | 0 | 0 | 302.6507 | 306.6983 | 294.7542 | 309.5484 | 0 | 0 | 0 | 0 | 314.1704 | 153.6916 | 150.7062 | 149.5358 | 0 | 0 | 0 | 0 | 0 | 0 | 15.4309 | 9.4 | 0 | 0 | 0 | 0 | -35.9784 | 132.7407 | 148.216 | 154.2471 | 0.38736 | 0.40087 | 0.39574 | 0.38805 | -13.9367 | 53.2118 | 58.6545 | 59.856
7 | 7 | 22 | 538.9773 | 551.3307 | 567.1786 | 580.6962 | 0 | 0 | 0 | 0 | 305.1533 | 301.893 | 305.0188 | 321.5143 | 0 | 0 | 0 | 0 | 314.1615 | 143.4539 | 144.0615 | 146.2582 | 0 | 0 | 0 | 0 | 0 | 2.6378 | 7.8591 | 8.1716 | 0 | 0 | 0 | 0 | -80.3375 | 103.346 | 110.2392 | 104.7521 | 0.38147 | 0.39646 | 0.3914 | 0.38267 | -30.6462 | 40.9728 | 43.1471 | 40.0856
7 | 7 | 23 | 493.7843 | 505.5055 | 520.4377 | 533.1501 | 0 | 0 | 0 | 0 | 293.2043 | 320.7529 | 330.2121 | 344.3542 | 0 | 0 | 0 | 0 | 280.0595 | 133.8598 | 134.2974 | 136.1965 | 0 | 0 | 0 | 0 | 0 | 6.1492 | 1.0744 | 11.0076 | 0 | 0 | 0 | 0 | -79.4796 | 44.7436 | 54.8537 | 41.5918 | 0.37334 | 0.38975 | 0.38502 | 0.37572 | -29.6727 | 17.4388 | 21.1196 | 15.6268
7 | 7 | 24 | 454.6767 | 463.9923 | 476.0513 | 486.1857 | 0 | 0 | 0 | 0 | 266.5334 | 349.8501 | 354.6559 | 344.6485 | 0 | 0 | 0 | 0 | 247.5624 | 123.0796 | 122.8685 | 124.0787 | 0 | 0 | 0 | 0 | 0 | 2.2038 | 7.404 | 9.4 | 0 | 0 | 0 | 0 | -59.419 | -11.1412 | -8.8771 | 8.0585 | 0.36396 | 0.38033 | 0.38357 | 0.36382 | -21.6261 | -4.2373 | -3.405 | 2.9319
7 | 8 | 1 | 425.411 | 432.0158 | 440.8681 | 448.0753 | 0 | 0 | 0 | 0 | 185.0305 | 369.0186 | 360.1288 | 316.6368 | 0 | 0 | 0 | 0 | 214.3934 | 122.088 | 119.3916 | 118.1686 | 0 | 0 | 0 | 0 | 0 | 6.1492 | 7.4859 | 1.8094 | 0 | 0 | 0 | 0 | 25.9871 | -65.2399 | -46.1383 | 11.4605 | 0.3644 | 0.37066 | 0.38218 | 0.36382 | 9.4698 | -24.1817 | -17.6329 | 4.1696
7 | 8 | 2 | 405.9398 | 410.3046 | 416.6227 | 421.6248 | 0 | 0 | 0 | 0 | 178.9964 | 371.6912 | 358.0101 | 302.4388 | 0 | 0 | 0 | 0 | 183.7591 | 118.4959 | 112.6446 | 108.2685 | 0 | 0 | 0 | 0 | 0 | 11.9872 | 12.9841 | 0 | 0 | 0 | 0 | 0 | 43.1844 | -91.8697 | -67.016 | 10.9176 | 0.3644 | 0.36878 | 0.38135 | 0.36382 | 15.7365 | -33.8796 | -25.5568 | 3.9721
7 | 8 | 3 | 394.5469 | 396.7787 | 400.7125 | 403.6325 | 0 | 0 | 0 | 0 | 172.5599 | 362.2388 | 346.8226 | 248.4188 | 0 | 0 | 0 | 0 | 153.4989 | 117.1843 | 107.9632 | 100.3117 | 0 | 0 | 0 | 0 | 0 | 20.3254 | 14.3472 | 0 | 0 | 0 | 0 | 0 | 68.4882 | -102.9697 | -68.4205 | 54.902 | 0.36651 | 0.3648 | 0.37847 | 0.36382 | 25.1013 | -37.5636 | -25.8951 | 19.9745
7 | 8 | 4 | 389.5197 | 389.8271 | 391.6115 | 392.6246 | 0 | 0 | 0 | 0 | 197.7177 | 298.0987 | 281.9399 | 270.5496 | 0 | 0 | 0 | 0 | 133.6364 | 107.3169 | 98.343 | 90.9097 | 0 | 0 | 0 | 0 | 0 | 30.7458 | 14.3568 | 0 | 0 | 0 | 0 | 0 | 58.1656 | -46.3343 | -3.0282 | 31.1653 | 0.36512 | 0.37056 | 0.38415 | 0.36382 | 21.2376 | -17.1698 | -1.1633 | 11.3386
7 | 8 | 5 | 388.147 | 386.6095 | 386.3515 | 385.5536 | 0 | 0 | 0 | 0 | 285.0998 | 254.6086 | 241.7512 | 238.0998 | 0 | 0 | 0 | 0 | 121.7081 | 102.6617 | 93.8333 | 86.5528 | 0 | 0 | 0 | 0 | 0 | 7.1974 | -5.5041 | 14.4526 | 0 | 0 | 0 | 0 | -18.6608 | 22.1418 | 56.2712 | 46.4483 | 0.36404 | 0.37803 | 0.38589 | 0.36382 | -6.7934 | 8.3703 | 21.7144 | 16.8989
7 | 8 | 6 | 386.4747 | 382.9806 | 380.6131 | 378.0127 | 0 | 0 | 0 | 0 | 312.4195 | 251.4138 | 240.2921 | 230.713 | 0 | 0 | 0 | 0 | 143.1657 | 157.9128 | 148.9842 | 141.3538 | 0 | 0 | 0 | 0 | 0 | 20.6276 | 14.1014 | -6.2593 | 0 | 0 | 0 | 0 | -69.1105 | -46.9736 | -22.7646 | 12.2052 | 0.36811 | 0.37383 | 0.38312 | 0.36387 | -25.44 | -17.5602 | -8.7215 | 4.4411
7 | 8 | 7 | 408.0877 | 403.5463 | 400.3161 | 397.1743 | 0 | 0 | 0 | 0 | 306.5153 | 242.4035 | 231.4566 | 183.1396 | 0 | 0 | 0 | 0 | 170.1107 | 234.4416 | 227.4073 | 221.1199 | 0 | 0 | 0 | 0 | 0 | -7.68 | -4.3169 | 0 | 0 | 0 | 0 | 0 | -68.5383 | -65.6188 | -54.2309 | -7.0852 | 0.37184 | 0.3586 | 0.37474 | 0.37002 | -25.4852 | -23.5307 | -20.3222 | -2.6216
7 | 8 | 8 | 438.2762 | 434.034 | 431.6584 | 429.7253 | 0 | 0 | 0 | 0 | 247.1989 | 192.7347 | 182.529 | 176.0078 | 0 | 0 | 0 | 0 | 220.802 | 320.46 | 327.9082 | 334.396 | 0 | 0 | 0 | 0 | 0 | -6.4261 | -3.7355 | 0 | 0 | 0 | 0 | 0 | -29.7247 | -72.7346 | -75.0433 | -80.6785 | 0.37003 | 0.38103 | 0.36475 | 0.38586 | -10.9989 | -27.7139 | -27.3721 | -31.1309
7 | 8 | 9 | 472.2303 | 469.2817 | 468.8561 | 469.0785 | 0 | 0 | 0 | 0 | 296.8148 | 139.2087 | 133.6724 | 160.185 | 0 | 0 | 0 | 0 | 257.8273 | 372.2304 | 396.6736 | 418.3532 | 0 | 0 | 0 | 0 | 0 | -30.3063 | -21.3848 | -0.282 | 0 | 0 | 0 | 0 | -82.4118 | -11.8512 | -40.105 | -109.1777 | 0.36691 | 0.38398 | 0.38398 | 0 | -30.238 | -4.5506 | -15.3993 | 0
7 | 8 | 10 | 505.0743 | 502.7855 | 503.1756 | 504.0335 | 0 | 0 | 0 | 0 | 273.3799 | 112.9661 | 112.9222 | 143.5195 | 0 | 0 | 0 | 0 | 281.4713 | 407.2468 | 444.516 | 477.6871 | 0 | 0 | 0 | 0 | 0 | -28.8388 | -28.2 | -20.7669 | 0 | 0 | 0 | 0 | -49.777 | 11.4113 | -26.0626 | -96.4062 | 0.36691 | 0.38398 | 0.38398 | 0 | -18.2639 | 4.3817 | -10.0074 | 0
7 | 8 | 11 | 531.9532 | 530.2632 | 531.1465 | 532.0823 | 0 | 0 | 0 | 0 | 274.8459 | 114.4891 | 115.8096 | 134.8842 | 0 | 0 | 0 | 0 | 296.8501 | 429.3166 | 475.3866 | 516.4659 | 0 | 0 | 0 | 0 | 0 | -28.2 | -28.2 | -28.2 | 0 | 0 | 0 | 0 | -39.7428 | 14.6575 | -31.8496 | -91.0678 | 0.36691 | 0.38398 | 0.38398 | 0 | -14.5822 | 5.6281 | -12.2295 | 0
7 | 8 | 12 | 555.0198 | 554.036 | 555.5876 | 556.8463 | 0 | 0 | 0 | 0 | 266.5748 | 118.4806 | 119.6858 | 122.433 | 0 | 0 | 0 | 0 | 304.1053 | 445.303 | 497.3638 | 543.9075 | 0 | 0 | 0 | 0 | 0 | -28.2 | -28.2 | -28.2 | 0 | 0 | 0 | 0 | -15.6602 | 18.4524 | -33.262 | -81.2943 | 0.36691 | 0.38398 | 0.38398 | 0 | -5.746 | 7.0853 | -12.7718 | 0
7 | 8 | 13 | 578.8394 | 579.1979 | 582.248 | 584.7145 | 0 | 0 | 0 | 0 | 247.2769 | 122.8251 | 127.8276 | 122.8232 | 0 | 0 | 0 | 0 | 313.3453 | 462.9449 | 518.3527 | 568.088 | 0 | 0 | 0 | 0 | 0 | -20.2895 | -15.6508 | -28.2 | 0 | 0 | 0 | 0 | 18.2172 | 13.7174 | -48.2815 | -77.9967 | 0.36382 | 0.38398 | 0.38398 | 0 | 6.6278 | 5.2672 | -18.5389 | 0
7 | 8 | 14 | 597.3548 | 598.7613 | 603.067 | 606.6564 | 0 | 0 | 0 | 0 | 298.2779 | 124.2103 | 124.3833 | 128.2246 | 0 | 0 | 0 | 0 | 325.8389 | 447.4601 | 503.4146 | 553.8751 | 0 | 0 | 0 | 0 | 0 | -15.089 | -16.5334 | -18.4467 | 0 | 0 | 0 | 0 | -26.7619 | 42.1798 | -8.1975 | -56.9965 | 0.36561 | 0.38398 | 0.38398 | 0 | -9.7843 | 16.196 | -3.1476 | 0
7 | 8 | 15 | 613.246 | 615.7249 | 621.2491 | 625.8669 | 0 | 0 | 0 | 0 | 262.4926 | 145.4477 | 136.0044 | 160.9047 | 0 | 0 | 0 | 0 | 369.5138 | 428.431 | 486.7804 | 539.9538 | 0 | 0 | 0 | 0 | 0 | -1.4101 | 0 | 0.091872 | 0 | 0 | 0 | 0 | -18.7604 | 43.2563 | -1.5358 | -75.0834 | 0.36533 | 0.38398 | 0.38025 | 0 | -6.8536 | 16.6093 | -0.58397 | 0
7 | 8 | 16 | 625.0135 | 629.997 | 638.3407 | 645.4546 | 0 | 0 | 0 | 0 | 247.6417 | 164.9394 | 188.9032 | 208.4781 | 0 | 0 | 0 | 0 | 344.0133 | 395.4183 | 443.8314 | 488.187 | 0 | 0 | 0 | 0 | 0 | -1.4101 | -2.82 | 0.41466 | 0 | 0 | 0 | 0 | 33.3586 | 71.0494 | 8.4261 | -51.6252 | 0.37414 | 0.38398 | 0.38398 | 0.38586 | 12.4807 | 27.2812 | 3.2354 | -19.9202
7 | 8 | 17 | 629.7218 | 637.5344 | 648.9916 | 658.8277 | 0 | 0 | 0 | 0 | 267.3583 | 224.4782 | 211.22 | 215.6083 | 0 | 0 | 0 | 0 | 309.4498 | 335.643 | 366.8563 | 395.836 | 0 | 0 | 0 | 0 | 0 | -3.2508 | -2.0439 | -1.41 | 0 | 0 | 0 | 0 | 52.9138 | 80.6641 | 72.9591 | 48.7933 | 0.38366 | 0.35923 | 0.36981 | 0.37601 | 20.3007 | 28.9766 | 26.9808 | 18.347
7 | 8 | 18 | 621.6374 | 632.0699 | 646.3846 | 658.7592 | 0 | 0 | 0 | 0 | 288.2405 | 227.207 | 211.12 | 224.2952 | 0 | 0 | 0 | 0 | 266.2723 | 252.6493 | 263.4414 | 274.1574 | 0 | 0 | 0 | 0 | 0 | -2.8177 | -0.52782 | 0 | 0 | 0 | 0 | 0 | 67.1245 | 155.0313 | 172.351 | 160.3066 | 0.38585 | 0.38166 | 0.38652 | 0.37341 | 25.9002 | 59.169 | 66.618 | 59.8601
7 | 8 | 19 | 600.2023 | 611.9825 | 627.6735 | 641.2589 | 0 | 0 | 0 | 0 | 314.4523 | 259.5372 | 247.5442 | 244.1004 | 0 | 0 | 0 | 0 | 239.1533 | 191.2892 | 188.8841 | 187.9893 | 0 | 0 | 0 | 0 | 0 | -8.0186 | -1.9396 | 12.9553 | 0 | 0 | 0 | 0 | 46.5967 | 169.1747 | 193.1848 | 196.2139 | 0.38793 | 0.39411 | 0.38919 | 0.38458 | 18.0765 | 66.6732 | 75.1854 | 75.4596
7 | 8 | 20 | 599.1238 | 611.3857 | 627.5132 | 641.3775 | 0 | 0 | 0 | 0 | 300.8815 | 271.1801 | 279.6512 | 291.6738 | 0 | 0 | 0 | 0 | 219.0276 | 123.0004 | 120.6118 | 119.9339 | 0 | 0 | 0 | 0 | 0 | 23.941 | 14.9183 | 17.1999 | 0 | 0 | 0 | 0 | 79.2148 | 193.2641 | 212.3319 | 212.5699 | 0.38829 | 0.40541 | 0.3998 | 0.38892 | 30.7585 | 78.3503 | 84.8906 | 82.6719
7 | 8 | 21 | 583.5144 | 595.889 | 611.9721 | 625.6878 | 0 | 0 | 0 | 0 | 302.6507 | 306.6983 | 294.7542 | 309.5484 | 0 | 0 | 0 | 0 | 222.5325 | 96.8673 | 95.1626 | 95.0896 | 0 | 0 | 0 | 0 | 0 | 0 | 15.4309 | 9.4 | 0 | 0 | 0 | 0 | 58.3313 | 192.3234 | 206.6244 | 211.6498 | 0.38736 | 0.40087 | 0.39574 | 0.38805 | 22.5953 | 77.0967 | 81.7688 | 82.1312
7 | 8 | 22 | 531.8998 | 544.0238 | 559.5899 | 572.8646 | 0 | 0 | 0 | 0 | 305.1533 | 301.893 | 305.0188 | 321.5143 | 0 | 0 | 0 | 0 | 206.1016 | 91.5453 | 89.0561 | 88.1423 | 0 | 0 | 0 | 0 | 0 | 2.6378 | 7.8591 | 8.1716 | 0 | 0 | 0 | 0 | 20.645 | 147.9477 | 157.6559 | 155.0364 | 0.38147 | 0.39646 | 0.3914 | 0.38267 | 7.8754 | 58.6557 | 61.7058 | 59.328
7 | 8 | 23 | 480.2133 | 491.4944 | 505.8863 | 518.133 | 0 | 0 | 0 | 0 | 293.2043 | 320.7529 | 330.2121 | 344.3542 | 0 | 0 | 0 | 0 | 184.8518 | 97.5691 | 90.9519 | 86.0682 | 0 | 0 | 0 | 0 | 0 | 6.1492 | 1.0744 | 11.0076 | 0 | 0 | 0 | 0 | 2.1572 | 67.0234 | 83.6478 | 76.703 | 0.37334 | 0.38975 | 0.38502 | 0.37572 | 0.80536 | 26.1223 | 32.2059 | 28.8188
7 | 8 | 24 | 443.6713 | 452.63 | 464.2508 | 474.0076 | 0 | 0 | 0 | 0 | 266.5334 | 349.8501 | 354.6559 | 344.6485 | 0 | 0 | 0 | 0 | 151.9013 | 118.0672 | 107.5742 | 98.9936 | 0 | 0 | 0 | 0 | 0 | 2.2038 | 7.404 | 9.4 | 0 | 0 | 0 | 0 | 25.2367 | -17.491 | -5.3833 | 20.9655 | 0.36396 | 0.38033 | 0.38357 | 0.36382 | 9.1851 | -6.6524 | -2.0649 | 7.6277
7 | 9 | 1 | 419.2006 | 425.604 | 434.209 | 441.2031 | 0 | 0 | 0 | 0 | 185.0305 | 369.0186 | 360.1288 | 316.6368 | 0 | 0 | 0 | 0 | 118.7751 | 106.2006 | 96.7252 | 89.0585 | 0 | 0 | 0 | 0 | 0 | 6.1492 | 7.4859 | 1.8094 | 0 | 0 | 0 | 0 | 115.395 | -55.7643 | -30.1309 | 33.6983 | 0.3644 | 0.37066 | 0.38218 | 0.36382 | 42.0502 | -20.6695 | -11.5153 | 12.2602
7 | 9 | 2 | 404.2235 | 408.5327 | 414.7824 | 419.7257 | 0 | 0 | 0 | 0 | 178.9964 | 371.6912 | 358.0101 | 302.4388 | 0 | 0 | 0 | 0 | 99.923 | 97.8547 | 89.8821 | 83.5791 | 0 | 0 | 0 | 0 | 0 | 11.9872 | 12.9841 | 0 | 0 | 0 | 0 | 0 | 125.3041 | -73.0004 | -46.0939 | 33.7078 | 0.3644 | 0.36878 | 0.38135 | 0.36382 | 45.6612 | -26.921 | -17.5781 | 12.2636
7 | 9 | 3 | 397.5548 | 399.8842 | 403.9378 | 406.961 | 0 | 0 | 0 | 0 | 172.5599 | 362.2388 | 346.8226 | 248.4188 | 0 | 0 | 0 | 0 | 87.2611 | 103.156 | 95.8772 | 90.196 | 0 | 0 | 0 | 0 | 0 | 20.3254 | 14.3472 | 0 | 0 | 0 | 0 | 0 | 137.7339 | -85.8359 | -53.1093 | 68.3462 | 0.36651 | 0.3648 | 0.37847 | 0.36382 | 50.4803 | -31.3132 | -20.1002 | 24.8658
7 | 9 | 4 | 403.9753 | 404.7515 | 407.1115 | 408.6207 | 0 | 0 | 0 | 0 | 197.7177 | 298.0987 | 281.9399 | 270.5496 | 0 | 0 | 0 | 0 | 72.4532 | 98.3658 | 92.4955 | 88.0775 | 0 | 0 | 0 | 0 | 0 | 30.7458 | 14.3568 | 0 | 0 | 0 | 0 | 0 | 133.8044 | -22.4588 | 18.3192 | 49.9935 | 0.36512 | 0.37056 | 0.38415 | 0.36382 | 48.8552 | -8.3224 | 7.0373 | 18.1887
7 | 9 | 5 | 425.445 | 425.117 | 426.3442 | 426.826 | 0 | 0 | 0 | 0 | 285.0998 | 254.6086 | 241.7512 | 238.0998 | 0 | 0 | 0 | 0 | 64.3876 | 68.3203 | 62.4459 | 57.9781 | 0 | 0 | 0 | 0 | 0 | 7.1974 | -5.5041 | 14.4526 | 0 | 0 | 0 | 0 | 75.9576 | 94.9907 | 127.6513 | 116.2955 | 0.36404 | 0.37803 | 0.38589 | 0.36382 | 27.6519 | 35.9094 | 49.2591 | 42.3108
7 | 9 | 6 | 457.1781 | 455.9767 | 456.4246 | 456.2502 | 0 | 0 | 0 | 0 | 312.4195 | 251.4138 | 240.2921 | 230.713 | 0 | 0 | 0 | 0 | 88.3785 | 108.1842 | 102.308 | 97.6202 | 0 | 0 | 0 | 0 | 0 | 20.6276 | 14.1014 | -6.2593 | 0 | 0 | 0 | 0 | 56.3801 | 75.7511 | 99.7231 | 134.1763 | 0.36811 | 0.37383 | 0.38312 | 0.36387 | 20.7538 | 28.3181 | 38.2056 | 48.8225
7 | 9 | 7 | 502.9251 | 501.459 | 502.0053 | 502.1175 | 0 | 0 | 0 | 0 | 306.5153 | 242.4035 | 231.4566 | 183.1396 | 0 | 0 | 0 | 0 | 134.3873 | 174.8126 | 171.4805 | 168.6828 | 0 | 0 | 0 | 0 | 0 | -7.68 | -4.3169 | 0 | 0 | 0 | 0 | 0 | 62.0225 | 91.9229 | 103.3851 | 150.2951 | 0.37184 | 0.3586 | 0.37474 | 0.37002 | 23.0624 | 32.9632 | 38.7421 | 55.6116
7 | 9 | 8 | 541.3764 | 540.4776 | 542.2074 | 543.8119 | 0 | 0 | 0 | 0 | 247.1989 | 192.7347 | 182.529 | 176.0078 | 0 | 0 | 0 | 0 | 193.8354 | 269.4125 | 279.9406 | 289.3189 | 0 | 0 | 0 | 0 | 0 | -6.4261 | -3.7355 | 0 | 0 | 0 | 0 | 0 | 100.3421 | 84.7565 | 83.4733 | 78.4852 | 0.37003 | 0.38103 | 0.36475 | 0.38586 | 37.1293 | 32.2946 | 30.447 | 30.2846
7 | 9 | 9 | 574.4459 | 574.8119 | 578.4565 | 582.1862 | 0 | 0 | 0 | 0 | 296.8148 | 139.2087 | 133.6724 | 160.185 | 0 | 0 | 0 | 0 | 239.6031 | 347.2724 | 374.1846 | 398.1866 | 0 | 0 | 0 | 0 | 0 | -30.3063 | -21.3848 | -0.282 | 0 | 0 | 0 | 0 | 38.028 | 118.6371 | 91.9844 | 24.0966 | 0.36691 | 0.38398 | 0.38398 | 0 | 13.953 | 45.5537 | 35.3197 | 0
7 | 9 | 10 | 604.4412 | 605.3747 | 609.7216 | 613.9889 | 0 | 0 | 0 | 0 | 273.3799 | 112.9661 | 112.9222 | 143.5195 | 0 | 0 | 0 | 0 | 268.8276 | 395.6525 | 434.9916 | 470.1151 | 0 | 0 | 0 | 0 | 0 | -28.8388 | -28.2 | -20.7669 | 0 | 0 | 0 | 0 | 62.2336 | 125.5948 | 90.0078 | 21.1212 | 0.36691 | 0.38398 | 0.38398 | 0 | 22.8344 | 48.2253 | 34.5607 | 0
7 | 9 | 11 | 627.7106 | 629.1258 | 633.8222 | 638.0436 | 0 | 0 | 0 | 0 | 274.8459 | 114.4891 | 115.8096 | 134.8842 | 0 | 0 | 0 | 0 | 283.8929 | 422.0478 | 469.3096 | 511.5664 | 0 | 0 | 0 | 0 | 0 | -28.2 | -28.2 | -28.2 | 0 | 0 | 0 | 0 | 68.9719 | 120.789 | 76.9031 | 19.793 | 0.36691 | 0.38398 | 0.38398 | 0 | 25.3067 | 46.38 | 29.5289 | 0
7 | 9 | 12 | 645.0976 | 647.0349 | 652.1733 | 656.5228 | 0 | 0 | 0 | 0 | 266.5748 | 118.4806 | 119.6858 | 122.433 | 0 | 0 | 0 | 0 | 294.1457 | 446.8575 | 497.6388 | 543.0648 | 0 | 0 | 0 | 0 | 0 | -28.2 | -28.2 | -28.2 | 0 | 0 | 0 | 0 | 84.3772 | 109.8967 | 63.0488 | 19.2249 | 0.36691 | 0.38398 | 0.38398 | 0 | 30.9592 | 42.1976 | 24.2091 | 0
7 | 9 | 13 | 666.157 | 669.3471 | 675.8741 | 681.3367 | 0 | 0 | 0 | 0 | 247.2769 | 122.8251 | 127.8276 | 122.8232 | 0 | 0 | 0 | 0 | 300.3549 | 513.7137 | 566.0931 | 613.1127 | 0 | 0 | 0 | 0 | 0 | -20.2895 | -15.6508 | -28.2 | 0 | 0 | 0 | 0 | 118.5252 | 53.0977 | -2.3957 | -26.3993 | 0.36382 | 0.38398 | 0.38398 | 0 | 43.1221 | 20.3882 | -0.9199 | 0
7 | 9 | 14 | 677.6658 | 681.6766 | 689.1803 | 695.5253 | 0 | 0 | 0 | 0 | 298.2779 | 124.2103 | 124.3833 | 128.2246 | 0 | 0 | 0 | 0 | 315.7658 | 471.8696 | 520.3472 | 564.029 | 0 | 0 | 0 | 0 | 0 | -15.089 | -16.5334 | -18.4467 | 0 | 0 | 0 | 0 | 63.6221 | 100.6856 | 60.9832 | 21.7185 | 0.36561 | 0.38398 | 0.38398 | 0 | 23.2607 | 38.6608 | 23.416 | 0
7 | 9 | 15 | 688.1605 | 693.0687 | 701.5759 | 708.7642 | 0 | 0 | 0 | 0 | 262.4926 | 145.4477 | 136.0044 | 160.9047 | 0 | 0 | 0 | 0 | 306.3241 | 414.2065 | 458.776 | 499.2005 | 0 | 0 | 0 | 0 | 0 | -1.4101 | 0 | 0.091872 | 0 | 0 | 0 | 0 | 119.3437 | 134.8245 | 106.7955 | 48.5671 | 0.36533 | 0.38398 | 0.38025 | 0 | 43.5994 | 51.7693 | 40.6089 | 0
7 | 9 | 16 | 691.4528 | 698.5907 | 709.58 | 718.9736 | 0 | 0 | 0 | 0 | 247.6417 | 164.9394 | 188.9032 | 208.4781 | 0 | 0 | 0 | 0 | 309.1769 | 369.1407 | 400.9848 | 430.1817 | 0 | 0 | 0 | 0 | 0 | -1.4101 | -2.82 | 0.41466 | 0 | 0 | 0 | 0 | 134.6342 | 165.9208 | 122.5121 | 79.8992 | 0.37414 | 0.38398 | 0.38398 | 0.38586 | 50.3716 | 63.7094 | 47.0416 | 30.8301
7 | 9 | 17 | 680.573 | 690.0347 | 703.5167 | 715.0976 | 0 | 0 | 0 | 0 | 267.3583 | 224.4782 | 211.22 | 215.6083 | 0 | 0 | 0 | 0 | 298.413 | 329.6961 | 348.2396 | 365.4923 | 0 | 0 | 0 | 0 | 0 | -3.2508 | -2.0439 | -1.41 | 0 | 0 | 0 | 0 | 114.8017 | 139.1112 | 146.101 | 135.4069 | 0.38366 | 0.35923 | 0.36981 | 0.37601 | 44.0443 | 49.9723 | 54.0292 | 50.9149
7 | 9 | 18 | 657.5553 | 669.1525 | 684.8975 | 698.5045 | 0 | 0 | 0 | 0 | 288.2405 | 227.207 | 211.12 | 224.2952 | 0 | 0 | 0 | 0 | 278.4477 | 270.1138 | 269.9106 | 270.3609 | 0 | 0 | 0 | 0 | 0 | -2.8177 | -0.52782 | 0 | 0 | 0 | 0 | 0 | 90.8671 | 174.6494 | 204.3948 | 203.8483 | 0.38585 | 0.38166 | 0.38652 | 0.37341 | 35.0614 | 66.6564 | 79.0037 | 76.119
7 | 9 | 19 | 634.1385 | 647.0192 | 664.0616 | 678.8114 | 0 | 0 | 0 | 0 | 314.4523 | 259.5372 | 247.5442 | 244.1004 | 0 | 0 | 0 | 0 | 288.0358 | 223.7283 | 216.7502 | 211.567 | 0 | 0 | 0 | 0 | 0 | -8.0186 | -1.9396 | 12.9553 | 0 | 0 | 0 | 0 | 31.6504 | 171.7723 | 201.7068 | 210.1886 | 0.38793 | 0.39411 | 0.38919 | 0.38458 | 12.2783 | 67.697 | 78.5021 | 80.834
7 | 9 | 20 | 631.1491 | 644.4495 | 661.8522 | 676.8154 | 0 | 0 | 0 | 0 | 300.8815 | 271.1801 | 279.6512 | 291.6738 | 0 | 0 | 0 | 0 | 276.7876 | 159.8532 | 159.0344 | 159.9397 | 0 | 0 | 0 | 0 | 0 | 23.941 | 14.9183 | 17.1999 | 0 | 0 | 0 | 0 | 53.48 | 189.4751 | 208.2483 | 208.002 | 0.38829 | 0.40541 | 0.3998 | 0.38892 | 20.7659 | 76.8142 | 83.258 | 80.8954
7 | 9 | 21 | 613.4342 | 626.779 | 644.0535 | 658.7958 | 0 | 0 | 0 | 0 | 302.6507 | 306.6983 | 294.7542 | 309.5484 | 0 | 0 | 0 | 0 | 276.8055 | 121.5192 | 120.6983 | 121.6957 | 0 | 0 | 0 | 0 | 0 | 0 | 15.4309 | 9.4 | 0 | 0 | 0 | 0 | 33.978 | 198.5615 | 213.17 | 218.1517 | 0.38736 | 0.40087 | 0.39574 | 0.38805 | 13.1618 | 79.5973 | 84.3592 | 84.6543
7 | 9 | 22 | 558.6171 | 571.6074 | 588.2374 | 602.4289 | 0 | 0 | 0 | 0 | 305.1533 | 301.893 | 305.0188 | 321.5143 | 0 | 0 | 0 | 0 | 218.3161 | 102.3942 | 101.1606 | 101.5296 | 0 | 0 | 0 | 0 | 0 | 2.6378 | 7.8591 | 8.1716 | 0 | 0 | 0 | 0 | 35.1477 | 164.6824 | 174.1989 | 171.2133 | 0.38147 | 0.39646 | 0.3914 | 0.38267 | 13.4077 | 65.2904 | 68.1806 | 65.5184
7 | 9 | 23 | 501.7994 | 513.7805 | 529.032 | 542.0193 | 0 | 0 | 0 | 0 | 293.2043 | 320.7529 | 330.2121 | 344.3542 | 0 | 0 | 0 | 0 | 171.1501 | 89.7518 | 83.288 | 78.5222 | 0 | 0 | 0 | 0 | 0 | 6.1492 | 1.0744 | 11.0076 | 0 | 0 | 0 | 0 | 37.445 | 97.1267 | 114.4574 | 108.1353 | 0.37334 | 0.38975 | 0.38502 | 0.37572 | 13.9796 | 37.8551 | 44.0681 | 40.6285
7 | 9 | 24 | 456.7292 | 466.1113 | 478.252 | 488.4569 | 0 | 0 | 0 | 0 | 266.5334 | 349.8501 | 354.6559 | 344.6485 | 0 | 0 | 0 | 0 | 134.689 | 69.1943 | 62.6083 | 57.6512 | 0 | 0 | 0 | 0 | 0 | 2.2038 | 7.404 | 9.4 | 0 | 0 | 0 | 0 | 55.5068 | 44.8631 | 53.5839 | 76.7571 | 0.36396 | 0.38033 | 0.38357 | 0.36382 | 20.2022 | 17.0628 | 20.5531 | 27.9259
7 | 10 | 1 | 429.9228 | 436.674 | 445.7059 | 453.068 | 0 | 0 | 0 | 0 | 185.0305 | 369.0186 | 360.1288 | 316.6368 | 0 | 0 | 0 | 0 | 123.239 | 72.9669 | 67.0867 | 62.6992 | 0 | 0 | 0 | 0 | 0 | 6.1492 | 7.4859 | 1.8094 | 0 | 0 | 0 | 0 | 121.6533 | -11.4606 | 11.0045 | 71.9225 | 0.3644 | 0.37066 | 0.38218 | 0.36382 | 44.3308 | -4.248 | 4.2057 | 26.167
7 | 10 | 2 | 414.9989 | 419.6574 | 426.3363 | 431.6492 | 0 | 0 | 0 | 0 | 178.9964 | 371.6912 | 358.0101 | 302.4388 | 0 | 0 | 0 | 0 | 106.804 | 67.5575 | 62.1537 | 58.1113 | 0 | 0 | 0 | 0 | 0 | 11.9872 | 12.9841 | 0 | 0 | 0 | 0 | 0 | 129.1985 | -31.5785 | -6.8116 | 71.0991 | 0.3644 | 0.36878 | 0.38135 | 0.36382 | 47.0803 | -11.6455 | -2.5976 | 25.8674
7 | 10 | 3 | 407.304 | 409.9495 | 414.3913 | 417.749 | 0 | 0 | 0 | 0 | 172.5599 | 362.2388 | 346.8226 | 248.4188 | 0 | 0 | 0 | 0 | 92.5039 | 58.57 | 52.9365 | 48.6436 | 0 | 0 | 0 | 0 | 0 | 20.3254 | 14.3472 | 0 | 0 | 0 | 0 | 0 | 142.2402 | -31.1846 | 0.28497 | 120.6866 | 0.36651 | 0.3648 | 0.37847 | 0.36382 | 52.1319 | -11.3762 | 0.10785 | 43.9084
7 | 10 | 4 | 414.5561 | 415.6754 | 418.4567 | 420.3289 | 0 | 0 | 0 | 0 | 197.7177 | 298.0987 | 281.9399 | 270.5496 | 0 | 0 | 0 | 0 | 86.6329 | 50.3476 | 45.383 | 41.6742 | 0 | 0 | 0 | 0 | 0 | 30.7458 | 14.3568 | 0 | 0 | 0 | 0 | 0 | 130.2055 | 36.4832 | 76.777 | 108.105 | 0.36512 | 0.37056 | 0.38415 | 0.36382 | 47.5411 | 13.5193 | 29.4937 | 39.331
7 | 10 | 5 | 436.4504 | 436.4793 | 438.1447 | 439.0041 | 0 | 0 | 0 | 0 | 285.0998 | 254.6086 | 241.7512 | 238.0998 | 0 | 0 | 0 | 0 | 72.5413 | 49.3651 | 43.8437 | 39.5319 | 0 | 0 | 0 | 0 | 0 | 7.1974 | -5.5041 | 14.4526 | 0 | 0 | 0 | 0 | 78.8093 | 125.3081 | 158.054 | 146.9198 | 0.36404 | 0.37803 | 0.38589 | 0.36382 | 28.69 | 47.3703 | 60.9911 | 53.4526
7 | 10 | 6 | 464.0255 | 463.0462 | 463.7668 | 463.8273 | 0 | 0 | 0 | 0 | 312.4195 | 251.4138 | 240.2921 | 230.713 | 0 | 0 | 0 | 0 | 96.4942 | 94.6574 | 86.1783 | 78.8425 | 0 | 0 | 0 | 0 | 0 | 20.6276 | 14.1014 | -6.2593 | 0 | 0 | 0 | 0 | 55.1118 | 96.3473 | 123.1949 | 160.5311 | 0.36811 | 0.37383 | 0.38312 | 0.36387 | 20.287 | 36.0176 | 47.198 | 58.4122
7 | 10 | 7 | 505.7207 | 504.3453 | 505.0028 | 505.211 | 0 | 0 | 0 | 0 | 306.5153 | 242.4035 | 231.4566 | 183.1396 | 0 | 0 | 0 | 0 | 148.1087 | 188.5178 | 177.7157 | 167.7276 | 0 | 0 | 0 | 0 | 0 | -7.68 | -4.3169 | 0 | 0 | 0 | 0 | 0 | 51.0967 | 81.104 | 100.1474 | 154.3437 | 0.37184 | 0.3586 | 0.37474 | 0.37002 | 18.9997 | 29.0836 | 37.5288 | 57.1096
7 | 10 | 8 | 538.5277 | 537.5365 | 539.153 | 540.6597 | 0 | 0 | 0 | 0 | 247.1989 | 192.7347 | 182.529 | 176.0078 | 0 | 0 | 0 | 0 | 190.1009 | 270.7136 | 264.0361 | 257.4189 | 0 | 0 | 0 | 0 | 0 | -6.4261 | -3.7355 | 0 | 0 | 0 | 0 | 0 | 101.2279 | 80.5144 | 96.3233 | 107.233 | 0.37003 | 0.38103 | 0.36475 | 0.38586 | 37.457 | 30.6782 | 35.1341 | 41.3774
7 | 10 | 9 | 567.4215 | 567.5598 | 570.9247 | 574.4133 | 0 | 0 | 0 | 0 | 296.8148 | 139.2087 | 133.6724 | 160.185 | 0 | 0 | 0 | 0 | 218.0045 | 315.8579 | 317.8476 | 318.9304 | 0 | 0 | 0 | 0 | 0 | -30.3063 | -21.3848 | -0.282 | 0 | 0 | 0 | 0 | 52.6022 | 142.7994 | 140.7896 | 95.5799 | 0.36691 | 0.38398 | 0.38398 | 0 | 19.3005 | 54.8314 | 54.0597 | 0
7 | 10 | 10 | 593.3296 | 593.9028 | 597.8072 | 601.6933 | 0 | 0 | 0 | 0 | 273.3799 | 112.9661 | 112.9222 | 143.5195 | 0 | 0 | 0 | 0 | 240.166 | 345.6507 | 358.7922 | 369.9489 | 0 | 0 | 0 | 0 | 0 | -28.8388 | -28.2 | -20.7669 | 0 | 0 | 0 | 0 | 79.7837 | 164.1248 | 154.2929 | 108.9919 | 0.36691 | 0.38398 | 0.38398 | 0 | 29.2738 | 63.0198 | 59.2446 | 0
7 | 10 | 11 | 610.2471 | 611.096 | 615.097 | 618.7192 | 0 | 0 | 0 | 0 | 274.8459 | 114.4891 | 115.8096 | 134.8842 | 0 | 0 | 0 | 0 | 248.9166 | 362.5336 | 381.9321 | 398.7742 | 0 | 0 | 0 | 0 | 0 | -28.2 | -28.2 | -28.2 | 0 | 0 | 0 | 0 | 86.4846 | 162.2733 | 145.5553 | 113.2608 | 0.36691 | 0.38398 | 0.38398 | 0 | 31.7324 | 62.3089 | 55.8896 | 0
7 | 10 | 12 | 619.4951 | 620.6021 | 624.721 | 628.192 | 0 | 0 | 0 | 0 | 266.5748 | 118.4806 | 119.6858 | 122.433 | 0 | 0 | 0 | 0 | 260.4604 | 366.759 | 384.5214 | 399.826 | 0 | 0 | 0 | 0 | 0 | -28.2 | -28.2 | -28.2 | 0 | 0 | 0 | 0 | 92.4599 | 163.5624 | 148.7138 | 134.133 | 0.36691 | 0.38398 | 0.38398 | 0 | 33.9248 | 62.8039 | 57.1024 | 0
7 | 10 | 13 | 633.3355 | 635.4612 | 640.6813 | 645.0177 | 0 | 0 | 0 | 0 | 247.2769 | 122.8251 | 127.8276 | 122.8232 | 0 | 0 | 0 | 0 | 246.5802 | 342.7516 | 363.6312 | 382.1167 | 0 | 0 | 0 | 0 | 0 | -20.2895 | -15.6508 | -28.2 | 0 | 0 | 0 | 0 | 139.4785 | 190.174 | 164.8733 | 168.2778 | 0.36382 | 0.38398 | 0.38398 | 0 | 50.7453 | 73.0221 | 63.3072 | 0
7 | 10 | 14 | 636.8645 | 639.5522 | 645.4312 | 650.3762 | 0 | 0 | 0 | 0 | 298.2779 | 124.2103 | 124.3833 | 128.2246 | 0 | 0 | 0 | 0 | 244.7724 | 294.2671 | 315.881 | 335.5883 | 0 | 0 | 0 | 0 | 0 | -15.089 | -16.5334 | -18.4467 | 0 | 0 | 0 | 0 | 93.8143 | 236.1637 | 221.7002 | 205.01 | 0.36561 | 0.38398 | 0.38398 | 0 | 34.2992 | 90.681 | 85.1273 | 0
7 | 10 | 15 | 636.69 | 639.9291 | 646.3868 | 651.809 | 0 | 0 | 0 | 0 | 262.4926 | 145.4477 | 136.0044 | 160.9047 | 0 | 0 | 0 | 0 | 222.1231 | 229.62 | 246.2186 | 261.7621 | 0 | 0 | 0 | 0 | 0 | -1.4101 | 0 | 0.091872 | 0 | 0 | 0 | 0 | 152.0742 | 266.2715 | 264.1638 | 229.0503 | 0.36533 | 0.38398 | 0.38025 | 0 | 55.5567 | 102.2416 | 100.4481 | 0
7 | 10 | 16 | 626.5352 | 631.568 | 639.9723 | 647.1384 | 0 | 0 | 0 | 0 | 247.6417 | 164.9394 | 188.9032 | 208.4781 | 0 | 0 | 0 | 0 | 240.746 | 220.4684 | 231.2044 | 241.8065 | 0 | 0 | 0 | 0 | 0 | -1.4101 | -2.82 | 0.41466 | 0 | 0 | 0 | 0 | 138.1475 | 247.5703 | 222.6847 | 196.4391 | 0.37414 | 0.38398 | 0.38398 | 0.38586 | 51.6861 | 95.0608 | 85.5054 | 75.7986
7 | 10 | 17 | 609.3566 | 616.5088 | 627.155 | 636.2923 | 0 | 0 | 0 | 0 | 267.3583 | 224.4782 | 211.22 | 215.6083 | 0 | 0 | 0 | 0 | 292.548 | 220.9737 | 234.1007 | 247.4181 | 0 | 0 | 0 | 0 | 0 | -3.2508 | -2.0439 | -1.41 | 0 | 0 | 0 | 0 | 49.4503 | 174.3077 | 183.8781 | 174.6759 | 0.38366 | 0.35923 | 0.36981 | 0.37601 | 18.9719 | 62.6158 | 67.9995 | 65.6806
7 | 10 | 18 | 592.6908 | 602.1846 | 615.3467 | 626.728 | 0 | 0 | 0 | 0 | 288.2405 | 227.207 | 211.12 | 224.2952 | 0 | 0 | 0 | 0 | 285.8324 | 161.3772 | 163.9115 | 167.6753 | 0 | 0 | 0 | 0 | 0 | -2.8177 | -0.52782 | 0 | 0 | 0 | 0 | 0 | 18.6179 | 216.4181 | 240.843 | 234.7575 | 0.38585 | 0.38166 | 0.38652 | 0.37341 | 7.1838 | 82.5978 | 93.0918 | 87.6608
7 | 10 | 19 | 581.5887 | 592.7653 | 607.7151 | 620.6619 | 0 | 0 | 0 | 0 | 314.4523 | 259.5372 | 247.5442 | 244.1004 | 0 | 0 | 0 | 0 | 254.0159 | 153.7773 | 146.7903 | 141.7458 | 0 | 0 | 0 | 0 | 0 | -8.0186 | -1.9396 | 12.9553 | 0 | 0 | 0 | 0 | 13.1205 | 187.4694 | 215.3202 | 221.8603 | 0.38793 | 0.39411 | 0.38919 | 0.38458 | 5.0899 | 73.8833 | 83.8003 | 85.3227
7 | 10 | 20 | 596.2044 | 608.3716 | 624.3828 | 638.1469 | 0 | 0 | 0 | 0 | 300.8815 | 271.1801 | 279.6512 | 291.6738 | 0 | 0 | 0 | 0 | 281.8583 | 192.724 | 190.8748 | 190.9788 | 0 | 0 | 0 | 0 | 0 | 23.941 | 14.9183 | 17.1999 | 0 | 0 | 0 | 0 | 13.4646 | 120.5265 | 138.9385 | 138.2945 | 0.38829 | 0.40541 | 0.3998 | 0.38892 | 5.2282 | 48.8621 | 55.5478 | 53.785
7 | 10 | 21 | 582.1874 | 594.519 | 610.5492 | 624.2194 | 0 | 0 | 0 | 0 | 302.6507 | 306.6983 | 294.7542 | 309.5484 | 0 | 0 | 0 | 0 | 230.8513 | 138.6587 | 139.6473 | 142.2924 | 0 | 0 | 0 | 0 | 0 | 0 | 15.4309 | 9.4 | 0 | 0 | 0 | 0 | 48.6855 | 149.1619 | 160.7168 | 162.9785 | 0.38736 | 0.40087 | 0.39574 | 0.38805 | 18.8589 | 59.7946 | 63.6015 | 63.2442
7 | 10 | 22 | 534.66 | 546.8735 | 562.5495 | 575.919 | 0 | 0 | 0 | 0 | 305.1533 | 301.893 | 305.0188 | 321.5143 | 0 | 0 | 0 | 0 | 213.6376 | 119.1996 | 115.4267 | 113.5387 | 0 | 0 | 0 | 0 | 0 | 2.6378 | 7.8591 | 8.1716 | 0 | 0 | 0 | 0 | 15.8691 | 123.1431 | 134.2449 | 132.6943 | 0.38147 | 0.39646 | 0.3914 | 0.38267 | 6.0536 | 48.8216 | 52.5428 | 50.7783
7 | 10 | 23 | 487.22 | 498.7283 | 513.3992 | 525.8863 | 0 | 0 | 0 | 0 | 293.2043 | 320.7529 | 330.2121 | 344.3542 | 0 | 0 | 0 | 0 | 213.2843 | 102.327 | 100.0863 | 99.7537 | 0 | 0 | 0 | 0 | 0 | 6.1492 | 1.0744 | 11.0076 | 0 | 0 | 0 | 0 | -19.2687 | 69.4992 | 82.0263 | 70.7707 | 0.37334 | 0.38975 | 0.38502 | 0.37572 | -7.1937 | 27.0873 | 31.5815 | 26.5899
7 | 10 | 24 | 449.2271 | 458.366 | 470.208 | 480.1554 | 0 | 0 | 0 | 0 | 266.5334 | 349.8501 | 354.6559 | 344.6485 | 0 | 0 | 0 | 0 | 169.5583 | 86.7296 | 85.2452 | 85.4089 | 0 | 0 | 0 | 0 | 0 | 2.2038 | 7.404 | 9.4 | 0 | 0 | 0 | 0 | 13.1354 | 19.5825 | 22.9029 | 40.698 | 0.36396 | 0.38033 | 0.38357 | 0.36382 | 4.7807 | 7.4478 | 8.7848 | 14.8068
7 | 11 | 1 | 425.9418 | 432.5638 | 441.4373 | 448.6627 | 0 | 0 | 0 | 0 | 185.0305 | 369.0186 | 360.1288 | 316.6368 | 0 | 0 | 0 | 0 | 182.8036 | 73.7172 | 79.6927 | 86.8848 | 0 | 0 | 0 | 0 | 0 | 6.1492 | 7.4859 | 1.8094 | 0 | 0 | 0 | 0 | 58.1077 | -16.3211 | -5.8702 | 43.3316 | 0.3644 | 0.37066 | 0.38218 | 0.36382 | 21.1746 | -6.0496 | -2.2434 | 15.765
7 | 11 | 2 | 411.9202 | 416.4789 | 423.0352 | 428.2425 | 0 | 0 | 0 | 0 | 178.9964 | 371.6912 | 358.0101 | 302.4388 | 0 | 0 | 0 | 0 | 207.9476 | 74.0343 | 81.3757 | 89.9925 | 0 | 0 | 0 | 0 | 0 | 11.9872 | 12.9841 | 0 | 0 | 0 | 0 | 0 | 24.9762 | -41.2337 | -29.3347 | 35.8113 | 0.3644 | 0.36878 | 0.38135 | 0.36382 | 9.1014 | -15.2061 | -11.1869 | 13.0289
7 | 11 | 3 | 401.7305 | 404.1952 | 408.4151 | 411.5816 | 0 | 0 | 0 | 0 | 172.5599 | 362.2388 | 346.8226 | 248.4188 | 0 | 0 | 0 | 0 | 190.7243 | 70.4054 | 75.0554 | 80.9926 | 0 | 0 | 0 | 0 | 0 | 20.3254 | 14.3472 | 0 | 0 | 0 | 0 | 0 | 38.4464 | -48.7743 | -27.8101 | 82.1702 | 0.36651 | 0.3648 | 0.37847 | 0.36382 | 14.0908 | -17.793 | -10.5253 | 29.8953
7 | 11 | 4 | 408.6818 | 409.6106 | 412.158 | 413.8287 | 0 | 0 | 0 | 0 | 197.7177 | 298.0987 | 281.9399 | 270.5496 | 0 | 0 | 0 | 0 | 168.2276 | 82.1527 | 76.6326 | 72.851 | 0 | 0 | 0 | 0 | 0 | 30.7458 | 14.3568 | 0 | 0 | 0 | 0 | 0 | 42.7365 | -1.3866 | 39.2287 | 70.428 | 0.36512 | 0.37056 | 0.38415 | 0.36382 | 15.6041 | -0.51384 | 15.0696 | 25.6232
7 | 11 | 5 | 435.9196 | 435.9312 | 437.5755 | 438.4167 | 0 | 0 | 0 | 0 | 285.0998 | 254.6086 | 241.7512 | 238.0998 | 0 | 0 | 0 | 0 | 174.0673 | 81.1357 | 75.0299 | 70.8002 | 0 | 0 | 0 | 0 | 0 | 7.1974 | -5.5041 | 14.4526 | 0 | 0 | 0 | 0 | -23.2475 | 92.9896 | 126.2985 | 115.0642 | 0.36404 | 0.37803 | 0.38589 | 0.36382 | -8.4631 | 35.1529 | 48.7371 | 41.8628
7 | 11 | 6 | 460.876 | 459.7946 | 460.3898 | 460.3422 | 0 | 0 | 0 | 0 | 312.4195 | 251.4138 | 240.2921 | 230.713 | 0 | 0 | 0 | 0 | 145.1194 | 79.7999 | 73.0406 | 68.0133 | 0 | 0 | 0 | 0 | 0 | 20.6276 | 14.1014 | -6.2593 | 0 | 0 | 0 | 0 | 3.3371 | 107.9532 | 132.9557 | 167.8752 | 0.36811 | 0.37383 | 0.38312 | 0.36387 | 1.2284 | 40.3563 | 50.9375 | 61.0845
7 | 11 | 7 | 501.4388 | 499.9246 | 500.4116 | 500.4729 | 0 | 0 | 0 | 0 | 306.5153 | 242.4035 | 231.4566 | 183.1396 | 0 | 0 | 0 | 0 | 128.1624 | 86.4482 | 84.3596 | 83.475 | 0 | 0 | 0 | 0 | 0 | -7.68 | -4.3169 | 0 | 0 | 0 | 0 | 0 | 66.7611 | 178.7528 | 188.9124 | 233.8582 | 0.37184 | 0.3586 | 0.37474 | 0.37002 | 24.8244 | 64.1001 | 70.7922 | 86.5313
7 | 11 | 8 | 536.1037 | 535.0339 | 536.5538 | 537.9774 | 0 | 0 | 0 | 0 | 247.1989 | 192.7347 | 182.529 | 176.0078 | 0 | 0 | 0 | 0 | 164.8494 | 147.6251 | 163.7047 | 179.1512 | 0 | 0 | 0 | 0 | 0 | -6.4261 | -3.7355 | 0 | 0 | 0 | 0 | 0 | 124.0554 | 201.1002 | 194.0556 | 182.8184 | 0.37003 | 0.38103 | 0.36475 | 0.38586 | 45.9038 | 76.6248 | 70.782 | 70.5431
7 | 11 | 9 | 559.2294 | 559.102 | 562.1407 | 565.3483 | 0 | 0 | 0 | 0 | 296.8148 | 139.2087 | 133.6724 | 160.185 | 0 | 0 | 0 | 0 | 201.1731 | 235.2243 | 265.3488 | 293.1006 | 0 | 0 | 0 | 0 | 0 | -30.3063 | -21.3848 | -0.282 | 0 | 0 | 0 | 0 | 61.2415 | 214.9754 | 184.5044 | 112.3446 | 0.36691 | 0.38398 | 0.38398 | 0 | 22.4704 | 82.5452 | 70.8451 | 0
7 | 11 | 10 | 584.7306 | 585.0249 | 588.5869 | 592.1779 | 0 | 0 | 0 | 0 | 273.3799 | 112.9661 | 112.9222 | 143.5195 | 0 | 0 | 0 | 0 | 222.3439 | 269.4936 | 311.9021 | 350.7643 | 0 | 0 | 0 | 0 | 0 | -28.8388 | -28.2 | -20.7669 | 0 | 0 | 0 | 0 | 89.0068 | 231.404 | 191.9626 | 118.661 | 0.36691 | 0.38398 | 0.38398 | 0 | 32.6578 | 88.8534 | 73.7088 | 0
7 | 11 | 11 | 606.1245 | 606.8397 | 610.6766 | 614.1573 | 0 | 0 | 0 | 0 | 274.8459 | 114.4891 | 115.8096 | 134.8842 | 0 | 0 | 0 | 0 | 259.37 | 305.3907 | 357.2473 | 404.7351 | 0 | 0 | 0 | 0 | 0 | -28.2 | -28.2 | -28.2 | 0 | 0 | 0 | 0 | 71.9086 | 215.1599 | 165.8197 | 102.738 | 0.36691 | 0.38398 | 0.38398 | 0 | 26.3843 | 82.6161 | 63.6706 | 0
7 | 11 | 12 | 615.921 | 616.9121 | 620.8887 | 624.2371 | 0 | 0 | 0 | 0 | 266.5748 | 118.4806 | 119.6858 | 122.433 | 0 | 0 | 0 | 0 | 240.3943 | 296.8958 | 354.2234 | 406.6138 | 0 | 0 | 0 | 0 | 0 | -28.2 | -28.2 | -28.2 | 0 | 0 | 0 | 0 | 108.9519 | 229.7356 | 175.1795 | 123.3903 | 0.36691 | 0.38398 | 0.38398 | 0 | 39.976 | 88.2128 | 67.2646 | 0
7 | 11 | 13 | 630.5399 | 632.575 | 637.6838 | 641.9242 | 0 | 0 | 0 | 0 | 247.2769 | 122.8251 | 127.8276 | 122.8232 | 0 | 0 | 0 | 0 | 263.5078 | 337.8618 | 395.0094 | 447.0722 | 0 | 0 | 0 | 0 | 0 | -20.2895 | -15.6508 | -28.2 | 0 | 0 | 0 | 0 | 119.7553 | 192.1776 | 130.4975 | 100.2288 | 0.36382 | 0.38398 | 0.38398 | 0 | 43.5696 | 73.7914 | 50.1078 | 0
7 | 11 | 14 | 638.51 | 641.251 | 647.1956 | 652.1971 | 0 | 0 | 0 | 0 | 298.2779 | 124.2103 | 124.3833 | 128.2246 | 0 | 0 | 0 | 0 | 275.2493 | 327.743 | 383.8114 | 435.1487 | 0 | 0 | 0 | 0 | 0 | -15.089 | -16.5334 | -18.4467 | 0 | 0 | 0 | 0 | 64.9828 | 204.3867 | 155.5342 | 107.2705 | 0.36561 | 0.38398 | 0.38398 | 0 | 23.7582 | 78.4794 | 59.7213 | 0
7 | 11 | 15 | 645.2183 | 648.7339 | 655.5312 | 661.2461 | 0 | 0 | 0 | 0 | 262.4926 | 145.4477 | 136.0044 | 160.9047 | 0 | 0 | 0 | 0 | 354.4438 | 379.1659 | 434.0944 | 484.7423 | 0 | 0 | 0 | 0 | 0 | -1.4101 | 0 | 0.091872 | 0 | 0 | 0 | 0 | 28.2818 | 125.5304 | 85.4324 | 15.5072 | 0.36533 | 0.38398 | 0.38025 | 0 | 10.3321 | 48.2006 | 32.4856 | 0
7 | 11 | 16 | 647.6436 | 653.3609 | 662.6057 | 670.4961 | 0 | 0 | 0 | 0 | 247.6417 | 164.9394 | 188.9032 | 208.4781 | 0 | 0 | 0 | 0 | 378.5147 | 388.0095 | 432.7745 | 474.227 | 0 | 0 | 0 | 0 | 0 | -1.4101 | -2.82 | 0.41466 | 0 | 0 | 0 | 0 | 21.4872 | 101.8221 | 43.7479 | -12.6237 | 0.37414 | 0.38398 | 0.38398 | 0.38586 | 8.0392 | 39.0972 | 16.7981 | -4.871
7 | 11 | 17 | 637.5954 | 645.6634 | 657.4341 | 667.5403 | 0 | 0 | 0 | 0 | 267.3583 | 224.4782 | 211.22 | 215.6083 | 0 | 0 | 0 | 0 | 397.1849 | 337.9477 | 377.926 | 415.668 | 0 | 0 | 0 | 0 | 0 | -3.2508 | -2.0439 | -1.41 | 0 | 0 | 0 | 0 | -26.9478 | 86.4883 | 70.3319 | 37.674 | 0.38366 | 0.35923 | 0.36981 | 0.37601 | -10.3387 | 31.0688 | 26.0093 | 14.166
7 | 11 | 18 | 619.585 | 629.9509 | 644.1839 | 656.488 | 0 | 0 | 0 | 0 | 288.2405 | 227.207 | 211.12 | 224.2952 | 0 | 0 | 0 | 0 | 333.1895 | 266.119 | 282.2115 | 298.2128 | 0 | 0 | 0 | 0 | 0 | -2.8177 | -0.52782 | 0 | 0 | 0 | 0 | 0 | -1.8451 | 139.4426 | 151.3802 | 133.98 | 0.38585 | 0.38166 | 0.38652 | 0.37341 | -0.71192 | 53.2195 | 58.5122 | 50.0295
7 | 11 | 19 | 597.8491 | 609.5529 | 625.1503 | 638.6549 | 0 | 0 | 0 | 0 | 314.4523 | 259.5372 | 247.5442 | 244.1004 | 0 | 0 | 0 | 0 | 269.3536 | 173.1271 | 174.039 | 176.331 | 0 | 0 | 0 | 0 | 0 | -8.0186 | -1.9396 | 12.9553 | 0 | 0 | 0 | 0 | 14.0431 | 184.9072 | 205.5067 | 205.2682 | 0.38793 | 0.39411 | 0.38919 | 0.38458 | 5.4478 | 72.8736 | 79.9809 | 78.9417
7 | 11 | 20 | 599.4069 | 611.6779 | 627.8167 | 641.6907 | 0 | 0 | 0 | 0 | 300.8815 | 271.1801 | 279.6512 | 291.6738 | 0 | 0 | 0 | 0 | 290.438 | 129.1505 | 134.9349 | 142.2099 | 0 | 0 | 0 | 0 | 0 | 23.941 | 14.9183 | 17.1999 | 0 | 0 | 0 | 0 | 8.0874 | 187.4064 | 198.3123 | 190.6071 | 0.38829 | 0.40541 | 0.3998 | 0.38892 | 3.1403 | 75.9755 | 79.2856 | 74.1303
7 | 11 | 21 | 591.5827 | 604.2189 | 620.6232 | 634.6158 | 0 | 0 | 0 | 0 | 302.6507 | 306.6983 | 294.7542 | 309.5484 | 0 | 0 | 0 | 0 | 218.0275 | 108.5452 | 111.3399 | 115.6486 | 0 | 0 | 0 | 0 | 0 | 0 | 15.4309 | 9.4 | 0 | 0 | 0 | 0 | 70.9045 | 188.9754 | 199.0982 | 200.0187 | 0.38736 | 0.40087 | 0.39574 | 0.38805 | 27.4657 | 75.7546 | 78.7904 | 77.6178
7 | 11 | 22 | 541.4367 | 553.8699 | 569.8157 | 583.4177 | 0 | 0 | 0 | 0 | 305.1533 | 301.893 | 305.0188 | 321.5143 | 0 | 0 | 0 | 0 | 174.5979 | 98.552 | 97.9543 | 98.8852 | 0 | 0 | 0 | 0 | 0 | 2.6378 | 7.8591 | 8.1716 | 0 | 0 | 0 | 0 | 61.6854 | 150.787 | 158.9835 | 154.8465 | 0.38147 | 0.39646 | 0.3914 | 0.38267 | 23.531 | 59.7814 | 62.2254 | 59.2553
7 | 11 | 23 | 486.9546 | 498.4543 | 513.1146 | 525.5926 | 0 | 0 | 0 | 0 | 293.2043 | 320.7529 | 330.2121 | 344.3542 | 0 | 0 | 0 | 0 | 168.6289 | 82.7324 | 85.6224 | 89.847 | 0 | 0 | 0 | 0 | 0 | 6.1492 | 1.0744 | 11.0076 | 0 | 0 | 0 | 0 | 25.1213 | 88.8199 | 96.2057 | 80.3837 | 0.37334 | 0.38975 | 0.38502 | 0.37572 | 9.3787 | 34.6175 | 37.0409 | 30.2017
7 | 11 | 24 | 447.2808 | 456.3566 | 468.1211 | 478.0017 | 0 | 0 | 0 | 0 | 266.5334 | 349.8501 | 354.6559 | 344.6485 | 0 | 0 | 0 | 0 | 151.318 | 71.783 | 73.3752 | 76.2673 | 0 | 0 | 0 | 0 | 0 | 2.2038 | 7.404 | 9.4 | 0 | 0 | 0 | 0 | 29.4294 | 32.5196 | 32.686 | 47.6859 | 0.36396 | 0.38033 | 0.38357 | 0.36382 | 10.7111 | 12.3682 | 12.5373 | 17.3492
7 | 12 | 1 | 421.5538 | 428.0335 | 436.7322 | 443.8071 | 0 | 0 | 0 | 0 | 185.0305 | 369.0186 | 360.1288 | 316.6368 | 0 | 0 | 0 | 0 | 163.3433 | 78.3896 | 74.9408 | 72.9485 | 0 | 0 | 0 | 0 | 0 | 6.1492 | 7.4859 | 1.8094 | 0 | 0 | 0 | 0 | 73.18 | -25.5238 | -5.8232 | 52.4124 | 0.3644 | 0.37066 | 0.38218 | 0.36382 | 26.667 | -9.4606 | -2.2255 | 19.0688
7 | 12 | 2 | 406.8421 | 411.2362 | 417.5903 | 422.6233 | 0 | 0 | 0 | 0 | 178.9964 | 371.6912 | 358.0101 | 302.4388 | 0 | 0 | 0 | 0 | 153.0881 | 80.0451 | 75.0406 | 71.4987 | 0 | 0 | 0 | 0 | 0 | 11.9872 | 12.9841 | 0 | 0 | 0 | 0 | 0 | 74.7577 | -52.4873 | -28.4445 | 48.6859 | 0.3644 | 0.36878 | 0.38135 | 0.36382 | 27.2419 | -19.3562 | -10.8474 | 17.713
7 | 12 | 3 | 396.4048 | 398.6968 | 402.7046 | 405.6883 | 0 | 0 | 0 | 0 | 172.5599 | 362.2388 | 346.8226 | 248.4188 | 0 | 0 | 0 | 0 | 141.8529 | 77.5664 | 72.9158 | 69.6673 | 0 | 0 | 0 | 0 | 0 | 20.3254 | 14.3472 | 0 | 0 | 0 | 0 | 0 | 81.992 | -61.4337 | -31.381 | 87.6022 | 0.36651 | 0.3648 | 0.37847 | 0.36382 | 30.0506 | -22.4112 | -11.8767 | 31.8716
7 | 12 | 4 | 403.1791 | 403.9295 | 406.2578 | 407.7396 | 0 | 0 | 0 | 0 | 197.7177 | 298.0987 | 281.9399 | 270.5496 | 0 | 0 | 0 | 0 | 121.311 | 73.4868 | 70.225 | 68.2437 | 0 | 0 | 0 | 0 | 0 | 30.7458 | 14.3568 | 0 | 0 | 0 | 0 | 0 | 84.1504 | 1.5981 | 39.736 | 68.9463 | 0.36512 | 0.37056 | 0.38415 | 0.36382 | 30.7253 | 0.5922 | 15.2645 | 25.0842
7 | 12 | 5 | 422.4548 | 422.0298 | 423.1379 | 423.5172 | 0 | 0 | 0 | 0 | 285.0998 | 254.6086 | 241.7512 | 238.0998 | 0 | 0 | 0 | 0 | 87.1092 | 66.1972 | 64.0527 | 63.0964 | 0 | 0 | 0 | 0 | 0 | 7.1974 | -5.5041 | 14.4526 | 0 | 0 | 0 | 0 | 50.2458 | 94.0267 | 122.8382 | 107.8684 | 0.36404 | 0.37803 | 0.38589 | 0.36382 | 18.2917 | 35.5449 | 47.4018 | 39.2449
7 | 12 | 6 | 451.2684 | 449.8754 | 450.088 | 449.7109 | 0 | 0 | 0 | 0 | 312.4195 | 251.4138 | 240.2921 | 230.713 | 0 | 0 | 0 | 0 | 113.0122 | 123.1325 | 119.6267 | 117.0718 | 0 | 0 | 0 | 0 | 0 | 20.6276 | 14.1014 | -6.2593 | 0 | 0 | 0 | 0 | 25.8368 | 54.7015 | 76.0679 | 108.1854 | 0.36811 | 0.37383 | 0.38312 | 0.36387 | 9.5107 | 20.4491 | 29.1429 | 39.3653
7 | 12 | 7 | 492.7159 | 490.9188 | 491.0585 | 490.8205 | 0 | 0 | 0 | 0 | 306.5153 | 242.4035 | 231.4566 | 183.1396 | 0 | 0 | 0 | 0 | 159.9993 | 221.3276 | 217.88 | 214.8919 | 0 | 0 | 0 | 0 | 0 | -7.68 | -4.3169 | 0 | 0 | 0 | 0 | 0 | 26.2014 | 34.8677 | 46.0388 | 92.7889 | 0.37184 | 0.3586 | 0.37474 | 0.37002 | 9.7427 | 12.5034 | 17.2524 | 34.3334
7 | 12 | 8 | 530.831 | 529.5902 | 530.9002 | 532.1428 | 0 | 0 | 0 | 0 | 247.1989 | 192.7347 | 182.529 | 176.0078 | 0 | 0 | 0 | 0 | 205.7136 | 308.6277 | 320.3241 | 330.7425 | 0 | 0 | 0 | 0 | 0 | -6.4261 | -3.7355 | 0 | 0 | 0 | 0 | 0 | 77.9186 | 34.654 | 31.7826 | 25.3926 | 0.37003 | 0.38103 | 0.36475 | 0.38586 | 28.8319 | 13.2041 | 11.5927 | 9.7981
7 | 12 | 9 | 557.5131 | 557.3301 | 560.3005 | 563.4491 | 0 | 0 | 0 | 0 | 296.8148 | 139.2087 | 133.6724 | 160.185 | 0 | 0 | 0 | 0 | 242.9603 | 379.0824 | 407.6222 | 433.0606 | 0 | 0 | 0 | 0 | 0 | -30.3063 | -21.3848 | -0.282 | 0 | 0 | 0 | 0 | 17.7381 | 69.3453 | 40.3907 | -29.5145 | 0.36691 | 0.38398 | 0.38398 | 0 | 6.5083 | 26.6269 | 15.509 | 0
7 | 12 | 10 | 591.1533 | 591.6559 | 595.4737 | 599.2851 | 0 | 0 | 0 | 0 | 273.3799 | 112.9661 | 112.9222 | 143.5195 | 0 | 0 | 0 | 0 | 271.991 | 416.1265 | 457.4096 | 494.2701 | 0 | 0 | 0 | 0 | 0 | -28.8388 | -28.2 | -20.7669 | 0 | 0 | 0 | 0 | 45.7824 | 91.4021 | 53.3419 | -17.7376 | 0.36691 | 0.38398 | 0.38398 | 0 | 16.7982 | 35.0961 | 20.482 | 0
7 | 12 | 11 | 611.2025 | 612.0824 | 616.1215 | 619.7765 | 0 | 0 | 0 | 0 | 274.8459 | 114.4891 | 115.8096 | 134.8842 | 0 | 0 | 0 | 0 | 290.7752 | 439.4821 | 488.3464 | 532.0236 | 0 | 0 | 0 | 0 | 0 | -28.2 | -28.2 | -28.2 | 0 | 0 | 0 | 0 | 45.5814 | 86.3113 | 40.1655 | -18.9313 | 0.36691 | 0.38398 | 0.38398 | 0 | 16.7245 | 33.1414 | 15.4226 | 0
7 | 12 | 12 | 621.5652 | 622.7394 | 626.9407 | 630.4827 | 0 | 0 | 0 | 0 | 266.5748 | 118.4806 | 119.6858 | 122.433 | 0 | 0 | 0 | 0 | 306.7604 | 453.2008 | 504.8164 | 550.9468 | 0 | 0 | 0 | 0 | 0 | -28.2 | -28.2 | -28.2 | 0 | 0 | 0 | 0 | 48.23 | 79.2579 | 30.6385 | -14.697 | 0.36691 | 0.38398 | 0.38398 | 0 | 17.6963 | 30.4331 | 11.7644 | 0
7 | 12 | 13 | 640.7491 | 643.1152 | 648.6305 | 653.2213 | 0 | 0 | 0 | 0 | 247.2769 | 122.8251 | 127.8276 | 122.8232 | 0 | 0 | 0 | 0 | 310.5637 | 463.1787 | 514.5228 | 560.4444 | 0 | 0 | 0 | 0 | 0 | -20.2895 | -15.6508 | -28.2 | 0 | 0 | 0 | 0 | 82.9086 | 77.4009 | 21.9309 | -1.8463 | 0.36382 | 0.38398 | 0.38398 | 0 | 30.1639 | 29.72 | 8.4209 | 0
7 | 12 | 14 | 651.9217 | 655.0976 | 661.5762 | 667.0379 | 0 | 0 | 0 | 0 | 298.2779 | 124.2103 | 124.3833 | 128.2246 | 0 | 0 | 0 | 0 | 326.3384 | 473.0321 | 520.6465 | 563.1845 | 0 | 0 | 0 | 0 | 0 | -15.089 | -16.5334 | -18.4467 | 0 | 0 | 0 | 0 | 27.3055 | 72.9442 | 33.0799 | -5.9244 | 0.36561 | 0.38398 | 0.38398 | 0 | 9.9831 | 28.0088 | 12.7018 | 0
7 | 12 | 15 | 661.6909 | 665.7408 | 673.194 | 679.4741 | 0 | 0 | 0 | 0 | 262.4926 | 145.4477 | 136.0044 | 160.9047 | 0 | 0 | 0 | 0 | 327.052 | 433.4784 | 478.3475 | 518.6397 | 0 | 0 | 0 | 0 | 0 | -1.4101 | 0 | 0.091872 | 0 | 0 | 0 | 0 | 72.1463 | 88.2248 | 58.8421 | -0.16224 | 0.36533 | 0.38398 | 0.38025 | 0 | 26.3569 | 33.8761 | 22.3747 | 0
7 | 12 | 16 | 666.8057 | 673.1444 | 683.1522 | 691.7001 | 0 | 0 | 0 | 0 | 247.6417 | 164.9394 | 188.9032 | 208.4781 | 0 | 0 | 0 | 0 | 329.0774 | 401.3138 | 439.5575 | 474.1578 | 0 | 0 | 0 | 0 | 0 | -1.4101 | -2.82 | 0.41466 | 0 | 0 | 0 | 0 | 90.0866 | 108.3013 | 57.5115 | 8.6495 | 0.37414 | 0.38398 | 0.38398 | 0.38586 | 33.7047 | 41.585 | 22.083 | 3.3375
7 | 12 | 17 | 659.3939 | 668.1687 | 680.8074 | 691.6616 | 0 | 0 | 0 | 0 | 267.3583 | 224.4782 | 211.22 | 215.6083 | 0 | 0 | 0 | 0 | 303.3601 | 331.5269 | 356.5622 | 379.6098 | 0 | 0 | 0 | 0 | 0 | -3.2508 | -2.0439 | -1.41 | 0 | 0 | 0 | 0 | 88.6755 | 115.4145 | 115.0691 | 97.8534 | 0.38366 | 0.35923 | 0.36981 | 0.37601 | 34.0209 | 41.4599 | 42.5534 | 36.7943
7 | 12 | 18 | 639.2071 | 650.2093 | 665.2237 | 678.2011 | 0 | 0 | 0 | 0 | 288.2405 | 227.207 | 211.12 | 224.2952 | 0 | 0 | 0 | 0 | 264.4948 | 252.0135 | 261.1973 | 270.3639 | 0 | 0 | 0 | 0 | 0 | -2.8177 | -0.52782 | 0 | 0 | 0 | 0 | 0 | 86.4717 | 173.8065 | 193.4342 | 183.542 | 0.38585 | 0.38166 | 0.38652 | 0.37341 | 33.3654 | 66.3347 | 74.7672 | 68.5364
7 | 12 | 19 | 613.154 | 625.3541 | 641.5609 | 655.5907 | 0 | 0 | 0 | 0 | 314.4523 | 259.5372 | 247.5442 | 244.1004 | 0 | 0 | 0 | 0 | 251.9719 | 170.3907 | 166.9765 | 165.0826 | 0 | 0 | 0 | 0 | 0 | -8.0186 | -1.9396 | 12.9553 | 0 | 0 | 0 | 0 | 46.7298 | 203.4449 | 228.9798 | 233.4524 | 0.38793 | 0.39411 | 0.38919 | 0.38458 | 18.1281 | 80.1794 | 89.1164 | 89.7807
7 | 12 | 20 | 612.4648 | 625.1592 | 641.8179 | 656.14 | 0 | 0 | 0 | 0 | 300.8815 | 271.1801 | 279.6512 | 291.6738 | 0 | 0 | 0 | 0 | 246.3195 | 119.6842 | 114.0029 | 110.305 | 0 | 0 | 0 | 0 | 0 | 23.941 | 14.9183 | 17.1999 | 0 | 0 | 0 | 0 | 65.2637 | 210.3539 | 233.2455 | 236.9613 | 0.38829 | 0.40541 | 0.3998 | 0.38892 | 25.3414 | 85.2786 | 93.252 | 92.1582
7 | 12 | 21 | 603.0658 | 616.0744 | 632.936 | 647.3225 | 0 | 0 | 0 | 0 | 302.6507 | 306.6983 | 294.7542 | 309.5484 | 0 | 0 | 0 | 0 | 234.8888 | 115.7857 | 113.5936 | 113.1914 | 0 | 0 | 0 | 0 | 0 | 0 | 15.4309 | 9.4 | 0 | 0 | 0 | 0 | 65.5264 | 193.5903 | 209.1572 | 215.1827 | 0.38736 | 0.40087 | 0.39574 | 0.38805 | 25.3825 | 77.6046 | 82.7712 | 83.5022
7 | 12 | 22 | 551.6104 | 564.3736 | 580.7245 | 594.6756 | 0 | 0 | 0 | 0 | 305.1533 | 301.893 | 305.0188 | 321.5143 | 0 | 0 | 0 | 0 | 219.7254 | 92.9549 | 90.9562 | 90.6434 | 0 | 0 | 0 | 0 | 0 | 2.6378 | 7.8591 | 8.1716 | 0 | 0 | 0 | 0 | 26.7318 | 166.8879 | 176.8904 | 174.3462 | 0.38147 | 0.39646 | 0.3914 | 0.38267 | 10.1973 | 66.1648 | 69.2341 | 66.7173
7 | 12 | 23 | 494.6866 | 506.4371 | 521.4053 | 534.1486 | 0 | 0 | 0 | 0 | 293.2043 | 320.7529 | 330.2121 | 344.3542 | 0 | 0 | 0 | 0 | 204.3196 | 89.0355 | 85.2853 | 83.2094 | 0 | 0 | 0 | 0 | 0 | 6.1492 | 1.0744 | 11.0076 | 0 | 0 | 0 | 0 | -2.8373 | 90.4996 | 104.8334 | 95.5774 | 0.37334 | 0.38975 | 0.38502 | 0.37572 | -1.0593 | 35.2721 | 40.3627 | 35.9103
7 | 12 | 24 | 459.3832 | 468.8514 | 481.0978 | 491.3937 | 0 | 0 | 0 | 0 | 266.5334 | 349.8501 | 354.6559 | 344.6485 | 0 | 0 | 0 | 0 | 196.5794 | 83.3203 | 80.6915 | 79.659 | 0 | 0 | 0 | 0 | 0 | 2.2038 | 7.404 | 9.4 | 0 | 0 | 0 | 0 | -3.7296 | 33.4772 | 38.3464 | 57.6862 | 0.36396 | 0.38033 | 0.38357 | 0.36382 | -1.3574 | 12.7324 | 14.7085 | 20.9875
7 | 13 | 1 | 428.6489 | 435.3587 | 444.34 | 451.6583 | 0 | 0 | 0 | 0 | 185.0305 | 369.0186 | 360.1288 | 316.6368 | 0 | 0 | 0 | 0 | 185.157 | 91.192 | 87.959 | 86.3457 | 0 | 0 | 0 | 0 | 0 | 6.1492 | 7.4859 | 1.8094 | 0 | 0 | 0 | 0 | 58.4614 | -31.001 | -11.2337 | 46.8663 | 0.3644 | 0.37066 | 0.38218 | 0.36382 | 21.3035 | -11.4908 | -4.2933 | 17.051
7 | 13 | 2 | 412.8579 | 417.4471 | 424.0407 | 429.2802 | 0 | 0 | 0 | 0 | 178.9964 | 371.6912 | 358.0101 | 302.4388 | 0 | 0 | 0 | 0 | 167.2584 | 79.3037 | 76.5161 | 75.2488 | 0 | 0 | 0 | 0 | 0 | 11.9872 | 12.9841 | 0 | 0 | 0 | 0 | 0 | 66.6032 | -45.535 | -23.4696 | 51.5926 | 0.3644 | 0.36878 | 0.38135 | 0.36382 | 24.2704 | -16.7923 | -8.9502 | 18.7705
7 | 13 | 3 | 402.7567 | 405.2548 | 409.5155 | 412.7172 | 0 | 0 | 0 | 0 | 172.5599 | 362.2388 | 346.8226 | 248.4188 | 0 | 0 | 0 | 0 | 135.3223 | 63.6635 | 60.9824 | 59.6608 | 0 | 0 | 0 | 0 | 0 | 20.3254 | 14.3472 | 0 | 0 | 0 | 0 | 0 | 94.8745 | -40.9728 | -12.6367 | 104.6375 | 0.36651 | 0.3648 | 0.37847 | 0.36382 | 34.7721 | -14.947 | -4.7826 | 38.0694
7 | 13 | 4 | 407.1779 | 408.0579 | 410.5454 | 412.1644 | 0 | 0 | 0 | 0 | 197.7177 | 298.0987 | 281.9399 | 270.5496 | 0 | 0 | 0 | 0 | 116.0656 | 52.7171 | 49.747 | 48.0341 | 0 | 0 | 0 | 0 | 0 | 30.7458 | 14.3568 | 0 | 0 | 0 | 0 | 0 | 93.3946 | 26.4963 | 64.5017 | 93.5807 | 0.36512 | 0.37056 | 0.38415 | 0.36382 | 34.1005 | 9.8185 | 24.7782 | 34.0467
7 | 13 | 5 | 426.0466 | 425.7381 | 426.9892 | 427.4917 | 0 | 0 | 0 | 0 | 285.0998 | 254.6086 | 241.7512 | 238.0998 | 0 | 0 | 0 | 0 | 103.4122 | 51.4987 | 47.2954 | 44.3326 | 0 | 0 | 0 | 0 | 0 | 7.1974 | -5.5041 | 14.4526 | 0 | 0 | 0 | 0 | 37.5346 | 112.4334 | 143.4468 | 130.6067 | 0.36404 | 0.37803 | 0.38589 | 0.36382 | 13.6642 | 42.5032 | 55.3544 | 47.5175
7 | 13 | 6 | 451.9054 | 450.5331 | 450.771 | 450.4157 | 0 | 0 | 0 | 0 | 312.4195 | 251.4138 | 240.2921 | 230.713 | 0 | 0 | 0 | 0 | 133.0302 | 126.4313 | 118.9096 | 112.459 | 0 | 0 | 0 | 0 | 0 | 20.6276 | 14.1014 | -6.2593 | 0 | 0 | 0 | 0 | 6.4557 | 52.0603 | 77.4679 | 113.5029 | 0.36811 | 0.37383 | 0.38312 | 0.36387 | 2.3764 | 19.4618 | 29.6792 | 41.3001
7 | 13 | 7 | 497.5993 | 495.9606 | 496.2947 | 496.2243 | 0 | 0 | 0 | 0 | 306.5153 | 242.4035 | 231.4566 | 183.1396 | 0 | 0 | 0 | 0 | 243.9734 | 260.431 | 244.7615 | 230.1001 | 0 | 0 | 0 | 0 | 0 | -7.68 | -4.3169 | 0 | 0 | 0 | 0 | 0 | -52.8894 | 0.80602 | 24.3936 | 82.9846 | 0.37184 | 0.3586 | 0.37474 | 0.37002 | -19.6663 | 0.28903 | 9.1412 | 30.7056
7 | 13 | 8 | 535.8383 | 534.7599 | 536.2692 | 537.6837 | 0 | 0 | 0 | 0 | 247.1989 | 192.7347 | 182.529 | 176.0078 | 0 | 0 | 0 | 0 | 255.1666 | 324.9037 | 329.9029 | 333.907 | 0 | 0 | 0 | 0 | 0 | -6.4261 | -3.7355 | 0 | 0 | 0 | 0 | 0 | 33.4728 | 23.5476 | 27.5729 | 27.7689 | 0.37003 | 0.38103 | 0.36475 | 0.38586 | 12.3858 | 8.9723 | 10.0572 | 10.715
7 | 13 | 9 | 573.6497 | 573.9899 | 577.6028 | 581.3051 | 0 | 0 | 0 | 0 | 296.8148 | 139.2087 | 133.6724 | 160.185 | 0 | 0 | 0 | 0 | 262.5232 | 371.9989 | 397.9277 | 420.8793 | 0 | 0 | 0 | 0 | 0 | -30.3063 | -21.3848 | -0.282 | 0 | 0 | 0 | 0 | 14.3116 | 93.0885 | 67.3875 | 0.52284 | 0.36691 | 0.38398 | 0.38398 | 0 | 5.2511 | 35.7437 | 25.8751 | 0
7 | 13 | 10 | 607.0598 | 608.0782 | 612.5294 | 616.8865 | 0 | 0 | 0 | 0 | 273.3799 | 112.9661 | 112.9222 | 143.5195 | 0 | 0 | 0 | 0 | 281.1813 | 413.3777 | 453.2974 | 488.858 | 0 | 0 | 0 | 0 | 0 | -28.8388 | -28.2 | -20.7669 | 0 | 0 | 0 | 0 | 52.4986 | 110.5732 | 74.5098 | 5.276 | 0.36691 | 0.38398 | 0.38398 | 0 | 19.2625 | 42.4574 | 28.6099 | 0
7 | 13 | 11 | 631.3024 | 632.8341 | 637.6735 | 642.0181 | 0 | 0 | 0 | 0 | 274.8459 | 114.4891 | 115.8096 | 134.8842 | 0 | 0 | 0 | 0 | 296.8231 | 436.5402 | 482.3583 | 523.1611 | 0 | 0 | 0 | 0 | 0 | -28.2 | -28.2 | -28.2 | 0 | 0 | 0 | 0 | 59.6334 | 110.0048 | 67.7056 | 12.1729 | 0.36691 | 0.38398 | 0.38398 | 0 | 21.8803 | 42.2391 | 25.9973 | 0
7 | 13 | 12 | 647.964 | 649.9942 | 655.2468 | 659.6945 | 0 | 0 | 0 | 0 | 266.5748 | 118.4806 | 119.6858 | 122.433 | 0 | 0 | 0 | 0 | 312.637 | 451.6142 | 501.9538 | 546.8029 | 0 | 0 | 0 | 0 | 0 | -28.2 | -28.2 | -28.2 | 0 | 0 | 0 | 0 | 68.7522 | 108.0993 | 61.8072 | 18.6586 | 0.36691 | 0.38398 | 0.38398 | 0 | 25.2261 | 41.5075 | 23.7324 | 0
7 | 13 | 13 | 669.7311 | 673.0371 | 679.7064 | 685.2916 | 0 | 0 | 0 | 0 | 247.2769 | 122.8251 | 127.8276 | 122.8232 | 0 | 0 | 0 | 0 | 321.0834 | 452.4464 | 500.216 | 542.6972 | 0 | 0 | 0 | 0 | 0 | -20.2895 | -15.6508 | -28.2 | 0 | 0 | 0 | 0 | 101.3709 | 118.055 | 67.3137 | 47.9712 | 0.36382 | 0.38398 | 0.38398 | 0 | 36.8809 | 45.3302 | 25.8468 | 0
7 | 13 | 14 | 685.9995 | 690.2805 | 698.116 | 704.747 | 0 | 0 | 0 | 0 | 298.2779 | 124.2103 | 124.3833 | 128.2246 | 0 | 0 | 0 | 0 | 312.6666 | 440.6368 | 484.5953 | 523.6954 | 0 | 0 | 0 | 0 | 0 | -15.089 | -16.5334 | -18.4467 | 0 | 0 | 0 | 0 | 75.055 | 140.5224 | 105.6708 | 71.2737 | 0.36561 | 0.38398 | 0.38398 | 0 | 27.4407 | 53.9571 | 40.575 | 0
7 | 13 | 15 | 698.4581 | 703.7002 | 712.6176 | 720.1592 | 0 | 0 | 0 | 0 | 262.4926 | 145.4477 | 136.0044 | 160.9047 | 0 | 0 | 0 | 0 | 313.2766 | 433.7007 | 471.3114 | 504.6707 | 0 | 0 | 0 | 0 | 0 | -1.4101 | 0 | 0.091872 | 0 | 0 | 0 | 0 | 122.6889 | 125.9619 | 105.3017 | 54.4919 | 0.36533 | 0.38398 | 0.38025 | 0 | 44.8214 | 48.3662 | 40.0409 | 0
7 | 13 | 16 | 706.6515 | 714.2824 | 725.8769 | 735.7919 | 0 | 0 | 0 | 0 | 247.6417 | 164.9394 | 188.9032 | 208.4781 | 0 | 0 | 0 | 0 | 314.1089 | 414.7235 | 445.7521 | 473.4515 | 0 | 0 | 0 | 0 | 0 | -1.4101 | -2.82 | 0.41466 | 0 | 0 | 0 | 0 | 144.901 | 136.0295 | 94.0415 | 53.4476 | 0.37414 | 0.38398 | 0.38398 | 0.38586 | 54.2128 | 52.232 | 36.1096 | 20.6234
7 | 13 | 17 | 697.6827 | 707.6991 | 721.8625 | 734.0304 | 0 | 0 | 0 | 0 | 267.3583 | 224.4782 | 211.22 | 215.6083 | 0 | 0 | 0 | 0 | 297.6932 | 379.6753 | 401.0358 | 420.3756 | 0 | 0 | 0 | 0 | 0 | -3.2508 | -2.0439 | -1.41 | 0 | 0 | 0 | 0 | 132.6312 | 106.7965 | 111.6505 | 99.4565 | 0.38366 | 0.35923 | 0.36981 | 0.37601 | 50.8847 | 38.364 | 41.2892 | 37.3971
7 | 13 | 18 | 676.6112 | 688.8264 | 705.3302 | 719.591 | 0 | 0 | 0 | 0 | 288.2405 | 227.207 | 211.12 | 224.2952 | 0 | 0 | 0 | 0 | 271.1263 | 284.848 | 288.8315 | 292.7396 | 0 | 0 | 0 | 0 | 0 | -2.8177 | -0.52782 | 0 | 0 | 0 | 0 | 0 | 117.2444 | 179.5891 | 205.9065 | 202.5561 | 0.38585 | 0.38166 | 0.38652 | 0.37341 | 45.2392 | 68.5417 | 79.588 | 75.6365
7 | 13 | 19 | 647.7449 | 661.0667 | 678.6509 | 693.8676 | 0 | 0 | 0 | 0 | 314.4523 | 259.5372 | 247.5442 | 244.1004 | 0 | 0 | 0 | 0 | 262.209 | 213.9963 | 210.9952 | 209.2437 | 0 | 0 | 0 | 0 | 0 | -8.0186 | -1.9396 | 12.9553 | 0 | 0 | 0 | 0 | 71.0835 | 195.5519 | 222.051 | 227.5682 | 0.38793 | 0.39411 | 0.38919 | 0.38458 | 27.5758 | 77.0687 | 86.4198 | 87.5178
7 | 13 | 20 | 643.0215 | 656.7068 | 674.5824 | 689.9528 | 0 | 0 | 0 | 0 | 300.8815 | 271.1801 | 279.6512 | 291.6738 | 0 | 0 | 0 | 0 | 269.6872 | 122.5393 | 123.2691 | 125.4726 | 0 | 0 | 0 | 0 | 0 | 23.941 | 14.9183 | 17.1999 | 0 | 0 | 0 | 0 | 72.4528 | 239.0465 | 256.7437 | 255.6066 | 0.38829 | 0.40541 | 0.3998 | 0.38892 | 28.1329 | 96.9107 | 102.6466 | 99.4096
7 | 13 | 21 | 627.9075 | 641.7217 | 659.5725 | 674.8114 | 0 | 0 | 0 | 0 | 302.6507 | 306.6983 | 294.7542 | 309.5484 | 0 | 0 | 0 | 0 | 266.4229 | 92.2261 | 97.3482 | 103.7689 | 0 | 0 | 0 | 0 | 0 | 0 | 15.4309 | 9.4 | 0 | 0 | 0 | 0 | 58.8339 | 242.7972 | 252.0391 | 252.0941 | 0.38736 | 0.40087 | 0.39574 | 0.38805 | 22.7901 | 97.3301 | 99.7411 | 97.8257
7 | 13 | 22 | 581.9195 | 595.6655 | 613.2233 | 628.2143 | 0 | 0 | 0 | 0 | 305.1533 | 301.893 | 305.0188 | 321.5143 | 0 | 0 | 0 | 0 | 220.3912 | 90.0262 | 91.3425 | 93.9935 | 0 | 0 | 0 | 0 | 0 | 2.6378 | 7.8591 | 8.1716 | 0 | 0 | 0 | 0 | 56.375 | 201.1084 | 209.0029 | 204.5349 | 0.38147 | 0.39646 | 0.3914 | 0.38267 | 21.5052 | 79.732 | 81.8028 | 78.2697
7 | 13 | 23 | 530.4807 | 543.3918 | 559.7854 | 573.7568 | 0 | 0 | 0 | 0 | 293.2043 | 320.7529 | 330.2121 | 344.3542 | 0 | 0 | 0 | 0 | 189.5797 | 80.5766 | 78.8177 | 78.477 | 0 | 0 | 0 | 0 | 0 | 6.1492 | 1.0744 | 11.0076 | 0 | 0 | 0 | 0 | 47.6966 | 135.9132 | 149.6811 | 139.918 | 0.37334 | 0.38975 | 0.38502 | 0.37572 | 17.8069 | 52.9721 | 57.6298 | 52.5699
7 | 13 | 24 | 486.0297 | 496.3619 | 509.6694 | 520.8796 | 0 | 0 | 0 | 0 | 266.5334 | 349.8501 | 354.6559 | 344.6485 | 0 | 0 | 0 | 0 | 169.5942 | 70.3388 | 67.4887 | 66.1031 | 0 | 0 | 0 | 0 | 0 | 2.2038 | 7.404 | 9.4 | 0 | 0 | 0 | 0 | 49.9021 | 73.9693 | 80.1209 | 100.728 | 0.36396 | 0.38033 | 0.38357 | 0.36382 | 18.1623 | 28.1327 | 30.7318 | 36.647
7 | 14 | 1 | 448.9611 | 456.3296 | 466.1197 | 474.1349 | 0 | 0 | 0 | 0 | 185.0305 | 369.0186 | 360.1288 | 316.6368 | 0 | 0 | 0 | 0 | 156.7584 | 65.8859 | 62.3137 | 60.2142 | 0 | 0 | 0 | 0 | 0 | 6.1492 | 7.4859 | 1.8094 | 0 | 0 | 0 | 0 | 107.1722 | 15.2759 | 36.1913 | 95.4745 | 0.3644 | 0.37066 | 0.38218 | 0.36382 | 39.0538 | 5.6622 | 13.8314 | 34.7357
7 | 14 | 2 | 427.1543 | 432.2071 | 439.37 | 445.1 | 0 | 0 | 0 | 0 | 178.9964 | 371.6912 | 358.0101 | 302.4388 | 0 | 0 | 0 | 0 | 137.212 | 63.0297 | 58.5675 | 55.6089 | 0 | 0 | 0 | 0 | 0 | 11.9872 | 12.9841 | 0 | 0 | 0 | 0 | 0 | 110.9459 | -14.501 | 9.8083 | 87.0523 | 0.3644 | 0.36878 | 0.38135 | 0.36382 | 40.429 | -5.3477 | 3.7404 | 31.6715
7 | 14 | 3 | 415.5845 | 418.4985 | 423.2701 | 426.9119 | 0 | 0 | 0 | 0 | 172.5599 | 362.2388 | 346.8226 | 248.4188 | 0 | 0 | 0 | 0 | 106.5706 | 49.1763 | 44.6925 | 41.6056 | 0 | 0 | 0 | 0 | 0 | 20.3254 | 14.3472 | 0 | 0 | 0 | 0 | 0 | 136.454 | -13.2419 | 17.4078 | 136.8874 | 0.36651 | 0.3648 | 0.37847 | 0.36382 | 50.0113 | -4.8307 | 6.5883 | 49.8026
7 | 14 | 4 | 410.9997 | 412.0036 | 414.6433 | 416.3935 | 0 | 0 | 0 | 0 | 197.7177 | 298.0987 | 281.9399 | 270.5496 | 0 | 0 | 0 | 0 | 84.6571 | 43.9362 | 38.8493 | 35.073 | 0 | 0 | 0 | 0 | 0 | 30.7458 | 14.3568 | 0 | 0 | 0 | 0 | 0 | 128.6248 | 39.2229 | 79.4973 | 110.7708 | 0.36512 | 0.37056 | 0.38415 | 0.36382 | 46.9639 | 14.5345 | 30.5387 | 40.3008
7 | 14 | 5 | 414.245 | 413.5538 | 414.335 | 414.4325 | 0 | 0 | 0 | 0 | 285.0998 | 254.6086 | 241.7512 | 238.0998 | 0 | 0 | 0 | 0 | 71.9741 | 42.7792 | 36.8285 | 32.1553 | 0 | 0 | 0 | 0 | 0 | 7.1974 | -5.5041 | 14.4526 | 0 | 0 | 0 | 0 | 57.1711 | 108.9686 | 141.2594 | 129.7248 | 0.36404 | 0.37803 | 0.38589 | 0.36382 | 20.8128 | 41.1934 | 54.5103 | 47.1967
7 | 14 | 6 | 417.3499 | 414.857 | 413.719 | 412.178 | 0 | 0 | 0 | 0 | 312.4195 | 251.4138 | 240.2921 | 230.713 | 0 | 0 | 0 | 0 | 94.8178 | 103.5991 | 95.7832 | 89.056 | 0 | 0 | 0 | 0 | 0 | 20.6276 | 14.1014 | -6.2593 | 0 | 0 | 0 | 0 | 10.1127 | 39.2164 | 63.5423 | 98.6683 | 0.36811 | 0.37383 | 0.38312 | 0.36387 | 3.7225 | 14.6603 | 24.3441 | 35.9023
7 | 14 | 7 | 443.5987 | 440.2087 | 438.3926 | 436.4693 | 0 | 0 | 0 | 0 | 306.5153 | 242.4035 | 231.4566 | 183.1396 | 0 | 0 | 0 | 0 | 137.7007 | 186.4407 | 179.7012 | 173.5842 | 0 | 0 | 0 | 0 | 0 | -7.68 | -4.3169 | 0 | 0 | 0 | 0 | 0 | -0.61729 | 19.0445 | 31.5518 | 79.7454 | 0.37184 | 0.3586 | 0.37474 | 0.37002 | -0.22953 | 6.8293 | 11.8236 | 29.5071
7 | 14 | 8 | 479.2367 | 476.3228 | 475.5782 | 475.0506 | 0 | 0 | 0 | 0 | 247.1989 | 192.7347 | 182.529 | 176.0078 | 0 | 0 | 0 | 0 | 187.0858 | 268.0752 | 273.4587 | 278.0611 | 0 | 0 | 0 | 0 | 0 | -6.4261 | -3.7355 | 0 | 0 | 0 | 0 | 0 | 44.952 | 21.939 | 23.3261 | 20.9817 | 0.37003 | 0.38103 | 0.36475 | 0.38586 | 16.6335 | 8.3594 | 8.5082 | 8.0961
7 | 14 | 9 | 518.1627 | 516.7036 | 518.1071 | 519.9055 | 0 | 0 | 0 | 0 | 296.8148 | 139.2087 | 133.6724 | 160.185 | 0 | 0 | 0 | 0 | 233.547 | 338.145 | 359.6492 | 378.6481 | 0 | 0 | 0 | 0 | 0 | -30.3063 | -21.3848 | -0.282 | 0 | 0 | 0 | 0 | -12.199 | 69.6561 | 46.1703 | -18.6455 | 0.36691 | 0.38398 | 0.38398 | 0 | -4.476 | 26.7462 | 17.7282 | 0
7 | 14 | 10 | 551.2013 | 550.4084 | 552.6352 | 555.0758 | 0 | 0 | 0 | 0 | 273.3799 | 112.9661 | 112.9222 | 143.5195 | 0 | 0 | 0 | 0 | 263.2766 | 384.2829 | 417.9599 | 447.8652 | 0 | 0 | 0 | 0 | 0 | -28.8388 | -28.2 | -20.7669 | 0 | 0 | 0 | 0 | 14.5448 | 81.9981 | 49.9532 | -15.542 | 0.36691 | 0.38398 | 0.38398 | 0 | 5.3367 | 31.4852 | 19.1808 | 0
7 | 14 | 11 | 579.1949 | 579.0369 | 581.8014 | 584.3581 | 0 | 0 | 0 | 0 | 274.8459 | 114.4891 | 115.8096 | 134.8842 | 0 | 0 | 0 | 0 | 284.4458 | 412.9667 | 454.4851 | 491.4419 | 0 | 0 | 0 | 0 | 0 | -28.2 | -28.2 | -28.2 | 0 | 0 | 0 | 0 | 19.9033 | 79.7811 | 39.7067 | -13.7679 | 0.36691 | 0.38398 | 0.38398 | 0 | 7.3028 | 30.6339 | 15.2464 | 0
7 | 14 | 12 | 601.1292 | 601.6406 | 605.0282 | 607.8691 | 0 | 0 | 0 | 0 | 266.5748 | 118.4806 | 119.6858 | 122.433 | 0 | 0 | 0 | 0 | 303.2745 | 434.5212 | 478.6943 | 517.9969 | 0 | 0 | 0 | 0 | 0 | -28.2 | -28.2 | -28.2 | 0 | 0 | 0 | 0 | 31.2799 | 76.8388 | 34.8481 | -4.3609 | 0.36691 | 0.38398 | 0.38398 | 0 | 11.477 | 29.5042 | 13.3808 | 0
7 | 14 | 13 | 619.0745 | 620.7378 | 625.39 | 629.2371 | 0 | 0 | 0 | 0 | 247.2769 | 122.8251 | 127.8276 | 122.8232 | 0 | 0 | 0 | 0 | 304.9274 | 441.9343 | 483.7319 | 520.8951 | 0 | 0 | 0 | 0 | 0 | -20.2895 | -15.6508 | -28.2 | 0 | 0 | 0 | 0 | 66.8703 | 76.2678 | 29.4813 | 13.7187 | 0.36382 | 0.38398 | 0.38398 | 0 | 24.3289 | 29.285 | 11.3201 | 0
7 | 14 | 14 | 633.0604 | 635.6247 | 641.3522 | 646.1667 | 0 | 0 | 0 | 0 | 298.2779 | 124.2103 | 124.3833 | 128.2246 | 0 | 0 | 0 | 0 | 313.9933 | 436.2298 | 474.9722 | 509.3683 | 0 | 0 | 0 | 0 | 0 | -15.089 | -16.5334 | -18.4467 | 0 | 0 | 0 | 0 | 20.7893 | 90.2736 | 58.5301 | 27.0206 | 0.36561 | 0.38398 | 0.38398 | 0 | 7.6007 | 34.6628 | 22.4741 | 0
7 | 14 | 15 | 642.2634 | 645.6833 | 652.3629 | 657.9764 | 0 | 0 | 0 | 0 | 262.4926 | 145.4477 | 136.0044 | 160.9047 | 0 | 0 | 0 | 0 | 318.8507 | 430.1647 | 459.0946 | 484.5884 | 0 | 0 | 0 | 0 | 0 | -1.4101 | 0 | 0.091872 | 0 | 0 | 0 | 0 | 60.9201 | 71.4809 | 57.2639 | 12.3914 | 0.36533 | 0.38398 | 0.38025 | 0 | 22.2557 | 27.4469 | 21.7746 | 0
7 | 14 | 16 | 649.0591 | 654.8223 | 664.1235 | 672.0624 | 0 | 0 | 0 | 0 | 247.6417 | 164.9394 | 188.9032 | 208.4781 | 0 | 0 | 0 | 0 | 318.9227 | 398.5657 | 418.9933 | 436.9789 | 0 | 0 | 0 | 0 | 0 | -1.4101 | -2.82 | 0.41466 | 0 | 0 | 0 | 0 | 82.4947 | 92.7273 | 59.0469 | 26.1908 | 0.37414 | 0.38398 | 0.38398 | 0.38586 | 30.8643 | 35.605 | 22.6725 | 10.106
7 | 14 | 17 | 642.3904 | 650.6138 | 662.5755 | 672.8462 | 0 | 0 | 0 | 0 | 267.3583 | 224.4782 | 211.22 | 215.6083 | 0 | 0 | 0 | 0 | 315.1971 | 364.6345 | 376.9813 | 387.9417 | 0 | 0 | 0 | 0 | 0 | -3.2508 | -2.0439 | -1.41 | 0 | 0 | 0 | 0 | 59.835 | 64.752 | 76.4181 | 70.7062 | 0.38366 | 0.35923 | 0.36981 | 0.37601 | 22.9561 | 23.2606 | 28.26 | 26.5865
7 | 14 | 18 | 628.8918 | 639.5595 | 654.1631 | 666.7866 | 0 | 0 | 0 | 0 | 288.2405 | 227.207 | 211.12 | 224.2952 | 0 | 0 | 0 | 0 | 294.8425 | 294.5409 | 290.2044 | 286.3088 | 0 | 0 | 0 | 0 | 0 | -2.8177 | -0.52782 | 0 | 0 | 0 | 0 | 0 | 45.8088 | 120.6294 | 153.3665 | 156.1825 | 0.38585 | 0.38166 | 0.38652 | 0.37341 | 17.6755 | 46.0392 | 59.28 | 58.3201
7 | 14 | 19 | 605.5104 | 617.4627 | 633.3651 | 647.1326 | 0 | 0 | 0 | 0 | 314.4523 | 259.5372 | 247.5442 | 244.1004 | 0 | 0 | 0 | 0 | 276.4914 | 194.9614 | 185.659 | 177.9731 | 0 | 0 | 0 | 0 | 0 | -8.0186 | -1.9396 | 12.9553 | 0 | 0 | 0 | 0 | 14.5667 | 170.9827 | 202.1015 | 212.1038 | 0.38793 | 0.39411 | 0.38919 | 0.38458 | 5.6509 | 67.3858 | 78.6557 | 81.5705
7 | 14 | 20 | 602.8926 | 615.2766 | 631.5542 | 645.5478 | 0 | 0 | 0 | 0 | 300.8815 | 271.1801 | 279.6512 | 291.6738 | 0 | 0 | 0 | 0 | 273.5803 | 137.0339 | 127.2486 | 119.5346 | 0 | 0 | 0 | 0 | 0 | 23.941 | 14.9183 | 17.1999 | 0 | 0 | 0 | 0 | 28.4307 | 183.1216 | 209.736 | 217.1396 | 0.38829 | 0.40541 | 0.3998 | 0.38892 | 11.0394 | 74.2384 | 83.8528 | 84.4492
7 | 14 | 21 | 593.2636 | 605.9543 | 622.4256 | 636.4758 | 0 | 0 | 0 | 0 | 302.6507 | 306.6983 | 294.7542 | 309.5484 | 0 | 0 | 0 | 0 | 253.5964 | 111.9933 | 105.5966 | 101.048 | 0 | 0 | 0 | 0 | 0 | 0 | 15.4309 | 9.4 | 0 | 0 | 0 | 0 | 37.0165 | 187.2627 | 206.6439 | 216.4794 | 0.38736 | 0.40087 | 0.39574 | 0.38805 | 14.3388 | 75.068 | 81.7765 | 84.0054
7 | 14 | 22 | 551.0619 | 563.8073 | 580.1364 | 594.0686 | 0 | 0 | 0 | 0 | 305.1533 | 301.893 | 305.0188 | 321.5143 | 0 | 0 | 0 | 0 | 240.3054 | 115.5981 | 109.2134 | 104.5904 | 0 | 0 | 0 | 0 | 0 | 2.6378 | 7.8591 | 8.1716 | 0 | 0 | 0 | 0 | 5.6033 | 143.6784 | 158.0451 | 159.7923 | 0.38147 | 0.39646 | 0.3914 | 0.38267 | 2.1375 | 56.9631 | 61.8581 | 61.1479
7 | 14 | 23 | 507.5144 | 519.6809 | 535.1599 | 548.3433 | 0 | 0 | 0 | 0 | 293.2043 | 320.7529 | 330.2121 | 344.3542 | 0 | 0 | 0 | 0 | 234.513 | 130.5926 | 123.0406 | 117.3273 | 0 | 0 | 0 | 0 | 0 | 6.1492 | 1.0744 | 11.0076 | 0 | 0 | 0 | 0 | -20.2029 | 62.1862 | 80.8328 | 75.6542 | 0.37334 | 0.38975 | 0.38502 | 0.37572 | -7.5425 | 24.237 | 31.122 | 28.4248
7 | 14 | 24 | 464.7797 | 474.4229 | 486.8842 | 497.3653 | 0 | 0 | 0 | 0 | 266.5334 | 349.8501 | 354.6559 | 344.6485 | 0 | 0 | 0 | 0 | 222.7247 | 127.7666 | 120.1873 | 114.4563 | 0 | 0 | 0 | 0 | 0 | 2.2038 | 7.404 | 9.4 | 0 | 0 | 0 | 0 | -24.4784 | -5.3975 | 4.637 | 28.8604 | 0.36396 | 0.38033 | 0.38357 | 0.36382 | -8.9091 | -2.0528 | 1.7786 | 10.5
7 | 15 | 1 | 435.3725 | 442.3003 | 451.5493 | 459.0983 | 0 | 0 | 0 | 0 | 185.0305 | 369.0186 | 360.1288 | 316.6368 | 0 | 0 | 0 | 0 | 222.2003 | 125.697 | 117.8811 | 111.9448 | 0 | 0 | 0 | 0 | 0 | 6.1492 | 7.4859 | 1.8094 | 0 | 0 | 0 | 0 | 28.1417 | -58.5644 | -33.9465 | 28.7073 | 0.3644 | 0.37066 | 0.38218 | 0.36382 | 10.2549 | -21.7074 | -12.9735 | 10.4443
7 | 15 | 2 | 416.2905 | 420.991 | 427.7213 | 433.0785 | 0 | 0 | 0 | 0 | 178.9964 | 371.6912 | 358.0101 | 302.4388 | 0 | 0 | 0 | 0 | 197.3295 | 109.4286 | 102.5572 | 97.3734 | 0 | 0 | 0 | 0 | 0 | 11.9872 | 12.9841 | 0 | 0 | 0 | 0 | 0 | 39.9646 | -72.1161 | -45.8301 | 33.2664 | 0.3644 | 0.36878 | 0.38135 | 0.36382 | 14.5632 | -26.5949 | -17.4775 | 12.103
7 | 15 | 3 | 401.0582 | 403.5011 | 407.6942 | 410.8376 | 0 | 0 | 0 | 0 | 172.5599 | 362.2388 | 346.8226 | 248.4188 | 0 | 0 | 0 | 0 | 173.9748 | 88.368 | 82.4655 | 78.0803 | 0 | 0 | 0 | 0 | 0 | 20.3254 | 14.3472 | 0 | 0 | 0 | 0 | 0 | 54.5235 | -67.431 | -35.9411 | 84.3385 | 0.36651 | 0.3648 | 0.37847 | 0.36382 | 19.9832 | -24.599 | -13.6026 | 30.6842
7 | 15 | 4 | 394.8632 | 395.3438 | 397.341 | 398.5375 | 0 | 0 | 0 | 0 | 197.7177 | 298.0987 | 281.9399 | 270.5496 | 0 | 0 | 0 | 0 | 159.6758 | 81.0037 | 75.6016 | 71.6313 | 0 | 0 | 0 | 0 | 0 | 30.7458 | 14.3568 | 0 | 0 | 0 | 0 | 0 | 37.4696 | -14.5043 | 25.4426 | 56.3566 | 0.36512 | 0.37056 | 0.38415 | 0.36382 | 13.681 | -5.3748 | 9.7737 | 20.5038
7 | 15 | 5 | 394.6583 | 393.3319 | 393.3331 | 392.7586 | 0 | 0 | 0 | 0 | 285.0998 | 254.6086 | 241.7512 | 238.0998 | 0 | 0 | 0 | 0 | 138.2404 | 75.1131 | 69.3548 | 64.9842 | 0 | 0 | 0 | 0 | 0 | 7.1974 | -5.5041 | 14.4526 | 0 | 0 | 0 | 0 | -28.6819 | 56.4128 | 87.7313 | 75.222 | 0.36404 | 0.37803 | 0.38589 | 0.36382 | -10.4415 | 21.3257 | 33.8545 | 27.3674
7 | 15 | 6 | 392.2251 | 388.9174 | 386.7789 | 384.3759 | 0 | 0 | 0 | 0 | 312.4195 | 251.4138 | 240.2921 | 230.713 | 0 | 0 | 0 | 0 | 147.6871 | 129.234 | 122.4035 | 116.7048 | 0 | 0 | 0 | 0 | 0 | 20.6276 | 14.1014 | -6.2593 | 0 | 0 | 0 | 0 | -67.8815 | -12.358 | 9.9819 | 43.2173 | 0.36811 | 0.37383 | 0.38312 | 0.36387 | -24.9876 | -4.6198 | 3.8242 | 15.7254
7 | 15 | 7 | 416.0321 | 411.7483 | 408.8345 | 405.9653 | 0 | 0 | 0 | 0 | 306.5153 | 242.4035 | 231.4566 | 183.1396 | 0 | 0 | 0 | 0 | 159.4778 | 203.3169 | 196.8329 | 191.0157 | 0 | 0 | 0 | 0 | 0 | -7.68 | -4.3169 | 0 | 0 | 0 | 0 | 0 | -49.961 | -26.2921 | -15.1381 | 31.8099 | 0.37184 | 0.3586 | 0.37474 | 0.37002 | -18.5774 | -9.4283 | -5.6728 | 11.7702
7 | 15 | 8 | 448.4499 | 444.5377 | 442.5672 | 440.9832 | 0 | 0 | 0 | 0 | 247.1989 | 192.7347 | 182.529 | 176.0078 | 0 | 0 | 0 | 0 | 198.3487 | 281.0895 | 287.4248 | 292.9504 | 0 | 0 | 0 | 0 | 0 | -6.4261 | -3.7355 | 0 | 0 | 0 | 0 | 0 | 2.9023 | -22.8605 | -23.6511 | -27.975 | 0.37003 | 0.38103 | 0.36475 | 0.38586 | 1.0739 | -8.7105 | -8.6268 | -10.7945
7 | 15 | 9 | 483.3772 | 480.7901 | 480.8084 | 481.4133 | 0 | 0 | 0 | 0 | 296.8148 | 139.2087 | 133.6724 | 160.185 | 0 | 0 | 0 | 0 | 242.3926 | 348.7932 | 368.5557 | 385.9539 | 0 | 0 | 0 | 0 | 0 | -30.3063 | -21.3848 | -0.282 | 0 | 0 | 0 | 0 | -55.8302 | 23.0945 | -0.03483 | -64.4436 | 0.36691 | 0.38398 | 0.38398 | 0 | -20.4849 | 8.8677 | -0.013374 | 0
7 | 15 | 10 | 517.2474 | 515.3534 | 516.2282 | 517.5038 | 0 | 0 | 0 | 0 | 273.3799 | 112.9661 | 112.9222 | 143.5195 | 0 | 0 | 0 | 0 | 281.9229 | 401.053 | 432.3032 | 459.9229 | 0 | 0 | 0 | 0 | 0 | -28.8388 | -28.2 | -20.7669 | 0 | 0 | 0 | 0 | -38.0554 | 30.1731 | -0.79719 | -65.1717 | 0.36691 | 0.38398 | 0.38398 | 0 | -13.9631 | 11.5857 | -0.3061 | 0
7 | 15 | 11 | 551.2392 | 550.1745 | 551.8258 | 553.4234 | 0 | 0 | 0 | 0 | 274.8459 | 114.4891 | 115.8096 | 134.8842 | 0 | 0 | 0 | 0 | 305.8081 | 431.3854 | 469.7008 | 503.66 | 0 | 0 | 0 | 0 | 0 | -28.2 | -28.2 | -28.2 | 0 | 0 | 0 | 0 | -29.4148 | 32.5001 | -5.4846 | -56.9208 | 0.36691 | 0.38398 | 0.38398 | 0 | -10.7927 | 12.4792 | -2.1059 | 0
7 | 15 | 12 | 574.7304 | 574.3858 | 576.7222 | 578.6573 | 0 | 0 | 0 | 0 | 266.5748 | 118.4806 | 119.6858 | 122.433 | 0 | 0 | 0 | 0 | 330.1254 | 464.1041 | 505.6587 | 542.4991 | 0 | 0 | 0 | 0 | 0 | -28.2 | -28.2 | -28.2 | 0 | 0 | 0 | 0 | -21.9697 | 20.0011 | -20.4222 | -58.0749 | 0.36691 | 0.38398 | 0.38398 | 0 | -8.061 | 7.6799 | -7.8416 | 0
7 | 15 | 13 | 597.9484 | 598.9266 | 602.7376 | 605.8598 | 0 | 0 | 0 | 0 | 247.2769 | 122.8251 | 127.8276 | 122.8232 | 0 | 0 | 0 | 0 | 356.6033 | 483.3227 | 528.2488 | 568.202 | 0 | 0 | 0 | 0 | 0 | -20.2895 | -15.6508 | -28.2 | 0 | 0 | 0 | 0 | -5.9318 | 13.0683 | -37.688 | -56.9654 | 0.36382 | 0.38398 | 0.38398 | 0 | -2.1581 | 5.0179 | -14.4712 | 0
7 | 15 | 14 | 619.2594 | 621.3762 | 626.5542 | 630.8952 | 0 | 0 | 0 | 0 | 298.2779 | 124.2103 | 124.3833 | 128.2246 | 0 | 0 | 0 | 0 | 397.8346 | 489.406 | 536.6697 | 579.1425 | 0 | 0 | 0 | 0 | 0 | -15.089 | -16.5334 | -18.4467 | 0 | 0 | 0 | 0 | -76.853 | 22.8489 | -17.9655 | -58.0252 | 0.36561 | 0.38398 | 0.38398 | 0 | -28.098 | 8.7734 | -6.8983 | 0
7 | 15 | 15 | 635.9468 | 639.1619 | 645.59 | 650.9867 | 0 | 0 | 0 | 0 | 262.4926 | 145.4477 | 136.0044 | 160.9047 | 0 | 0 | 0 | 0 | 442.7326 | 476.293 | 523.4716 | 566.2406 | 0 | 0 | 0 | 0 | 0 | -1.4101 | 0 | 0.091872 | 0 | 0 | 0 | 0 | -69.2784 | 18.8312 | -13.886 | -76.2505 | 0.36533 | 0.38398 | 0.38025 | 0 | -25.3092 | 7.2307 | -5.2801 | 0
7 | 15 | 16 | 647.1835 | 652.8859 | 662.1124 | 669.9871 | 0 | 0 | 0 | 0 | 247.6417 | 164.9394 | 188.9032 | 208.4781 | 0 | 0 | 0 | 0 | 454.6197 | 450.1612 | 489.6327 | 525.6703 | 0 | 0 | 0 | 0 | 0 | -1.4101 | -2.82 | 0.41466 | 0 | 0 | 0 | 0 | -55.0778 | 39.1954 | -13.6035 | -64.576 | 0.37414 | 0.38398 | 0.38398 | 0.38586 | -20.6066 | 15.0501 | -5.2234 | -24.9175
7 | 15 | 17 | 645.1329 | 653.4452 | 665.5161 | 675.8809 | 0 | 0 | 0 | 0 | 267.3583 | 224.4782 | 211.22 | 215.6083 | 0 | 0 | 0 | 0 | 437.9007 | 411.779 | 434.9965 | 456.4389 | 0 | 0 | 0 | 0 | 0 | -3.2508 | -2.0439 | -1.41 | 0 | 0 | 0 | 0 | -60.1261 | 20.4389 | 21.3434 | 5.2437 | 0.38366 | 0.35923 | 0.36981 | 0.37601 | -23.0677 | 7.3422 | 7.893 | 1.9717
7 | 15 | 18 | 633.1913 | 643.9984 | 658.7733 | 671.5442 | 0 | 0 | 0 | 0 | 288.2405 | 227.207 | 211.12 | 224.2952 | 0 | 0 | 0 | 0 | 426.2568 | 327.1273 | 337.1645 | 347.2331 | 0 | 0 | 0 | 0 | 0 | -2.8177 | -0.52782 | 0 | 0 | 0 | 0 | 0 | -81.3061 | 92.4819 | 111.0166 | 100.0159 | 0.38585 | 0.38166 | 0.38652 | 0.37341 | -31.3722 | 35.2965 | 42.9107 | 37.347
7 | 15 | 19 | 611.7385 | 623.8928 | 640.0432 | 654.0244 | 0 | 0 | 0 | 0 | 314.4523 | 259.5372 | 247.5442 | 244.1004 | 0 | 0 | 0 | 0 | 350.4949 | 229.0486 | 227.4814 | 227.2966 | 0 | 0 | 0 | 0 | 0 | -8.0186 | -1.9396 | 12.9553 | 0 | 0 | 0 | 0 | -53.2087 | 143.3256 | 166.9571 | 169.6721 | 0.38793 | 0.39411 | 0.38919 | 0.38458 | -20.6415 | 56.4859 | 64.9779 | 65.2522
7 | 15 | 20 | 608.5014 | 621.0673 | 637.5683 | 651.7543 | 0 | 0 | 0 | 0 | 300.8815 | 271.1801 | 279.6512 | 291.6738 | 0 | 0 | 0 | 0 | 320.4857 | 153.0591 | 150.442 | 149.616 | 0 | 0 | 0 | 0 | 0 | 23.941 | 14.9183 | 17.1999 | 0 | 0 | 0 | 0 | -12.8658 | 172.8871 | 192.5567 | 193.2646 | 0.38829 | 0.40541 | 0.3998 | 0.38892 | -4.9957 | 70.0893 | 76.9845 | 75.1638
7 | 15 | 21 | 593.7236 | 606.4292 | 622.9188 | 636.9848 | 0 | 0 | 0 | 0 | 302.6507 | 306.6983 | 294.7542 | 309.5484 | 0 | 0 | 0 | 0 | 268.9309 | 129.8747 | 124.8604 | 121.6784 | 0 | 0 | 0 | 0 | 0 | 0 | 15.4309 | 9.4 | 0 | 0 | 0 | 0 | 22.142 | 169.8562 | 187.8734 | 196.358 | 0.38736 | 0.40087 | 0.39574 | 0.38805 | 8.577 | 68.0903 | 74.3484 | 76.1972
7 | 15 | 22 | 544.1084 | 556.6282 | 572.6805 | 586.3741 | 0 | 0 | 0 | 0 | 305.1533 | 301.893 | 305.0188 | 321.5143 | 0 | 0 | 0 | 0 | 220.9472 | 130.4803 | 125.7907 | 122.8009 | 0 | 0 | 0 | 0 | 0 | 2.6378 | 7.8591 | 8.1716 | 0 | 0 | 0 | 0 | 18.0079 | 121.6171 | 134.0119 | 133.8873 | 0.38147 | 0.39646 | 0.3914 | 0.38267 | 6.8694 | 48.2166 | 52.4516 | 51.2348
7 | 15 | 23 | 495.4828 | 507.2591 | 522.259 | 535.0296 | 0 | 0 | 0 | 0 | 293.2043 | 320.7529 | 330.2121 | 344.3542 | 0 | 0 | 0 | 0 | 195.818 | 110.8907 | 106.3291 | 103.4184 | 0 | 0 | 0 | 0 | 0 | 6.1492 | 1.0744 | 11.0076 | 0 | 0 | 0 | 0 | 6.4605 | 69.4664 | 84.6434 | 76.2495 | 0.37334 | 0.38975 | 0.38502 | 0.37572 | 2.4119 | 27.0745 | 32.5892 | 28.6484
7 | 15 | 24 | 452.465 | 461.7089 | 473.6798 | 483.7383 | 0 | 0 | 0 | 0 | 266.5334 | 349.8501 | 354.6559 | 344.6485 | 0 | 0 | 0 | 0 | 193.8368 | 95.505 | 90.8246 | 87.8448 | 0 | 0 | 0 | 0 | 0 | 2.2038 | 7.404 | 9.4 | 0 | 0 | 0 | 0 | -7.9051 | 14.15 | 20.7954 | 41.845 | 0.36396 | 0.38033 | 0.38357 | 0.36382 | -2.8771 | 5.3817 | 7.9764 | 15.2241
7 | 16 | 1 | 426.4903 | 433.1301 | 442.0254 | 449.2697 | 0 | 0 | 0 | 0 | 185.0305 | 369.0186 | 360.1288 | 316.6368 | 0 | 0 | 0 | 0 | 185.4684 | 85.9925 | 80.6997 | 77.1632 | 0 | 0 | 0 | 0 | 0 | 6.1492 | 7.4859 | 1.8094 | 0 | 0 | 0 | 0 | 55.9914 | -28.0301 | -6.289 | 53.6602 | 0.3644 | 0.37066 | 0.38218 | 0.36382 | 20.4034 | -10.3896 | -2.4035 | 19.5228
7 | 16 | 2 | 408.3284 | 412.7707 | 419.1839 | 424.268 | 0 | 0 | 0 | 0 | 178.9964 | 371.6912 | 358.0101 | 302.4388 | 0 | 0 | 0 | 0 | 166.3144 | 73.194 | 68.5484 | 65.5947 | 0 | 0 | 0 | 0 | 0 | 11.9872 | 12.9841 | 0 | 0 | 0 | 0 | 0 | 63.0176 | -44.1017 | -20.3587 | 56.2345 | 0.3644 | 0.36878 | 0.38135 | 0.36382 | 22.9638 | -16.2638 | -7.7639 | 20.4593
7 | 16 | 3 | 402.0136 | 404.4875 | 408.7187 | 411.8949 | 0 | 0 | 0 | 0 | 172.5599 | 362.2388 | 346.8226 | 248.4188 | 0 | 0 | 0 | 0 | 146.9761 | 63.727 | 60.5352 | 58.8726 | 0 | 0 | 0 | 0 | 0 | 20.3254 | 14.3472 | 0 | 0 | 0 | 0 | 0 | 82.4777 | -41.8036 | -12.9863 | 104.6034 | 0.36651 | 0.3648 | 0.37847 | 0.36382 | 30.2286 | -15.2501 | -4.9149 | 38.057
7 | 16 | 4 | 413.0698 | 414.1409 | 416.863 | 418.6842 | 0 | 0 | 0 | 0 | 197.7177 | 298.0987 | 281.9399 | 270.5496 | 0 | 0 | 0 | 0 | 130.022 | 52.3886 | 51.8593 | 52.612 | 0 | 0 | 0 | 0 | 0 | 30.7458 | 14.3568 | 0 | 0 | 0 | 0 | 0 | 85.3301 | 32.9078 | 68.707 | 95.5226 | 0.36512 | 0.37056 | 0.38415 | 0.36382 | 31.156 | 12.1944 | 26.3936 | 34.7532
7 | 16 | 5 | 436.2027 | 436.2235 | 437.879 | 438.73 | 0 | 0 | 0 | 0 | 285.0998 | 254.6086 | 241.7512 | 238.0998 | 0 | 0 | 0 | 0 | 111.1851 | 50.842 | 48.9592 | 48.3857 | 0 | 0 | 0 | 0 | 0 | 7.1974 | -5.5041 | 14.4526 | 0 | 0 | 0 | 0 | 39.9178 | 123.5755 | 152.6728 | 137.7919 | 0.36404 | 0.37803 | 0.38589 | 0.36382 | 14.5318 | 46.7153 | 58.9146 | 50.1317
7 | 16 | 6 | 465.3348 | 464.398 | 465.1707 | 465.2761 | 0 | 0 | 0 | 0 | 312.4195 | 251.4138 | 240.2921 | 230.713 | 0 | 0 | 0 | 0 | 133.1343 | 117.7697 | 113.1886 | 109.6879 | 0 | 0 | 0 | 0 | 0 | 20.6276 | 14.1014 | -6.2593 | 0 | 0 | 0 | 0 | 19.781 | 74.5868 | 97.5886 | 131.1345 | 0.36811 | 0.37383 | 0.38312 | 0.36387 | 7.2815 | 27.8829 | 37.3878 | 47.7157
7 | 16 | 7 | 507.4015 | 506.0806 | 506.8051 | 507.071 | 0 | 0 | 0 | 0 | 306.5153 | 242.4035 | 231.4566 | 183.1396 | 0 | 0 | 0 | 0 | 162.0072 | 203.1669 | 199.6278 | 196.5894 | 0 | 0 | 0 | 0 | 0 | -7.68 | -4.3169 | 0 | 0 | 0 | 0 | 0 | 38.879 | 68.1902 | 80.0377 | 127.342 | 0.37184 | 0.3586 | 0.37474 | 0.37002 | 14.4567 | 24.4527 | 29.993 | 47.1186
7 | 16 | 8 | 546.189 | 545.4463 | 547.3678 | 549.1374 | 0 | 0 | 0 | 0 | 247.1989 | 192.7347 | 182.529 | 176.0078 | 0 | 0 | 0 | 0 | 209.4301 | 295.6596 | 307.1638 | 317.4251 | 0 | 0 | 0 | 0 | 0 | -6.4261 | -3.7355 | 0 | 0 | 0 | 0 | 0 | 89.5601 | 63.478 | 61.4105 | 55.7045 | 0.37003 | 0.38103 | 0.36475 | 0.38586 | 33.1396 | 24.1869 | 22.3995 | 21.4944
7 | 16 | 9 | 575.6844 | 576.0906 | 579.7846 | 583.5567 | 0 | 0 | 0 | 0 | 296.8148 | 139.2087 | 133.6724 | 160.185 | 0 | 0 | 0 | 0 | 251.4726 | 363.3569 | 390.5598 | 414.8051 | 0 | 0 | 0 | 0 | 0 | -30.3063 | -21.3848 | -0.282 | 0 | 0 | 0 | 0 | 27.397 | 103.8313 | 76.9373 | 8.8486 | 0.36691 | 0.38398 | 0.38398 | 0 | 10.0524 | 39.8687 | 29.542 | 0
7 | 16 | 10 | 614.7211 | 615.988 | 620.7442 | 625.3642 | 0 | 0 | 0 | 0 | 273.3799 | 112.9661 | 112.9222 | 143.5195 | 0 | 0 | 0 | 0 | 282.671 | 406.1086 | 445.0278 | 479.7467 | 0 | 0 | 0 | 0 | 0 | -28.8388 | -28.2 | -20.7669 | 0 | 0 | 0 | 0 | 58.6702 | 125.752 | 90.9942 | 22.8649 | 0.36691 | 0.38398 | 0.38398 | 0 | 21.5269 | 48.2856 | 34.9395 | 0
7 | 16 | 11 | 637.8844 | 639.6295 | 644.7311 | 649.3015 | 0 | 0 | 0 | 0 | 274.8459 | 114.4891 | 115.8096 | 134.8842 | 0 | 0 | 0 | 0 | 312.0117 | 437.3405 | 483.9022 | 525.5098 | 0 | 0 | 0 | 0 | 0 | -28.2 | -28.2 | -28.2 | 0 | 0 | 0 | 0 | 51.0268 | 115.9999 | 73.2193 | 17.1075 | 0.36691 | 0.38398 | 0.38398 | 0 | 18.7224 | 44.5411 | 28.1144 | 0
7 | 16 | 12 | 651.3258 | 653.465 | 658.8514 | 663.4146 | 0 | 0 | 0 | 0 | 266.5748 | 118.4806 | 119.6858 | 122.433 | 0 | 0 | 0 | 0 | 336.0083 | 455.7756 | 506.3436 | 551.6878 | 0 | 0 | 0 | 0 | 0 | -28.2 | -28.2 | -28.2 | 0 | 0 | 0 | 0 | 48.7427 | 107.4087 | 61.022 | 17.4937 | 0.36691 | 0.38398 | 0.38398 | 0 | 17.8844 | 41.2423 | 23.4309 | 0
7 | 16 | 13 | 669.9965 | 673.3111 | 679.991 | 685.5853 | 0 | 0 | 0 | 0 | 247.2769 | 122.8251 | 127.8276 | 122.8232 | 0 | 0 | 0 | 0 | 349.3705 | 456.4784 | 507.1403 | 552.7207 | 0 | 0 | 0 | 0 | 0 | -20.2895 | -15.6508 | -28.2 | 0 | 0 | 0 | 0 | 73.3492 | 114.2971 | 60.6739 | 38.2414 | 0.36382 | 0.38398 | 0.38398 | 0 | 26.686 | 43.8872 | 23.2973 | 0
7 | 16 | 14 | 682.6554 | 686.8279 | 694.5303 | 701.0465 | 0 | 0 | 0 | 0 | 298.2779 | 124.2103 | 124.3833 | 128.2246 | 0 | 0 | 0 | 0 | 369.3579 | 462.9358 | 512.9039 | 558.004 | 0 | 0 | 0 | 0 | 0 | -15.089 | -16.5334 | -18.4467 | 0 | 0 | 0 | 0 | 15.0196 | 114.7708 | 73.7766 | 33.2647 | 0.36561 | 0.38398 | 0.38398 | 0 | 5.4913 | 44.0691 | 28.3284 | 0
7 | 16 | 15 | 690.6199 | 695.6078 | 704.213 | 711.4857 | 0 | 0 | 0 | 0 | 262.4926 | 145.4477 | 136.0044 | 160.9047 | 0 | 0 | 0 | 0 | 424.5658 | 459.0466 | 510.964 | 558.4235 | 0 | 0 | 0 | 0 | 0 | -1.4101 | 0 | 0.091872 | 0 | 0 | 0 | 0 | 3.5614 | 92.5236 | 57.2446 | -7.9344 | 0.36533 | 0.38398 | 0.38025 | 0 | 1.3011 | 35.5268 | 21.7672 | 0
7 | 16 | 16 | 691.8951 | 699.0474 | 710.0543 | 719.4631 | 0 | 0 | 0 | 0 | 247.6417 | 164.9394 | 188.9032 | 208.4781 | 0 | 0 | 0 | 0 | 415.9479 | 433.5655 | 475.9835 | 515.0449 | 0 | 0 | 0 | 0 | 0 | -1.4101 | -2.82 | 0.41466 | 0 | 0 | 0 | 0 | 28.3055 | 101.9526 | 47.9876 | -4.4746 | 0.37414 | 0.38398 | 0.38398 | 0.38586 | 10.5901 | 39.1473 | 18.426 | -1.7266
7 | 16 | 17 | 678.556 | 687.9522 | 701.354 | 712.8656 | 0 | 0 | 0 | 0 | 267.3583 | 224.4782 | 211.22 | 215.6083 | 0 | 0 | 0 | 0 | 415.1284 | 383.3025 | 416.129 | 447.0355 | 0 | 0 | 0 | 0 | 0 | -3.2508 | -2.0439 | -1.41 | 0 | 0 | 0 | 0 | -3.9307 | 83.4224 | 76.0488 | 51.6318 | 0.38366 | 0.35923 | 0.36981 | 0.37601 | -1.508 | 29.9675 | 28.1234 | 19.4143
7 | 16 | 18 | 657.3784 | 668.9698 | 684.7078 | 698.3087 | 0 | 0 | 0 | 0 | 288.2405 | 227.207 | 211.12 | 224.2952 | 0 | 0 | 0 | 0 | 380.7048 | 306.5156 | 322.2787 | 338.0509 | 0 | 0 | 0 | 0 | 0 | -2.8177 | -0.52782 | 0 | 0 | 0 | 0 | 0 | -11.567 | 138.0649 | 151.837 | 135.9626 | 0.38585 | 0.38166 | 0.38652 | 0.37341 | -4.4631 | 52.6937 | 58.6888 | 50.7698
7 | 16 | 19 | 630.2283 | 642.9821 | 659.8688 | 674.4844 | 0 | 0 | 0 | 0 | 314.4523 | 259.5372 | 247.5442 | 244.1004 | 0 | 0 | 0 | 0 | 318.0974 | 209.6793 | 213.8801 | 219.488 | 0 | 0 | 0 | 0 | 0 | -8.0186 | -1.9396 | 12.9553 | 0 | 0 | 0 | 0 | -2.3215 | 181.7842 | 200.3841 | 197.9407 | 0.38793 | 0.39411 | 0.38919 | 0.38458 | -0.90059 | 71.6428 | 77.9873 | 76.1237
7 | 16 | 20 | 630.0167 | 643.2804 | 660.638 | 675.5623 | 0 | 0 | 0 | 0 | 300.8815 | 271.1801 | 279.6512 | 291.6738 | 0 | 0 | 0 | 0 | 277.7192 | 175.1348 | 170.2446 | 167.4254 | 0 | 0 | 0 | 0 | 0 | 23.941 | 14.9183 | 17.1999 | 0 | 0 | 0 | 0 | 51.416 | 173.0244 | 195.8239 | 199.2632 | 0.38829 | 0.40541 | 0.3998 | 0.38892 | 19.9645 | 70.145 | 78.2907 | 77.4968
7 | 16 | 21 | 609.7362 | 622.9611 | 640.0884 | 654.7038 | 0 | 0 | 0 | 0 | 302.6507 | 306.6983 | 294.7542 | 309.5484 | 0 | 0 | 0 | 0 | 252.4327 | 181.0369 | 174.5642 | 170.1456 | 0 | 0 | 0 | 0 | 0 | 0 | 15.4309 | 9.4 | 0 | 0 | 0 | 0 | 54.6529 | 135.2259 | 155.3391 | 165.6097 | 0.38736 | 0.40087 | 0.39574 | 0.38805 | 21.1705 | 54.208 | 61.4733 | 64.2653
7 | 16 | 22 | 555.2376 | 568.1184 | 584.6138 | 598.6893 | 0 | 0 | 0 | 0 | 305.1533 | 301.893 | 305.0188 | 321.5143 | 0 | 0 | 0 | 0 | 257.1776 | 189.2554 | 182.2272 | 177.218 | 0 | 0 | 0 | 0 | 0 | 2.6378 | 7.8591 | 8.1716 | 0 | 0 | 0 | 0 | -7.0933 | 74.3322 | 89.5087 | 91.7854 | 0.38147 | 0.39646 | 0.3914 | 0.38267 | -2.7059 | 29.4699 | 35.0333 | 35.1236
7 | 16 | 23 | 507.4791 | 519.6443 | 535.122 | 548.3042 | 0 | 0 | 0 | 0 | 293.2043 | 320.7529 | 330.2121 | 344.3542 | 0 | 0 | 0 | 0 | 270.14 | 181.2972 | 174.906 | 170.5287 | 0 | 0 | 0 | 0 | 0 | 6.1492 | 1.0744 | 11.0076 | 0 | 0 | 0 | 0 | -55.8653 | 11.4451 | 28.9294 | 22.4137 | 0.37334 | 0.38975 | 0.38502 | 0.37572 | -20.8566 | 4.4607 | 11.1383 | 8.4213
7 | 16 | 24 | 463.205 | 472.7971 | 485.1957 | 495.6228 | 0 | 0 | 0 | 0 | 266.5334 | 349.8501 | 354.6559 | 344.6485 | 0 | 0 | 0 | 0 | 264.744 | 166.5561 | 161.3026 | 157.939 | 0 | 0 | 0 | 0 | 0 | 2.2038 | 7.404 | 9.4 | 0 | 0 | 0 | 0 | -68.0724 | -45.8128 | -38.1668 | -16.3648 | 0.36396 | 0.38033 | 0.38357 | 0.36382 | -24.7756 | -17.424 | -14.6396 | -5.9539
7 | 17 | 1 | 432.0992 | 438.9209 | 448.0395 | 455.4762 | 0 | 0 | 0 | 0 | 185.0305 | 369.0186 | 360.1288 | 316.6368 | 0 | 0 | 0 | 0 | 254.3246 | 148.1449 | 141.2626 | 136.2978 | 0 | 0 | 0 | 0 | 0 | 6.1492 | 7.4859 | 1.8094 | 0 | 0 | 0 | 0 | -7.256 | -84.3918 | -60.8378 | 0.7321 | 0.3644 | 0.37066 | 0.38218 | 0.36382 | -2.6441 | -31.2805 | -23.2507 | 0.26635
7 | 17 | 2 | 417.5467 | 422.2879 | 429.0683 | 434.4686 | 0 | 0 | 0 | 0 | 178.9964 | 371.6912 | 358.0101 | 302.4388 | 0 | 0 | 0 | 0 | 215.0883 | 123.2927 | 116.0801 | 110.6502 | 0 | 0 | 0 | 0 | 0 | 11.9872 | 12.9841 | 0 | 0 | 0 | 0 | 0 | 23.4621 | -84.6832 | -58.0061 | 21.3797 | 0.3644 | 0.36878 | 0.38135 | 0.36382 | 8.5497 | -31.2293 | -22.1209 | 7.7784
7 | 17 | 3 | 409.6749 | 412.3973 | 416.9335 | 420.3726 | 0 | 0 | 0 | 0 | 172.5599 | 362.2388 | 346.8226 | 248.4188 | 0 | 0 | 0 | 0 | 206.684 | 126.5217 | 120.3118 | 115.8041 | 0 | 0 | 0 | 0 | 0 | 20.3254 | 14.3472 | 0 | 0 | 0 | 0 | 0 | 30.4311 | -96.6885 | -64.5481 | 56.1496 | 0.36651 | 0.3648 | 0.37847 | 0.36382 | 11.1532 | -35.2722 | -24.4295 | 20.4284
7 | 17 | 4 | 412.1851 | 413.2275 | 415.9145 | 417.7053 | 0 | 0 | 0 | 0 | 197.7177 | 298.0987 | 281.9399 | 270.5496 | 0 | 0 | 0 | 0 | 181.5044 | 131.8404 | 126.1856 | 122.1146 | 0 | 0 | 0 | 0 | 0 | 30.7458 | 14.3568 | 0 | 0 | 0 | 0 | 0 | 32.963 | -47.4574 | -6.5679 | 25.041 | 0.36512 | 0.37056 | 0.38415 | 0.36382 | 12.0356 | -17.5859 | -2.5231 | 9.1105
7 | 17 | 5 | 434.5395 | 434.5064 | 436.0957 | 436.8896 | 0 | 0 | 0 | 0 | 285.0998 | 254.6086 | 241.7512 | 238.0998 | 0 | 0 | 0 | 0 | 160.0642 | 125.3525 | 119.9813 | 116.0964 | 0 | 0 | 0 | 0 | 0 | 7.1974 | -5.5041 | 14.4526 | 0 | 0 | 0 | 0 | -10.6245 | 47.3479 | 79.8674 | 68.2408 | 0.36404 | 0.37803 | 0.38589 | 0.36382 | -3.8678 | 17.8989 | 30.8199 | 24.8275
7 | 17 | 6 | 464.4324 | 463.4663 | 464.2031 | 464.2776 | 0 | 0 | 0 | 0 | 312.4195 | 251.4138 | 240.2921 | 230.713 | 0 | 0 | 0 | 0 | 149.7674 | 128.2565 | 122.9002 | 118.7508 | 0 | 0 | 0 | 0 | 0 | 20.6276 | 14.1014 | -6.2593 | 0 | 0 | 0 | 0 | 2.2455 | 63.1683 | 86.9095 | 121.073 | 0.36811 | 0.37383 | 0.38312 | 0.36387 | 0.82659 | 23.6143 | 33.2964 | 44.0547
7 | 17 | 7 | 502.8543 | 501.386 | 501.9294 | 502.0392 | 0 | 0 | 0 | 0 | 306.5153 | 242.4035 | 231.4566 | 183.1396 | 0 | 0 | 0 | 0 | 151.3986 | 177.5075 | 172.9927 | 169.1761 | 0 | 0 | 0 | 0 | 0 | -7.68 | -4.3169 | 0 | 0 | 0 | 0 | 0 | 44.9404 | 89.1549 | 101.797 | 149.7235 | 0.37184 | 0.3586 | 0.37474 | 0.37002 | 16.7106 | 31.9706 | 38.1469 | 55.4001
7 | 17 | 8 | 537.1476 | 536.1117 | 537.6732 | 539.1325 | 0 | 0 | 0 | 0 | 247.1989 | 192.7347 | 182.529 | 176.0078 | 0 | 0 | 0 | 0 | 191.1702 | 247.7031 | 259.1327 | 269.5687 | 0 | 0 | 0 | 0 | 0 | -6.4261 | -3.7355 | 0 | 0 | 0 | 0 | 0 | 98.7786 | 102.0999 | 99.747 | 93.556 | 0.37003 | 0.38103 | 0.36475 | 0.38586 | 36.5507 | 38.9029 | 36.3828 | 36.0999
7 | 17 | 9 | 563.812 | 563.8333 | 567.0545 | 570.4192 | 0 | 0 | 0 | 0 | 296.8148 | 139.2087 | 133.6724 | 160.185 | 0 | 0 | 0 | 0 | 240.4763 | 321.2551 | 349.2256 | 374.4627 | 0 | 0 | 0 | 0 | 0 | -30.3063 | -21.3848 | -0.282 | 0 | 0 | 0 | 0 | 26.5209 | 133.6758 | 105.5414 | 36.0535 | 0.36691 | 0.38398 | 0.38398 | 0 | 9.7309 | 51.3282 | 40.5252 | 0
7 | 17 | 10 | 597.6115 | 598.3235 | 602.3984 | 606.4314 | 0 | 0 | 0 | 0 | 273.3799 | 112.9661 | 112.9222 | 143.5195 | 0 | 0 | 0 | 0 | 290.4294 | 385.8027 | 425.8417 | 461.8567 | 0 | 0 | 0 | 0 | 0 | -28.8388 | -28.2 | -20.7669 | 0 | 0 | 0 | 0 | 33.8021 | 128.3935 | 91.8346 | 21.8222 | 0.36691 | 0.38398 | 0.38398 | 0 | 12.4025 | 49.2999 | 35.2622 | 0
7 | 17 | 11 | 619.2531 | 620.3941 | 624.7537 | 628.6849 | 0 | 0 | 0 | 0 | 274.8459 | 114.4891 | 115.8096 | 134.8842 | 0 | 0 | 0 | 0 | 323.4805 | 418.8283 | 466.5774 | 509.5763 | 0 | 0 | 0 | 0 | 0 | -28.2 | -28.2 | -28.2 | 0 | 0 | 0 | 0 | 20.9267 | 115.2766 | 70.5668 | 12.4243 | 0.36691 | 0.38398 | 0.38398 | 0 | 7.6783 | 44.2634 | 27.0959 | 0
7 | 17 | 12 | 629.7043 | 631.1423 | 635.6678 | 639.4891 | 0 | 0 | 0 | 0 | 266.5748 | 118.4806 | 119.6858 | 122.433 | 0 | 0 | 0 | 0 | 351.6485 | 446.4069 | 497.7601 | 544.0498 | 0 | 0 | 0 | 0 | 0 | -28.2 | -28.2 | -28.2 | 0 | 0 | 0 | 0 | 11.481 | 94.4547 | 46.4219 | 1.2063 | 0.36691 | 0.38398 | 0.38398 | 0 | 4.2125 | 36.2683 | 17.8249 | 0
7 | 17 | 13 | 647.455 | 650.0385 | 655.8209 | 660.6417 | 0 | 0 | 0 | 0 | 247.2769 | 122.8251 | 127.8276 | 122.8232 | 0 | 0 | 0 | 0 | 349.2098 | 416.5285 | 471.0364 | 520.5858 | 0 | 0 | 0 | 0 | 0 | -20.2895 | -15.6508 | -28.2 | 0 | 0 | 0 | 0 | 50.9683 | 130.9744 | 72.6077 | 45.4327 | 0.36382 | 0.38398 | 0.38398 | 0 | 18.5434 | 50.2909 | 27.8796 | 0
7 | 17 | 14 | 658.3091 | 661.6921 | 668.4251 | 674.1059 | 0 | 0 | 0 | 0 | 298.2779 | 124.2103 | 124.3833 | 128.2246 | 0 | 0 | 0 | 0 | 380.4247 | 418.9948 | 472.7003 | 521.6861 | 0 | 0 | 0 | 0 | 0 | -15.089 | -16.5334 | -18.4467 | 0 | 0 | 0 | 0 | -20.3935 | 133.576 | 87.8749 | 42.6419 | 0.36561 | 0.38398 | 0.38398 | 0 | -7.456 | 51.2898 | 33.7418 | 0
7 | 17 | 15 | 665.6012 | 669.7779 | 677.3868 | 683.801 | 0 | 0 | 0 | 0 | 262.4926 | 145.4477 | 136.0044 | 160.9047 | 0 | 0 | 0 | 0 | 403.7125 | 429.5079 | 477.4113 | 521.1252 | 0 | 0 | 0 | 0 | 0 | -1.4101 | 0 | 0.091872 | 0 | 0 | 0 | 0 | -0.60397 | 96.2324 | 63.9711 | 1.6792 | 0.36533 | 0.38398 | 0.38025 | 0 | -0.22065 | 36.9508 | 24.325 | 0
7 | 17 | 16 | 670.946 | 677.4189 | 687.5916 | 696.2816 | 0 | 0 | 0 | 0 | 247.6417 | 164.9394 | 188.9032 | 208.4781 | 0 | 0 | 0 | 0 | 402.471 | 409.2597 | 446.464 | 480.5382 | 0 | 0 | 0 | 0 | 0 | -1.4101 | -2.82 | 0.41466 | 0 | 0 | 0 | 0 | 20.8333 | 104.63 | 55.0444 | 6.8506 | 0.37414 | 0.38398 | 0.38398 | 0.38586 | 7.7945 | 40.1753 | 21.1357 | 2.6434
7 | 17 | 17 | 665.9582 | 674.9459 | 687.846 | 698.9254 | 0 | 0 | 0 | 0 | 267.3583 | 224.4782 | 211.22 | 215.6083 | 0 | 0 | 0 | 0 | 385.9326 | 363.4228 | 387.4412 | 409.8988 | 0 | 0 | 0 | 0 | 0 | -3.2508 | -2.0439 | -1.41 | 0 | 0 | 0 | 0 | 12.6673 | 90.2957 | 91.2287 | 74.8282 | 0.38366 | 0.35923 | 0.36981 | 0.37601 | 4.8599 | 32.4366 | 33.737 | 28.1365
7 | 17 | 18 | 643.949 | 655.105 | 670.3081 | 683.4482 | 0 | 0 | 0 | 0 | 288.2405 | 227.207 | 211.12 | 224.2952 | 0 | 0 | 0 | 0 | 344.6101 | 276.4695 | 289.4171 | 302.5011 | 0 | 0 | 0 | 0 | 0 | -2.8177 | -0.52782 | 0 | 0 | 0 | 0 | 0 | 11.0984 | 154.2462 | 170.2989 | 156.6519 | 0.38585 | 0.38166 | 0.38652 | 0.37341 | 4.2823 | 58.8694 | 65.8248 | 58.4954
7 | 17 | 19 | 621.2399 | 633.7023 | 650.2311 | 664.5383 | 0 | 0 | 0 | 0 | 314.4523 | 259.5372 | 247.5442 | 244.1004 | 0 | 0 | 0 | 0 | 297.6539 | 193.7311 | 195.0658 | 197.8026 | 0 | 0 | 0 | 0 | 0 | -8.0186 | -1.9396 | 12.9553 | 0 | 0 | 0 | 0 | 9.1337 | 188.4527 | 209.5606 | 209.68 | 0.38793 | 0.39411 | 0.38919 | 0.38458 | 3.5433 | 74.2709 | 81.5587 | 80.6384
7 | 17 | 20 | 626.6196 | 639.7731 | 656.9954 | 671.8032 | 0 | 0 | 0 | 0 | 300.8815 | 271.1801 | 279.6512 | 291.6738 | 0 | 0 | 0 | 0 | 298.0898 | 162.0878 | 160.1605 | 160.0255 | 0 | 0 | 0 | 0 | 0 | 23.941 | 14.9183 | 17.1999 | 0 | 0 | 0 | 0 | 27.6483 | 182.5642 | 202.2654 | 202.904 | 0.38829 | 0.40541 | 0.3998 | 0.38892 | 10.7356 | 74.0125 | 80.8661 | 78.9127
7 | 17 | 21 | 610.214 | 623.4544 | 640.6006 | 655.2324 | 0 | 0 | 0 | 0 | 302.6507 | 306.6983 | 294.7542 | 309.5484 | 0 | 0 | 0 | 0 | 279.4388 | 167.6675 | 167.1464 | 168.3021 | 0 | 0 | 0 | 0 | 0 | 0 | 15.4309 | 9.4 | 0 | 0 | 0 | 0 | 28.1245 | 149.0886 | 163.2691 | 167.9819 | 0.38736 | 0.40087 | 0.39574 | 0.38805 | 10.8944 | 59.7652 | 64.6115 | 65.1858
7 | 17 | 22 | 556.2992 | 569.2144 | 585.7521 | 599.864 | 0 | 0 | 0 | 0 | 305.1533 | 301.893 | 305.0188 | 321.5143 | 0 | 0 | 0 | 0 | 248.6257 | 144.9956 | 144.8449 | 146.2511 | 0 | 0 | 0 | 0 | 0 | 2.6378 | 7.8591 | 8.1716 | 0 | 0 | 0 | 0 | 2.5202 | 119.688 | 128.0293 | 123.927 | 0.38147 | 0.39646 | 0.3914 | 0.38267 | 0.96139 | 47.4518 | 50.1101 | 47.4233
7 | 17 | 23 | 504.2057 | 516.2649 | 531.6122 | 544.6821 | 0 | 0 | 0 | 0 | 293.2043 | 320.7529 | 330.2121 | 344.3542 | 0 | 0 | 0 | 0 | 225.584 | 130.2388 | 130.9978 | 133.2265 | 0 | 0 | 0 | 0 | 0 | 6.1492 | 1.0744 | 11.0076 | 0 | 0 | 0 | 0 | -14.5826 | 59.1241 | 69.3278 | 56.0938 | 0.37334 | 0.38975 | 0.38502 | 0.37572 | -5.4442 | 23.0436 | 26.6924 | 21.0755
7 | 17 | 24 | 464.1251 | 473.747 | 486.1823 | 496.6409 | 0 | 0 | 0 | 0 | 266.5334 | 349.8501 | 354.6559 | 344.6485 | 0 | 0 | 0 | 0 | 215.5773 | 135.6467 | 136.7604 | 139.3491 | 0 | 0 | 0 | 0 | 0 | 2.2038 | 7.404 | 9.4 | 0 | 0 | 0 | 0 | -17.9856 | -13.9535 | -12.638 | 3.2433 | 0.36396 | 0.38033 | 0.38357 | 0.36382 | -6.546 | -5.3069 | -4.8475 | 1.18
7 | 18 | 1 | 434.5762 | 441.4783 | 450.6955 | 458.2172 | 0 | 0 | 0 | 0 | 185.0305 | 369.0186 | 360.1288 | 316.6368 | 0 | 0 | 0 | 0 | 218.2368 | 129.8741 | 130.5386 | 132.7563 | 0 | 0 | 0 | 0 | 0 | 6.1492 | 7.4859 | 1.8094 | 0 | 0 | 0 | 0 | 31.3089 | -63.5636 | -47.4578 | 7.0147 | 0.3644 | 0.37066 | 0.38218 | 0.36382 | 11.409 | -23.5604 | -18.1372 | 2.5521
7 | 18 | 2 | 418.7853 | 423.5666 | 430.3963 | 435.8391 | 0 | 0 | 0 | 0 | 178.9964 | 371.6912 | 358.0101 | 302.4388 | 0 | 0 | 0 | 0 | 191.5403 | 114.6194 | 114.4309 | 115.7885 | 0 | 0 | 0 | 0 | 0 | 11.9872 | 12.9841 | 0 | 0 | 0 | 0 | 0 | 48.2486 | -74.7312 | -55.0288 | 17.6119 | 0.3644 | 0.36878 | 0.38135 | 0.36382 | 17.5819 | -27.5593 | -20.9855 | 6.4076
7 | 18 | 3 | 412.5943 | 415.4114 | 420.0638 | 423.6031 | 0 | 0 | 0 | 0 | 172.5599 | 362.2388 | 346.8226 | 248.4188 | 0 | 0 | 0 | 0 | 172.1476 | 102.0364 | 103.2487 | 105.9021 | 0 | 0 | 0 | 0 | 0 | 20.3254 | 14.3472 | 0 | 0 | 0 | 0 | 0 | 67.8869 | -69.1892 | -44.3546 | 69.2822 | 0.36651 | 0.3648 | 0.37847 | 0.36382 | 24.881 | -25.2404 | -16.7869 | 25.2063
7 | 18 | 4 | 416.8739 | 418.0684 | 420.942 | 422.8937 | 0 | 0 | 0 | 0 | 197.7177 | 298.0987 | 281.9399 | 270.5496 | 0 | 0 | 0 | 0 | 158.4052 | 98.2714 | 99.6772 | 102.4197 | 0 | 0 | 0 | 0 | 0 | 30.7458 | 14.3568 | 0 | 0 | 0 | 0 | 0 | 60.751 | -9.0475 | 24.968 | 49.9244 | 0.36512 | 0.37056 | 0.38415 | 0.36382 | 22.1816 | -3.3527 | 9.5914 | 18.1636
7 | 18 | 5 | 437.1227 | 437.1734 | 438.8656 | 439.7481 | 0 | 0 | 0 | 0 | 285.0998 | 254.6086 | 241.7512 | 238.0998 | 0 | 0 | 0 | 0 | 153.318 | 89.1498 | 89.8379 | 91.8088 | 0 | 0 | 0 | 0 | 0 | 7.1974 | -5.5041 | 14.4526 | 0 | 0 | 0 | 0 | -1.295 | 86.2176 | 112.7807 | 95.3869 | 0.36404 | 0.37803 | 0.38589 | 0.36382 | -0.47145 | 32.5928 | 43.5207 | 34.7038
7 | 18 | 6 | 467.2634 | 466.3891 | 467.2386 | 467.4102 | 0 | 0 | 0 | 0 | 312.4195 | 251.4138 | 240.2921 | 230.713 | 0 | 0 | 0 | 0 | 148.7939 | 84.1214 | 83.5903 | 84.2953 | 0 | 0 | 0 | 0 | 0 | 20.6276 | 14.1014 | -6.2593 | 0 | 0 | 0 | 0 | 6.05 | 110.2262 | 129.2548 | 158.6612 | 0.36811 | 0.37383 | 0.38312 | 0.36387 | 2.227 | 41.206 | 49.5196 | 57.7318
7 | 18 | 7 | 509.0293 | 507.7612 | 508.5506 | 508.8723 | 0 | 0 | 0 | 0 | 306.5153 | 242.4035 | 231.4566 | 183.1396 | 0 | 0 | 0 | 0 | 169.7583 | 122.6773 | 125.0891 | 128.2828 | 0 | 0 | 0 | 0 | 0 | -7.68 | -4.3169 | 0 | 0 | 0 | 0 | 0 | 32.7558 | 150.3604 | 156.3218 | 197.4498 | 0.37184 | 0.3586 | 0.37474 | 0.37002 | 12.1799 | 53.9187 | 58.5793 | 73.0596
7 | 18 | 8 | 544.5789 | 543.7839 | 545.6413 | 547.3557 | 0 | 0 | 0 | 0 | 247.1989 | 192.7347 | 182.529 | 176.0078 | 0 | 0 | 0 | 0 | 212.6175 | 177.4121 | 195.6745 | 213.1227 | 0 | 0 | 0 | 0 | 0 | -6.4261 | -3.7355 | 0 | 0 | 0 | 0 | 0 | 84.7625 | 180.0632 | 171.1734 | 158.2252 | 0.37003 | 0.38103 | 0.36475 | 0.38586 | 31.3644 | 68.6091 | 62.4357 | 61.0534
7 | 18 | 9 | 573.632 | 573.9716 | 577.5838 | 581.2855 | 0 | 0 | 0 | 0 | 296.8148 | 139.2087 | 133.6724 | 160.185 | 0 | 0 | 0 | 0 | 270.084 | 249.8153 | 284.1987 | 316.19 | 0 | 0 | 0 | 0 | 0 | -30.3063 | -21.3848 | -0.282 | 0 | 0 | 0 | 0 | 6.7331 | 215.2539 | 181.0976 | 105.1926 | 0.36691 | 0.38398 | 0.38398 | 0 | 2.4705 | 82.6521 | 69.537 | 0
7 | 18 | 10 | 601.7871 | 602.6346 | 606.8758 | 611.052 | 0 | 0 | 0 | 0 | 273.3799 | 112.9661 | 112.9222 | 143.5195 | 0 | 0 | 0 | 0 | 316.3771 | 299.8134 | 346.2091 | 389.0423 | 0 | 0 | 0 | 0 | 0 | -28.8388 | -28.2 | -20.7669 | 0 | 0 | 0 | 0 | 12.0301 | 218.6938 | 175.9445 | 99.2571 | 0.36691 | 0.38398 | 0.38398 | 0 | 4.414 | 83.973 | 67.5583 | 0
7 | 18 | 11 | 619.7662 | 620.9238 | 625.3039 | 629.2527 | 0 | 0 | 0 | 0 | 274.8459 | 114.4891 | 115.8096 | 134.8842 | 0 | 0 | 0 | 0 | 381.3069 | 370.9521 | 418.8558 | 462.7254 | 0 | 0 | 0 | 0 | 0 | -28.2 | -28.2 | -28.2 | 0 | 0 | 0 | 0 | -36.3865 | 163.6826 | 118.8384 | 59.843 | 0.36691 | 0.38398 | 0.38398 | 0 | -13.3507 | 62.85 | 45.631 | 0
7 | 18 | 12 | 632.9422 | 634.4852 | 639.1397 | 643.072 | 0 | 0 | 0 | 0 | 266.5748 | 118.4806 | 119.6858 | 122.433 | 0 | 0 | 0 | 0 | 419.6895 | 391.8171 | 446.624 | 496.9378 | 0 | 0 | 0 | 0 | 0 | -28.2 | -28.2 | -28.2 | 0 | 0 | 0 | 0 | -53.3221 | 152.3875 | 101.0298 | 51.9012 | 0.36691 | 0.38398 | 0.38398 | 0 | -19.5646 | 58.513 | 38.7929 | 0
7 | 18 | 13 | 650.4275 | 653.1074 | 659.0081 | 663.931 | 0 | 0 | 0 | 0 | 247.2769 | 122.8251 | 127.8276 | 122.8232 | 0 | 0 | 0 | 0 | 439.8135 | 396.5397 | 453.6753 | 506.3134 | 0 | 0 | 0 | 0 | 0 | -20.2895 | -15.6508 | -28.2 | 0 | 0 | 0 | 0 | -36.6629 | 154.0321 | 93.156 | 62.9944 | 0.36382 | 0.38398 | 0.38398 | 0 | -13.3388 | 59.1445 | 35.7696 | 0
7 | 18 | 14 | 660.4854 | 663.939 | 670.7586 | 676.5141 | 0 | 0 | 0 | 0 | 298.2779 | 124.2103 | 124.3833 | 128.2246 | 0 | 0 | 0 | 0 | 452.8279 | 437.4407 | 492.6432 | 543.4147 | 0 | 0 | 0 | 0 | 0 | -15.089 | -16.5334 | -18.4467 | 0 | 0 | 0 | 0 | -90.6204 | 117.3769 | 70.2655 | 23.3215 | 0.36561 | 0.38398 | 0.38398 | 0 | -33.1315 | 45.0698 | 26.9802 | 0
7 | 18 | 15 | 667.7421 | 671.9882 | 679.6824 | 686.1701 | 0 | 0 | 0 | 0 | 262.4926 | 145.4477 | 136.0044 | 160.9047 | 0 | 0 | 0 | 0 | 464.5961 | 460.0945 | 510.2592 | 556.4918 | 0 | 0 | 0 | 0 | 0 | -1.4101 | 0 | 0.091872 | 0 | 0 | 0 | 0 | -59.3467 | 67.8561 | 33.4188 | -31.3183 | 0.36533 | 0.38398 | 0.38025 | 0 | -21.6809 | 26.055 | 12.7075 | 0
7 | 18 | 16 | 671.0344 | 677.5103 | 687.6865 | 696.3795 | 0 | 0 | 0 | 0 | 247.6417 | 164.9394 | 188.9032 | 208.4781 | 0 | 0 | 0 | 0 | 471.906 | 434.5846 | 476.654 | 515.7398 | 0 | 0 | 0 | 0 | 0 | -1.4101 | -2.82 | 0.41466 | 0 | 0 | 0 | 0 | -48.5132 | 79.3963 | 24.9493 | -28.2531 | 0.37414 | 0.38398 | 0.38398 | 0.38586 | -18.1506 | 30.4862 | 9.5799 | -10.9018
7 | 18 | 17 | 662.4549 | 671.3289 | 684.0896 | 695.0487 | 0 | 0 | 0 | 0 | 267.3583 | 224.4782 | 211.22 | 215.6083 | 0 | 0 | 0 | 0 | 466.8139 | 435.1833 | 463.8449 | 490.959 | 0 | 0 | 0 | 0 | 0 | -3.2508 | -2.0439 | -1.41 | 0 | 0 | 0 | 0 | -71.7173 | 14.9183 | 11.0685 | -10.1086 | 0.38366 | 0.35923 | 0.36981 | 0.37601 | -27.5148 | 5.359 | 4.0932 | -3.801
7 | 18 | 18 | 643.9667 | 655.1232 | 670.3271 | 683.4678 | 0 | 0 | 0 | 0 | 288.2405 | 227.207 | 211.12 | 224.2952 | 0 | 0 | 0 | 0 | 431.1371 | 360.0377 | 373.5044 | 387.2143 | 0 | 0 | 0 | 0 | 0 | -2.8177 | -0.52782 | 0 | 0 | 0 | 0 | 0 | -75.411 | 70.6963 | 86.2306 | 71.9583 | 0.38585 | 0.38166 | 0.38652 | 0.37341 | -29.0976 | 26.9818 | 33.3303 | 26.87
7 | 18 | 19 | 620.4614 | 632.8985 | 649.3963 | 663.6768 | 0 | 0 | 0 | 0 | 314.4523 | 259.5372 | 247.5442 | 244.1004 | 0 | 0 | 0 | 0 | 377.2492 | 242.1367 | 243.0669 | 245.5464 | 0 | 0 | 0 | 0 | 0 | -8.0186 | -1.9396 | 12.9553 | 0 | 0 | 0 | 0 | -71.2401 | 139.2433 | 160.7248 | 161.0747 | 0.38793 | 0.39411 | 0.38919 | 0.38458 | -27.6365 | 54.877 | 62.5523 | 61.9458
7 | 18 | 20 | 621.7185 | 634.713 | 651.7402 | 666.3798 | 0 | 0 | 0 | 0 | 300.8815 | 271.1801 | 279.6512 | 291.6738 | 0 | 0 | 0 | 0 | 308.5582 | 153.9556 | 157.9637 | 163.602 | 0 | 0 | 0 | 0 | 0 | 23.941 | 14.9183 | 17.1999 | 0 | 0 | 0 | 0 | 12.2787 | 185.6363 | 199.207 | 193.9042 | 0.38829 | 0.40541 | 0.3998 | 0.38892 | 4.7677 | 75.2579 | 79.6433 | 75.4125
7 | 18 | 21 | 609.6832 | 622.9063 | 640.0315 | 654.6451 | 0 | 0 | 0 | 0 | 302.6507 | 306.6983 | 294.7542 | 309.5484 | 0 | 0 | 0 | 0 | 262.4464 | 134.173 | 135.9485 | 139.4094 | 0 | 0 | 0 | 0 | 0 | 0 | 15.4309 | 9.4 | 0 | 0 | 0 | 0 | 44.5861 | 182.035 | 193.8978 | 196.2872 | 0.38736 | 0.40087 | 0.39574 | 0.38805 | 17.271 | 72.9724 | 76.7325 | 76.1698
7 | 18 | 22 | 561.7665 | 574.859 | 591.6144 | 605.9139 | 0 | 0 | 0 | 0 | 305.1533 | 301.893 | 305.0188 | 321.5143 | 0 | 0 | 0 | 0 | 220.9586 | 129.8295 | 128.8808 | 129.5739 | 0 | 0 | 0 | 0 | 0 | 2.6378 | 7.8591 | 8.1716 | 0 | 0 | 0 | 0 | 35.6547 | 140.4987 | 149.8557 | 146.6541 | 0.38147 | 0.39646 | 0.3914 | 0.38267 | 13.6011 | 55.7025 | 58.6528 | 56.1203
7 | 18 | 23 | 507.1252 | 519.279 | 534.7425 | 547.9126 | 0 | 0 | 0 | 0 | 293.2043 | 320.7529 | 330.2121 | 344.3542 | 0 | 0 | 0 | 0 | 199.2255 | 107.4153 | 107.5875 | 109.2763 | 0 | 0 | 0 | 0 | 0 | 6.1492 | 1.0744 | 11.0076 | 0 | 0 | 0 | 0 | 14.6954 | 84.9617 | 95.8685 | 83.2745 | 0.37334 | 0.38975 | 0.38502 | 0.37572 | 5.4863 | 33.1138 | 36.911 | 31.2878
7 | 18 | 24 | 465.7175 | 475.3911 | 487.8897 | 498.403 | 0 | 0 | 0 | 0 | 266.5334 | 349.8501 | 354.6559 | 344.6485 | 0 | 0 | 0 | 0 | 190.2505 | 106.359 | 109.4421 | 113.857 | 0 | 0 | 0 | 0 | 0 | 2.2038 | 7.404 | 9.4 | 0 | 0 | 0 | 0 | 8.9336 | 16.9782 | 16.3877 | 30.4975 | 0.36396 | 0.38033 | 0.38357 | 0.36382 | 3.2515 | 6.4573 | 6.2858 | 11.0956
7 | 19 | 1 | 433.7093 | 440.5832 | 449.7659 | 457.2579 | 0 | 0 | 0 | 0 | 185.0305 | 369.0186 | 360.1288 | 316.6368 | 0 | 0 | 0 | 0 | 187.8673 | 95.6596 | 98.0526 | 101.7427 | 0 | 0 | 0 | 0 | 0 | 6.1492 | 7.4859 | 1.8094 | 0 | 0 | 0 | 0 | 60.8114 | -30.2442 | -15.9014 | 37.0689 | 0.3644 | 0.37066 | 0.38218 | 0.36382 | 22.1598 | -11.2102 | -6.0771 | 13.4865
7 | 19 | 2 | 416.4497 | 421.1554 | 427.892 | 433.2547 | 0 | 0 | 0 | 0 | 178.9964 | 371.6912 | 358.0101 | 302.4388 | 0 | 0 | 0 | 0 | 181.3732 | 80.1457 | 80.9443 | 83.0062 | 0 | 0 | 0 | 0 | 0 | 11.9872 | 12.9841 | 0 | 0 | 0 | 0 | 0 | 56.0801 | -42.6687 | -24.0465 | 47.8098 | 0.3644 | 0.36878 | 0.38135 | 0.36382 | 20.4358 | -15.7353 | -9.1702 | 17.3942
7 | 19 | 3 | 405.2515 | 407.8304 | 412.1905 | 415.4778 | 0 | 0 | 0 | 0 | 172.5599 | 362.2388 | 346.8226 | 248.4188 | 0 | 0 | 0 | 0 | 190.0321 | 68.2273 | 71.656 | 76.1865 | 0 | 0 | 0 | 0 | 0 | 20.3254 | 14.3472 | 0 | 0 | 0 | 0 | 0 | 42.6595 | -42.961 | -20.6352 | 90.8725 | 0.36651 | 0.3648 | 0.37847 | 0.36382 | 15.635 | -15.6723 | -7.8098 | 33.0614
7 | 19 | 4 | 412.8221 | 413.8852 | 416.5974 | 418.4101 | 0 | 0 | 0 | 0 | 197.7177 | 298.0987 | 281.9399 | 270.5496 | 0 | 0 | 0 | 0 | 186.1149 | 66.5445 | 68.3634 | 71.3316 | 0 | 0 | 0 | 0 | 0 | 30.7458 | 14.3568 | 0 | 0 | 0 | 0 | 0 | 28.9895 | 18.4961 | 51.9373 | 76.5289 | 0.36512 | 0.37056 | 0.38415 | 0.36382 | 10.5847 | 6.8539 | 19.9516 | 27.8429
7 | 19 | 5 | 432.8055 | 432.7162 | 434.2364 | 434.9708 | 0 | 0 | 0 | 0 | 285.0998 | 254.6086 | 241.7512 | 238.0998 | 0 | 0 | 0 | 0 | 186.7789 | 75.0753 | 73.9492 | 74.0429 | 0 | 0 | 0 | 0 | 0 | 7.1974 | -5.5041 | 14.4526 | 0 | 0 | 0 | 0 | -39.0731 | 95.8349 | 124.0402 | 108.3755 | 0.36404 | 0.37803 | 0.38589 | 0.36382 | -14.2243 | 36.2285 | 47.8656 | 39.4294
7 | 19 | 6 | 459.6375 | 458.5159 | 459.0617 | 458.9717 | 0 | 0 | 0 | 0 | 312.4195 | 251.4138 | 240.2921 | 230.713 | 0 | 0 | 0 | 0 | 218.062 | 133.1248 | 129.7017 | 127.3294 | 0 | 0 | 0 | 0 | 0 | 20.6276 | 14.1014 | -6.2593 | 0 | 0 | 0 | 0 | -70.844 | 53.3496 | 74.9665 | 107.1886 | 0.36811 | 0.37383 | 0.38312 | 0.36387 | -26.0781 | 19.9438 | 28.7209 | 39.0025
7 | 19 | 7 | 503.102 | 501.6417 | 502.195 | 502.3133 | 0 | 0 | 0 | 0 | 306.5153 | 242.4035 | 231.4566 | 183.1396 | 0 | 0 | 0 | 0 | 238.4662 | 210.8975 | 210.0246 | 209.6307 | 0 | 0 | 0 | 0 | 0 | -7.68 | -4.3169 | 0 | 0 | 0 | 0 | 0 | -41.8795 | 56.0207 | 65.0307 | 109.5429 | 0.37184 | 0.3586 | 0.37474 | 0.37002 | -15.5724 | 20.0888 | 24.3693 | 40.5326
7 | 19 | 8 | 545.7113 | 544.953 | 546.8555 | 548.6087 | 0 | 0 | 0 | 0 | 247.1989 | 192.7347 | 182.529 | 176.0078 | 0 | 0 | 0 | 0 | 278.7407 | 305.5093 | 318.0146 | 329.2862 | 0 | 0 | 0 | 0 | 0 | -6.4261 | -3.7355 | 0 | 0 | 0 | 0 | 0 | 19.7717 | 53.1351 | 50.0474 | 43.3148 | 0.37003 | 0.38103 | 0.36475 | 0.38586 | 7.3161 | 20.246 | 18.2549 | 16.7136
7 | 19 | 9 | 580.3555 | 580.9132 | 584.7932 | 588.7255 | 0 | 0 | 0 | 0 | 296.8148 | 139.2087 | 133.6724 | 160.185 | 0 | 0 | 0 | 0 | 308.7624 | 380.7213 | 408.3305 | 432.9227 | 0 | 0 | 0 | 0 | 0 | -30.3063 | -21.3848 | -0.282 | 0 | 0 | 0 | 0 | -25.2217 | 91.2895 | 64.1751 | -4.1002 | 0.36691 | 0.38398 | 0.38398 | 0 | -9.2542 | 35.0529 | 24.6416 | 0
7 | 19 | 10 | 608.086 | 609.1377 | 613.6298 | 618.0221 | 0 | 0 | 0 | 0 | 273.3799 | 112.9661 | 112.9222 | 143.5195 | 0 | 0 | 0 | 0 | 331.4679 | 414.1938 | 456.7262 | 494.8475 | 0 | 0 | 0 | 0 | 0 | -28.8388 | -28.2 | -20.7669 | 0 | 0 | 0 | 0 | 3.2382 | 110.8165 | 72.1813 | 0.42205 | 0.36691 | 0.38398 | 0.38398 | 0 | 1.1881 | 42.5508 | 27.7158 | 0
7 | 19 | 11 | 629.3207 | 630.7882 | 635.5487 | 639.8253 | 0 | 0 | 0 | 0 | 274.8459 | 114.4891 | 115.8096 | 134.8842 | 0 | 0 | 0 | 0 | 357.4652 | 447.15 | 498.6024 | 544.7985 | 0 | 0 | 0 | 0 | 0 | -28.2 | -28.2 | -28.2 | 0 | 0 | 0 | 0 | -2.9904 | 97.349 | 49.3367 | -11.6575 | 0.36691 | 0.38398 | 0.38398 | 0 | -1.0972 | 37.3796 | 18.9441 | 0
7 | 19 | 12 | 643.8591 | 645.7562 | 650.8453 | 655.1522 | 0 | 0 | 0 | 0 | 266.5748 | 118.4806 | 119.6858 | 122.433 | 0 | 0 | 0 | 0 | 367.1917 | 464.1379 | 519.4983 | 569.2088 | 0 | 0 | 0 | 0 | 0 | -28.2 | -28.2 | -28.2 | 0 | 0 | 0 | 0 | 10.0926 | 91.3377 | 39.8612 | -8.2896 | 0.36691 | 0.38398 | 0.38398 | 0 | 3.7031 | 35.0714 | 15.3057 | 0
7 | 19 | 13 | 661.0436 | 664.0678 | 670.3913 | 675.6784 | 0 | 0 | 0 | 0 | 247.2769 | 122.8251 | 127.8276 | 122.8232 | 0 | 0 | 0 | 0 | 388.7613 | 466.8908 | 527.4255 | 582.122 | 0 | 0 | 0 | 0 | 0 | -20.2895 | -15.6508 | -28.2 | 0 | 0 | 0 | 0 | 25.0055 | 94.6414 | 30.789 | -1.0668 | 0.36382 | 0.38398 | 0.38398 | 0 | 9.0975 | 36.3399 | 11.8222 | 0
7 | 19 | 14 | 675.8257 | 679.7768 | 687.2072 | 693.4891 | 0 | 0 | 0 | 0 | 298.2779 | 124.2103 | 124.3833 | 128.2246 | 0 | 0 | 0 | 0 | 399.8682 | 474.7528 | 534.4063 | 588.4042 | 0 | 0 | 0 | 0 | 0 | -15.089 | -16.5334 | -18.4467 | 0 | 0 | 0 | 0 | -22.3204 | 95.9026 | 44.951 | -4.693 | 0.36561 | 0.38398 | 0.38398 | 0 | -8.1605 | 36.8242 | 17.2601 | 0
7 | 19 | 15 | 686.1257 | 690.9679 | 699.3942 | 706.5126 | 0 | 0 | 0 | 0 | 262.4926 | 145.4477 | 136.0044 | 160.9047 | 0 | 0 | 0 | 0 | 400.4613 | 463.2449 | 518.8271 | 569.3125 | 0 | 0 | 0 | 0 | 0 | -1.4101 | 0 | 0.091872 | 0 | 0 | 0 | 0 | 23.1718 | 83.6854 | 44.5626 | -23.7965 | 0.36533 | 0.38398 | 0.38025 | 0 | 8.4653 | 32.1331 | 16.9449 | 0
7 | 19 | 16 | 689.1172 | 696.1795 | 707.0758 | 716.3892 | 0 | 0 | 0 | 0 | 247.6417 | 164.9394 | 188.9032 | 208.4781 | 0 | 0 | 0 | 0 | 390.3351 | 434.5162 | 483.0004 | 527.3624 | 0 | 0 | 0 | 0 | 0 | -1.4101 | -2.82 | 0.41466 | 0 | 0 | 0 | 0 | 51.1404 | 98.134 | 37.9922 | -19.866 | 0.37414 | 0.38398 | 0.38398 | 0.38586 | 19.1335 | 37.681 | 14.588 | -7.6655
7 | 19 | 17 | 679.016 | 688.4271 | 701.8472 | 713.3746 | 0 | 0 | 0 | 0 | 267.3583 | 224.4782 | 211.22 | 215.6083 | 0 | 0 | 0 | 0 | 375.4496 | 378.5728 | 416.9384 | 452.6373 | 0 | 0 | 0 | 0 | 0 | -3.2508 | -2.0439 | -1.41 | 0 | 0 | 0 | 0 | 36.2081 | 88.627 | 75.7327 | 46.539 | 0.38366 | 0.35923 | 0.36981 | 0.37601 | 13.8915 | 31.8371 | 28.0065 | 17.4993
7 | 19 | 18 | 654.972 | 666.4855 | 682.1276 | 695.6459 | 0 | 0 | 0 | 0 | 288.2405 | 227.207 | 211.12 | 224.2952 | 0 | 0 | 0 | 0 | 327.7472 | 291.3666 | 312.8958 | 333.7134 | 0 | 0 | 0 | 0 | 0 | -2.8177 | -0.52782 | 0 | 0 | 0 | 0 | 0 | 38.9843 | 150.7296 | 158.6397 | 137.6373 | 0.38585 | 0.38166 | 0.38652 | 0.37341 | 15.0422 | 57.5272 | 61.3182 | 51.3952
7 | 19 | 19 | 628.5651 | 641.265 | 658.0854 | 672.644 | 0 | 0 | 0 | 0 | 314.4523 | 259.5372 | 247.5442 | 244.1004 | 0 | 0 | 0 | 0 | 252.5347 | 163.882 | 173.1874 | 183.2865 | 0 | 0 | 0 | 0 | 0 | -8.0186 | -1.9396 | 12.9553 | 0 | 0 | 0 | 0 | 61.578 | 225.8643 | 239.2934 | 232.3018 | 0.38793 | 0.39411 | 0.38919 | 0.38458 | 23.8883 | 89.0151 | 93.1304 | 89.3382
7 | 19 | 20 | 625.6288 | 638.7501 | 655.933 | 670.7067 | 0 | 0 | 0 | 0 | 300.8815 | 271.1801 | 279.6512 | 291.6738 | 0 | 0 | 0 | 0 | 237.0764 | 118.02 | 124.3546 | 131.8871 | 0 | 0 | 0 | 0 | 0 | 23.941 | 14.9183 | 17.1999 | 0 | 0 | 0 | 0 | 87.6709 | 225.6089 | 237.0088 | 229.946 | 0.38829 | 0.40541 | 0.3998 | 0.38892 | 34.042 | 91.463 | 94.7565 | 89.4298
7 | 19 | 21 | 615.3982 | 628.8067 | 646.1594 | 660.9691 | 0 | 0 | 0 | 0 | 302.6507 | 306.6983 | 294.7542 | 309.5484 | 0 | 0 | 0 | 0 | 223.0184 | 114.7364 | 120.3736 | 127.2471 | 0 | 0 | 0 | 0 | 0 | 0 | 15.4309 | 9.4 | 0 | 0 | 0 | 0 | 89.7291 | 207.372 | 215.6006 | 214.7735 | 0.38736 | 0.40087 | 0.39574 | 0.38805 | 34.7577 | 83.1292 | 85.321 | 83.3434
7 | 19 | 22 | 559.8379 | 572.8679 | 589.5464 | 603.7798 | 0 | 0 | 0 | 0 | 305.1533 | 301.893 | 305.0188 | 321.5143 | 0 | 0 | 0 | 0 | 187.4586 | 113.6886 | 118.1273 | 123.758 | 0 | 0 | 0 | 0 | 0 | 2.6378 | 7.8591 | 8.1716 | 0 | 0 | 0 | 0 | 67.2261 | 154.6484 | 158.5412 | 150.3358 | 0.38147 | 0.39646 | 0.3914 | 0.38267 | 25.6446 | 61.3123 | 62.0523 | 57.5292
7 | 19 | 23 | 511.3716 | 523.6632 | 539.2958 | 552.6115 | 0 | 0 | 0 | 0 | 293.2043 | 320.7529 | 330.2121 | 344.3542 | 0 | 0 | 0 | 0 | 161.2469 | 108.2494 | 111.3893 | 115.6904 | 0 | 0 | 0 | 0 | 0 | 6.1492 | 1.0744 | 11.0076 | 0 | 0 | 0 | 0 | 56.9204 | 88.5117 | 96.6199 | 81.5593 | 0.37334 | 0.38975 | 0.38502 | 0.37572 | 21.2505 | 34.4974 | 37.2004 | 30.6434
7 | 19 | 24 | 462.4973 | 472.0664 | 484.4369 | 494.8396 | 0 | 0 | 0 | 0 | 266.5334 | 349.8501 | 354.6559 | 344.6485 | 0 | 0 | 0 | 0 | 153.0421 | 99.2367 | 102.4735 | 106.8429 | 0 | 0 | 0 | 0 | 0 | 2.2038 | 7.404 | 9.4 | 0 | 0 | 0 | 0 | 42.9218 | 20.7759 | 19.9035 | 33.9482 | 0.36396 | 0.38033 | 0.38357 | 0.36382 | 15.6218 | 7.9017 | 7.6343 | 12.3511
7 | 20 | 1 | 436.0979 | 443.0493 | 452.3271 | 459.901 | 0 | 0 | 0 | 0 | 185.0305 | 369.0186 | 360.1288 | 316.6368 | 0 | 0 | 0 | 0 | 143.6341 | 88.7668 | 89.3776 | 91.2305 | 0 | 0 | 0 | 0 | 0 | 6.1492 | 7.4859 | 1.8094 | 0 | 0 | 0 | 0 | 107.4333 | -20.8853 | -4.6653 | 50.2243 | 0.3644 | 0.37066 | 0.38218 | 0.36382 | 39.149 | -7.7413 | -1.7829 | 18.2727
7 | 20 | 2 | 419.1922 | 423.9868 | 430.8326 | 436.2895 | 0 | 0 | 0 | 0 | 178.9964 | 371.6912 | 358.0101 | 302.4388 | 0 | 0 | 0 | 0 | 135.5561 | 76.0665 | 74.0564 | 73.4451 | 0 | 0 | 0 | 0 | 0 | 11.9872 | 12.9841 | 0 | 0 | 0 | 0 | 0 | 104.6398 | -35.7581 | -14.218 | 60.4056 | 0.3644 | 0.36878 | 0.38135 | 0.36382 | 38.131 | -13.1868 | -5.4221 | 21.9769
7 | 20 | 3 | 409.4095 | 412.1233 | 416.6489 | 420.0789 | 0 | 0 | 0 | 0 | 172.5599 | 362.2388 | 346.8226 | 248.4188 | 0 | 0 | 0 | 0 | 129.7381 | 63.1275 | 61.6052 | 61.4831 | 0 | 0 | 0 | 0 | 0 | 20.3254 | 14.3472 | 0 | 0 | 0 | 0 | 0 | 107.1115 | -33.5684 | -6.1261 | 110.177 | 0.36651 | 0.3648 | 0.37847 | 0.36382 | 39.257 | -12.2458 | -2.3185 | 40.0848
7 | 20 | 4 | 410.3273 | 411.3095 | 413.9224 | 415.6495 | 0 | 0 | 0 | 0 | 197.7177 | 298.0987 | 281.9399 | 270.5496 | 0 | 0 | 0 | 0 | 126.3956 | 52.8018 | 53.1826 | 54.8403 | 0 | 0 | 0 | 0 | 0 | 30.7458 | 14.3568 | 0 | 0 | 0 | 0 | 0 | 86.2139 | 29.6631 | 64.4431 | 90.2595 | 0.36512 | 0.37056 | 0.38415 | 0.36382 | 31.4787 | 10.992 | 24.7557 | 32.8384
7 | 20 | 5 | 432.434 | 432.3326 | 433.838 | 434.5597 | 0 | 0 | 0 | 0 | 285.0998 | 254.6086 | 241.7512 | 238.0998 | 0 | 0 | 0 | 0 | 108.2683 | 48.752 | 46.1991 | 44.9754 | 0 | 0 | 0 | 0 | 0 | 7.1974 | -5.5041 | 14.4526 | 0 | 0 | 0 | 0 | 39.0659 | 121.7746 | 151.3919 | 137.0319 | 0.36404 | 0.37803 | 0.38589 | 0.36382 | 14.2217 | 46.0345 | 58.4203 | 49.8552
7 | 20 | 6 | 458.3105 | 457.1458 | 457.6388 | 457.5033 | 0 | 0 | 0 | 0 | 312.4195 | 251.4138 | 240.2921 | 230.713 | 0 | 0 | 0 | 0 | 130.6395 | 107.2465 | 101.2386 | 96.4541 | 0 | 0 | 0 | 0 | 0 | 20.6276 | 14.1014 | -6.2593 | 0 | 0 | 0 | 0 | 15.2515 | 77.8579 | 102.0068 | 136.5955 | 0.36811 | 0.37383 | 0.38312 | 0.36387 | 5.6142 | 29.1057 | 39.0805 | 49.7028
7 | 20 | 7 | 496.8916 | 495.2299 | 495.5359 | 495.4411 | 0 | 0 | 0 | 0 | 306.5153 | 242.4035 | 231.4566 | 183.1396 | 0 | 0 | 0 | 0 | 158.0362 | 194.7393 | 189.1182 | 184.189 | 0 | 0 | 0 | 0 | 0 | -7.68 | -4.3169 | 0 | 0 | 0 | 0 | 0 | 32.3401 | 65.767 | 79.2781 | 128.1125 | 0.37184 | 0.3586 | 0.37474 | 0.37002 | 12.0253 | 23.5838 | 29.7083 | 47.4037
7 | 20 | 8 | 535.1129 | 534.0109 | 535.4914 | 536.8809 | 0 | 0 | 0 | 0 | 247.1989 | 192.7347 | 182.529 | 176.0078 | 0 | 0 | 0 | 0 | 216.7525 | 295.0847 | 303.6863 | 311.3021 | 0 | 0 | 0 | 0 | 0 | -6.4261 | -3.7355 | 0 | 0 | 0 | 0 | 0 | 71.1615 | 52.6176 | 53.0116 | 49.571 | 0.37003 | 0.38103 | 0.36475 | 0.38586 | 26.3316 | 20.0488 | 19.3361 | 19.1277
7 | 20 | 9 | 565.3868 | 565.4591 | 568.743 | 572.1617 | 0 | 0 | 0 | 0 | 296.8148 | 139.2087 | 133.6724 | 160.185 | 0 | 0 | 0 | 0 | 282.2214 | 384.8445 | 411.4784 | 435.3027 | 0 | 0 | 0 | 0 | 0 | -30.3063 | -21.3848 | -0.282 | 0 | 0 | 0 | 0 | -13.6494 | 71.7121 | 44.977 | -23.044 | 0.36691 | 0.38398 | 0.38398 | 0 | -5.0082 | 27.5357 | 17.2701 | 0
7 | 20 | 10 | 597.7176 | 598.4331 | 602.5123 | 606.5489 | 0 | 0 | 0 | 0 | 273.3799 | 112.9661 | 112.9222 | 143.5195 | 0 | 0 | 0 | 0 | 338.3393 | 446.3173 | 486.6457 | 522.8384 | 0 | 0 | 0 | 0 | 0 | -28.8388 | -28.2 | -20.7669 | 0 | 0 | 0 | 0 | -14.0016 | 67.9885 | 31.1444 | -39.0421 | 0.36691 | 0.38398 | 0.38398 | 0 | -5.1374 | 26.1059 | 11.9587 | 0
7 | 20 | 11 | 621.394 | 622.6044 | 627.0493 | 631.0539 | 0 | 0 | 0 | 0 | 274.8459 | 114.4891 | 115.8096 | 134.8842 | 0 | 0 | 0 | 0 | 381.3793 | 485.2748 | 532.916 | 575.7248 | 0 | 0 | 0 | 0 | 0 | -28.2 | -28.2 | -28.2 | 0 | 0 | 0 | 0 | -34.8311 | 51.0405 | 6.5237 | -51.3551 | 0.36691 | 0.38398 | 0.38398 | 0 | -12.78 | 19.5983 | 2.505 | 0
7 | 20 | 12 | 633.4907 | 635.0515 | 639.7278 | 643.679 | 0 | 0 | 0 | 0 | 266.5748 | 118.4806 | 119.6858 | 122.433 | 0 | 0 | 0 | 0 | 419.6525 | 497.4367 | 549.7449 | 596.9544 | 0 | 0 | 0 | 0 | 0 | -28.2 | -28.2 | -28.2 | 0 | 0 | 0 | 0 | -52.7366 | 47.3342 | -1.5029 | -47.5084 | 0.36691 | 0.38398 | 0.38398 | 0 | -19.3498 | 18.1752 | -0.57707 | 0
7 | 20 | 13 | 651.1175 | 653.8199 | 659.748 | 664.6946 | 0 | 0 | 0 | 0 | 247.2769 | 122.8251 | 127.8276 | 122.8232 | 0 | 0 | 0 | 0 | 448.8392 | 500.5347 | 553.4393 | 601.3005 | 0 | 0 | 0 | 0 | 0 | -20.2895 | -15.6508 | -28.2 | 0 | 0 | 0 | 0 | -44.9985 | 50.7495 | -5.8681 | -31.2291 | 0.36382 | 0.38398 | 0.38398 | 0 | -16.3714 | 19.4866 | -2.2532 | 0
7 | 20 | 14 | 664.5726 | 668.1588 | 675.1411 | 681.0369 | 0 | 0 | 0 | 0 | 298.2779 | 124.2103 | 124.3833 | 128.2246 | 0 | 0 | 0 | 0 | 480.5061 | 521.092 | 568.9378 | 612.0884 | 0 | 0 | 0 | 0 | 0 | -15.089 | -16.5334 | -18.4467 | 0 | 0 | 0 | 0 | -114.2114 | 37.9454 | -1.6466 | -40.8294 | 0.36561 | 0.38398 | 0.38398 | 0 | -41.7565 | 14.5701 | -0.63225 | 0
7 | 20 | 15 | 671.3516 | 675.7147 | 683.5527 | 690.1642 | 0 | 0 | 0 | 0 | 262.4926 | 145.4477 | 136.0044 | 160.9047 | 0 | 0 | 0 | 0 | 488.9494 | 503.9096 | 543.3592 | 578.9929 | 0 | 0 | 0 | 0 | 0 | -1.4101 | 0 | 0.091872 | 0 | 0 | 0 | 0 | -80.0905 | 27.7675 | 4.1891 | -49.8253 | 0.36533 | 0.38398 | 0.38025 | 0 | -29.2591 | 10.662 | 1.5929 | 0
7 | 20 | 16 | 672.8569 | 679.3918 | 689.6406 | 698.3961 | 0 | 0 | 0 | 0 | 247.6417 | 164.9394 | 188.9032 | 208.4781 | 0 | 0 | 0 | 0 | 493.7511 | 474.5509 | 507.4725 | 537.4977 | 0 | 0 | 0 | 0 | 0 | -1.4101 | -2.82 | 0.41466 | 0 | 0 | 0 | 0 | -68.5359 | 41.3116 | -3.9151 | -47.9944 | 0.37414 | 0.38398 | 0.38398 | 0.38586 | -25.6418 | 15.8626 | -1.5033 | -18.5193
7 | 20 | 17 | 660.4201 | 669.2282 | 681.9078 | 692.7971 | 0 | 0 | 0 | 0 | 267.3583 | 224.4782 | 211.22 | 215.6083 | 0 | 0 | 0 | 0 | 470.3062 | 407.6413 | 429.1003 | 449.1773 | 0 | 0 | 0 | 0 | 0 | -3.2508 | -2.0439 | -1.41 | 0 | 0 | 0 | 0 | -77.2444 | 40.3595 | 43.6313 | 29.4216 | 0.38366 | 0.35923 | 0.36981 | 0.37601 | -29.6352 | 14.4982 | 16.1352 | 11.0629
7 | 20 | 18 | 634.1644 | 645.0031 | 659.8167 | 672.6211 | 0 | 0 | 0 | 0 | 288.2405 | 227.207 | 211.12 | 224.2952 | 0 | 0 | 0 | 0 | 415.4341 | 327.5435 | 332.1594 | 337.2769 | 0 | 0 | 0 | 0 | 0 | -2.8177 | -0.52782 | 0 | 0 | 0 | 0 | 0 | -69.5102 | 93.0704 | 117.0651 | 111.049 | 0.38585 | 0.38166 | 0.38652 | 0.37341 | -26.8207 | 35.5211 | 45.2486 | 41.4668
7 | 20 | 19 | 607.2444 | 619.2529 | 635.2243 | 649.0514 | 0 | 0 | 0 | 0 | 314.4523 | 259.5372 | 247.5442 | 244.1004 | 0 | 0 | 0 | 0 | 335.0086 | 217.7298 | 213.3198 | 210.5851 | 0 | 0 | 0 | 0 | 0 | -8.0186 | -1.9396 | 12.9553 | 0 | 0 | 0 | 0 | -42.2166 | 150.0044 | 176.2999 | 181.4105 | 0.38793 | 0.39411 | 0.38919 | 0.38458 | -16.3773 | 59.1181 | 68.614 | 69.7665
7 | 20 | 20 | 610.89 | 623.5334 | 640.1295 | 654.3975 | 0 | 0 | 0 | 0 | 300.8815 | 271.1801 | 279.6512 | 291.6738 | 0 | 0 | 0 | 0 | 307.1918 | 161.9602 | 157.4076 | 154.747 | 0 | 0 | 0 | 0 | 0 | 23.941 | 14.9183 | 17.1999 | 0 | 0 | 0 | 0 | 2.8167 | 166.4521 | 188.1523 | 190.7768 | 0.38829 | 0.40541 | 0.3998 | 0.38892 | 1.0937 | 67.4806 | 75.2236 | 74.1963
7 | 20 | 21 | 596.8023 | 609.6077 | 626.2199 | 640.3916 | 0 | 0 | 0 | 0 | 302.6507 | 306.6983 | 294.7542 | 309.5484 | 0 | 0 | 0 | 0 | 297.3129 | 151.6968 | 147.9767 | 146.0688 | 0 | 0 | 0 | 0 | 0 | 0 | 15.4309 | 9.4 | 0 | 0 | 0 | 0 | -3.1613 | 151.2126 | 168.0582 | 175.3743 | 0.38736 | 0.40087 | 0.39574 | 0.38805 | -1.2246 | 60.6166 | 66.5068 | 68.0544
7 | 20 | 22 | 550.7081 | 563.442 | 579.757 | 593.6771 | 0 | 0 | 0 | 0 | 305.1533 | 301.893 | 305.0188 | 321.5143 | 0 | 0 | 0 | 0 | 280.6095 | 143.2251 | 139.3138 | 137.1382 | 0 | 0 | 0 | 0 | 0 | 2.6378 | 7.8591 | 8.1716 | 0 | 0 | 0 | 0 | -35.0547 | 115.686 | 127.5652 | 126.8529 | 0.38147 | 0.39646 | 0.3914 | 0.38267 | -13.3722 | 45.8652 | 49.9284 | 48.543
7 | 20 | 23 | 509.3723 | 521.599 | 537.1519 | 550.3991 | 0 | 0 | 0 | 0 | 293.2043 | 320.7529 | 330.2121 | 344.3542 | 0 | 0 | 0 | 0 | 245.0417 | 140.0968 | 133.3812 | 128.4698 | 0 | 0 | 0 | 0 | 0 | 6.1492 | 1.0744 | 11.0076 | 0 | 0 | 0 | 0 | -28.8738 | 54.6002 | 72.4842 | 66.5675 | 0.37334 | 0.38975 | 0.38502 | 0.37572 | -10.7797 | 21.2804 | 27.9077 | 25.0107
7 | 20 | 24 | 467.7345 | 477.4736 | 490.0525 | 500.635 | 0 | 0 | 0 | 0 | 266.5334 | 349.8501 | 354.6559 | 344.6485 | 0 | 0 | 0 | 0 | 232.3815 | 132.5149 | 125.815 | 120.9213 | 0 | 0 | 0 | 0 | 0 | 2.2038 | 7.404 | 9.4 | 0 | 0 | 0 | 0 | -31.1803 | -7.0952 | 2.1777 | 25.6652 | 0.36396 | 0.38033 | 0.38357 | 0.36382 | -11.3484 | -2.6985 | 0.83529 | 9.3375
7 | 21 | 1 | 437.6372 | 444.6385 | 453.9777 | 461.6044 | 0 | 0 | 0 | 0 | 185.0305 | 369.0186 | 360.1288 | 316.6368 | 0 | 0 | 0 | 0 | 224.252 | 123.9031 | 117.3555 | 112.6021 | 0 | 0 | 0 | 0 | 0 | 6.1492 | 7.4859 | 1.8094 | 0 | 0 | 0 | 0 | 28.3547 | -54.4323 | -30.9925 | 30.5561 | 0.3644 | 0.37066 | 0.38218 | 0.36382 | 10.3325 | -20.1758 | -11.8446 | 11.117
7 | 21 | 2 | 418.166 | 422.9273 | 429.7323 | 435.1539 | 0 | 0 | 0 | 0 | 178.9964 | 371.6912 | 358.0101 | 302.4388 | 0 | 0 | 0 | 0 | 197.1028 | 112.6517 | 105.2382 | 99.549 | 0 | 0 | 0 | 0 | 0 | 11.9872 | 12.9841 | 0 | 0 | 0 | 0 | 0 | 42.0668 | -73.4028 | -46.5001 | 33.1661 | 0.3644 | 0.36878 | 0.38135 | 0.36382 | 15.3293 | -27.0694 | -17.733 | 12.0665
7 | 21 | 3 | 406.5785 | 409.2005 | 413.6134 | 416.9462 | 0 | 0 | 0 | 0 | 172.5599 | 362.2388 | 346.8226 | 248.4188 | 0 | 0 | 0 | 0 | 174.0411 | 98.2722 | 89.9979 | 83.3757 | 0 | 0 | 0 | 0 | 0 | 20.3254 | 14.3472 | 0 | 0 | 0 | 0 | 0 | 59.9775 | -71.6358 | -37.5543 | 85.1517 | 0.36651 | 0.3648 | 0.37847 | 0.36382 | 21.9821 | -26.1329 | -14.2132 | 30.98
7 | 21 | 4 | 404.9662 | 405.7745 | 408.1739 | 409.7171 | 0 | 0 | 0 | 0 | 197.7177 | 298.0987 | 281.9399 | 270.5496 | 0 | 0 | 0 | 0 | 152.757 | 82.5918 | 74.8769 | 68.7132 | 0 | 0 | 0 | 0 | 0 | 30.7458 | 14.3568 | 0 | 0 | 0 | 0 | 0 | 54.4914 | -5.6618 | 37.0003 | 70.4543 | 0.36512 | 0.37056 | 0.38415 | 0.36382 | 19.8961 | -2.0981 | 14.2136 | 25.6328
7 | 21 | 5 | 409.9455 | 409.1148 | 409.7248 | 409.6748 | 0 | 0 | 0 | 0 | 285.0998 | 254.6086 | 241.7512 | 238.0998 | 0 | 0 | 0 | 0 | 120.1117 | 63.8305 | 56.5023 | 50.627 | 0 | 0 | 0 | 0 | 0 | 7.1974 | -5.5041 | 14.4526 | 0 | 0 | 0 | 0 | 4.734 | 83.4783 | 116.9755 | 106.4955 | 0.36404 | 0.37803 | 0.38589 | 0.36382 | 1.7234 | 31.5573 | 45.1394 | 38.7454
7 | 21 | 6 | 410.3787 | 407.6597 | 406.2441 | 404.4639 | 0 | 0 | 0 | 0 | 312.4195 | 251.4138 | 240.2921 | 230.713 | 0 | 0 | 0 | 0 | 114.1793 | 97.5272 | 90.9065 | 85.4918 | 0 | 0 | 0 | 0 | 0 | 20.6276 | 14.1014 | -6.2593 | 0 | 0 | 0 | 0 | -16.2201 | 38.0911 | 60.9441 | 94.5184 | 0.36811 | 0.37383 | 0.38312 | 0.36387 | -5.9707 | 14.2397 | 23.3487 | 34.3922
7 | 21 | 7 | 432.9118 | 429.1753 | 426.9336 | 424.6436 | 0 | 0 | 0 | 0 | 306.5153 | 242.4035 | 231.4566 | 183.1396 | 0 | 0 | 0 | 0 | 141.6929 | 177.3136 | 173.227 | 169.7724 | 0 | 0 | 0 | 0 | 0 | -7.68 | -4.3169 | 0 | 0 | 0 | 0 | 0 | -15.2964 | 17.1382 | 26.5669 | 71.7316 | 0.37184 | 0.3586 | 0.37474 | 0.37002 | -5.6878 | 6.1457 | 9.9556 | 26.5418
7 | 21 | 8 | 468.2136 | 464.9423 | 463.7588 | 462.8529 | 0 | 0 | 0 | 0 | 247.1989 | 192.7347 | 182.529 | 176.0078 | 0 | 0 | 0 | 0 | 216.4676 | 283.1441 | 294.726 | 305.1783 | 0 | 0 | 0 | 0 | 0 | -6.4261 | -3.7355 | 0 | 0 | 0 | 0 | 0 | 4.5471 | -4.5104 | -9.7607 | -18.3332 | 0.37003 | 0.38103 | 0.36475 | 0.38586 | 1.6826 | -1.7186 | -3.5602 | -7.0741
7 | 21 | 9 | 503.3355 | 501.3956 | 502.2086 | 503.4983 | 0 | 0 | 0 | 0 | 296.8148 | 139.2087 | 133.6724 | 160.185 | 0 | 0 | 0 | 0 | 282.1987 | 375.5931 | 403.1224 | 427.7192 | 0 | 0 | 0 | 0 | 0 | -30.3063 | -21.3848 | -0.282 | 0 | 0 | 0 | 0 | -75.6779 | 16.9001 | -13.2013 | -84.1238 | 0.36691 | 0.38398 | 0.38398 | 0 | -27.7673 | 6.4892 | -5.069 | 0
7 | 21 | 10 | 531.7561 | 530.3326 | 531.7852 | 533.5585 | 0 | 0 | 0 | 0 | 273.3799 | 112.9661 | 112.9222 | 143.5195 | 0 | 0 | 0 | 0 | 313.6007 | 433.6192 | 472.9822 | 508.1387 | 0 | 0 | 0 | 0 | 0 | -28.8388 | -28.2 | -20.7669 | 0 | 0 | 0 | 0 | -55.2245 | 12.586 | -25.9193 | -97.3327 | 0.36691 | 0.38398 | 0.38398 | 0 | -20.2626 | 4.8327 | -9.9524 | 0
7 | 21 | 11 | 552.8139 | 551.8003 | 553.5143 | 555.1659 | 0 | 0 | 0 | 0 | 274.8459 | 114.4891 | 115.8096 | 134.8842 | 0 | 0 | 0 | 0 | 338.5638 | 463.3758 | 507.9966 | 547.8288 | 0 | 0 | 0 | 0 | 0 | -28.2 | -28.2 | -28.2 | 0 | 0 | 0 | 0 | -60.5958 | 2.1355 | -42.0918 | -99.3471 | 0.36691 | 0.38398 | 0.38398 | 0 | -22.2334 | 0.81997 | -16.1622 | 0
7 | 21 | 12 | 575.6682 | 575.354 | 577.7277 | 579.6949 | 0 | 0 | 0 | 0 | 266.5748 | 118.4806 | 119.6858 | 122.433 | 0 | 0 | 0 | 0 | 372.8026 | 490.4382 | 535.9028 | 576.3945 | 0 | 0 | 0 | 0 | 0 | -28.2 | -28.2 | -28.2 | 0 | 0 | 0 | 0 | -63.7092 | -5.3649 | -49.6609 | -90.9325 | 0.36691 | 0.38398 | 0.38398 | 0 | -23.3758 | -2.06 | -19.0685 | 0
7 | 21 | 13 | 595.9668 | 596.8807 | 600.6127 | 603.667 | 0 | 0 | 0 | 0 | 247.2769 | 122.8251 | 127.8276 | 122.8232 | 0 | 0 | 0 | 0 | 388.523 | 497.0097 | 544.7287 | 587.4552 | 0 | 0 | 0 | 0 | 0 | -20.2895 | -15.6508 | -28.2 | 0 | 0 | 0 | 0 | -39.8331 | -2.6646 | -56.2928 | -78.4115 | 0.36382 | 0.38398 | 0.38398 | 0 | -14.4921 | -1.0231 | -21.615 | 0
7 | 21 | 14 | 608.1833 | 609.9409 | 614.6778 | 618.6387 | 0 | 0 | 0 | 0 | 298.2779 | 124.2103 | 124.3833 | 128.2246 | 0 | 0 | 0 | 0 | 397.7299 | 490.284 | 534.001 | 573.0939 | 0 | 0 | 0 | 0 | 0 | -15.089 | -16.5334 | -18.4467 | 0 | 0 | 0 | 0 | -87.8245 | 10.5356 | -27.1731 | -64.2331 | 0.36561 | 0.38398 | 0.38398 | 0 | -32.1093 | 4.0454 | -10.4338 | 0
7 | 21 | 15 | 619.1911 | 621.8627 | 627.6236 | 632.4454 | 0 | 0 | 0 | 0 | 262.4926 | 145.4477 | 136.0044 | 160.9047 | 0 | 0 | 0 | 0 | 402.8978 | 484.6165 | 523.0968 | 557.533 | 0 | 0 | 0 | 0 | 0 | -1.4101 | 0 | 0.091872 | 0 | 0 | 0 | 0 | -46.1994 | -6.7915 | -31.4776 | -86.0842 | 0.36533 | 0.38398 | 0.38025 | 0 | -16.8778 | -2.6077 | -11.9693 | 0
7 | 21 | 16 | 625.0312 | 630.0153 | 638.3597 | 645.4742 | 0 | 0 | 0 | 0 | 247.6417 | 164.9394 | 188.9032 | 208.4781 | 0 | 0 | 0 | 0 | 391.5498 | 446.5276 | 478.0844 | 506.5435 | 0 | 0 | 0 | 0 | 0 | -1.4101 | -2.82 | 0.41466 | 0 | 0 | 0 | 0 | -14.1602 | 19.9584 | -25.8079 | -69.9621 | 0.37414 | 0.38398 | 0.38398 | 0.38586 | -5.2979 | 7.6635 | -9.9096 | -26.9958
7 | 21 | 17 | 619.4773 | 626.9577 | 638.0069 | 647.4914 | 0 | 0 | 0 | 0 | 267.3583 | 224.4782 | 211.22 | 215.6083 | 0 | 0 | 0 | 0 | 352.1923 | 394.1517 | 411.249 | 426.7723 | 0 | 0 | 0 | 0 | 0 | -3.2508 | -2.0439 | -1.41 | 0 | 0 | 0 | 0 | -0.073366 | 11.5786 | 17.5817 | 6.5208 | 0.38366 | 0.35923 | 0.36981 | 0.37601 | -0.028147 | 4.1593 | 6.5018 | 2.4519
7 | 21 | 18 | 604.3862 | 614.2593 | 627.8871 | 639.6697 | 0 | 0 | 0 | 0 | 288.2405 | 227.207 | 211.12 | 224.2952 | 0 | 0 | 0 | 0 | 301.6289 | 311.2985 | 312.9676 | 314.871 | 0 | 0 | 0 | 0 | 0 | -2.8177 | -0.52782 | 0 | 0 | 0 | 0 | 0 | 14.5168 | 78.5715 | 104.3273 | 100.5035 | 0.38585 | 0.38166 | 0.38652 | 0.37341 | 5.6013 | 29.9875 | 40.3251 | 37.529
7 | 21 | 19 | 581.0225 | 592.1807 | 607.108 | 620.0353 | 0 | 0 | 0 | 0 | 314.4523 | 259.5372 | 247.5442 | 244.1004 | 0 | 0 | 0 | 0 | 257.7729 | 197.4742 | 194.4784 | 192.8668 | 0 | 0 | 0 | 0 | 0 | -8.0186 | -1.9396 | 12.9553 | 0 | 0 | 0 | 0 | 8.7973 | 143.1879 | 167.025 | 170.1128 | 0.38793 | 0.39411 | 0.38919 | 0.38458 | 3.4128 | 56.4316 | 65.0043 | 65.4217
7 | 21 | 20 | 585.1636 | 596.9728 | 612.5444 | 625.9297 | 0 | 0 | 0 | 0 | 300.8815 | 271.1801 | 279.6512 | 291.6738 | 0 | 0 | 0 | 0 | 265.6262 | 138.2147 | 137.6963 | 138.888 | 0 | 0 | 0 | 0 | 0 | 23.941 | 14.9183 | 17.1999 | 0 | 0 | 0 | 0 | 18.6559 | 163.6369 | 180.2786 | 178.168 | 0.38829 | 0.40541 | 0.3998 | 0.38892 | 7.2439 | 66.3392 | 72.0757 | 69.2925
7 | 21 | 21 | 574.4907 | 586.5727 | 602.2964 | 615.7025 | 0 | 0 | 0 | 0 | 302.6507 | 306.6983 | 294.7542 | 309.5484 | 0 | 0 | 0 | 0 | 263.1747 | 123.8751 | 122.5617 | 122.9835 | 0 | 0 | 0 | 0 | 0 | 0 | 15.4309 | 9.4 | 0 | 0 | 0 | 0 | 8.6654 | 155.9993 | 169.5496 | 173.7706 | 0.38736 | 0.40087 | 0.39574 | 0.38805 | 3.3566 | 62.5354 | 67.097 | 67.4321
7 | 21 | 22 | 534.5008 | 546.7091 | 562.3787 | 575.7427 | 0 | 0 | 0 | 0 | 305.1533 | 301.893 | 305.0188 | 321.5143 | 0 | 0 | 0 | 0 | 246.9395 | 109.4737 | 107.7928 | 107.7321 | 0 | 0 | 0 | 0 | 0 | 2.6378 | 7.8591 | 8.1716 | 0 | 0 | 0 | 0 | -17.5919 | 132.7045 | 141.7081 | 138.3247 | 0.38147 | 0.39646 | 0.3914 | 0.38267 | -6.7108 | 52.6124 | 55.4639 | 52.9329
7 | 21 | 23 | 492.935 | 504.6286 | 519.5271 | 532.2103 | 0 | 0 | 0 | 0 | 293.2043 | 320.7529 | 330.2121 | 344.3542 | 0 | 0 | 0 | 0 | 236.256 | 102.239 | 101.313 | 101.9236 | 0 | 0 | 0 | 0 | 0 | 6.1492 | 1.0744 | 11.0076 | 0 | 0 | 0 | 0 | -36.5253 | 75.4876 | 86.9275 | 74.9249 | 0.37334 | 0.38975 | 0.38502 | 0.37572 | -13.6363 | 29.4212 | 33.4686 | 28.1508
7 | 21 | 24 | 455.3668 | 464.7047 | 476.7912 | 486.9493 | 0 | 0 | 0 | 0 | 266.5334 | 349.8501 | 354.6559 | 344.6485 | 0 | 0 | 0 | 0 | 224.4002 | 99.706 | 98.1892 | 98.2226 | 0 | 0 | 0 | 0 | 0 | 2.2038 | 7.404 | 9.4 | 0 | 0 | 0 | 0 | -35.5668 | 12.9448 | 16.5421 | 34.6781 | 0.36396 | 0.38033 | 0.38357 | 0.36382 | -12.9449 | 4.9233 | 6.345 | 12.6167
7 | 22 | 1 | 429.3743 | 436.1077 | 445.1178 | 452.461 | 0 | 0 | 0 | 0 | 185.0305 | 369.0186 | 360.1288 | 316.6368 | 0 | 0 | 0 | 0 | 221.3221 | 103.2629 | 101.1036 | 100.511 | 0 | 0 | 0 | 0 | 0 | 6.1492 | 7.4859 | 1.8094 | 0 | 0 | 0 | 0 | 23.0217 | -42.3229 | -23.6005 | 33.5038 | 0.3644 | 0.37066 | 0.38218 | 0.36382 | 8.3892 | -15.6873 | -9.0195 | 12.1894
7 | 22 | 2 | 407.8507 | 412.2775 | 418.6717 | 423.7393 | 0 | 0 | 0 | 0 | 178.9964 | 371.6912 | 358.0101 | 302.4388 | 0 | 0 | 0 | 0 | 202.6267 | 88.8243 | 87.1009 | 86.8374 | 0 | 0 | 0 | 0 | 0 | 11.9872 | 12.9841 | 0 | 0 | 0 | 0 | 0 | 26.2276 | -60.2252 | -39.4235 | 34.4632 | 0.3644 | 0.36878 | 0.38135 | 0.36382 | 9.5574 | -22.2098 | -15.0343 | 12.5384
7 | 22 | 3 | 397.7672 | 400.1034 | 404.1654 | 407.1959 | 0 | 0 | 0 | 0 | 172.5599 | 362.2388 | 346.8226 | 248.4188 | 0 | 0 | 0 | 0 | 174.3884 | 73.2791 | 71.6765 | 71.3809 | 0 | 0 | 0 | 0 | 0 | 20.3254 | 14.3472 | 0 | 0 | 0 | 0 | 0 | 50.8189 | -55.7399 | -28.6809 | 87.3961 | 0.36651 | 0.3648 | 0.37847 | 0.36382 | 18.6254 | -20.3341 | -10.8548 | 31.7966
7 | 22 | 4 | 392.2976 | 392.6951 | 394.5901 | 395.6985 | 0 | 0 | 0 | 0 | 197.7177 | 298.0987 | 281.9399 | 270.5496 | 0 | 0 | 0 | 0 | 151.1074 | 63.2635 | 62.7259 | 63.3455 | 0 | 0 | 0 | 0 | 0 | 30.7458 | 14.3568 | 0 | 0 | 0 | 0 | 0 | 43.4725 | 0.58701 | 35.5675 | 61.8034 | 0.36512 | 0.37056 | 0.38415 | 0.36382 | 15.8728 | 0.21752 | 13.6632 | 22.4854
7 | 22 | 5 | 393.7028 | 392.3454 | 392.3086 | 391.7013 | 0 | 0 | 0 | 0 | 285.0998 | 254.6086 | 241.7512 | 238.0998 | 0 | 0 | 0 | 0 | 137.1152 | 49.3745 | 51.1482 | 53.9366 | 0 | 0 | 0 | 0 | 0 | 7.1974 | -5.5041 | 14.4526 | 0 | 0 | 0 | 0 | -28.5121 | 81.1649 | 104.9135 | 85.2123 | 0.36404 | 0.37803 | 0.38589 | 0.36382 | -10.3797 | 30.6828 | 40.4849 | 31.0021
7 | 22 | 6 | 388.0848 | 384.6429 | 382.3395 | 379.7944 | 0 | 0 | 0 | 0 | 312.4195 | 251.4138 | 240.2921 | 230.713 | 0 | 0 | 0 | 0 | 125.0501 | 97.9493 | 95.2171 | 93.4417 | 0 | 0 | 0 | 0 | 0 | 20.6276 | 14.1014 | -6.2593 | 0 | 0 | 0 | 0 | -49.3848 | 14.6522 | 32.7289 | 61.899 | 0.36811 | 0.37383 | 0.38312 | 0.36387 | -18.1788 | 5.4774 | 12.539 | 22.5231
7 | 22 | 7 | 406.1414 | 401.5369 | 398.2292 | 395.0207 | 0 | 0 | 0 | 0 | 306.5153 | 242.4035 | 231.4566 | 183.1396 | 0 | 0 | 0 | 0 | 148.3672 | 186.0285 | 182.8845 | 180.3079 | 0 | 0 | 0 | 0 | 0 | -7.68 | -4.3169 | 0 | 0 | 0 | 0 | 0 | -48.741 | -19.2151 | -11.7949 | 31.5731 | 0.37184 | 0.3586 | 0.37474 | 0.37002 | -18.1238 | -6.8905 | -4.42 | 11.6826
7 | 22 | 8 | 437.0199 | 432.737 | 430.3114 | 428.3352 | 0 | 0 | 0 | 0 | 247.1989 | 192.7347 | 182.529 | 176.0078 | 0 | 0 | 0 | 0 | 196.3719 | 270.1914 | 277.7491 | 284.5099 | 0 | 0 | 0 | 0 | 0 | -6.4261 | -3.7355 | 0 | 0 | 0 | 0 | 0 | -6.5509 | -23.763 | -26.2312 | -32.1825 | 0.37003 | 0.38103 | 0.36475 | 0.38586 | -2.424 | -9.0544 | -9.5679 | -12.4181
7 | 22 | 9 | 471.5049 | 468.5327 | 468.0783 | 468.2758 | 0 | 0 | 0 | 0 | 296.8148 | 139.2087 | 133.6724 | 160.185 | 0 | 0 | 0 | 0 | 236.3123 | 329.7054 | 346.3811 | 361.077 | 0 | 0 | 0 | 0 | 0 | -30.3063 | -21.3848 | -0.282 | 0 | 0 | 0 | 0 | -61.6223 | 29.9249 | 9.4096 | -52.7042 | 0.36691 | 0.38398 | 0.38398 | 0 | -22.6101 | 11.4904 | 3.6131 | 0
7 | 22 | 10 | 501.9602 | 499.5704 | 499.8366 | 500.5876 | 0 | 0 | 0 | 0 | 273.3799 | 112.9661 | 112.9222 | 143.5195 | 0 | 0 | 0 | 0 | 260.1773 | 380.3356 | 410.6184 | 437.4818 | 0 | 0 | 0 | 0 | 0 | -28.8388 | -28.2 | -20.7669 | 0 | 0 | 0 | 0 | -31.597 | 35.1075 | 4.4959 | -59.6468 | 0.36691 | 0.38398 | 0.38398 | 0 | -11.5934 | 13.4804 | 1.7263 | 0
7 | 22 | 11 | 532.5902 | 530.9208 | 531.8295 | 532.7872 | 0 | 0 | 0 | 0 | 274.8459 | 114.4891 | 115.8096 | 134.8842 | 0 | 0 | 0 | 0 | 277.2822 | 406.6742 | 441.4066 | 472.1416 | 0 | 0 | 0 | 0 | 0 | -28.2 | -28.2 | -28.2 | 0 | 0 | 0 | 0 | -19.5379 | 37.9575 | 2.8134 | -46.0386 | 0.36691 | 0.38398 | 0.38398 | 0 | -7.1687 | 14.5748 | 1.0803 | 0
7 | 22 | 12 | 560.4164 | 559.6075 | 561.374 | 562.8179 | 0 | 0 | 0 | 0 | 266.5748 | 118.4806 | 119.6858 | 122.433 | 0 | 0 | 0 | 0 | 282.9765 | 415.1831 | 452.5239 | 485.6684 | 0 | 0 | 0 | 0 | 0 | -28.2 | -28.2 | -28.2 | 0 | 0 | 0 | 0 | 10.8651 | 54.1438 | 17.3643 | -17.0835 | 0.36691 | 0.38398 | 0.38398 | 0 | 3.9865 | 20.7899 | 6.6675 | 0
7 | 22 | 13 | 585.0322 | 585.5915 | 588.8881 | 591.5672 | 0 | 0 | 0 | 0 | 247.2769 | 122.8251 | 127.8276 | 122.8232 | 0 | 0 | 0 | 0 | 301.9725 | 428.7014 | 471.9598 | 510.5869 | 0 | 0 | 0 | 0 | 0 | -20.2895 | -15.6508 | -28.2 | 0 | 0 | 0 | 0 | 35.7828 | 54.3544 | 4.7516 | -13.6429 | 0.36382 | 0.38398 | 0.38398 | 0 | 13.0186 | 20.8708 | 1.8245 | 0
7 | 22 | 14 | 603.7776 | 605.3923 | 609.9538 | 613.7636 | 0 | 0 | 0 | 0 | 298.2779 | 124.2103 | 124.3833 | 128.2246 | 0 | 0 | 0 | 0 | 322.5952 | 422.5153 | 469.0462 | 510.9711 | 0 | 0 | 0 | 0 | 0 | -15.089 | -16.5334 | -18.4467 | 0 | 0 | 0 | 0 | -17.0955 | 73.7556 | 33.0577 | -6.9854 | 0.36561 | 0.38398 | 0.38398 | 0 | -6.2502 | 28.3203 | 12.6933 | 0
7 | 22 | 15 | 617.4217 | 620.036 | 625.7264 | 630.4876 | 0 | 0 | 0 | 0 | 262.4926 | 145.4477 | 136.0044 | 160.9047 | 0 | 0 | 0 | 0 | 332.3677 | 398.6505 | 439.912 | 477.3698 | 0 | 0 | 0 | 0 | 0 | -1.4101 | 0 | 0.091872 | 0 | 0 | 0 | 0 | 22.5614 | 77.3479 | 49.81 | -7.8789 | 0.36533 | 0.38398 | 0.38025 | 0 | 8.2423 | 29.6997 | 18.9402 | 0
7 | 22 | 16 | 624.7304 | 629.7047 | 638.0371 | 645.1414 | 0 | 0 | 0 | 0 | 247.6417 | 164.9394 | 188.9032 | 208.4781 | 0 | 0 | 0 | 0 | 326.433 | 375.9225 | 408.1897 | 437.6103 | 0 | 0 | 0 | 0 | 0 | -1.4101 | -2.82 | 0.41466 | 0 | 0 | 0 | 0 | 50.6558 | 90.2529 | 43.7642 | -1.3617 | 0.37414 | 0.38398 | 0.38398 | 0.38586 | 18.9522 | 34.6549 | 16.8044 | -0.52542
7 | 22 | 17 | 624.2191 | 631.8533 | 643.0914 | 652.7386 | 0 | 0 | 0 | 0 | 267.3583 | 224.4782 | 211.22 | 215.6083 | 0 | 0 | 0 | 0 | 330.7489 | 330.7479 | 353.899 | 375.513 | 0 | 0 | 0 | 0 | 0 | -3.2508 | -2.0439 | -1.41 | 0 | 0 | 0 | 0 | 26.1119 | 79.878 | 80.0162 | 63.0273 | 0.38366 | 0.35923 | 0.36981 | 0.37601 | 10.018 | 28.6942 | 29.5906 | 23.6992
7 | 22 | 18 | 615.4093 | 625.6398 | 639.7065 | 651.8674 | 0 | 0 | 0 | 0 | 288.2405 | 227.207 | 211.12 | 224.2952 | 0 | 0 | 0 | 0 | 282.5574 | 266.9479 | 274.2069 | 281.4688 | 0 | 0 | 0 | 0 | 0 | -2.8177 | -0.52782 | 0 | 0 | 0 | 0 | 0 | 44.6114 | 134.3026 | 154.9075 | 146.1034 | 0.38585 | 0.38166 | 0.38652 | 0.37341 | 17.2135 | 51.2577 | 59.8756 | 54.5565
7 | 22 | 19 | 601.5647 | 613.389 | 629.1344 | 642.7665 | 0 | 0 | 0 | 0 | 314.4523 | 259.5372 | 247.5442 | 244.1004 | 0 | 0 | 0 | 0 | 222.7878 | 168.5655 | 167.5106 | 167.5993 | 0 | 0 | 0 | 0 | 0 | -8.0186 | -1.9396 | 12.9553 | 0 | 0 | 0 | 0 | 64.3246 | 193.3049 | 216.0191 | 218.1115 | 0.38793 | 0.39411 | 0.38919 | 0.38458 | 24.9538 | 76.1832 | 84.0723 | 83.8809
7 | 22 | 20 | 604.1311 | 616.5553 | 632.8822 | 646.9183 | 0 | 0 | 0 | 0 | 300.8815 | 271.1801 | 279.6512 | 291.6738 | 0 | 0 | 0 | 0 | 188.433 | 114.0679 | 109.3358 | 106.2411 | 0 | 0 | 0 | 0 | 0 | 23.941 | 14.9183 | 17.1999 | 0 | 0 | 0 | 0 | 114.8166 | 207.3663 | 228.9768 | 231.8036 | 0.38829 | 0.40541 | 0.3998 | 0.38892 | 44.5824 | 84.0674 | 91.5453 | 90.1522
7 | 22 | 21 | 594.449 | 607.1782 | 623.6967 | 637.7876 | 0 | 0 | 0 | 0 | 302.6507 | 306.6983 | 294.7542 | 309.5484 | 0 | 0 | 0 | 0 | 184.7472 | 105.046 | 103.6469 | 103.72 | 0 | 0 | 0 | 0 | 0 | 0 | 15.4309 | 9.4 | 0 | 0 | 0 | 0 | 107.0512 | 195.4338 | 209.8647 | 215.1192 | 0.38736 | 0.40087 | 0.39574 | 0.38805 | 41.4676 | 78.3436 | 83.0511 | 83.4775
7 | 22 | 22 | 542.4452 | 554.9111 | 570.8971 | 584.5337 | 0 | 0 | 0 | 0 | 305.1533 | 301.893 | 305.0188 | 321.5143 | 0 | 0 | 0 | 0 | 164.9223 | 95.4022 | 93.2534 | 92.5089 | 0 | 0 | 0 | 0 | 0 | 2.6378 | 7.8591 | 8.1716 | 0 | 0 | 0 | 0 | 72.3696 | 154.9781 | 164.7658 | 162.3388 | 0.38147 | 0.39646 | 0.3914 | 0.38267 | 27.6066 | 61.443 | 64.4886 | 62.1224
7 | 22 | 23 | 493.3242 | 505.0305 | 519.9445 | 532.641 | 0 | 0 | 0 | 0 | 293.2043 | 320.7529 | 330.2121 | 344.3542 | 0 | 0 | 0 | 0 | 161.1271 | 94.9754 | 92.7727 | 91.9639 | 0 | 0 | 0 | 0 | 0 | 6.1492 | 1.0744 | 11.0076 | 0 | 0 | 0 | 0 | 38.9928 | 83.1531 | 95.8852 | 85.3153 | 0.37334 | 0.38975 | 0.38502 | 0.37572 | 14.5575 | 32.4089 | 36.9175 | 32.0546
7 | 22 | 24 | 451.9696 | 461.1974 | 473.1486 | 483.1901 | 0 | 0 | 0 | 0 | 266.5334 | 349.8501 | 354.6559 | 344.6485 | 0 | 0 | 0 | 0 | 159.399 | 92.4857 | 91.1215 | 91.1172 | 0 | 0 | 0 | 0 | 0 | 2.2038 | 7.404 | 9.4 | 0 | 0 | 0 | 0 | 26.0372 | 16.6578 | 19.9672 | 38.0244 | 0.36396 | 0.38033 | 0.38357 | 0.36382 | 9.4765 | 6.3355 | 7.6588 | 13.8341
7 | 23 | 1 | 429.392 | 436.126 | 445.1368 | 452.4806 | 0 | 0 | 0 | 0 | 185.0305 | 369.0186 | 360.1288 | 316.6368 | 0 | 0 | 0 | 0 | 171.1727 | 89.101 | 89.9003 | 92.0017 | 0 | 0 | 0 | 0 | 0 | 6.1492 | 7.4859 | 1.8094 | 0 | 0 | 0 | 0 | 73.1889 | -28.1428 | -12.3783 | 42.0326 | 0.3644 | 0.37066 | 0.38218 | 0.36382 | 26.6702 | -10.4314 | -4.7307 | 15.2924
7 | 23 | 2 | 413.088 | 417.6846 | 424.2874 | 429.5347 | 0 | 0 | 0 | 0 | 178.9964 | 371.6912 | 358.0101 | 302.4388 | 0 | 0 | 0 | 0 | 159.8944 | 72.8944 | 74.9178 | 78.1623 | 0 | 0 | 0 | 0 | 0 | 11.9872 | 12.9841 | 0 | 0 | 0 | 0 | 0 | 74.1972 | -38.8883 | -21.6246 | 48.9336 | 0.3644 | 0.36878 | 0.38135 | 0.36382 | 27.0377 | -14.3412 | -8.2466 | 17.8031
7 | 23 | 3 | 405.5523 | 408.141 | 412.513 | 415.8107 | 0 | 0 | 0 | 0 | 172.5599 | 362.2388 | 346.8226 | 248.4188 | 0 | 0 | 0 | 0 | 124.8674 | 55.9281 | 56.3355 | 57.925 | 0 | 0 | 0 | 0 | 0 | 20.3254 | 14.3472 | 0 | 0 | 0 | 0 | 0 | 108.1251 | -30.3512 | -4.9923 | 109.4669 | 0.36651 | 0.3648 | 0.37847 | 0.36382 | 39.6285 | -11.0722 | -1.8894 | 39.8264
7 | 23 | 4 | 415.4584 | 416.607 | 419.4243 | 421.3274 | 0 | 0 | 0 | 0 | 197.7177 | 298.0987 | 281.9399 | 270.5496 | 0 | 0 | 0 | 0 | 115.3385 | 44.91 | 46.0974 | 48.3758 | 0 | 0 | 0 | 0 | 0 | 30.7458 | 14.3568 | 0 | 0 | 0 | 0 | 0 | 102.4022 | 42.8524 | 77.0301 | 102.4019 | 0.36512 | 0.37056 | 0.38415 | 0.36382 | 37.3894 | 15.8795 | 29.5909 | 37.256
7 | 23 | 5 | 441.5815 | 441.7768 | 443.6465 | 444.682 | 0 | 0 | 0 | 0 | 285.0998 | 254.6086 | 241.7512 | 238.0998 | 0 | 0 | 0 | 0 | 120.0003 | 34.6193 | 39.3768 | 45.0432 | 0 | 0 | 0 | 0 | 0 | 7.1974 | -5.5041 | 14.4526 | 0 | 0 | 0 | 0 | 36.4814 | 145.3515 | 168.0226 | 147.0864 | 0.36404 | 0.37803 | 0.38589 | 0.36382 | 13.2808 | 54.9472 | 64.8379 | 53.5132
7 | 23 | 6 | 473.9692 | 473.3124 | 474.4289 | 474.8307 | 0 | 0 | 0 | 0 | 312.4195 | 251.4138 | 240.2921 | 230.713 | 0 | 0 | 0 | 0 | 130.3632 | 86.0349 | 86.7685 | 88.3265 | 0 | 0 | 0 | 0 | 0 | 20.6276 | 14.1014 | -6.2593 | 0 | 0 | 0 | 0 | 31.1866 | 115.236 | 133.267 | 162.0504 | 0.36811 | 0.37383 | 0.38312 | 0.36387 | 11.48 | 43.0789 | 51.0568 | 58.965
7 | 23 | 7 | 515.2221 | 514.1548 | 515.1907 | 515.7249 | 0 | 0 | 0 | 0 | 306.5153 | 242.4035 | 231.4566 | 183.1396 | 0 | 0 | 0 | 0 | 157.1799 | 174.2972 | 171.2309 | 168.7201 | 0 | 0 | 0 | 0 | 0 | -7.68 | -4.3169 | 0 | 0 | 0 | 0 | 0 | 51.5269 | 105.1341 | 116.8202 | 163.8652 | 0.37184 | 0.3586 | 0.37474 | 0.37002 | 19.1597 | 37.7007 | 43.7767 | 60.6327
7 | 23 | 8 | 557.0175 | 556.6259 | 558.9786 | 561.1197 | 0 | 0 | 0 | 0 | 247.1989 | 192.7347 | 182.529 | 176.0078 | 0 | 0 | 0 | 0 | 184.2379 | 248.9496 | 250.4341 | 251.5552 | 0 | 0 | 0 | 0 | 0 | -6.4261 | -3.7355 | 0 | 0 | 0 | 0 | 0 | 125.5807 | 121.3676 | 129.7509 | 133.5567 | 0.37003 | 0.38103 | 0.36475 | 0.38586 | 46.4682 | 46.2444 | 47.3268 | 51.5347
7 | 23 | 9 | 597.9606 | 599.0892 | 603.6702 | 608.2066 | 0 | 0 | 0 | 0 | 296.8148 | 139.2087 | 133.6724 | 160.185 | 0 | 0 | 0 | 0 | 218.2725 | 314.916 | 327.303 | 337.9918 | 0 | 0 | 0 | 0 | 0 | -30.3063 | -21.3848 | -0.282 | 0 | 0 | 0 | 0 | 82.8733 | 175.2708 | 164.0796 | 110.3118 | 0.36691 | 0.38398 | 0.38398 | 0 | 30.4074 | 67.2996 | 63.0025 | 0
7 | 23 | 10 | 626.965 | 628.629 | 633.8728 | 638.9129 | 0 | 0 | 0 | 0 | 273.3799 | 112.9661 | 112.9222 | 143.5195 | 0 | 0 | 0 | 0 | 243.7214 | 363.0928 | 388.907 | 411.6816 | 0 | 0 | 0 | 0 | 0 | -28.8388 | -28.2 | -20.7669 | 0 | 0 | 0 | 0 | 109.8637 | 181.4087 | 160.2435 | 104.4788 | 0.36691 | 0.38398 | 0.38398 | 0 | 40.3105 | 69.6564 | 61.5295 | 0
7 | 23 | 11 | 654.5163 | 656.8008 | 662.5646 | 667.7057 | 0 | 0 | 0 | 0 | 274.8459 | 114.4891 | 115.8096 | 134.8842 | 0 | 0 | 0 | 0 | 257.5246 | 386.5613 | 419.1567 | 448.0446 | 0 | 0 | 0 | 0 | 0 | -28.2 | -28.2 | -28.2 | 0 | 0 | 0 | 0 | 122.1459 | 183.9504 | 155.7984 | 112.9769 | 0.36691 | 0.38398 | 0.38398 | 0 | 44.817 | 70.6324 | 59.8227 | 0
7 | 23 | 12 | 676.6452 | 679.6055 | 686.0002 | 691.432 | 0 | 0 | 0 | 0 | 266.5748 | 118.4806 | 119.6858 | 122.433 | 0 | 0 | 0 | 0 | 273.0611 | 396.2893 | 432.677 | 465.0918 | 0 | 0 | 0 | 0 | 0 | -28.2 | -28.2 | -28.2 | 0 | 0 | 0 | 0 | 137.0094 | 193.0355 | 161.8374 | 132.1072 | 0.36691 | 0.38398 | 0.38398 | 0 | 50.2706 | 74.1208 | 62.1415 | 0
7 | 23 | 13 | 701.5087 | 705.8451 | 713.7799 | 720.4554 | 0 | 0 | 0 | 0 | 247.2769 | 122.8251 | 127.8276 | 122.8232 | 0 | 0 | 0 | 0 | 276.4017 | 400.5701 | 436.2527 | 468.0408 | 0 | 0 | 0 | 0 | 0 | -20.2895 | -15.6508 | -28.2 | 0 | 0 | 0 | 0 | 177.8302 | 202.7394 | 165.3505 | 157.7914 | 0.36382 | 0.38398 | 0.38398 | 0 | 64.6985 | 77.8469 | 63.4904 | 0
7 | 23 | 14 | 719.9534 | 725.3354 | 734.523 | 742.319 | 0 | 0 | 0 | 0 | 298.2779 | 124.2103 | 124.3833 | 128.2246 | 0 | 0 | 0 | 0 | 286.2233 | 388.4914 | 419.4342 | 447.0952 | 0 | 0 | 0 | 0 | 0 | -15.089 | -16.5334 | -18.4467 | 0 | 0 | 0 | 0 | 135.4522 | 227.7227 | 207.2389 | 185.4459 | 0.36561 | 0.38398 | 0.38398 | 0 | 49.5223 | 87.4398 | 79.5746 | 0
7 | 23 | 15 | 731.1204 | 737.4217 | 747.6396 | 756.3019 | 0 | 0 | 0 | 0 | 262.4926 | 145.4477 | 136.0044 | 160.9047 | 0 | 0 | 0 | 0 | 326.4234 | 393.6766 | 419.7464 | 443.1122 | 0 | 0 | 0 | 0 | 0 | -1.4101 | 0 | 0.091872 | 0 | 0 | 0 | 0 | 142.2043 | 199.7075 | 191.8888 | 152.1931 | 0.36533 | 0.38398 | 0.38025 | 0 | 51.9509 | 76.6827 | 72.9655 | 0
7 | 23 | 16 | 735.3681 | 743.9302 | 756.6682 | 767.5686 | 0 | 0 | 0 | 0 | 247.6417 | 164.9394 | 188.9032 | 208.4781 | 0 | 0 | 0 | 0 | 347.9852 | 384.8476 | 405.0726 | 423.3946 | 0 | 0 | 0 | 0 | 0 | -1.4101 | -2.82 | 0.41466 | 0 | 0 | 0 | 0 | 139.7413 | 195.5533 | 165.5124 | 135.2812 | 0.37414 | 0.38398 | 0.38398 | 0.38586 | 52.2824 | 75.0876 | 63.5526 | 52.2
7 | 23 | 17 | 722.8606 | 733.6935 | 748.8595 | 761.8913 | 0 | 0 | 0 | 0 | 267.3583 | 224.4782 | 211.22 | 215.6083 | 0 | 0 | 0 | 0 | 350.5361 | 348.9503 | 356.5922 | 363.6852 | 0 | 0 | 0 | 0 | 0 | -3.2508 | -2.0439 | -1.41 | 0 | 0 | 0 | 0 | 104.9662 | 163.5158 | 183.0911 | 184.0078 | 0.38366 | 0.35923 | 0.36981 | 0.37601 | 40.2709 | 58.7391 | 67.7084 | 69.1896
7 | 23 | 18 | 701.3468 | 714.3641 | 731.8529 | 746.9624 | 0 | 0 | 0 | 0 | 288.2405 | 227.207 | 211.12 | 224.2952 | 0 | 0 | 0 | 0 | 350.421 | 298.3035 | 292.2147 | 287.1317 | 0 | 0 | 0 | 0 | 0 | -2.8177 | -0.52782 | 0 | 0 | 0 | 0 | 0 | 62.6852 | 191.6713 | 229.046 | 235.5355 | 0.38585 | 0.38166 | 0.38652 | 0.37341 | 24.1873 | 73.153 | 88.532 | 87.9513
7 | 23 | 19 | 674.1436 | 688.3215 | 706.957 | 723.0794 | 0 | 0 | 0 | 0 | 314.4523 | 259.5372 | 247.5442 | 244.1004 | 0 | 0 | 0 | 0 | 339.4521 | 225.5966 | 215.0114 | 206.3939 | 0 | 0 | 0 | 0 | 0 | -8.0186 | -1.9396 | 12.9553 | 0 | 0 | 0 | 0 | 20.2392 | 211.2063 | 246.341 | 259.6297 | 0.38793 | 0.39411 | 0.38919 | 0.38458 | 7.8515 | 83.2383 | 95.8732 | 99.8479
7 | 23 | 20 | 674.2152 | 688.9121 | 708.0297 | 724.4705 | 0 | 0 | 0 | 0 | 300.8815 | 271.1801 | 279.6512 | 291.6738 | 0 | 0 | 0 | 0 | 311.287 | 178.108 | 168.3374 | 160.7297 | 0 | 0 | 0 | 0 | 0 | 23.941 | 14.9183 | 17.1999 | 0 | 0 | 0 | 0 | 62.0467 | 215.683 | 245.1228 | 254.8672 | 0.38829 | 0.40541 | 0.3998 | 0.38892 | 24.0923 | 87.439 | 98.0005 | 99.122
7 | 23 | 21 | 655.6864 | 670.4013 | 689.3583 | 705.5503 | 0 | 0 | 0 | 0 | 302.6507 | 306.6983 | 294.7542 | 309.5484 | 0 | 0 | 0 | 0 | 290.3166 | 163.9901 | 155.4288 | 148.9705 | 0 | 0 | 0 | 0 | 0 | 0 | 15.4309 | 9.4 | 0 | 0 | 0 | 0 | 62.7191 | 199.7129 | 223.7444 | 237.6313 | 0.38736 | 0.40087 | 0.39574 | 0.38805 | 24.295 | 80.0589 | 88.5438 | 92.2134
7 | 23 | 22 | 592.2348 | 606.3153 | 624.2839 | 639.6289 | 0 | 0 | 0 | 0 | 305.1533 | 301.893 | 305.0188 | 321.5143 | 0 | 0 | 0 | 0 | 274.3862 | 166.282 | 158.742 | 153.2197 | 0 | 0 | 0 | 0 | 0 | 2.6378 | 7.8591 | 8.1716 | 0 | 0 | 0 | 0 | 12.6953 | 135.5025 | 152.664 | 156.7232 | 0.38147 | 0.39646 | 0.3914 | 0.38267 | 4.8428 | 53.7217 | 59.752 | 59.9735
7 | 23 | 23 | 533.8424 | 546.8626 | 563.39 | 577.4768 | 0 | 0 | 0 | 0 | 293.2043 | 320.7529 | 330.2121 | 344.3542 | 0 | 0 | 0 | 0 | 257.1419 | 172.0111 | 165.5804 | 161.0057 | 0 | 0 | 0 | 0 | 0 | 6.1492 | 1.0744 | 11.0076 | 0 | 0 | 0 | 0 | -16.5038 | 47.9496 | 66.5231 | 61.1093 | 0.37334 | 0.38975 | 0.38502 | 0.37572 | -6.1615 | 18.6883 | 25.6125 | 22.9599
7 | 23 | 24 | 490.63 | 501.1114 | 514.6021 | 525.9701 | 0 | 0 | 0 | 0 | 266.5334 | 349.8501 | 354.6559 | 344.6485 | 0 | 0 | 0 | 0 | 226.9973 | 140.0675 | 136.7414 | 134.9572 | 0 | 0 | 0 | 0 | 0 | 2.2038 | 7.404 | 9.4 | 0 | 0 | 0 | 0 | -2.9007 | 8.9901 | 15.8008 | 36.9644 | 0.36396 | 0.38033 | 0.38357 | 0.36382 | -1.0557 | 3.4192 | 6.0607 | 13.4484
7 | 24 | 1 | 461.612 | 469.3907 | 479.6845 | 488.1339 | 0 | 0 | 0 | 0 | 185.0305 | 369.0186 | 360.1288 | 316.6368 | 0 | 0 | 0 | 0 | 192.8431 | 112.6346 | 108.3788 | 105.6413 | 0 | 0 | 0 | 0 | 0 | 6.1492 | 7.4859 | 1.8094 | 0 | 0 | 0 | 0 | 83.7383 | -18.4117 | 3.691 | 64.0464 | 0.3644 | 0.37066 | 0.38218 | 0.36382 | 30.5145 | -6.8244 | 1.4106 | 23.3015
7 | 24 | 2 | 439.7344 | 445.1951 | 452.859 | 459.0206 | 0 | 0 | 0 | 0 | 178.9964 | 371.6912 | 358.0101 | 302.4388 | 0 | 0 | 0 | 0 | 166.6587 | 97.5053 | 91.536 | 87.0737 | 0 | 0 | 0 | 0 | 0 | 11.9872 | 12.9841 | 0 | 0 | 0 | 0 | 0 | 94.0794 | -35.9885 | -9.6712 | 69.5082 | 0.3644 | 0.36878 | 0.38135 | 0.36382 | 34.2828 | -13.2718 | -3.6882 | 25.2886
7 | 24 | 3 | 430.2171 | 433.6056 | 438.9598 | 443.1037 | 0 | 0 | 0 | 0 | 172.5599 | 362.2388 | 346.8226 | 248.4188 | 0 | 0 | 0 | 0 | 143.3334 | 105.4657 | 98.8649 | 93.7244 | 0 | 0 | 0 | 0 | 0 | 20.3254 | 14.3472 | 0 | 0 | 0 | 0 | 0 | 114.3238 | -54.4242 | -21.0749 | 100.9605 | 0.36651 | 0.3648 | 0.37847 | 0.36382 | 41.9004 | -19.8541 | -7.9762 | 36.7316
7 | 24 | 4 | 432.9043 | 434.6186 | 438.1305 | 440.6322 | 0 | 0 | 0 | 0 | 197.7177 | 298.0987 | 281.9399 | 270.5496 | 0 | 0 | 0 | 0 | 121.4102 | 105.2308 | 98.2682 | 92.6992 | 0 | 0 | 0 | 0 | 0 | 30.7458 | 14.3568 | 0 | 0 | 0 | 0 | 0 | 113.7764 | 0.54317 | 43.5656 | 77.3834 | 0.36512 | 0.37056 | 0.38415 | 0.36382 | 41.5424 | 0.20128 | 16.7356 | 28.1538
7 | 24 | 5 | 453.5777 | 454.162 | 456.5094 | 457.9565 | 0 | 0 | 0 | 0 | 285.0998 | 254.6086 | 241.7512 | 238.0998 | 0 | 0 | 0 | 0 | 100.2251 | 98.2414 | 90.5812 | 84.2878 | 0 | 0 | 0 | 0 | 0 | 7.1974 | -5.5041 | 14.4526 | 0 | 0 | 0 | 0 | 68.2528 | 94.1146 | 129.6812 | 121.1164 | 0.36404 | 0.37803 | 0.38589 | 0.36382 | 24.847 | 35.5782 | 50.0424 | 44.0648
7 | 24 | 6 | 481.2413 | 480.8203 | 482.2264 | 482.8776 | 0 | 0 | 0 | 0 | 312.4195 | 251.4138 | 240.2921 | 230.713 | 0 | 0 | 0 | 0 | 102.6049 | 109.33 | 103.4947 | 98.8018 | 0 | 0 | 0 | 0 | 0 | 20.6276 | 14.1014 | -6.2593 | 0 | 0 | 0 | 0 | 66.2169 | 99.4488 | 124.3381 | 159.6221 | 0.36811 | 0.37383 | 0.38312 | 0.36387 | 24.3748 | 37.1771 | 47.636 | 58.0814
7 | 24 | 7 | 524.6704 | 523.9095 | 525.3217 | 526.1801 | 0 | 0 | 0 | 0 | 306.5153 | 242.4035 | 231.4566 | 183.1396 | 0 | 0 | 0 | 0 | 134.5541 | 164.2293 | 163.7093 | 163.7423 | 0 | 0 | 0 | 0 | 0 | -7.68 | -4.3169 | 0 | 0 | 0 | 0 | 0 | 83.6011 | 124.9567 | 134.4728 | 179.2982 | 0.37184 | 0.3586 | 0.37474 | 0.37002 | 31.0861 | 44.809 | 50.3917 | 66.3432
7 | 24 | 8 | 568.5006 | 568.4813 | 571.2913 | 573.8264 | 0 | 0 | 0 | 0 | 247.1989 | 192.7347 | 182.529 | 176.0078 | 0 | 0 | 0 | 0 | 183.0748 | 239.5406 | 254.3218 | 268.0098 | 0 | 0 | 0 | 0 | 0 | -6.4261 | -3.7355 | 0 | 0 | 0 | 0 | 0 | 138.2269 | 142.6321 | 138.176 | 129.8088 | 0.37003 | 0.38103 | 0.36475 | 0.38586 | 51.1477 | 54.3468 | 50.3999 | 50.0886
7 | 24 | 9 | 607.3381 | 608.7708 | 613.7252 | 618.5834 | 0 | 0 | 0 | 0 | 296.8148 | 139.2087 | 133.6724 | 160.185 | 0 | 0 | 0 | 0 | 214.6965 | 300.1588 | 331.4476 | 359.9077 | 0 | 0 | 0 | 0 | 0 | -30.3063 | -21.3848 | -0.282 | 0 | 0 | 0 | 0 | 95.8269 | 199.7097 | 169.9901 | 98.7728 | 0.36691 | 0.38398 | 0.38398 | 0 | 35.1602 | 76.6835 | 65.272 | 0
7 | 24 | 10 | 643.3846 | 645.581 | 651.4786 | 657.0821 | 0 | 0 | 0 | 0 | 273.3799 | 112.9661 | 112.9222 | 143.5195 | 0 | 0 | 0 | 0 | 238.1057 | 349.5306 | 391.3936 | 429.1992 | 0 | 0 | 0 | 0 | 0 | -28.8388 | -28.2 | -20.7669 | 0 | 0 | 0 | 0 | 131.899 | 211.923 | 175.3628 | 105.1303 | 0.36691 | 0.38398 | 0.38398 | 0 | 48.3956 | 81.3732 | 67.335 | 0
7 | 24 | 11 | 673.1299 | 676.018 | 682.523 | 688.3028 | 0 | 0 | 0 | 0 | 274.8459 | 114.4891 | 115.8096 | 134.8842 | 0 | 0 | 0 | 0 | 243.2532 | 366.4002 | 412.9364 | 454.8576 | 0 | 0 | 0 | 0 | 0 | -28.2 | -28.2 | -28.2 | 0 | 0 | 0 | 0 | 155.0308 | 223.3287 | 181.9771 | 126.761 | 0.36691 | 0.38398 | 0.38398 | 0 | 56.883 | 85.7527 | 69.8746 | 0
7 | 24 | 12 | 692.7286 | 696.2105 | 703.2456 | 709.2293 | 0 | 0 | 0 | 0 | 266.5748 | 118.4806 | 119.6858 | 122.433 | 0 | 0 | 0 | 0 | 249.358 | 367.6012 | 416.2435 | 460.134 | 0 | 0 | 0 | 0 | 0 | -28.2 | -28.2 | -28.2 | 0 | 0 | 0 | 0 | 176.7959 | 238.3286 | 195.5163 | 154.8623 | 0.36691 | 0.38398 | 0.38398 | 0 | 64.8689 | 91.5123 | 75.0734 | 0
7 | 24 | 13 | 715.982 | 720.7878 | 729.2989 | 736.471 | 0 | 0 | 0 | 0 | 247.2769 | 122.8251 | 127.8276 | 122.8232 | 0 | 0 | 0 | 0 | 259.8735 | 367.6785 | 418.2974 | 464.0871 | 0 | 0 | 0 | 0 | 0 | -20.2895 | -15.6508 | -28.2 | 0 | 0 | 0 | 0 | 208.8316 | 250.5736 | 198.8247 | 177.7607 | 0.36382 | 0.38398 | 0.38398 | 0 | 75.9775 | 96.2141 | 76.3437 | 0
7 | 24 | 14 | 730.3041 | 736.0218 | 745.6216 | 753.7727 | 0 | 0 | 0 | 0 | 298.2779 | 124.2103 | 124.3833 | 128.2246 | 0 | 0 | 0 | 0 | 280.2483 | 358.7921 | 409.8593 | 456.2763 | 0 | 0 | 0 | 0 | 0 | -15.089 | -16.5334 | -18.4467 | 0 | 0 | 0 | 0 | 151.778 | 268.1084 | 227.9124 | 187.7185 | 0.36561 | 0.38398 | 0.38398 | 0 | 55.4911 | 102.947 | 87.5127 | 0
7 | 24 | 15 | 738.994 | 745.5506 | 756.0821 | 765.0146 | 0 | 0 | 0 | 0 | 262.4926 | 145.4477 | 136.0044 | 160.9047 | 0 | 0 | 0 | 0 | 281.3442 | 340.6065 | 387.256 | 429.944 | 0 | 0 | 0 | 0 | 0 | -1.4101 | 0 | 0.091872 | 0 | 0 | 0 | 0 | 195.1571 | 260.9065 | 232.8217 | 174.0739 | 0.36533 | 0.38398 | 0.38025 | 0 | 71.296 | 100.1816 | 88.5302 | 0
7 | 24 | 16 | 739.4376 | 748.1317 | 761.0317 | 772.0717 | 0 | 0 | 0 | 0 | 247.6417 | 164.9394 | 188.9032 | 208.4781 | 0 | 0 | 0 | 0 | 277.485 | 323.2615 | 362.5285 | 398.6497 | 0 | 0 | 0 | 0 | 0 | -1.4101 | -2.82 | 0.41466 | 0 | 0 | 0 | 0 | 214.311 | 261.3408 | 212.42 | 164.5292 | 0.37414 | 0.38398 | 0.38398 | 0.38586 | 80.1817 | 100.3484 | 81.564 | 63.4857
7 | 24 | 17 | 731.7427 | 742.8637 | 758.3834 | 771.7199 | 0 | 0 | 0 | 0 | 267.3583 | 224.4782 | 211.22 | 215.6083 | 0 | 0 | 0 | 0 | 301.3366 | 299.334 | 327.8029 | 354.5584 | 0 | 0 | 0 | 0 | 0 | -3.2508 | -2.0439 | -1.41 | 0 | 0 | 0 | 0 | 163.0479 | 222.3023 | 221.4044 | 202.9632 | 0.38366 | 0.35923 | 0.36981 | 0.37601 | 62.5542 | 79.8567 | 81.8769 | 76.317
7 | 24 | 18 | 703.3639 | 716.4466 | 734.0157 | 749.1944 | 0 | 0 | 0 | 0 | 288.2405 | 227.207 | 211.12 | 224.2952 | 0 | 0 | 0 | 0 | 304.3566 | 245.1442 | 259.6773 | 274.2767 | 0 | 0 | 0 | 0 | 0 | -2.8177 | -0.52782 | 0 | 0 | 0 | 0 | 0 | 110.7667 | 246.913 | 263.7462 | 250.6224 | 0.38585 | 0.38166 | 0.38652 | 0.37341 | 42.7397 | 94.2365 | 101.9445 | 93.5849
7 | 24 | 19 | 669.8264 | 683.8643 | 702.3278 | 718.3021 | 0 | 0 | 0 | 0 | 314.4523 | 259.5372 | 247.5442 | 244.1004 | 0 | 0 | 0 | 0 | 232.7018 | 148.8477 | 150.0894 | 152.6652 | 0 | 0 | 0 | 0 | 0 | -8.0186 | -1.9396 | 12.9553 | 0 | 0 | 0 | 0 | 122.6723 | 283.4981 | 306.6338 | 308.5812 | 0.38793 | 0.39411 | 0.38919 | 0.38458 | 47.5889 | 111.7291 | 119.3385 | 118.6736
7 | 24 | 20 | 666.8016 | 681.2581 | 700.0805 | 716.267 | 0 | 0 | 0 | 0 | 300.8815 | 271.1801 | 279.6512 | 291.6738 | 0 | 0 | 0 | 0 | 221.4553 | 98.6333 | 97.7453 | 98.5815 | 0 | 0 | 0 | 0 | 0 | 23.941 | 14.9183 | 17.1999 | 0 | 0 | 0 | 0 | 144.4647 | 287.5037 | 307.7657 | 308.8118 | 0.38829 | 0.40541 | 0.3998 | 0.38892 | 56.0946 | 116.5555 | 123.0452 | 120.102
7 | 24 | 21 | 641.7792 | 656.0432 | 674.4464 | 690.1613 | 0 | 0 | 0 | 0 | 302.6507 | 306.6983 | 294.7542 | 309.5484 | 0 | 0 | 0 | 0 | 256.2739 | 95.9207 | 101.3398 | 108.2731 | 0 | 0 | 0 | 0 | 0 | 0 | 15.4309 | 9.4 | 0 | 0 | 0 | 0 | 82.8547 | 253.4243 | 262.9215 | 262.9397 | 0.38736 | 0.40087 | 0.39574 | 0.38805 | 32.0948 | 101.5902 | 104.0476 | 102.0344
7 | 24 | 22 | 584.025 | 597.8393 | 615.481 | 630.5442 | 0 | 0 | 0 | 0 | 305.1533 | 301.893 | 305.0188 | 321.5143 | 0 | 0 | 0 | 0 | 221.5761 | 93.9556 | 96.707 | 100.9672 | 0 | 0 | 0 | 0 | 0 | 2.6378 | 7.8591 | 8.1716 | 0 | 0 | 0 | 0 | 57.2957 | 199.3529 | 205.8961 | 199.8911 | 0.38147 | 0.39646 | 0.3914 | 0.38267 | 21.8564 | 79.036 | 80.5868 | 76.4926
7 | 24 | 23 | 526.1988 | 538.9712 | 555.1942 | 569.0187 | 0 | 0 | 0 | 0 | 293.2043 | 320.7529 | 330.2121 | 344.3542 | 0 | 0 | 0 | 0 | 173.608 | 91.0584 | 88.4548 | 87.5308 | 0 | 0 | 0 | 0 | 0 | 6.1492 | 1.0744 | 11.0076 | 0 | 0 | 0 | 0 | 59.3865 | 121.0107 | 135.4529 | 126.1261 | 0.37334 | 0.38975 | 0.38502 | 0.37572 | 22.1712 | 47.1639 | 52.1517 | 47.3881
7 | 24 | 24 | 479.5892 | 489.7127 | 502.7637 | 513.7529 | 0 | 0 | 0 | 0 | 266.5334 | 349.8501 | 354.6559 | 344.6485 | 0 | 0 | 0 | 0 | 154.236 | 90.1469 | 87.9901 | 87.4378 | 0 | 0 | 0 | 0 | 0 | 2.2038 | 7.404 | 9.4 | 0 | 0 | 0 | 0 | 58.8198 | 47.5119 | 52.7136 | 72.2665 | 0.36396 | 0.38033 | 0.38357 | 0.36382 | 21.408 | 18.0702 | 20.2193 | 26.2921
7 | 25 | 1 | 451.3674 | 458.814 | 468.6998 | 476.7977 | 0 | 0 | 0 | 0 | 185.0305 | 369.0186 | 360.1288 | 316.6368 | 0 | 0 | 0 | 0 | 133.3753 | 75.1852 | 74.4316 | 75.1305 | 0 | 0 | 0 | 0 | 0 | 6.1492 | 7.4859 | 1.8094 | 0 | 0 | 0 | 0 | 132.9616 | 8.461 | 26.6535 | 83.2209 | 0.3644 | 0.37066 | 0.38218 | 0.36382 | 48.4515 | 3.1361 | 10.1863 | 30.2776
7 | 25 | 2 | 431.56 | 436.7556 | 444.094 | 449.9751 | 0 | 0 | 0 | 0 | 178.9964 | 371.6912 | 358.0101 | 302.4388 | 0 | 0 | 0 | 0 | 102.8503 | 54.6674 | 52.7691 | 52.2617 | 0 | 0 | 0 | 0 | 0 | 11.9872 | 12.9841 | 0 | 0 | 0 | 0 | 0 | 149.7133 | -1.5902 | 20.3306 | 95.2747 | 0.3644 | 0.36878 | 0.38135 | 0.36382 | 54.556 | -0.58642 | 7.7532 | 34.663
7 | 25 | 3 | 419.0879 | 422.1155 | 427.0265 | 430.7886 | 0 | 0 | 0 | 0 | 172.5599 | 362.2388 | 346.8226 | 248.4188 | 0 | 0 | 0 | 0 | 85.9568 | 42.9624 | 39.9455 | 38.2889 | 0 | 0 | 0 | 0 | 0 | 20.3254 | 14.3472 | 0 | 0 | 0 | 0 | 0 | 160.5712 | -3.411 | 25.9112 | 144.0809 | 0.36651 | 0.3648 | 0.37847 | 0.36382 | 58.8503 | -1.2444 | 9.8066 | 52.4197
7 | 25 | 4 | 425.3491 | 426.8184 | 430.0295 | 432.272 | 0 | 0 | 0 | 0 | 197.7177 | 298.0987 | 281.9399 | 270.5496 | 0 | 0 | 0 | 0 | 70.5189 | 37.9367 | 34.6934 | 32.7508 | 0 | 0 | 0 | 0 | 0 | 30.7458 | 14.3568 | 0 | 0 | 0 | 0 | 0 | 157.1125 | 60.0372 | 99.0394 | 128.9716 | 0.36512 | 0.37056 | 0.38415 | 0.36382 | 57.3655 | 22.2475 | 38.0457 | 46.9227
7 | 25 | 5 | 447.6681 | 448.0607 | 450.1728 | 451.4172 | 0 | 0 | 0 | 0 | 285.0998 | 254.6086 | 241.7512 | 238.0998 | 0 | 0 | 0 | 0 | 58.4111 | 36.1111 | 32.1249 | 29.4144 | 0 | 0 | 0 | 0 | 0 | 7.1974 | -5.5041 | 14.4526 | 0 | 0 | 0 | 0 | 104.1572 | 150.1436 | 181.8009 | 169.4504 | 0.36404 | 0.37803 | 0.38589 | 0.36382 | 37.9178 | 56.7588 | 70.1548 | 61.6497
7 | 25 | 6 | 474.0577 | 473.4037 | 474.5238 | 474.9286 | 0 | 0 | 0 | 0 | 312.4195 | 251.4138 | 240.2921 | 230.713 | 0 | 0 | 0 | 0 | 77.622 | 82.6749 | 78.1716 | 74.767 | 0 | 0 | 0 | 0 | 0 | 20.6276 | 14.1014 | -6.2593 | 0 | 0 | 0 | 0 | 84.0162 | 118.6874 | 141.9587 | 175.7078 | 0.36811 | 0.37383 | 0.38312 | 0.36387 | 30.9268 | 44.3691 | 54.3867 | 63.9345
7 | 25 | 7 | 515.8414 | 514.7942 | 515.8547 | 516.4102 | 0 | 0 | 0 | 0 | 306.5153 | 242.4035 | 231.4566 | 183.1396 | 0 | 0 | 0 | 0 | 119.5767 | 167.9661 | 166.8742 | 166.326 | 0 | 0 | 0 | 0 | 0 | -7.68 | -4.3169 | 0 | 0 | 0 | 0 | 0 | 89.7494 | 112.1045 | 121.8409 | 166.9445 | 0.37184 | 0.3586 | 0.37474 | 0.37002 | 33.3723 | 40.2002 | 45.6581 | 61.7721
7 | 25 | 8 | 557.3714 | 556.9912 | 559.358 | 561.5113 | 0 | 0 | 0 | 0 | 247.1989 | 192.7347 | 182.529 | 176.0078 | 0 | 0 | 0 | 0 | 177.5683 | 258.497 | 273.3194 | 286.9339 | 0 | 0 | 0 | 0 | 0 | -6.4261 | -3.7355 | 0 | 0 | 0 | 0 | 0 | 132.6042 | 112.1856 | 107.2451 | 98.5696 | 0.37003 | 0.38103 | 0.36475 | 0.38586 | 49.0671 | 42.7458 | 39.1178 | 38.0345
7 | 25 | 9 | 596.4389 | 597.5182 | 602.0386 | 606.5228 | 0 | 0 | 0 | 0 | 296.8148 | 139.2087 | 133.6724 | 160.185 | 0 | 0 | 0 | 0 | 218.4064 | 332.0405 | 363.0312 | 391.0205 | 0 | 0 | 0 | 0 | 0 | -30.3063 | -21.3848 | -0.282 | 0 | 0 | 0 | 0 | 81.2177 | 156.5752 | 126.7198 | 55.5993 | 0.36691 | 0.38398 | 0.38398 | 0 | 29.7999 | 60.121 | 48.6573 | 0
7 | 25 | 10 | 633.777 | 635.6619 | 641.1769 | 646.4508 | 0 | 0 | 0 | 0 | 273.3799 | 112.9661 | 112.9222 | 143.5195 | 0 | 0 | 0 | 0 | 253.9393 | 380.9361 | 421.8543 | 458.5783 | 0 | 0 | 0 | 0 | 0 | -28.8388 | -28.2 | -20.7669 | 0 | 0 | 0 | 0 | 106.4578 | 170.5984 | 134.6004 | 65.1199 | 0.36691 | 0.38398 | 0.38398 | 0 | 39.0609 | 65.5055 | 51.6832 | 0
7 | 25 | 11 | 661.5937 | 664.1077 | 670.1534 | 675.5373 | 0 | 0 | 0 | 0 | 274.8459 | 114.4891 | 115.8096 | 134.8842 | 0 | 0 | 0 | 0 | 275.3956 | 406.5608 | 450.7902 | 490.347 | 0 | 0 | 0 | 0 | 0 | -28.2 | -28.2 | -28.2 | 0 | 0 | 0 | 0 | 111.3522 | 171.2578 | 131.7536 | 78.5061 | 0.36691 | 0.38398 | 0.38398 | 0 | 40.8567 | 65.7588 | 50.5901 | 0
7 | 25 | 12 | 683.5457 | 686.7297 | 693.3992 | 699.0678 | 0 | 0 | 0 | 0 | 266.5748 | 118.4806 | 119.6858 | 122.433 | 0 | 0 | 0 | 0 | 284.0365 | 411.1083 | 460.8023 | 505.478 | 0 | 0 | 0 | 0 | 0 | -28.2 | -28.2 | -28.2 | 0 | 0 | 0 | 0 | 132.9344 | 185.3408 | 141.111 | 99.3568 | 0.36691 | 0.38398 | 0.38398 | 0 | 48.7755 | 71.1663 | 54.1831 | 0
7 | 25 | 13 | 710.4439 | 715.0701 | 723.3607 | 730.3428 | 0 | 0 | 0 | 0 | 247.2769 | 122.8251 | 127.8276 | 122.8232 | 0 | 0 | 0 | 0 | 313.3952 | 420.0353 | 471.2813 | 517.5784 | 0 | 0 | 0 | 0 | 0 | -20.2895 | -15.6508 | -28.2 | 0 | 0 | 0 | 0 | 149.7719 | 192.4992 | 139.9026 | 118.1411 | 0.36382 | 0.38398 | 0.38398 | 0 | 54.4903 | 73.9149 | 53.7191 | 0
7 | 25 | 14 | 728.0039 | 733.647 | 743.1552 | 751.2274 | 0 | 0 | 0 | 0 | 298.2779 | 124.2103 | 124.3833 | 128.2246 | 0 | 0 | 0 | 0 | 356.6681 | 414.3741 | 470.5619 | 521.8817 | 0 | 0 | 0 | 0 | 0 | -15.089 | -16.5334 | -18.4467 | 0 | 0 | 0 | 0 | 73.0579 | 210.1516 | 164.7434 | 119.5678 | 0.36561 | 0.38398 | 0.38398 | 0 | 26.7105 | 80.693 | 63.2574 | 0
7 | 25 | 15 | 735.5261 | 741.9702 | 752.3636 | 761.1771 | 0 | 0 | 0 | 0 | 262.4926 | 145.4477 | 136.0044 | 160.9047 | 0 | 0 | 0 | 0 | 309.9211 | 400.9816 | 444.4271 | 483.9192 | 0 | 0 | 0 | 0 | 0 | -1.4101 | 0 | 0.091872 | 0 | 0 | 0 | 0 | 163.1123 | 196.951 | 171.9321 | 116.2612 | 0.36533 | 0.38398 | 0.38025 | 0 | 59.5892 | 75.6243 | 65.377 | 0
7 | 25 | 16 | 738.7122 | 747.3827 | 760.2539 | 771.269 | 0 | 0 | 0 | 0 | 247.6417 | 164.9394 | 188.9032 | 208.4781 | 0 | 0 | 0 | 0 | 273.9539 | 362.9765 | 394.939 | 424.061 | 0 | 0 | 0 | 0 | 0 | -1.4101 | -2.82 | 0.41466 | 0 | 0 | 0 | 0 | 217.1166 | 220.8769 | 179.2316 | 138.3152 | 0.37414 | 0.38398 | 0.38398 | 0.38586 | 81.2314 | 84.8113 | 68.8205 | 53.3707
7 | 25 | 17 | 726.3462 | 737.2922 | 752.597 | 765.7483 | 0 | 0 | 0 | 0 | 267.3583 | 224.4782 | 211.22 | 215.6083 | 0 | 0 | 0 | 0 | 277.3285 | 315.0097 | 339.9864 | 363.3025 | 0 | 0 | 0 | 0 | 0 | -3.2508 | -2.0439 | -1.41 | 0 | 0 | 0 | 0 | 181.6594 | 201.0551 | 203.4344 | 188.2475 | 0.38366 | 0.35923 | 0.36981 | 0.37601 | 69.6947 | 72.2242 | 75.2315 | 70.7837
7 | 25 | 18 | 703.3285 | 716.41 | 733.9777 | 749.1552 | 0 | 0 | 0 | 0 | 288.2405 | 227.207 | 211.12 | 224.2952 | 0 | 0 | 0 | 0 | 259.1079 | 257.2219 | 269.1069 | 280.8266 | 0 | 0 | 0 | 0 | 0 | -2.8177 | -0.52782 | 0 | 0 | 0 | 0 | 0 | 155.98 | 234.7988 | 254.2786 | 244.0334 | 0.38585 | 0.38166 | 0.38652 | 0.37341 | 60.1854 | 89.613 | 98.285 | 91.1245
7 | 25 | 19 | 673.772 | 687.9379 | 706.5585 | 722.6682 | 0 | 0 | 0 | 0 | 314.4523 | 259.5372 | 247.5442 | 244.1004 | 0 | 0 | 0 | 0 | 217.1658 | 161.2081 | 163.5045 | 166.956 | 0 | 0 | 0 | 0 | 0 | -8.0186 | -1.9396 | 12.9553 | 0 | 0 | 0 | 0 | 142.1539 | 275.2112 | 297.4495 | 298.6565 | 0.38793 | 0.39411 | 0.38919 | 0.38458 | 55.1464 | 108.4632 | 115.7641 | 114.8568
7 | 25 | 20 | 668.2702 | 682.7743 | 701.6552 | 717.892 | 0 | 0 | 0 | 0 | 300.8815 | 271.1801 | 279.6512 | 291.6738 | 0 | 0 | 0 | 0 | 201.9658 | 128.8524 | 125.8793 | 124.6623 | 0 | 0 | 0 | 0 | 0 | 23.941 | 14.9183 | 17.1999 | 0 | 0 | 0 | 0 | 165.4229 | 258.8008 | 281.2064 | 284.356 | 0.38829 | 0.40541 | 0.3998 | 0.38892 | 64.2325 | 104.9192 | 112.4268 | 110.5908
7 | 25 | 21 | 640.3284 | 654.5453 | 672.8907 | 688.5558 | 0 | 0 | 0 | 0 | 302.6507 | 306.6983 | 294.7542 | 309.5484 | 0 | 0 | 0 | 0 | 191.8283 | 131.8221 | 130.7253 | 131.2863 | 0 | 0 | 0 | 0 | 0 | 0 | 15.4309 | 9.4 | 0 | 0 | 0 | 0 | 145.8494 | 216.0249 | 231.9803 | 238.321 | 0.38736 | 0.40087 | 0.39574 | 0.38805 | 56.4966 | 86.5979 | 91.8031 | 92.4811
7 | 25 | 22 | 582.1495 | 595.903 | 613.47 | 628.4689 | 0 | 0 | 0 | 0 | 305.1533 | 301.893 | 305.0188 | 321.5143 | 0 | 0 | 0 | 0 | 183.9665 | 127.4941 | 130.8775 | 135.6147 | 0 | 0 | 0 | 0 | 0 | 2.6378 | 7.8591 | 8.1716 | 0 | 0 | 0 | 0 | 93.0297 | 163.878 | 169.7146 | 163.1682 | 0.38147 | 0.39646 | 0.3914 | 0.38267 | 35.4878 | 64.9715 | 66.4255 | 62.4398
7 | 25 | 23 | 526.3758 | 539.1538 | 555.3839 | 569.2145 | 0 | 0 | 0 | 0 | 293.2043 | 320.7529 | 330.2121 | 344.3542 | 0 | 0 | 0 | 0 | 171.6556 | 114.5289 | 116.2685 | 119.394 | 0 | 0 | 0 | 0 | 0 | 6.1492 | 1.0744 | 11.0076 | 0 | 0 | 0 | 0 | 61.5158 | 97.7229 | 107.8288 | 94.4587 | 0.37334 | 0.38975 | 0.38502 | 0.37572 | 22.9662 | 38.0874 | 41.516 | 35.49
7 | 25 | 24 | 480.6331 | 490.7904 | 503.883 | 514.908 | 0 | 0 | 0 | 0 | 266.5334 | 349.8501 | 354.6559 | 344.6485 | 0 | 0 | 0 | 0 | 150.6435 | 101.265 | 101.0381 | 102.2484 | 0 | 0 | 0 | 0 | 0 | 2.2038 | 7.404 | 9.4 | 0 | 0 | 0 | 0 | 63.4562 | 37.4715 | 40.785 | 58.6111 | 0.36396 | 0.38033 | 0.38357 | 0.36382 | 23.0955 | 14.2515 | 15.6438 | 21.324
7 | 26 | 1 | 451.7567 | 459.2158 | 469.1172 | 477.2284 | 0 | 0 | 0 | 0 | 185.0305 | 369.0186 | 360.1288 | 316.6368 | 0 | 0 | 0 | 0 | 125.7903 | 90.2025 | 88.3557 | 87.9248 | 0 | 0 | 0 | 0 | 0 | 6.1492 | 7.4859 | 1.8094 | 0 | 0 | 0 | 0 | 140.9358 | -6.1544 | 13.1468 | 70.8574 | 0.3644 | 0.37066 | 0.38218 | 0.36382 | 51.3574 | -2.2812 | 5.0244 | 25.7795
7 | 26 | 2 | 432.887 | 438.1257 | 445.5169 | 451.4436 | 0 | 0 | 0 | 0 | 178.9964 | 371.6912 | 358.0101 | 302.4388 | 0 | 0 | 0 | 0 | 108.7272 | 81.2726 | 78.6768 | 77.4362 | 0 | 0 | 0 | 0 | 0 | 11.9872 | 12.9841 | 0 | 0 | 0 | 0 | 0 | 145.1635 | -26.8253 | -4.1541 | 71.5686 | 0.3644 | 0.36878 | 0.38135 | 0.36382 | 52.898 | -9.8926 | -1.5842 | 26.0382
7 | 26 | 3 | 425.086 | 428.3081 | 433.458 | 437.4258 | 0 | 0 | 0 | 0 | 172.5599 | 362.2388 | 346.8226 | 248.4188 | 0 | 0 | 0 | 0 | 97.7885 | 83.9683 | 81.5032 | 80.3196 | 0 | 0 | 0 | 0 | 0 | 20.3254 | 14.3472 | 0 | 0 | 0 | 0 | 0 | 154.7376 | -38.2244 | -9.215 | 108.6874 | 0.36651 | 0.3648 | 0.37847 | 0.36382 | 56.7123 | -13.9444 | -3.4876 | 39.5428
7 | 26 | 4 | 429.1886 | 430.7824 | 434.1464 | 436.5207 | 0 | 0 | 0 | 0 | 197.7177 | 298.0987 | 281.9399 | 270.5496 | 0 | 0 | 0 | 0 | 87.4079 | 82.0354 | 80.0296 | 79.2232 | 0 | 0 | 0 | 0 | 0 | 30.7458 | 14.3568 | 0 | 0 | 0 | 0 | 0 | 144.063 | 19.9025 | 57.8201 | 86.7478 | 0.36512 | 0.37056 | 0.38415 | 0.36382 | 52.6008 | 7.3751 | 22.2114 | 31.5607
7 | 26 | 5 | 449.4374 | 449.8875 | 452.07 | 453.3751 | 0 | 0 | 0 | 0 | 285.0998 | 254.6086 | 241.7512 | 238.0998 | 0 | 0 | 0 | 0 | 61.432 | 80.2266 | 76.3417 | 73.6592 | 0 | 0 | 0 | 0 | 0 | 7.1974 | -5.5041 | 14.4526 | 0 | 0 | 0 | 0 | 102.9057 | 107.8548 | 139.4813 | 127.1634 | 0.36404 | 0.37803 | 0.38589 | 0.36382 | 37.4622 | 40.7724 | 53.8242 | 46.2648
7 | 26 | 6 | 474.6416 | 474.0066 | 475.1499 | 475.5747 | 0 | 0 | 0 | 0 | 312.4195 | 251.4138 | 240.2921 | 230.713 | 0 | 0 | 0 | 0 | 80.3189 | 113.5571 | 108.6633 | 104.816 | 0 | 0 | 0 | 0 | 0 | 20.6276 | 14.1014 | -6.2593 | 0 | 0 | 0 | 0 | 81.9032 | 88.408 | 112.0931 | 146.3049 | 0.36811 | 0.37383 | 0.38312 | 0.36387 | 30.149 | 33.0497 | 42.9447 | 53.2358
7 | 26 | 7 | 516.8145 | 515.7989 | 516.8982 | 517.487 | 0 | 0 | 0 | 0 | 306.5153 | 242.4035 | 231.4566 | 183.1396 | 0 | 0 | 0 | 0 | 121.7679 | 198.8982 | 195.8205 | 193.3237 | 0 | 0 | 0 | 0 | 0 | -7.68 | -4.3169 | 0 | 0 | 0 | 0 | 0 | 88.5314 | 82.1772 | 93.938 | 141.0236 | 0.37184 | 0.3586 | 0.37474 | 0.37002 | 32.9194 | 29.4684 | 35.2019 | 52.181
7 | 26 | 8 | 561.6001 | 561.3571 | 563.8923 | 566.1906 | 0 | 0 | 0 | 0 | 247.1989 | 192.7347 | 182.529 | 176.0078 | 0 | 0 | 0 | 0 | 177.4923 | 279.7419 | 290.6568 | 300.4975 | 0 | 0 | 0 | 0 | 0 | -6.4261 | -3.7355 | 0 | 0 | 0 | 0 | 0 | 136.909 | 95.3066 | 94.442 | 89.6854 | 0.37003 | 0.38103 | 0.36475 | 0.38586 | 50.66 | 36.3145 | 34.4478 | 34.6064
7 | 26 | 9 | 601.5701 | 602.8157 | 607.5404 | 612.2007 | 0 | 0 | 0 | 0 | 296.8148 | 139.2087 | 133.6724 | 160.185 | 0 | 0 | 0 | 0 | 225.8242 | 348.9132 | 378.6335 | 405.3126 | 0 | 0 | 0 | 0 | 0 | -30.3063 | -21.3848 | -0.282 | 0 | 0 | 0 | 0 | 78.931 | 145 | 116.6194 | 46.9851 | 0.36691 | 0.38398 | 0.38398 | 0 | 28.9609 | 55.6764 | 44.7789 | 0
7 | 26 | 10 | 639.4213 | 641.4891 | 647.229 | 652.6965 | 0 | 0 | 0 | 0 | 273.3799 | 112.9661 | 112.9222 | 143.5195 | 0 | 0 | 0 | 0 | 255.4 | 392.1099 | 434.7816 | 473.0752 | 0 | 0 | 0 | 0 | 0 | -28.8388 | -28.2 | -20.7669 | 0 | 0 | 0 | 0 | 110.6414 | 165.2518 | 127.7252 | 56.8687 | 0.36691 | 0.38398 | 0.38398 | 0 | 40.5959 | 63.4526 | 49.0433 | 0
7 | 26 | 11 | 669.7858 | 672.5655 | 678.9373 | 684.6024 | 0 | 0 | 0 | 0 | 274.8459 | 114.4891 | 115.8096 | 134.8842 | 0 | 0 | 0 | 0 | 277.0782 | 414.5037 | 463.1246 | 506.7077 | 0 | 0 | 0 | 0 | 0 | -28.2 | -28.2 | -28.2 | 0 | 0 | 0 | 0 | 117.8617 | 171.7727 | 128.2031 | 71.2105 | 0.36691 | 0.38398 | 0.38398 | 0 | 43.2451 | 65.9564 | 49.2268 | 0
7 | 26 | 12 | 694.4095 | 697.9458 | 705.0479 | 711.0893 | 0 | 0 | 0 | 0 | 266.5748 | 118.4806 | 119.6858 | 122.433 | 0 | 0 | 0 | 0 | 290.775 | 425.3358 | 475.4967 | 520.4273 | 0 | 0 | 0 | 0 | 0 | -28.2 | -28.2 | -28.2 | 0 | 0 | 0 | 0 | 137.0598 | 182.3294 | 138.0655 | 96.429 | 0.36691 | 0.38398 | 0.38398 | 0 | 50.2891 | 70.01 | 53.0137 | 0
7 | 26 | 13 | 721.1839 | 726.1584 | 734.8766 | 742.2272 | 0 | 0 | 0 | 0 | 247.2769 | 122.8251 | 127.8276 | 122.8232 | 0 | 0 | 0 | 0 | 300.8948 | 437.8711 | 484.412 | 526.0099 | 0 | 0 | 0 | 0 | 0 | -20.2895 | -15.6508 | -28.2 | 0 | 0 | 0 | 0 | 173.0123 | 185.7517 | 138.2878 | 121.5941 | 0.36382 | 0.38398 | 0.38398 | 0 | 62.9456 | 71.324 | 53.0991 | 0
7 | 26 | 14 | 740.7786 | 746.836 | 756.8529 | 765.3634 | 0 | 0 | 0 | 0 | 298.2779 | 124.2103 | 124.3833 | 128.2246 | 0 | 0 | 0 | 0 | 308.0612 | 452.1128 | 497.2365 | 537.7398 | 0 | 0 | 0 | 0 | 0 | -15.089 | -16.5334 | -18.4467 | 0 | 0 | 0 | 0 | 134.4396 | 185.6019 | 151.7665 | 117.8457 | 0.36561 | 0.38398 | 0.38398 | 0 | 49.1521 | 71.2665 | 58.2746 | 0
7 | 26 | 15 | 752.4411 | 759.4338 | 770.5007 | 779.8946 | 0 | 0 | 0 | 0 | 262.4926 | 145.4477 | 136.0044 | 160.9047 | 0 | 0 | 0 | 0 | 321.6366 | 439.2262 | 480.1801 | 517.2273 | 0 | 0 | 0 | 0 | 0 | -1.4101 | 0 | 0.091872 | 0 | 0 | 0 | 0 | 168.3119 | 176.17 | 154.3162 | 101.6707 | 0.36533 | 0.38398 | 0.38025 | 0 | 61.4887 | 67.6449 | 58.6786 | 0
7 | 26 | 16 | 758.0512 | 767.3489 | 780.9901 | 792.6688 | 0 | 0 | 0 | 0 | 247.6417 | 164.9394 | 188.9032 | 208.4781 | 0 | 0 | 0 | 0 | 312.4294 | 396.1391 | 429.1357 | 459.082 | 0 | 0 | 0 | 0 | 0 | -1.4101 | -2.82 | 0.41466 | 0 | 0 | 0 | 0 | 197.9802 | 207.6804 | 165.7712 | 124.694 | 0.37414 | 0.38398 | 0.38398 | 0.38586 | 74.0717 | 79.7441 | 63.652 | 48.1148
7 | 26 | 17 | 747.49 | 759.1216 | 775.2683 | 789.1452 | 0 | 0 | 0 | 0 | 267.3583 | 224.4782 | 211.22 | 215.6083 | 0 | 0 | 0 | 0 | 288.1871 | 343.5321 | 360.3044 | 375.6057 | 0 | 0 | 0 | 0 | 0 | -3.2508 | -2.0439 | -1.41 | 0 | 0 | 0 | 0 | 191.9446 | 194.3622 | 205.7877 | 199.3412 | 0.38366 | 0.35923 | 0.36981 | 0.37601 | 73.6406 | 69.8199 | 76.1018 | 74.9551
7 | 26 | 18 | 721.2874 | 734.9514 | 753.2342 | 769.0279 | 0 | 0 | 0 | 0 | 288.2405 | 227.207 | 211.12 | 224.2952 | 0 | 0 | 0 | 0 | 247.741 | 279.849 | 282.458 | 285.2071 | 0 | 0 | 0 | 0 | 0 | -2.8177 | -0.52782 | 0 | 0 | 0 | 0 | 0 | 185.3058 | 230.7131 | 260.184 | 259.5256 | 0.38585 | 0.38166 | 0.38652 | 0.37341 | 71.5009 | 88.0536 | 100.5676 | 96.9095
7 | 26 | 19 | 691.4656 | 706.2052 | 725.5304 | 742.2472 | 0 | 0 | 0 | 0 | 314.4523 | 259.5372 | 247.5442 | 244.1004 | 0 | 0 | 0 | 0 | 217.8748 | 163.3041 | 160.8931 | 159.7595 | 0 | 0 | 0 | 0 | 0 | -8.0186 | -1.9396 | 12.9553 | 0 | 0 | 0 | 0 | 159.1385 | 291.3826 | 319.0327 | 325.4319 | 0.38793 | 0.39411 | 0.38919 | 0.38458 | 61.7354 | 114.8365 | 124.164 | 125.154
7 | 26 | 20 | 683.8759 | 698.8861 | 718.3884 | 735.1607 | 0 | 0 | 0 | 0 | 300.8815 | 271.1801 | 279.6512 | 291.6738 | 0 | 0 | 0 | 0 | 227.9954 | 131.3746 | 127.6113 | 125.5294 | 0 | 0 | 0 | 0 | 0 | 23.941 | 14.9183 | 17.1999 | 0 | 0 | 0 | 0 | 154.999 | 272.3904 | 296.2075 | 300.7576 | 0.38829 | 0.40541 | 0.3998 | 0.38892 | 60.185 | 110.4285 | 118.4243 | 116.9696
7 | 26 | 21 | 656.3764 | 671.1138 | 690.0982 | 706.3139 | 0 | 0 | 0 | 0 | 302.6507 | 306.6983 | 294.7542 | 309.5484 | 0 | 0 | 0 | 0 | 225.4345 | 131.3486 | 126.6118 | 123.5938 | 0 | 0 | 0 | 0 | 0 | 0 | 15.4309 | 9.4 | 0 | 0 | 0 | 0 | 128.2912 | 233.0668 | 253.3013 | 263.7716 | 0.38736 | 0.40087 | 0.39574 | 0.38805 | 49.6952 | 93.4295 | 100.2406 | 102.3573
7 | 26 | 22 | 598.1621 | 612.4349 | 630.6395 | 646.1878 | 0 | 0 | 0 | 0 | 305.1533 | 301.893 | 305.0188 | 321.5143 | 0 | 0 | 0 | 0 | 200.8572 | 113.2808 | 110.3436 | 108.8725 | 0 | 0 | 0 | 0 | 0 | 2.6378 | 7.8591 | 8.1716 | 0 | 0 | 0 | 0 | 92.1517 | 194.6232 | 207.418 | 207.6294 | 0.38147 | 0.39646 | 0.3914 | 0.38267 | 35.1529 | 77.1608 | 81.1824 | 79.4538
7 | 26 | 23 | 538.2304 | 551.3929 | 568.0951 | 582.3324 | 0 | 0 | 0 | 0 | 293.2043 | 320.7529 | 330.2121 | 344.3542 | 0 | 0 | 0 | 0 | 186.7799 | 95.8843 | 92.3675 | 90.2984 | 0 | 0 | 0 | 0 | 0 | 6.1492 | 1.0744 | 11.0076 | 0 | 0 | 0 | 0 | 58.2462 | 128.6067 | 144.441 | 136.6722 | 0.37334 | 0.38975 | 0.38502 | 0.37572 | 21.7455 | 50.1244 | 55.6123 | 51.3504
7 | 26 | 24 | 491.3908 | 501.8969 | 515.4179 | 526.812 | 0 | 0 | 0 | 0 | 266.5334 | 349.8501 | 354.6559 | 344.6485 | 0 | 0 | 0 | 0 | 175.1482 | 82.7997 | 78.2933 | 75.2788 | 0 | 0 | 0 | 0 | 0 | 2.2038 | 7.404 | 9.4 | 0 | 0 | 0 | 0 | 49.7092 | 67.0434 | 75.0647 | 97.4847 | 0.36396 | 0.38033 | 0.38357 | 0.36382 | 18.0921 | 25.4986 | 28.7925 | 35.467
7 | 27 | 1 | 462.0366 | 469.8291 | 480.1399 | 488.6038 | 0 | 0 | 0 | 0 | 185.0305 | 369.0186 | 360.1288 | 316.6368 | 0 | 0 | 0 | 0 | 157.2064 | 74.8123 | 70.2783 | 67.2139 | 0 | 0 | 0 | 0 | 0 | 6.1492 | 7.4859 | 1.8094 | 0 | 0 | 0 | 0 | 119.7997 | 19.8491 | 42.2468 | 102.9436 | 0.3644 | 0.37066 | 0.38218 | 0.36382 | 43.6553 | 7.3572 | 16.1457 | 37.4531
7 | 27 | 2 | 440.4068 | 445.8893 | 453.5799 | 459.7646 | 0 | 0 | 0 | 0 | 178.9964 | 371.6912 | 358.0101 | 302.4388 | 0 | 0 | 0 | 0 | 136.8357 | 69.9039 | 66.2005 | 63.8517 | 0 | 0 | 0 | 0 | 0 | 11.9872 | 12.9841 | 0 | 0 | 0 | 0 | 0 | 124.5747 | -7.6931 | 16.3852 | 93.4742 | 0.3644 | 0.36878 | 0.38135 | 0.36382 | 45.3954 | -2.837 | 6.2486 | 34.0079
7 | 27 | 3 | 429.4917 | 432.8567 | 438.182 | 442.301 | 0 | 0 | 0 | 0 | 172.5599 | 362.2388 | 346.8226 | 248.4188 | 0 | 0 | 0 | 0 | 121.5232 | 55.3644 | 53.952 | 53.7203 | 0 | 0 | 0 | 0 | 0 | 20.3254 | 14.3472 | 0 | 0 | 0 | 0 | 0 | 135.4086 | -5.0719 | 23.0602 | 140.1619 | 0.36651 | 0.3648 | 0.37847 | 0.36382 | 49.6281 | -1.8502 | 8.7276 | 50.9939
7 | 27 | 4 | 430.4449 | 432.0794 | 435.4934 | 437.9108 | 0 | 0 | 0 | 0 | 197.7177 | 298.0987 | 281.9399 | 270.5496 | 0 | 0 | 0 | 0 | 101.2273 | 45.2289 | 43.5809 | 43.0583 | 0 | 0 | 0 | 0 | 0 | 30.7458 | 14.3568 | 0 | 0 | 0 | 0 | 0 | 131.4998 | 58.006 | 95.6157 | 124.3029 | 0.36512 | 0.37056 | 0.38415 | 0.36382 | 48.0137 | 21.4948 | 36.7306 | 45.2241
7 | 27 | 5 | 450.8529 | 451.3488 | 453.5877 | 454.9414 | 0 | 0 | 0 | 0 | 285.0998 | 254.6086 | 241.7512 | 238.0998 | 0 | 0 | 0 | 0 | 79.216 | 39.991 | 36.3382 | 33.8285 | 0 | 0 | 0 | 0 | 0 | 7.1974 | -5.5041 | 14.4526 | 0 | 0 | 0 | 0 | 86.5372 | 149.5519 | 181.0025 | 168.5604 | 0.36404 | 0.37803 | 0.38589 | 0.36382 | 31.5033 | 56.5351 | 69.8467 | 61.3259
7 | 27 | 6 | 473.7392 | 473.0749 | 474.1823 | 474.5761 | 0 | 0 | 0 | 0 | 312.4195 | 251.4138 | 240.2921 | 230.713 | 0 | 0 | 0 | 0 | 94.6014 | 86.8134 | 80.7356 | 75.7122 | 0 | 0 | 0 | 0 | 0 | 20.6276 | 14.1014 | -6.2593 | 0 | 0 | 0 | 0 | 66.7183 | 114.22 | 139.0533 | 174.4102 | 0.36811 | 0.37383 | 0.38312 | 0.36387 | 24.5594 | 42.699 | 53.2736 | 63.4624
7 | 27 | 7 | 514.709 | 513.625 | 514.6405 | 515.1571 | 0 | 0 | 0 | 0 | 306.5153 | 242.4035 | 231.4566 | 183.1396 | 0 | 0 | 0 | 0 | 132.3565 | 173.5191 | 168.2326 | 163.5734 | 0 | 0 | 0 | 0 | 0 | -7.68 | -4.3169 | 0 | 0 | 0 | 0 | 0 | 75.8372 | 105.3825 | 119.2682 | 168.4441 | 0.37184 | 0.3586 | 0.37474 | 0.37002 | 28.1992 | 37.7897 | 44.694 | 62.327
7 | 27 | 8 | 560.4854 | 560.2062 | 562.697 | 564.9572 | 0 | 0 | 0 | 0 | 247.1989 | 192.7347 | 182.529 | 176.0078 | 0 | 0 | 0 | 0 | 183.3078 | 261.0607 | 267.6652 | 273.4298 | 0 | 0 | 0 | 0 | 0 | -6.4261 | -3.7355 | 0 | 0 | 0 | 0 | 0 | 129.9788 | 112.8369 | 116.2384 | 115.5196 | 0.37003 | 0.38103 | 0.36475 | 0.38586 | 48.0956 | 42.994 | 42.3981 | 44.5749
7 | 27 | 9 | 602.8971 | 604.1858 | 608.9633 | 613.6691 | 0 | 0 | 0 | 0 | 296.8148 | 139.2087 | 133.6724 | 160.185 | 0 | 0 | 0 | 0 | 223.0676 | 331.2431 | 354.9277 | 376.0128 | 0 | 0 | 0 | 0 | 0 | -30.3063 | -21.3848 | -0.282 | 0 | 0 | 0 | 0 | 83.0146 | 164.0402 | 141.7481 | 77.7533 | 0.36691 | 0.38398 | 0.38398 | 0 | 30.4592 | 62.9874 | 54.4277 | 0
7 | 27 | 10 | 640.7306 | 642.8409 | 648.6329 | 654.1453 | 0 | 0 | 0 | 0 | 273.3799 | 112.9661 | 112.9222 | 143.5195 | 0 | 0 | 0 | 0 | 248.5772 | 374.8039 | 411.0906 | 443.5058 | 0 | 0 | 0 | 0 | 0 | -28.8388 | -28.2 | -20.7669 | 0 | 0 | 0 | 0 | 118.7735 | 183.9096 | 152.82 | 87.887 | 0.36691 | 0.38398 | 0.38398 | 0 | 43.5797 | 70.6167 | 58.6791 | 0
7 | 27 | 11 | 671.2898 | 674.1182 | 680.5499 | 686.2666 | 0 | 0 | 0 | 0 | 274.8459 | 114.4891 | 115.8096 | 134.8842 | 0 | 0 | 0 | 0 | 275.2179 | 408.5247 | 452.4617 | 491.6912 | 0 | 0 | 0 | 0 | 0 | -28.2 | -28.2 | -28.2 | 0 | 0 | 0 | 0 | 121.2261 | 179.3044 | 140.4787 | 87.8912 | 0.36691 | 0.38398 | 0.38398 | 0 | 44.4795 | 68.8484 | 53.9403 | 0
7 | 27 | 12 | 695.4534 | 699.0236 | 706.1672 | 712.2445 | 0 | 0 | 0 | 0 | 266.5748 | 118.4806 | 119.6858 | 122.433 | 0 | 0 | 0 | 0 | 298.0938 | 433.9403 | 482.9853 | 526.7888 | 0 | 0 | 0 | 0 | 0 | -28.2 | -28.2 | -28.2 | 0 | 0 | 0 | 0 | 130.7848 | 174.8027 | 131.6962 | 91.2226 | 0.36691 | 0.38398 | 0.38398 | 0 | 47.9868 | 67.1199 | 50.568 | 0
7 | 27 | 13 | 722.5286 | 727.5467 | 736.3185 | 743.7152 | 0 | 0 | 0 | 0 | 247.2769 | 122.8251 | 127.8276 | 122.8232 | 0 | 0 | 0 | 0 | 307.5743 | 451.8127 | 499.8318 | 542.6984 | 0 | 0 | 0 | 0 | 0 | -20.2895 | -15.6508 | -28.2 | 0 | 0 | 0 | 0 | 167.6775 | 173.1984 | 124.3099 | 106.3936 | 0.36382 | 0.38398 | 0.38398 | 0 | 61.0047 | 66.5039 | 47.7319 | 0
7 | 27 | 14 | 736.8684 | 742.799 | 752.6601 | 761.0365 | 0 | 0 | 0 | 0 | 298.2779 | 124.2103 | 124.3833 | 128.2246 | 0 | 0 | 0 | 0 | 305.8629 | 454.1914 | 500.2586 | 541.4634 | 0 | 0 | 0 | 0 | 0 | -15.089 | -16.5334 | -18.4467 | 0 | 0 | 0 | 0 | 132.7276 | 179.4862 | 144.5516 | 109.7952 | 0.36561 | 0.38398 | 0.38398 | 0 | 48.5262 | 68.9182 | 55.5042 | 0
7 | 27 | 15 | 748.7431 | 755.6159 | 766.5356 | 775.8026 | 0 | 0 | 0 | 0 | 262.4926 | 145.4477 | 136.0044 | 160.9047 | 0 | 0 | 0 | 0 | 312.3004 | 428.4089 | 470.1963 | 507.7326 | 0 | 0 | 0 | 0 | 0 | -1.4101 | 0 | 0.091872 | 0 | 0 | 0 | 0 | 173.9501 | 183.1694 | 160.3349 | 107.0733 | 0.36533 | 0.38398 | 0.38025 | 0 | 63.5485 | 70.3325 | 60.9672 | 0
7 | 27 | 16 | 755.6095 | 764.828 | 778.372 | 789.9669 | 0 | 0 | 0 | 0 | 247.6417 | 164.9394 | 188.9032 | 208.4781 | 0 | 0 | 0 | 0 | 302.1415 | 381.818 | 413.9507 | 443.0403 | 0 | 0 | 0 | 0 | 0 | -1.4101 | -2.82 | 0.41466 | 0 | 0 | 0 | 0 | 205.8264 | 219.4807 | 178.3381 | 138.0338 | 0.37414 | 0.38398 | 0.38398 | 0.38586 | 77.0073 | 84.2751 | 68.4774 | 53.2621
7 | 27 | 17 | 743.5266 | 755.0297 | 771.0186 | 784.7595 | 0 | 0 | 0 | 0 | 267.3583 | 224.4782 | 211.22 | 215.6083 | 0 | 0 | 0 | 0 | 291.8843 | 327.8324 | 347.6839 | 365.9168 | 0 | 0 | 0 | 0 | 0 | -3.2508 | -2.0439 | -1.41 | 0 | 0 | 0 | 0 | 184.284 | 205.97 | 214.1586 | 204.6444 | 0.38366 | 0.35923 | 0.36981 | 0.37601 | 70.7016 | 73.9897 | 79.1974 | 76.9492
7 | 27 | 18 | 715.7493 | 729.2337 | 747.296 | 762.8996 | 0 | 0 | 0 | 0 | 288.2405 | 227.207 | 211.12 | 224.2952 | 0 | 0 | 0 | 0 | 284.8271 | 264.4383 | 273.2856 | 282.0333 | 0 | 0 | 0 | 0 | 0 | -2.8177 | -0.52782 | 0 | 0 | 0 | 0 | 0 | 142.6818 | 240.4061 | 263.4182 | 256.5711 | 0.38585 | 0.38166 | 0.38652 | 0.37341 | 55.0542 | 91.753 | 101.8177 | 95.8062
7 | 27 | 19 | 684.4943 | 699.0079 | 718.0555 | 734.5331 | 0 | 0 | 0 | 0 | 314.4523 | 259.5372 | 247.5442 | 244.1004 | 0 | 0 | 0 | 0 | 257.0477 | 163.0488 | 165.1536 | 168.3766 | 0 | 0 | 0 | 0 | 0 | -8.0186 | -1.9396 | 12.9553 | 0 | 0 | 0 | 0 | 112.9943 | 284.4405 | 307.2973 | 309.1008 | 0.38793 | 0.39411 | 0.38919 | 0.38458 | 43.8344 | 112.1005 | 119.5967 | 118.8734
7 | 27 | 20 | 671.4373 | 686.0441 | 705.0512 | 721.3966 | 0 | 0 | 0 | 0 | 300.8815 | 271.1801 | 279.6512 | 291.6738 | 0 | 0 | 0 | 0 | 250.5848 | 114.1989 | 113.8843 | 115.1278 | 0 | 0 | 0 | 0 | 0 | 23.941 | 14.9183 | 17.1999 | 0 | 0 | 0 | 0 | 119.971 | 276.7241 | 296.5973 | 297.3952 | 0.38829 | 0.40541 | 0.3998 | 0.38892 | 46.5839 | 112.1854 | 118.5801 | 115.6619
7 | 27 | 21 | 647.0696 | 661.5052 | 680.119 | 696.0154 | 0 | 0 | 0 | 0 | 302.6507 | 306.6983 | 294.7542 | 309.5484 | 0 | 0 | 0 | 0 | 227.7806 | 97.111 | 97.0949 | 98.5858 | 0 | 0 | 0 | 0 | 0 | 0 | 15.4309 | 9.4 | 0 | 0 | 0 | 0 | 116.6383 | 257.6958 | 272.839 | 278.4812 | 0.38736 | 0.40087 | 0.39574 | 0.38805 | 45.1813 | 103.3026 | 107.9724 | 108.0653
7 | 27 | 22 | 586.4844 | 600.3784 | 618.1181 | 633.2657 | 0 | 0 | 0 | 0 | 305.1533 | 301.893 | 305.0188 | 321.5143 | 0 | 0 | 0 | 0 | 212.9647 | 103.6012 | 104.8022 | 107.3078 | 0 | 0 | 0 | 0 | 0 | 2.6378 | 7.8591 | 8.1716 | 0 | 0 | 0 | 0 | 68.3664 | 192.2465 | 200.438 | 196.2719 | 0.38147 | 0.39646 | 0.3914 | 0.38267 | 26.0796 | 76.2185 | 78.4505 | 75.1077
7 | 27 | 23 | 542.6715 | 555.978 | 572.857 | 587.2467 | 0 | 0 | 0 | 0 | 293.2043 | 320.7529 | 330.2121 | 344.3542 | 0 | 0 | 0 | 0 | 197.8366 | 97.0661 | 97.9643 | 100.1186 | 0 | 0 | 0 | 0 | 0 | 6.1492 | 1.0744 | 11.0076 | 0 | 0 | 0 | 0 | 51.6305 | 132.0099 | 143.6061 | 131.7663 | 0.37334 | 0.38975 | 0.38502 | 0.37572 | 19.2756 | 51.4508 | 55.2908 | 49.5072
7 | 27 | 24 | 490.2761 | 500.7461 | 514.2227 | 525.5786 | 0 | 0 | 0 | 0 | 266.5334 | 349.8501 | 354.6559 | 344.6485 | 0 | 0 | 0 | 0 | 188.9635 | 83.6536 | 84.3558 | 86.34 | 0 | 0 | 0 | 0 | 0 | 2.2038 | 7.404 | 9.4 | 0 | 0 | 0 | 0 | 34.7792 | 65.0386 | 67.807 | 85.19 | 0.36396 | 0.38033 | 0.38357 | 0.36382 | 12.6582 | 24.7361 | 26.0086 | 30.994
7 | 28 | 1 | 457.914 | 465.5729 | 475.7194 | 484.0419 | 0 | 0 | 0 | 0 | 185.0305 | 369.0186 | 360.1288 | 316.6368 | 0 | 0 | 0 | 0 | 176.0578 | 68.7128 | 69.4998 | 71.5685 | 0 | 0 | 0 | 0 | 0 | 6.1492 | 7.4859 | 1.8094 | 0 | 0 | 0 | 0 | 96.8257 | 21.6923 | 38.6049 | 94.0271 | 0.3644 | 0.37066 | 0.38218 | 0.36382 | 35.2835 | 8.0404 | 14.7538 | 34.2091
7 | 28 | 2 | 435.5764 | 440.9023 | 448.4006 | 454.4196 | 0 | 0 | 0 | 0 | 178.9964 | 371.6912 | 358.0101 | 302.4388 | 0 | 0 | 0 | 0 | 153.5251 | 58.0804 | 58.1733 | 59.4947 | 0 | 0 | 0 | 0 | 0 | 11.9872 | 12.9841 | 0 | 0 | 0 | 0 | 0 | 103.055 | -0.85644 | 19.2331 | 92.4861 | 0.3644 | 0.36878 | 0.38135 | 0.36382 | 37.5535 | -0.31584 | 7.3346 | 33.6485
7 | 28 | 3 | 421.4942 | 424.5998 | 429.6067 | 433.4513 | 0 | 0 | 0 | 0 | 172.5599 | 362.2388 | 346.8226 | 248.4188 | 0 | 0 | 0 | 0 | 149.585 | 52.1282 | 53.3715 | 55.7375 | 0 | 0 | 0 | 0 | 0 | 20.3254 | 14.3472 | 0 | 0 | 0 | 0 | 0 | 99.3493 | -10.0925 | 15.0654 | 129.2949 | 0.36651 | 0.3648 | 0.37847 | 0.36382 | 36.4121 | -3.6818 | 5.7018 | 47.0403
7 | 28 | 4 | 417.2278 | 418.4337 | 421.3214 | 423.2853 | 0 | 0 | 0 | 0 | 197.7177 | 298.0987 | 281.9399 | 270.5496 | 0 | 0 | 0 | 0 | 141.1597 | 48.3023 | 50.0431 | 52.8146 | 0 | 0 | 0 | 0 | 0 | 30.7458 | 14.3568 | 0 | 0 | 0 | 0 | 0 | 78.3504 | 41.2869 | 74.9816 | 99.9211 | 0.36512 | 0.37056 | 0.38415 | 0.36382 | 28.6076 | 15.2994 | 28.804 | 36.3534
7 | 28 | 5 | 422.154 | 421.7193 | 422.8154 | 423.1843 | 0 | 0 | 0 | 0 | 285.0998 | 254.6086 | 241.7512 | 238.0998 | 0 | 0 | 0 | 0 | 129.71 | 41.8119 | 44.3594 | 47.8507 | 0 | 0 | 0 | 0 | 0 | 7.1974 | -5.5041 | 14.4526 | 0 | 0 | 0 | 0 | 7.3443 | 118.1014 | 142.2089 | 122.7812 | 0.36404 | 0.37803 | 0.38589 | 0.36382 | 2.6736 | 44.6459 | 54.8767 | 44.6705
7 | 28 | 6 | 421.1894 | 418.821 | 417.8359 | 416.4266 | 0 | 0 | 0 | 0 | 312.4195 | 251.4138 | 240.2921 | 230.713 | 0 | 0 | 0 | 0 | 137.1508 | 80.0673 | 79.8117 | 80.407 | 0 | 0 | 0 | 0 | 0 | 20.6276 | 14.1014 | -6.2593 | 0 | 0 | 0 | 0 | -28.3808 | 66.7122 | 83.6307 | 111.5659 | 0.36811 | 0.37383 | 0.38312 | 0.36387 | -10.4471 | 24.9391 | 32.0403 | 40.5953
7 | 28 | 7 | 444.5718 | 441.2134 | 439.4361 | 437.5461 | 0 | 0 | 0 | 0 | 306.5153 | 242.4035 | 231.4566 | 183.1396 | 0 | 0 | 0 | 0 | 160.1306 | 174.3157 | 172.0478 | 170.3002 | 0 | 0 | 0 | 0 | 0 | -7.68 | -4.3169 | 0 | 0 | 0 | 0 | 0 | -22.0741 | 32.1742 | 40.2486 | 84.1063 | 0.37184 | 0.3586 | 0.37474 | 0.37002 | -8.208 | 11.5376 | 15.0826 | 31.1207
7 | 28 | 8 | 484.6863 | 481.9491 | 481.4216 | 481.0809 | 0 | 0 | 0 | 0 | 247.1989 | 192.7347 | 182.529 | 176.0078 | 0 | 0 | 0 | 0 | 197.2656 | 267.4713 | 276.5508 | 284.6606 | 0 | 0 | 0 | 0 | 0 | -6.4261 | -3.7355 | 0 | 0 | 0 | 0 | 0 | 40.2218 | 28.1692 | 26.0772 | 20.4125 | 0.37003 | 0.38103 | 0.36475 | 0.38586 | 14.8831 | 10.7333 | 9.5117 | 7.8764
7 | 28 | 9 | 524.4262 | 523.1703 | 524.8231 | 526.8365 | 0 | 0 | 0 | 0 | 296.8148 | 139.2087 | 133.6724 | 160.185 | 0 | 0 | 0 | 0 | 228.0062 | 337.9171 | 363.3976 | 386.1373 | 0 | 0 | 0 | 0 | 0 | -30.3063 | -21.3848 | -0.282 | 0 | 0 | 0 | 0 | -0.39482 | 76.3507 | 49.138 | -19.2038 | 0.36691 | 0.38398 | 0.38398 | 0 | -0.14487 | 29.3168 | 18.8677 | 0
7 | 28 | 10 | 564.2238 | 563.8531 | 566.5985 | 569.4859 | 0 | 0 | 0 | 0 | 273.3799 | 112.9661 | 112.9222 | 143.5195 | 0 | 0 | 0 | 0 | 256.8968 | 385.027 | 422.5649 | 456.0801 | 0 | 0 | 0 | 0 | 0 | -28.8388 | -28.2 | -20.7669 | 0 | 0 | 0 | 0 | 33.9471 | 94.6987 | 59.3114 | -9.3467 | 0.36691 | 0.38398 | 0.38398 | 0 | 12.4557 | 36.362 | 22.7741 | 0
7 | 28 | 11 | 594.4291 | 594.765 | 598.1362 | 601.2156 | 0 | 0 | 0 | 0 | 274.8459 | 114.4891 | 115.8096 | 134.8842 | 0 | 0 | 0 | 0 | 275.5684 | 415.3835 | 461.645 | 503.0119 | 0 | 0 | 0 | 0 | 0 | -28.2 | -28.2 | -28.2 | 0 | 0 | 0 | 0 | 44.0148 | 93.0924 | 48.8816 | -8.4805 | 0.36691 | 0.38398 | 0.38398 | 0 | 16.1497 | 35.7452 | 18.7693 | 0
7 | 28 | 12 | 621.0698 | 622.2279 | 626.4095 | 629.9345 | 0 | 0 | 0 | 0 | 266.5748 | 118.4806 | 119.6858 | 122.433 | 0 | 0 | 0 | 0 | 292.0259 | 435.4121 | 484.8073 | 528.9559 | 0 | 0 | 0 | 0 | 0 | -28.2 | -28.2 | -28.2 | 0 | 0 | 0 | 0 | 62.4691 | 96.5351 | 50.1165 | 6.7456 | 0.36691 | 0.38398 | 0.38398 | 0 | 22.9208 | 37.0671 | 19.2435 | 0
7 | 28 | 13 | 643.4385 | 645.8918 | 651.5143 | 656.1973 | 0 | 0 | 0 | 0 | 247.2769 | 122.8251 | 127.8276 | 122.8232 | 0 | 0 | 0 | 0 | 303.8612 | 440.3048 | 489.1278 | 532.7651 | 0 | 0 | 0 | 0 | 0 | -20.2895 | -15.6508 | -28.2 | 0 | 0 | 0 | 0 | 92.3005 | 103.0514 | 50.2096 | 28.8089 | 0.36382 | 0.38398 | 0.38398 | 0 | 33.5809 | 39.5692 | 19.2792 | 0
7 | 28 | 14 | 659.583 | 663.0074 | 669.791 | 675.5156 | 0 | 0 | 0 | 0 | 298.2779 | 124.2103 | 124.3833 | 128.2246 | 0 | 0 | 0 | 0 | 308.3578 | 433.4217 | 479.4767 | 520.7526 | 0 | 0 | 0 | 0 | 0 | -15.089 | -16.5334 | -18.4467 | 0 | 0 | 0 | 0 | 52.9473 | 120.4644 | 82.4644 | 44.9851 | 0.36561 | 0.38398 | 0.38398 | 0 | 19.3579 | 46.2553 | 31.6643 | 0
7 | 28 | 15 | 671.0862 | 675.4407 | 683.2681 | 689.8705 | 0 | 0 | 0 | 0 | 262.4926 | 145.4477 | 136.0044 | 160.9047 | 0 | 0 | 0 | 0 | 325.2248 | 443.6885 | 486.9752 | 525.9323 | 0 | 0 | 0 | 0 | 0 | -1.4101 | 0 | 0.091872 | 0 | 0 | 0 | 0 | 83.3688 | 87.7146 | 60.2884 | 2.9417 | 0.36533 | 0.38398 | 0.38025 | 0 | 30.4568 | 33.6802 | 22.9246 | 0
7 | 28 | 16 | 679.0496 | 685.7854 | 696.2808 | 705.2488 | 0 | 0 | 0 | 0 | 247.6417 | 164.9394 | 188.9032 | 208.4781 | 0 | 0 | 0 | 0 | 334.3607 | 432.2239 | 468.8892 | 502.1254 | 0 | 0 | 0 | 0 | 0 | -1.4101 | -2.82 | 0.41466 | 0 | 0 | 0 | 0 | 97.0473 | 90.0322 | 41.3083 | -5.7694 | 0.37414 | 0.38398 | 0.38398 | 0.38586 | 36.309 | 34.5701 | 15.8614 | -2.2262
7 | 28 | 17 | 671.974 | 681.1568 | 694.2964 | 705.5822 | 0 | 0 | 0 | 0 | 267.3583 | 224.4782 | 211.22 | 215.6083 | 0 | 0 | 0 | 0 | 317.5072 | 367.0314 | 390.8145 | 412.7013 | 0 | 0 | 0 | 0 | 0 | -3.2508 | -2.0439 | -1.41 | 0 | 0 | 0 | 0 | 87.1085 | 92.898 | 94.3058 | 78.6826 | 0.38366 | 0.35923 | 0.36981 | 0.37601 | 33.4197 | 33.3714 | 34.875 | 29.5858
7 | 28 | 18 | 653.1673 | 664.6222 | 680.1925 | 693.6489 | 0 | 0 | 0 | 0 | 288.2405 | 227.207 | 211.12 | 224.2952 | 0 | 0 | 0 | 0 | 307.0987 | 284.2366 | 291.8801 | 299.5245 | 0 | 0 | 0 | 0 | 0 | -2.8177 | -0.52782 | 0 | 0 | 0 | 0 | 0 | 57.8281 | 155.9964 | 177.7202 | 169.8292 | 0.38585 | 0.38166 | 0.38652 | 0.37341 | 22.3132 | 59.5374 | 68.6933 | 63.4159
7 | 28 | 19 | 626.7603 | 639.4017 | 656.1503 | 670.6469 | 0 | 0 | 0 | 0 | 314.4523 | 259.5372 | 247.5442 | 244.1004 | 0 | 0 | 0 | 0 | 261.947 | 159.5006 | 157.0979 | 156.1154 | 0 | 0 | 0 | 0 | 0 | -8.0186 | -1.9396 | 12.9553 | 0 | 0 | 0 | 0 | 50.361 | 228.3825 | 253.4478 | 257.4758 | 0.38793 | 0.39411 | 0.38919 | 0.38458 | 19.5368 | 90.0076 | 98.6391 | 99.0196
7 | 28 | 20 | 620.6215 | 633.5804 | 650.564 | 665.1659 | 0 | 0 | 0 | 0 | 300.8815 | 271.1801 | 279.6512 | 291.6738 | 0 | 0 | 0 | 0 | 252.6635 | 120.5552 | 114.9995 | 111.272 | 0 | 0 | 0 | 0 | 0 | 23.941 | 14.9183 | 17.1999 | 0 | 0 | 0 | 0 | 67.0764 | 217.9042 | 240.9949 | 245.0203 | 0.38829 | 0.40541 | 0.3998 | 0.38892 | 26.0453 | 88.3395 | 96.3502 | 95.2924
7 | 28 | 21 | 600.3233 | 613.2429 | 629.9953 | 644.2878 | 0 | 0 | 0 | 0 | 302.6507 | 306.6983 | 294.7542 | 309.5484 | 0 | 0 | 0 | 0 | 240.2742 | 112.3214 | 108.5685 | 106.5015 | 0 | 0 | 0 | 0 | 0 | 0 | 15.4309 | 9.4 | 0 | 0 | 0 | 0 | 57.3984 | 194.2232 | 211.2417 | 218.8379 | 0.38736 | 0.40087 | 0.39574 | 0.38805 | 22.234 | 77.8583 | 83.5961 | 84.9206
7 | 28 | 22 | 555.8038 | 568.7029 | 585.2209 | 599.3158 | 0 | 0 | 0 | 0 | 305.1533 | 301.893 | 305.0188 | 321.5143 | 0 | 0 | 0 | 0 | 235.1595 | 106.4312 | 104.6756 | 104.4634 | 0 | 0 | 0 | 0 | 0 | 2.6378 | 7.8591 | 8.1716 | 0 | 0 | 0 | 0 | 15.4911 | 157.7409 | 167.6674 | 165.1664 | 0.38147 | 0.39646 | 0.3914 | 0.38267 | 5.9093 | 62.5384 | 65.6242 | 63.2045
7 | 28 | 23 | 507.6914 | 519.8636 | 535.3496 | 548.5391 | 0 | 0 | 0 | 0 | 293.2043 | 320.7529 | 330.2121 | 344.3542 | 0 | 0 | 0 | 0 | 229.6247 | 97.5147 | 97.5051 | 98.9489 | 0 | 0 | 0 | 0 | 0 | 6.1492 | 1.0744 | 11.0076 | 0 | 0 | 0 | 0 | -15.1377 | 95.4468 | 106.5579 | 94.2285 | 0.37334 | 0.38975 | 0.38502 | 0.37572 | -5.6515 | 37.2003 | 41.0267 | 35.4035
7 | 28 | 24 | 464.5497 | 474.1854 | 486.6376 | 497.1108 | 0 | 0 | 0 | 0 | 266.5334 | 349.8501 | 354.6559 | 344.6485 | 0 | 0 | 0 | 0 | 231.6144 | 89.9901 | 90.6039 | 92.6637 | 0 | 0 | 0 | 0 | 0 | 2.2038 | 7.404 | 9.4 | 0 | 0 | 0 | 0 | -33.598 | 32.1414 | 33.9738 | 50.3986 | 0.36396 | 0.38033 | 0.38357 | 0.36382 | -12.2283 | 12.2243 | 13.0313 | 18.3361
7 | 29 | 1 | 438.5219 | 445.5519 | 454.9263 | 462.5833 | 0 | 0 | 0 | 0 | 185.0305 | 369.0186 | 360.1288 | 316.6368 | 0 | 0 | 0 | 0 | 216.837 | 87.6113 | 86.0996 | 86.0877 | 0 | 0 | 0 | 0 | 0 | 6.1492 | 7.4859 | 1.8094 | 0 | 0 | 0 | 0 | 36.6544 | -17.2271 | 1.212 | 58.0494 | 0.3644 | 0.37066 | 0.38218 | 0.36382 | 13.3569 | -6.3854 | 0.46319 | 21.1196
7 | 29 | 2 | 418.5376 | 423.3109 | 430.1307 | 435.565 | 0 | 0 | 0 | 0 | 178.9964 | 371.6912 | 358.0101 | 302.4388 | 0 | 0 | 0 | 0 | 194.6 | 76.7364 | 75.3087 | 75.2727 | 0 | 0 | 0 | 0 | 0 | 11.9872 | 12.9841 | 0 | 0 | 0 | 0 | 0 | 44.9412 | -37.1039 | -16.1722 | 57.8536 | 0.3644 | 0.36878 | 0.38135 | 0.36382 | 16.3767 | -13.6831 | -6.1673 | 21.0484
7 | 29 | 3 | 405.9593 | 408.5611 | 412.9494 | 416.261 | 0 | 0 | 0 | 0 | 172.5599 | 362.2388 | 346.8226 | 248.4188 | 0 | 0 | 0 | 0 | 180.696 | 67.0984 | 67.037 | 68.2113 | 0 | 0 | 0 | 0 | 0 | 20.3254 | 14.3472 | 0 | 0 | 0 | 0 | 0 | 52.7034 | -41.1014 | -15.2574 | 99.6308 | 0.36651 | 0.3648 | 0.37847 | 0.36382 | 19.3161 | -14.9939 | -5.7745 | 36.2479
7 | 29 | 4 | 399.3219 | 399.9472 | 402.1219 | 403.4714 | 0 | 0 | 0 | 0 | 197.7177 | 298.0987 | 281.9399 | 270.5496 | 0 | 0 | 0 | 0 | 166.719 | 62.0254 | 63.0863 | 65.2804 | 0 | 0 | 0 | 0 | 0 | 30.7458 | 14.3568 | 0 | 0 | 0 | 0 | 0 | 34.8852 | 9.0773 | 42.7389 | 67.6413 | 0.36512 | 0.37056 | 0.38415 | 0.36382 | 12.7374 | 3.3637 | 16.418 | 24.6094
7 | 29 | 5 | 399.7894 | 398.6294 | 398.835 | 398.4365 | 0 | 0 | 0 | 0 | 285.0998 | 254.6086 | 241.7512 | 238.0998 | 0 | 0 | 0 | 0 | 152.5786 | 60.5912 | 61.064 | 62.6405 | 0 | 0 | 0 | 0 | 0 | 7.1974 | -5.5041 | 14.4526 | 0 | 0 | 0 | 0 | -37.8889 | 76.2321 | 101.5239 | 83.2436 | 0.36404 | 0.37803 | 0.38589 | 0.36382 | -13.7932 | 28.8181 | 39.1769 | 30.2858
7 | 29 | 6 | 394.366 | 391.1278 | 389.0745 | 386.7449 | 0 | 0 | 0 | 0 | 312.4195 | 251.4138 | 240.2921 | 230.713 | 0 | 0 | 0 | 0 | 161.7285 | 100.3479 | 97.3142 | 95.3138 | 0 | 0 | 0 | 0 | 0 | 20.6276 | 14.1014 | -6.2593 | 0 | 0 | 0 | 0 | -79.7819 | 18.7384 | 37.3668 | 66.9775 | 0.36811 | 0.37383 | 0.38312 | 0.36387 | -29.3682 | 7.005 | 14.3158 | 24.371
7 | 29 | 7 | 412.6173 | 408.2227 | 405.1729 | 402.1866 | 0 | 0 | 0 | 0 | 306.5153 | 242.4035 | 231.4566 | 183.1396 | 0 | 0 | 0 | 0 | 174.528 | 188.7463 | 183.8804 | 179.6404 | 0 | 0 | 0 | 0 | 0 | -7.68 | -4.3169 | 0 | 0 | 0 | 0 | 0 | -68.426 | -15.2471 | -5.8472 | 39.4065 | 0.37184 | 0.3586 | 0.37474 | 0.37002 | -25.4434 | -5.4675 | -2.1911 | 14.581
7 | 29 | 8 | 443.4604 | 439.3863 | 437.2171 | 435.462 | 0 | 0 | 0 | 0 | 247.1989 | 192.7347 | 182.529 | 176.0078 | 0 | 0 | 0 | 0 | 210.2097 | 275.2326 | 280.7255 | 285.4669 | 0 | 0 | 0 | 0 | 0 | -6.4261 | -3.7355 | 0 | 0 | 0 | 0 | 0 | -13.9482 | -22.1549 | -22.3019 | -26.0128 | 0.37003 | 0.38103 | 0.36475 | 0.38586 | -5.1612 | -8.4416 | -8.1346 | -10.0374
7 | 29 | 9 | 478.37 | 475.6205 | 475.4393 | 475.8724 | 0 | 0 | 0 | 0 | 296.8148 | 139.2087 | 133.6724 | 160.185 | 0 | 0 | 0 | 0 | 247.4778 | 347.4887 | 368.807 | 387.6531 | 0 | 0 | 0 | 0 | 0 | -30.3063 | -21.3848 | -0.282 | 0 | 0 | 0 | 0 | -65.9227 | 19.2294 | -5.6552 | -71.6837 | 0.36691 | 0.38398 | 0.38398 | 0 | -24.1879 | 7.3836 | -2.1715 | 0
7 | 29 | 10 | 511.5147 | 509.4348 | 510.0814 | 511.1602 | 0 | 0 | 0 | 0 | 273.3799 | 112.9661 | 112.9222 | 143.5195 | 0 | 0 | 0 | 0 | 265.2587 | 388.7555 | 418.8261 | 445.3859 | 0 | 0 | 0 | 0 | 0 | -28.8388 | -28.2 | -20.7669 | 0 | 0 | 0 | 0 | -27.1239 | 36.5519 | 6.533 | -56.9783 | 0.36691 | 0.38398 | 0.38398 | 0 | -9.9521 | 14.035 | 2.5085 | 0
7 | 29 | 11 | 542.6932 | 541.3514 | 542.6624 | 543.9667 | 0 | 0 | 0 | 0 | 274.8459 | 114.4891 | 115.8096 | 134.8842 | 0 | 0 | 0 | 0 | 278.136 | 416.7192 | 456.1627 | 491.1906 | 0 | 0 | 0 | 0 | 0 | -28.2 | -28.2 | -28.2 | 0 | 0 | 0 | 0 | -10.2887 | 38.3432 | -1.1099 | -53.9081 | 0.36691 | 0.38398 | 0.38398 | 0 | -3.7751 | 14.7228 | -0.42617 | 0
7 | 29 | 12 | 566.4676 | 565.855 | 567.8624 | 569.5139 | 0 | 0 | 0 | 0 | 266.5748 | 118.4806 | 119.6858 | 122.433 | 0 | 0 | 0 | 0 | 286.8036 | 428.1864 | 471.8 | 510.5947 | 0 | 0 | 0 | 0 | 0 | -28.2 | -28.2 | -28.2 | 0 | 0 | 0 | 0 | 13.0892 | 47.3879 | 4.5766 | -35.3138 | 0.36691 | 0.38398 | 0.38398 | 0 | 4.8026 | 18.1958 | 1.7573 | 0
7 | 29 | 13 | 589.0486 | 589.7381 | 593.1947 | 596.0116 | 0 | 0 | 0 | 0 | 247.2769 | 122.8251 | 127.8276 | 122.8232 | 0 | 0 | 0 | 0 | 288.4926 | 426.4714 | 474.2608 | 516.9682 | 0 | 0 | 0 | 0 | 0 | -20.2895 | -15.6508 | -28.2 | 0 | 0 | 0 | 0 | 53.2791 | 60.7311 | 6.7571 | -15.5798 | 0.36382 | 0.38398 | 0.38398 | 0 | 19.3841 | 23.3192 | 2.5946 | 0
7 | 29 | 14 | 615.9154 | 617.9237 | 622.9685 | 627.1947 | 0 | 0 | 0 | 0 | 298.2779 | 124.2103 | 124.3833 | 128.2246 | 0 | 0 | 0 | 0 | 309.4541 | 432.4504 | 480.1427 | 522.906 | 0 | 0 | 0 | 0 | 0 | -15.089 | -16.5334 | -18.4467 | 0 | 0 | 0 | 0 | 8.1834 | 76.352 | 34.9759 | -5.4892 | 0.36561 | 0.38398 | 0.38398 | 0 | 2.9919 | 29.3173 | 13.4299 | 0
7 | 29 | 15 | 634.6198 | 637.7918 | 644.1671 | 649.5183 | 0 | 0 | 0 | 0 | 262.4926 | 145.4477 | 136.0044 | 160.9047 | 0 | 0 | 0 | 0 | 333.174 | 432.9854 | 481.6845 | 525.7852 | 0 | 0 | 0 | 0 | 0 | -1.4101 | 0 | 0.091872 | 0 | 0 | 0 | 0 | 38.9532 | 60.7688 | 26.4782 | -37.2635 | 0.36533 | 0.38398 | 0.38025 | 0 | 14.2306 | 23.3337 | 10.0683 | 0
7 | 29 | 16 | 645.715 | 651.3698 | 660.5378 | 668.362 | 0 | 0 | 0 | 0 | 247.6417 | 164.9394 | 188.9032 | 208.4781 | 0 | 0 | 0 | 0 | 358.2326 | 422.7599 | 468.2096 | 509.8567 | 0 | 0 | 0 | 0 | 0 | -1.4101 | -2.82 | 0.41466 | 0 | 0 | 0 | 0 | 39.8407 | 65.0806 | 6.245 | -50.3874 | 0.37414 | 0.38398 | 0.38398 | 0.38586 | 14.9059 | 24.9893 | 2.3979 | -19.4426
7 | 29 | 17 | 644.0713 | 652.3492 | 664.3778 | 674.7062 | 0 | 0 | 0 | 0 | 267.3583 | 224.4782 | 211.22 | 215.6083 | 0 | 0 | 0 | 0 | 315.212 | 362.6514 | 392.0049 | 419.143 | 0 | 0 | 0 | 0 | 0 | -3.2508 | -2.0439 | -1.41 | 0 | 0 | 0 | 0 | 61.501 | 68.4705 | 63.1967 | 41.3649 | 0.38366 | 0.35923 | 0.36981 | 0.37601 | 23.5952 | 24.5964 | 23.3706 | 15.5538
7 | 29 | 18 | 635.226 | 646.0992 | 660.955 | 673.7958 | 0 | 0 | 0 | 0 | 288.2405 | 227.207 | 211.12 | 224.2952 | 0 | 0 | 0 | 0 | 264.2625 | 277.0445 | 285.0107 | 292.8354 | 0 | 0 | 0 | 0 | 0 | -2.8177 | -0.52782 | 0 | 0 | 0 | 0 | 0 | 82.723 | 144.6654 | 165.3522 | 156.6652 | 0.38585 | 0.38166 | 0.38652 | 0.37341 | 31.919 | 55.2128 | 63.9128 | 58.5004
7 | 29 | 19 | 613.9856 | 626.2127 | 642.4526 | 656.5109 | 0 | 0 | 0 | 0 | 314.4523 | 259.5372 | 247.5442 | 244.1004 | 0 | 0 | 0 | 0 | 235.0783 | 167.847 | 167.0969 | 167.6459 | 0 | 0 | 0 | 0 | 0 | -8.0186 | -1.9396 | 12.9553 | 0 | 0 | 0 | 0 | 64.455 | 206.8472 | 229.7511 | 231.8094 | 0.38793 | 0.39411 | 0.38919 | 0.38458 | 25.0043 | 81.5203 | 89.4166 | 89.1488
7 | 29 | 20 | 615.1719 | 627.9541 | 644.7206 | 659.1356 | 0 | 0 | 0 | 0 | 300.8815 | 271.1801 | 279.6512 | 291.6738 | 0 | 0 | 0 | 0 | 259.5149 | 142.7763 | 137.6525 | 134.3845 | 0 | 0 | 0 | 0 | 0 | 23.941 | 14.9183 | 17.1999 | 0 | 0 | 0 | 0 | 54.7754 | 190.0567 | 212.4986 | 215.8774 | 0.38829 | 0.40541 | 0.3998 | 0.38892 | 21.2689 | 77.05 | 84.9573 | 83.9583
7 | 29 | 21 | 594.4136 | 607.1417 | 623.6587 | 637.7484 | 0 | 0 | 0 | 0 | 302.6507 | 306.6983 | 294.7542 | 309.5484 | 0 | 0 | 0 | 0 | 269.3018 | 126.9424 | 123.3868 | 121.6217 | 0 | 0 | 0 | 0 | 0 | 0 | 15.4309 | 9.4 | 0 | 0 | 0 | 0 | 22.4612 | 173.5009 | 190.0868 | 197.1783 | 0.38736 | 0.40087 | 0.39574 | 0.38805 | 8.7006 | 69.5513 | 75.2243 | 76.5155
7 | 29 | 22 | 545.6654 | 558.2358 | 574.35 | 588.0971 | 0 | 0 | 0 | 0 | 305.1533 | 301.893 | 305.0188 | 321.5143 | 0 | 0 | 0 | 0 | 250.5452 | 104.2485 | 101.9305 | 101.2397 | 0 | 0 | 0 | 0 | 0 | 2.6378 | 7.8591 | 8.1716 | 0 | 0 | 0 | 0 | -10.0331 | 149.4565 | 159.5416 | 157.1714 | 0.38147 | 0.39646 | 0.3914 | 0.38267 | -3.8273 | 59.2539 | 62.4438 | 60.145
7 | 29 | 23 | 493.8727 | 505.5968 | 520.5326 | 533.248 | 0 | 0 | 0 | 0 | 293.2043 | 320.7529 | 330.2121 | 344.3542 | 0 | 0 | 0 | 0 | 238.1108 | 93.3435 | 91.6641 | 91.5446 | 0 | 0 | 0 | 0 | 0 | 6.1492 | 1.0744 | 11.0076 | 0 | 0 | 0 | 0 | -37.4424 | 85.3513 | 97.5819 | 86.3415 | 0.37334 | 0.38975 | 0.38502 | 0.37572 | -13.9787 | 33.2656 | 37.5707 | 32.4402
7 | 29 | 24 | 452.8012 | 462.056 | 474.0403 | 484.1103 | 0 | 0 | 0 | 0 | 266.5334 | 349.8501 | 354.6559 | 344.6485 | 0 | 0 | 0 | 0 | 227.5605 | 86.0181 | 86.5475 | 88.5035 | 0 | 0 | 0 | 0 | 0 | 2.2038 | 7.404 | 9.4 | 0 | 0 | 0 | 0 | -41.2927 | 23.984 | 25.4328 | 41.5583 | 0.36396 | 0.38033 | 0.38357 | 0.36382 | -15.0288 | 9.1218 | 9.7552 | 15.1198
7 | 30 | 1 | 427.8173 | 434.5002 | 443.4483 | 450.7381 | 0 | 0 | 0 | 0 | 185.0305 | 369.0186 | 360.1288 | 316.6368 | 0 | 0 | 0 | 0 | 199.8856 | 77.963 | 77.9319 | 79.3154 | 0 | 0 | 0 | 0 | 0 | 6.1492 | 7.4859 | 1.8094 | 0 | 0 | 0 | 0 | 42.9012 | -18.6305 | -2.0983 | 52.9764 | 0.3644 | 0.37066 | 0.38218 | 0.36382 | 15.6333 | -6.9056 | -0.80193 | 19.274
7 | 30 | 2 | 413.4772 | 418.0865 | 424.7047 | 429.9655 | 0 | 0 | 0 | 0 | 178.9964 | 371.6912 | 358.0101 | 302.4388 | 0 | 0 | 0 | 0 | 165.6904 | 65.3729 | 63.9447 | 63.8924 | 0 | 0 | 0 | 0 | 0 | 11.9872 | 12.9841 | 0 | 0 | 0 | 0 | 0 | 68.7904 | -30.9649 | -10.2342 | 63.6343 | 0.3644 | 0.36878 | 0.38135 | 0.36382 | 25.0674 | -11.4192 | -3.9029 | 23.1515
7 | 30 | 3 | 404.2961 | 406.844 | 411.166 | 414.4205 | 0 | 0 | 0 | 0 | 172.5599 | 362.2388 | 346.8226 | 248.4188 | 0 | 0 | 0 | 0 | 141.9501 | 53.3552 | 52.7303 | 53.3267 | 0 | 0 | 0 | 0 | 0 | 20.3254 | 14.3472 | 0 | 0 | 0 | 0 | 0 | 89.7861 | -29.0753 | -2.7341 | 112.6751 | 0.36651 | 0.3648 | 0.37847 | 0.36382 | 32.9072 | -10.6067 | -1.0348 | 40.9936
7 | 30 | 4 | 415.9716 | 417.1367 | 419.9744 | 421.8952 | 0 | 0 | 0 | 0 | 197.7177 | 298.0987 | 281.9399 | 270.5496 | 0 | 0 | 0 | 0 | 119.436 | 45.9875 | 44.6696 | 44.5227 | 0 | 0 | 0 | 0 | 0 | 30.7458 | 14.3568 | 0 | 0 | 0 | 0 | 0 | 98.8178 | 42.3047 | 79.0081 | 106.8228 | 0.36512 | 0.37056 | 0.38415 | 0.36382 | 36.0807 | 15.6765 | 30.3508 | 38.8645
7 | 30 | 5 | 438.3259 | 438.4156 | 440.1557 | 441.0795 | 0 | 0 | 0 | 0 | 285.0998 | 254.6086 | 241.7512 | 238.0998 | 0 | 0 | 0 | 0 | 102.0609 | 39.594 | 38.1603 | 37.8505 | 0 | 0 | 0 | 0 | 0 | 7.1974 | -5.5041 | 14.4526 | 0 | 0 | 0 | 0 | 51.1652 | 137.0156 | 165.7483 | 150.6766 | 0.36404 | 0.37803 | 0.38589 | 0.36382 | 18.6264 | 51.796 | 63.9603 | 54.8194
7 | 30 | 6 | 464.6447 | 463.6855 | 464.4308 | 464.5125 | 0 | 0 | 0 | 0 | 312.4195 | 251.4138 | 240.2921 | 230.713 | 0 | 0 | 0 | 0 | 101.7709 | 68.3935 | 64.7615 | 62.1715 | 0 | 0 | 0 | 0 | 0 | 20.6276 | 14.1014 | -6.2593 | 0 | 0 | 0 | 0 | 50.4544 | 123.2506 | 145.2758 | 177.8874 | 0.36811 | 0.37383 | 0.38312 | 0.36387 | 18.5725 | 46.0749 | 55.6575 | 64.7276
7 | 30 | 7 | 503.8805 | 502.4455 | 503.0297 | 503.1748 | 0 | 0 | 0 | 0 | 306.5153 | 242.4035 | 231.4566 | 183.1396 | 0 | 0 | 0 | 0 | 129.7123 | 166.7357 | 161.8485 | 157.6112 | 0 | 0 | 0 | 0 | 0 | -7.68 | -4.3169 | 0 | 0 | 0 | 0 | 0 | 67.653 | 100.9862 | 114.0416 | 162.424 | 0.37184 | 0.3586 | 0.37474 | 0.37002 | 25.156 | 36.2133 | 42.7354 | 60.0995
7 | 30 | 8 | 546.5252 | 545.7933 | 547.7282 | 549.5094 | 0 | 0 | 0 | 0 | 247.1989 | 192.7347 | 182.529 | 176.0078 | 0 | 0 | 0 | 0 | 185.6109 | 268.3332 | 278.2626 | 287.1315 | 0 | 0 | 0 | 0 | 0 | -6.4261 | -3.7355 | 0 | 0 | 0 | 0 | 0 | 113.7155 | 91.1515 | 90.6721 | 86.3701 | 0.37003 | 0.38103 | 0.36475 | 0.38586 | 42.0778 | 34.7313 | 33.0728 | 33.3271
7 | 30 | 9 | 586.3713 | 587.1241 | 591.2436 | 595.3824 | 0 | 0 | 0 | 0 | 296.8148 | 139.2087 | 133.6724 | 160.185 | 0 | 0 | 0 | 0 | 224.5166 | 335.7189 | 361.78 | 385.075 | 0 | 0 | 0 | 0 | 0 | -30.3063 | -21.3848 | -0.282 | 0 | 0 | 0 | 0 | 65.0399 | 142.5027 | 117.176 | 50.4044 | 0.36691 | 0.38398 | 0.38398 | 0 | 23.864 | 54.7175 | 44.9927 | 0
7 | 30 | 10 | 622.2762 | 623.7881 | 628.8452 | 633.7245 | 0 | 0 | 0 | 0 | 273.3799 | 112.9661 | 112.9222 | 143.5195 | 0 | 0 | 0 | 0 | 248.9576 | 383.2462 | 419.8459 | 452.544 | 0 | 0 | 0 | 0 | 0 | -28.8388 | -28.2 | -20.7669 | 0 | 0 | 0 | 0 | 99.9387 | 156.4146 | 124.2771 | 58.4279 | 0.36691 | 0.38398 | 0.38398 | 0 | 36.6689 | 60.0593 | 47.7193 | 0
7 | 30 | 11 | 651.0838 | 653.2569 | 658.8841 | 663.9074 | 0 | 0 | 0 | 0 | 274.8459 | 114.4891 | 115.8096 | 134.8842 | 0 | 0 | 0 | 0 | 264.7339 | 410.6528 | 455.2447 | 495.1177 | 0 | 0 | 0 | 0 | 0 | -28.2 | -28.2 | -28.2 | 0 | 0 | 0 | 0 | 111.504 | 156.315 | 116.0297 | 62.1055 | 0.36691 | 0.38398 | 0.38398 | 0 | 40.9124 | 60.0211 | 44.5525 | 0
7 | 30 | 12 | 671.9387 | 674.7464 | 680.9536 | 686.224 | 0 | 0 | 0 | 0 | 266.5748 | 118.4806 | 119.6858 | 122.433 | 0 | 0 | 0 | 0 | 270.3147 | 417.9316 | 468.2225 | 513.3261 | 0 | 0 | 0 | 0 | 0 | -28.2 | -28.2 | -28.2 | 0 | 0 | 0 | 0 | 135.0493 | 166.5341 | 121.2453 | 78.6649 | 0.36691 | 0.38398 | 0.38398 | 0 | 49.5515 | 63.945 | 46.5552 | 0
7 | 30 | 13 | 692.5204 | 696.5653 | 704.1422 | 710.5093 | 0 | 0 | 0 | 0 | 247.2769 | 122.8251 | 127.8276 | 122.8232 | 0 | 0 | 0 | 0 | 276.5146 | 415.2859 | 469.6391 | 518.5927 | 0 | 0 | 0 | 0 | 0 | -20.2895 | -15.6508 | -28.2 | 0 | 0 | 0 | 0 | 168.729 | 178.7439 | 122.3263 | 97.2934 | 0.36382 | 0.38398 | 0.38398 | 0 | 61.3873 | 68.6332 | 46.9702 | 0
7 | 30 | 14 | 712.9113 | 718.065 | 726.9722 | 734.5266 | 0 | 0 | 0 | 0 | 298.2779 | 124.2103 | 124.3833 | 128.2246 | 0 | 0 | 0 | 0 | 318.5806 | 406.6917 | 467.8744 | 523.6431 | 0 | 0 | 0 | 0 | 0 | -15.089 | -16.5334 | -18.4467 | 0 | 0 | 0 | 0 | 96.0529 | 202.252 | 151.2479 | 101.1056 | 0.36561 | 0.38398 | 0.38398 | 0 | 35.1176 | 77.6597 | 58.0754 | 0
7 | 30 | 15 | 729.5457 | 735.7959 | 745.9511 | 754.5594 | 0 | 0 | 0 | 0 | 262.4926 | 145.4477 | 136.0044 | 160.9047 | 0 | 0 | 0 | 0 | 326.6681 | 390.4664 | 446.212 | 497.2724 | 0 | 0 | 0 | 0 | 0 | -1.4101 | 0 | 0.091872 | 0 | 0 | 0 | 0 | 140.3849 | 201.2918 | 163.7347 | 96.2904 | 0.36533 | 0.38398 | 0.38025 | 0 | 51.2863 | 77.2911 | 62.26 | 0
7 | 30 | 16 | 738.2876 | 746.9443 | 759.7986 | 770.7991 | 0 | 0 | 0 | 0 | 247.6417 | 164.9394 | 188.9032 | 208.4781 | 0 | 0 | 0 | 0 | 282.0402 | 363.4073 | 405.4276 | 443.9254 | 0 | 0 | 0 | 0 | 0 | -1.4101 | -2.82 | 0.41466 | 0 | 0 | 0 | 0 | 208.6057 | 220.0077 | 168.2877 | 117.981 | 0.37414 | 0.38398 | 0.38398 | 0.38586 | 78.0471 | 84.4775 | 64.6183 | 45.5245
7 | 30 | 17 | 733.4413 | 744.6174 | 760.2047 | 773.5995 | 0 | 0 | 0 | 0 | 267.3583 | 224.4782 | 211.22 | 215.6083 | 0 | 0 | 0 | 0 | 275.4847 | 316.4583 | 346.8836 | 375.1676 | 0 | 0 | 0 | 0 | 0 | -3.2508 | -2.0439 | -1.41 | 0 | 0 | 0 | 0 | 190.5984 | 206.9317 | 204.1449 | 184.2335 | 0.38366 | 0.35923 | 0.36981 | 0.37601 | 73.1241 | 74.3352 | 75.4943 | 69.2744
7 | 30 | 18 | 705.3455 | 718.4925 | 736.1405 | 751.3872 | 0 | 0 | 0 | 0 | 288.2405 | 227.207 | 211.12 | 224.2952 | 0 | 0 | 0 | 0 | 266.8875 | 247.9098 | 262.8106 | 277.3541 | 0 | 0 | 0 | 0 | 0 | -2.8177 | -0.52782 | 0 | 0 | 0 | 0 | 0 | 150.2175 | 246.1934 | 262.7377 | 249.7379 | 0.38585 | 0.38166 | 0.38652 | 0.37341 | 57.962 | 93.9618 | 101.5547 | 93.2547
7 | 30 | 19 | 676.5145 | 690.7694 | 709.4992 | 725.703 | 0 | 0 | 0 | 0 | 314.4523 | 259.5372 | 247.5442 | 244.1004 | 0 | 0 | 0 | 0 | 268.0093 | 136.9489 | 147.7644 | 159.4237 | 0 | 0 | 0 | 0 | 0 | -8.0186 | -1.9396 | 12.9553 | 0 | 0 | 0 | 0 | 94.0529 | 302.3019 | 316.1302 | 309.2235 | 0.38793 | 0.39411 | 0.38919 | 0.38458 | 36.4864 | 119.1399 | 123.0344 | 118.9206
7 | 30 | 20 | 673.4898 | 688.1631 | 707.2519 | 723.6678 | 0 | 0 | 0 | 0 | 300.8815 | 271.1801 | 279.6512 | 291.6738 | 0 | 0 | 0 | 0 | 269.2268 | 116.3602 | 121.0428 | 127.1345 | 0 | 0 | 0 | 0 | 0 | 23.941 | 14.9183 | 17.1999 | 0 | 0 | 0 | 0 | 103.3814 | 276.6819 | 291.6395 | 287.6597 | 0.38829 | 0.40541 | 0.3998 | 0.38892 | 40.1423 | 112.1683 | 116.598 | 111.8756
7 | 30 | 21 | 644.1856 | 658.5276 | 677.0266 | 692.824 | 0 | 0 | 0 | 0 | 302.6507 | 306.6983 | 294.7542 | 309.5484 | 0 | 0 | 0 | 0 | 243.5657 | 109.7034 | 111.9573 | 115.6651 | 0 | 0 | 0 | 0 | 0 | 0 | 15.4309 | 9.4 | 0 | 0 | 0 | 0 | 97.9692 | 242.1259 | 254.8842 | 258.2104 | 0.38736 | 0.40087 | 0.39574 | 0.38805 | 37.9496 | 97.061 | 100.867 | 100.1992
7 | 30 | 22 | 588.3776 | 602.333 | 620.1481 | 635.3607 | 0 | 0 | 0 | 0 | 305.1533 | 301.893 | 305.0188 | 321.5143 | 0 | 0 | 0 | 0 | 203.0015 | 95.1527 | 95.8976 | 97.9894 | 0 | 0 | 0 | 0 | 0 | 2.6378 | 7.8591 | 8.1716 | 0 | 0 | 0 | 0 | 80.2228 | 202.6495 | 211.3725 | 207.6853 | 0.38147 | 0.39646 | 0.3914 | 0.38267 | 30.6024 | 80.3429 | 82.7302 | 79.4752
7 | 30 | 23 | 529.0298 | 541.8939 | 558.2297 | 572.1513 | 0 | 0 | 0 | 0 | 293.2043 | 320.7529 | 330.2121 | 344.3542 | 0 | 0 | 0 | 0 | 182.405 | 85.9871 | 84.207 | 83.8234 | 0 | 0 | 0 | 0 | 0 | 6.1492 | 1.0744 | 11.0076 | 0 | 0 | 0 | 0 | 53.4205 | 129.0048 | 142.7361 | 132.9661 | 0.37334 | 0.38975 | 0.38502 | 0.37572 | 19.9439 | 50.2796 | 54.9559 | 49.958
7 | 30 | 24 | 483.7118 | 493.9689 | 507.1841 | 518.3148 | 0 | 0 | 0 | 0 | 266.5334 | 349.8501 | 354.6559 | 344.6485 | 0 | 0 | 0 | 0 | 158.778 | 76.0951 | 72.2726 | 69.9347 | 0 | 0 | 0 | 0 | 0 | 2.2038 | 7.404 | 9.4 | 0 | 0 | 0 | 0 | 58.4004 | 65.82 | 72.8516 | 94.3315 | 0.36396 | 0.38033 | 0.38357 | 0.36382 | 21.2553 | 25.0333 | 27.9436 | 34.3198
7 | 31 | 1 | 456.3393 | 463.9471 | 474.0309 | 482.2994 | 0 | 0 | 0 | 0 | 185.0305 | 369.0186 | 360.1288 | 316.6368 | 0 | 0 | 0 | 0 | 114.7236 | 61.6439 | 55.4513 | 50.8202 | 0 | 0 | 0 | 0 | 0 | 6.1492 | 7.4859 | 1.8094 | 0 | 0 | 0 | 0 | 156.5852 | 27.1354 | 50.9649 | 113.0329 | 0.3644 | 0.37066 | 0.38218 | 0.36382 | 57.06 | 10.058 | 19.4775 | 41.1238
7 | 31 | 2 | 436.1249 | 441.4686 | 448.9887 | 455.0265 | 0 | 0 | 0 | 0 | 178.9964 | 371.6912 | 358.0101 | 302.4388 | 0 | 0 | 0 | 0 | 84.2059 | 53.0758 | 44.5442 | 37.6231 | 0 | 0 | 0 | 0 | 0 | 11.9872 | 12.9841 | 0 | 0 | 0 | 0 | 0 | 172.9227 | 4.7144 | 33.4503 | 114.9647 | 0.3644 | 0.36878 | 0.38135 | 0.36382 | 63.0135 | 1.7386 | 12.7564 | 41.8266
7 | 31 | 3 | 426.0591 | 429.3128 | 434.5014 | 438.5027 | 0 | 0 | 0 | 0 | 172.5599 | 362.2388 | 346.8226 | 248.4188 | 0 | 0 | 0 | 0 | 74.8023 | 43.8607 | 36.0989 | 29.8528 | 0 | 0 | 0 | 0 | 0 | 20.3254 | 14.3472 | 0 | 0 | 0 | 0 | 0 | 178.6969 | 2.8879 | 37.2327 | 160.231 | 0.36651 | 0.3648 | 0.37847 | 0.36382 | 65.4935 | 1.0535 | 14.0915 | 58.2955
7 | 31 | 4 | 430.0733 | 431.6958 | 435.095 | 437.4996 | 0 | 0 | 0 | 0 | 197.7177 | 298.0987 | 281.9399 | 270.5496 | 0 | 0 | 0 | 0 | 66.3232 | 36.9217 | 30.2323 | 24.956 | 0 | 0 | 0 | 0 | 0 | 30.7458 | 14.3568 | 0 | 0 | 0 | 0 | 0 | 166.0324 | 65.9296 | 108.566 | 141.994 | 0.36512 | 0.37056 | 0.38415 | 0.36382 | 60.6223 | 24.431 | 41.7054 | 51.6605
7 | 31 | 5 | 454.1793 | 454.7831 | 457.1545 | 458.6222 | 0 | 0 | 0 | 0 | 285.0998 | 254.6086 | 241.7512 | 238.0998 | 0 | 0 | 0 | 0 | 60.6042 | 32.7563 | 26.7823 | 22.1599 | 0 | 0 | 0 | 0 | 0 | 7.1974 | -5.5041 | 14.4526 | 0 | 0 | 0 | 0 | 108.4753 | 160.2208 | 194.1251 | 183.9099 | 0.36404 | 0.37803 | 0.38589 | 0.36382 | 39.4897 | 60.5683 | 74.9106 | 66.9104
7 | 31 | 6 | 478.0741 | 477.5504 | 478.8304 | 479.373 | 0 | 0 | 0 | 0 | 312.4195 | 251.4138 | 240.2921 | 230.713 | 0 | 0 | 0 | 0 | 80.3402 | 69.7378 | 62.7955 | 57.0761 | 0 | 0 | 0 | 0 | 0 | 20.6276 | 14.1014 | -6.2593 | 0 | 0 | 0 | 0 | 85.3145 | 135.7712 | 161.6415 | 197.8432 | 0.36811 | 0.37383 | 0.38312 | 0.36387 | 31.4047 | 50.7555 | 61.9275 | 71.9889
7 | 31 | 7 | 516.9207 | 515.9085 | 517.012 | 517.6045 | 0 | 0 | 0 | 0 | 306.5153 | 242.4035 | 231.4566 | 183.1396 | 0 | 0 | 0 | 0 | 125.0246 | 165.6024 | 158.7037 | 152.6448 | 0 | 0 | 0 | 0 | 0 | -7.68 | -4.3169 | 0 | 0 | 0 | 0 | 0 | 85.3808 | 115.5826 | 131.1686 | 181.82 | 0.37184 | 0.3586 | 0.37474 | 0.37002 | 31.7479 | 41.4475 | 49.1535 | 67.2763
7 | 31 | 8 | 556.1505 | 555.7308 | 558.0489 | 560.1603 | 0 | 0 | 0 | 0 | 247.1989 | 192.7347 | 182.529 | 176.0078 | 0 | 0 | 0 | 0 | 166.3429 | 243.1506 | 245.4757 | 247.4592 | 0 | 0 | 0 | 0 | 0 | -6.4261 | -3.7355 | 0 | 0 | 0 | 0 | 0 | 142.6087 | 126.2716 | 133.7798 | 136.6933 | 0.37003 | 0.38103 | 0.36475 | 0.38586 | 52.769 | 48.113 | 48.7963 | 52.745
7 | 31 | 9 | 589.7862 | 590.6497 | 594.9052 | 599.1611 | 0 | 0 | 0 | 0 | 296.8148 | 139.2087 | 133.6724 | 160.185 | 0 | 0 | 0 | 0 | 207.6239 | 309.4823 | 325.2318 | 339.1443 | 0 | 0 | 0 | 0 | 0 | -30.3063 | -21.3848 | -0.282 | 0 | 0 | 0 | 0 | 85.3474 | 172.2649 | 157.3859 | 100.1138 | 0.36691 | 0.38398 | 0.38398 | 0 | 31.3152 | 66.1454 | 60.4322 | 0
7 | 31 | 10 | 624.0102 | 625.5783 | 630.7045 | 635.6432 | 0 | 0 | 0 | 0 | 273.3799 | 112.9661 | 112.9222 | 143.5195 | 0 | 0 | 0 | 0 | 239.0366 | 359.554 | 389.4471 | 416.0443 | 0 | 0 | 0 | 0 | 0 | -28.8388 | -28.2 | -20.7669 | 0 | 0 | 0 | 0 | 111.5937 | 181.8969 | 156.5351 | 96.8463 | 0.36691 | 0.38398 | 0.38398 | 0 | 40.9453 | 69.8439 | 60.1056 | 0
7 | 31 | 11 | 651.5792 | 653.7684 | 659.4153 | 664.4556 | 0 | 0 | 0 | 0 | 274.8459 | 114.4891 | 115.8096 | 134.8842 | 0 | 0 | 0 | 0 | 258.8176 | 386.9995 | 423.0771 | 455.1466 | 0 | 0 | 0 | 0 | 0 | -28.2 | -28.2 | -28.2 | 0 | 0 | 0 | 0 | 117.9157 | 180.4799 | 148.7286 | 102.6249 | 0.36691 | 0.38398 | 0.38398 | 0 | 43.2649 | 69.2998 | 57.1081 | 0
7 | 31 | 12 | 673.7435 | 676.6096 | 682.8888 | 688.2211 | 0 | 0 | 0 | 0 | 266.5748 | 118.4806 | 119.6858 | 122.433 | 0 | 0 | 0 | 0 | 265.1688 | 400.3007 | 442.4582 | 480.0579 | 0 | 0 | 0 | 0 | 0 | -28.2 | -28.2 | -28.2 | 0 | 0 | 0 | 0 | 141.9998 | 186.0283 | 148.9447 | 113.9301 | 0.36691 | 0.38398 | 0.38398 | 0 | 52.1017 | 71.4302 | 57.1911 | 0
7 | 31 | 13 | 697.7754 | 701.9907 | 709.7768 | 716.3243 | 0 | 0 | 0 | 0 | 247.2769 | 122.8251 | 127.8276 | 122.8232 | 0 | 0 | 0 | 0 | 277.2336 | 407.0232 | 452.0709 | 492.3643 | 0 | 0 | 0 | 0 | 0 | -20.2895 | -15.6508 | -28.2 | 0 | 0 | 0 | 0 | 173.2649 | 192.4319 | 145.5291 | 129.3368 | 0.36382 | 0.38398 | 0.38398 | 0 | 63.0376 | 73.8891 | 55.8795 | 0
7 | 31 | 14 | 715.53 | 720.7686 | 729.7801 | 737.4242 | 0 | 0 | 0 | 0 | 298.2779 | 124.2103 | 124.3833 | 128.2246 | 0 | 0 | 0 | 0 | 272.2282 | 397.5032 | 446.3654 | 490.4515 | 0 | 0 | 0 | 0 | 0 | -15.089 | -16.5334 | -18.4467 | 0 | 0 | 0 | 0 | 145.0239 | 214.144 | 175.5647 | 137.1949 | 0.36561 | 0.38398 | 0.38398 | 0 | 53.0218 | 82.226 | 67.4125 | 0
7 | 31 | 15 | 727.6348 | 733.823 | 743.9022 | 752.4449 | 0 | 0 | 0 | 0 | 262.4926 | 145.4477 | 136.0044 | 160.9047 | 0 | 0 | 0 | 0 | 251.8059 | 383.2398 | 421.8457 | 456.5621 | 0 | 0 | 0 | 0 | 0 | -1.4101 | 0 | 0.091872 | 0 | 0 | 0 | 0 | 213.3363 | 206.5456 | 186.0521 | 134.8862 | 0.36533 | 0.38398 | 0.38025 | 0 | 77.9373 | 79.3084 | 70.7461 | 0
7 | 31 | 16 | 731.1394 | 739.5643 | 752.1339 | 762.8892 | 0 | 0 | 0 | 0 | 247.6417 | 164.9394 | 188.9032 | 208.4781 | 0 | 0 | 0 | 0 | 239.8398 | 361.4667 | 393.3241 | 422.1508 | 0 | 0 | 0 | 0 | 0 | -1.4101 | -2.82 | 0.41466 | 0 | 0 | 0 | 0 | 243.6579 | 214.5683 | 172.7266 | 131.8456 | 0.37414 | 0.38398 | 0.38398 | 0.38586 | 91.1614 | 82.3889 | 66.3227 | 50.8743
7 | 31 | 17 | 721.5159 | 732.3052 | 747.4176 | 760.4033 | 0 | 0 | 0 | 0 | 267.3583 | 224.4782 | 211.22 | 215.6083 | 0 | 0 | 0 | 0 | 247.0333 | 303.0644 | 327.8918 | 350.8639 | 0 | 0 | 0 | 0 | 0 | -3.2508 | -2.0439 | -1.41 | 0 | 0 | 0 | 0 | 207.1243 | 208.0135 | 210.3497 | 195.3411 | 0.38366 | 0.35923 | 0.36981 | 0.37601 | 79.4644 | 74.7238 | 77.7888 | 73.451
7 | 31 | 18 | 696.4811 | 709.3406 | 726.6356 | 741.5782 | 0 | 0 | 0 | 0 | 288.2405 | 227.207 | 211.12 | 224.2952 | 0 | 0 | 0 | 0 | 216.6849 | 231.4356 | 240.0423 | 248.5747 | 0 | 0 | 0 | 0 | 0 | -2.8177 | -0.52782 | 0 | 0 | 0 | 0 | 0 | 191.5557 | 253.5158 | 276.0011 | 268.7082 | 0.38585 | 0.38166 | 0.38652 | 0.37341 | 73.9124 | 96.7565 | 106.6813 | 100.3384
7 | 31 | 19 | 669.3664 | 683.3894 | 701.8346 | 717.7931 | 0 | 0 | 0 | 0 | 314.4523 | 259.5372 | 247.5442 | 244.1004 | 0 | 0 | 0 | 0 | 167.6043 | 104.8794 | 105.83 | 108.0412 | 0 | 0 | 0 | 0 | 0 | -8.0186 | -1.9396 | 12.9553 | 0 | 0 | 0 | 0 | 187.3097 | 326.9913 | 350.4 | 352.6961 | 0.38793 | 0.39411 | 0.38919 | 0.38458 | 72.664 | 128.8702 | 136.3718 | 135.6393
7 | 31 | 20 | 666.6778 | 681.1302 | 699.9477 | 716.1299 | 0 | 0 | 0 | 0 | 300.8815 | 271.1801 | 279.6512 | 291.6738 | 0 | 0 | 0 | 0 | 202.7705 | 107.1031 | 103.2063 | 101.0926 | 0 | 0 | 0 | 0 | 0 | 23.941 | 14.9183 | 17.1999 | 0 | 0 | 0 | 0 | 163.0257 | 278.906 | 302.1719 | 306.1637 | 0.38829 | 0.40541 | 0.3998 | 0.38892 | 63.3017 | 113.0699 | 120.8088 | 119.0721
7 | 31 | 21 | 639.3552 | 653.5406 | 671.8473 | 687.479 | 0 | 0 | 0 | 0 | 302.6507 | 306.6983 | 294.7542 | 309.5484 | 0 | 0 | 0 | 0 | 214.8118 | 96.8059 | 94.5786 | 94.0015 | 0 | 0 | 0 | 0 | 0 | 0 | 15.4309 | 9.4 | 0 | 0 | 0 | 0 | 121.8927 | 250.0364 | 267.0835 | 274.529 | 0.38736 | 0.40087 | 0.39574 | 0.38805 | 47.2167 | 100.2321 | 105.6947 | 106.5317
7 | 31 | 22 | 579.9024 | 593.583 | 611.0605 | 625.9823 | 0 | 0 | 0 | 0 | 305.1533 | 301.893 | 305.0188 | 321.5143 | 0 | 0 | 0 | 0 | 182.9806 | 77.7387 | 76.6422 | 76.9988 | 0 | 0 | 0 | 0 | 0 | 2.6378 | 7.8591 | 8.1716 | 0 | 0 | 0 | 0 | 91.7686 | 211.3135 | 221.5404 | 219.2976 | 0.38147 | 0.39646 | 0.3914 | 0.38267 | 35.0067 | 83.7779 | 86.7099 | 83.9189
7 | 31 | 23 | 526.2519 | 539.026 | 555.2511 | 569.0774 | 0 | 0 | 0 | 0 | 293.2043 | 320.7529 | 330.2121 | 344.3542 | 0 | 0 | 0 | 0 | 164.1716 | 68.1879 | 66.2583 | 65.7982 | 0 | 0 | 0 | 0 | 0 | 6.1492 | 1.0744 | 11.0076 | 0 | 0 | 0 | 0 | 68.876 | 143.9361 | 157.7062 | 147.9174 | 0.37334 | 0.38975 | 0.38502 | 0.37572 | 25.714 | 56.099 | 60.7196 | 55.5755
7 | 31 | 24 | 483.6764 | 493.9324 | 507.1462 | 518.2756 | 0 | 0 | 0 | 0 | 266.5334 | 349.8501 | 354.6559 | 344.6485 | 0 | 0 | 0 | 0 | 149.0849 | 61.5764 | 58.7208 | 57.362 | 0 | 0 | 0 | 0 | 0 | 2.2038 | 7.404 | 9.4 | 0 | 0 | 0 | 0 | 68.0581 | 80.3022 | 86.3655 | 106.8651 | 0.36396 | 0.38033 | 0.38357 | 0.36382 | 24.7704 | 30.5413 | 33.1271 | 38.8798
8 | 1 | 1 | 455.3259 | 462.6715 | 472.4807 | 480.5288 | 0 | 0 | 0 | 0 | 219.8352 | 305.7167 | 297.5301 | 291.9374 | 0 | 0 | 0 | 0 | 143.4576 | 67.1306 | 61.9958 | 58.5222 | 0 | 0 | 0 | 0 | 0 | 12.4349 | 14.8175 | 8.7396 | 0 | 0 | 0 | 0 | 92.0331 | 77.3893 | 98.1374 | 121.3297 | 0.37223 | 0.39077 | 0.38906 | 0.37051 | 34.2579 | 30.2418 | 38.1811 | 44.9535
8 | 1 | 2 | 436.2229 | 441.4735 | 448.8902 | 454.8349 | 0 | 0 | 0 | 0 | 197.0045 | 297.0088 | 284.6018 | 252.3969 | 0 | 0 | 0 | 0 | 130.2542 | 64.8489 | 58.7656 | 54.3422 | 0 | 0 | 0 | 0 | 0 | 16.8685 | 11.7777 | 0.021722 | 0 | 0 | 0 | 0 | 108.9642 | 62.7473 | 93.7451 | 148.0741 | 0.3725 | 0.38904 | 0.38716 | 0.37014 | 40.5886 | 24.4115 | 36.294 | 54.8077
8 | 1 | 3 | 427.7684 | 431.0516 | 436.2795 | 440.3134 | 0 | 0 | 0 | 0 | 186.8497 | 289.0429 | 269.1936 | 244.791 | 0 | 0 | 0 | 0 | 100.2833 | 55.8226 | 47.6634 | 41.1312 | 0 | 0 | 0 | 0 | 0 | 1.4332 | 13.2802 | -0.48256 | 0 | 0 | 0 | 0 | 140.6355 | 84.7528 | 106.1423 | 154.8737 | 0.3732 | 0.38992 | 0.38586 | 0.37025 | 52.4858 | 33.0469 | 40.9566 | 57.3424
8 | 1 | 4 | 431.9507 | 433.5094 | 436.8445 | 439.1885 | 0 | 0 | 0 | 0 | 194.8433 | 229.009 | 221.7177 | 222.7567 | 0 | 0 | 0 | 0 | 76.5765 | 48.5172 | 40.7295 | 34.4268 | 0 | 0 | 0 | 0 | 0 | 21.6769 | 3.442 | 0.65397 | 0 | 0 | 0 | 0 | 160.5309 | 134.3062 | 170.9552 | 181.3511 | 0.37386 | 0.38754 | 0.38853 | 0.36998 | 60.0163 | 52.0492 | 66.4216 | 67.0971
8 | 1 | 5 | 455.3038 | 455.7171 | 457.8805 | 459.1596 | 0 | 0 | 0 | 0 | 240.4799 | 217.2797 | 223.8303 | 223.1619 | 0 | 0 | 0 | 0 | 69.051 | 44.3191 | 37.3312 | 31.7493 | 0 | 0 | 0 | 0 | 0 | 12.3755 | 10.0635 | -5.6361 | 0 | 0 | 0 | 0 | 145.7729 | 181.7428 | 186.6555 | 209.8845 | 0.37065 | 0.39036 | 0.39029 | 0.37126 | 54.0307 | 70.9459 | 72.8494 | 77.9213
8 | 1 | 6 | 482.8878 | 482.2608 | 483.4436 | 483.8914 | 0 | 0 | 0 | 0 | 243.9826 | 225.4676 | 215.106 | 188.9462 | 0 | 0 | 0 | 0 | 73.3307 | 61.7872 | 54.9404 | 49.3074 | 0 | 0 | 0 | 0 | 0 | 12.9451 | 23.1073 | -6.8474 | 0 | 0 | 0 | 0 | 165.5746 | 182.0609 | 190.2897 | 252.4852 | 0.37177 | 0.38885 | 0.38239 | 0.37131 | 61.5561 | 70.7935 | 72.7647 | 93.7513
8 | 1 | 7 | 519.5958 | 518.749 | 520.0466 | 520.8097 | 0 | 0 | 0 | 0 | 198.0926 | 202.0994 | 193.9904 | 175.5455 | 0 | 0 | 0 | 0 | 118.2912 | 153.8472 | 145.5149 | 138.0794 | 0 | 0 | 0 | 0 | 0 | -7.3307 | -5.7318 | -0.54477 | 0 | 0 | 0 | 0 | 203.212 | 170.133 | 186.2732 | 207.7296 | 0.3667 | 0.37732 | 0.37117 | 0.37991 | 74.5181 | 64.1947 | 69.1391 | 78.919
8 | 1 | 8 | 553.9097 | 553.4404 | 555.6952 | 557.7529 | 0 | 0 | 0 | 0 | 171.1784 | 142.0321 | 142.9024 | 161.209 | 0 | 0 | 0 | 0 | 159.6798 | 227.387 | 225.4261 | 223.4253 | 0 | 0 | 0 | 0 | 0 | -13.2428 | -13.6438 | 3.2698 | 0 | 0 | 0 | 0 | 223.0514 | 197.2641 | 201.0105 | 169.8488 | 0.37186 | 0.38691 | 0.38697 | 0.38173 | 82.9433 | 76.3242 | 77.785 | 64.8365
8 | 1 | 9 | 583.0378 | 583.7877 | 587.8917 | 592.0216 | 0 | 0 | 0 | 0 | 154.7384 | 121.4035 | 126.1043 | 135.1819 | 0 | 0 | 0 | 0 | 206.2879 | 292.2961 | 299.8953 | 306.2859 | 0 | 0 | 0 | 0 | 0 | -23.1656 | -22.8423 | -19.7815 | 0 | 0 | 0 | 0 | 222.0115 | 193.2538 | 184.7344 | 170.3352 | 0.37575 | 0.32651 | 0.32636 | 0.067785 | 83.4203 | 63.0992 | 60.29 | 11.5463
8 | 1 | 10 | 617.8897 | 619.2647 | 624.1531 | 628.8872 | 0 | 0 | 0 | 0 | 181.7802 | 114.3673 | 112.2589 | 102.4744 | 0 | 0 | 0 | 0 | 236.576 | 334.9101 | 349.2633 | 361.6463 | 0 | 0 | 0 | 0 | 0 | -20.7995 | -23.0674 | -27.9994 | 0 | 0 | 0 | 0 | 199.5335 | 190.7867 | 185.6982 | 192.7659 | 0.38219 | 0.32795 | 0.328 | 0.071605 | 76.2604 | 62.5684 | 60.909 | 13.803
8 | 1 | 11 | 644.8565 | 646.6992 | 651.9352 | 656.6161 | 0 | 0 | 0 | 0 | 206.352 | 117.6579 | 111.4572 | 102.8046 | 0 | 0 | 0 | 0 | 242.9462 | 363.0615 | 383.1408 | 400.6938 | 0 | 0 | 0 | 0 | 0 | -25.168 | -28.113 | -28.2 | 0 | 0 | 0 | 0 | 195.5583 | 191.1479 | 185.4501 | 181.3177 | 0.37921 | 0.32752 | 0.328 | 0.071605 | 74.1572 | 62.6049 | 60.8276 | 12.9833
8 | 1 | 12 | 669.1144 | 671.6579 | 677.5604 | 682.5609 | 0 | 0 | 0 | 0 | 217.8824 | 115.7556 | 111.6713 | 104.3121 | 0 | 0 | 0 | 0 | 257.4111 | 385.5808 | 410.8729 | 433.1102 | 0 | 0 | 0 | 0 | 0 | -23.4151 | -26.8767 | -28.4724 | 0 | 0 | 0 | 0 | 193.8209 | 193.7365 | 181.8928 | 173.611 | 0.37557 | 0.32768 | 0.328 | 0.071605 | 72.7927 | 63.4844 | 59.6608 | 12.4314
8 | 1 | 13 | 690.0502 | 693.7772 | 700.9909 | 707.035 | 0 | 0 | 0 | 0 | 227.4481 | 128.7745 | 122.3887 | 114.2417 | 0 | 0 | 0 | 0 | 261.9612 | 390.5388 | 433.4021 | 471.8654 | 0 | 0 | 0 | 0 | 0 | -8.9988 | -20.6289 | -19.5542 | 0 | 0 | 0 | 0 | 200.6408 | 183.4627 | 165.8289 | 140.4821 | 0.37374 | 0.32755 | 0.32763 | 0.071605 | 74.9875 | 60.0936 | 54.33 | 10.0592
8 | 1 | 14 | 708.4274 | 713.1447 | 721.5491 | 728.658 | 0 | 0 | 0 | 0 | 266.719 | 126.7236 | 123.2713 | 120.1078 | 0 | 0 | 0 | 0 | 276.2439 | 370.9799 | 415.0516 | 454.895 | 0 | 0 | 0 | 0 | 0 | -4.7449 | -5.6645 | -7.723 | 0 | 0 | 0 | 0 | 165.4645 | 220.186 | 188.8907 | 161.3782 | 0.37404 | 0.327 | 0.32733 | 0.070824 | 61.8902 | 72.0014 | 61.8298 | 11.4295
8 | 1 | 15 | 725.7244 | 731.6551 | 741.4404 | 749.7216 | 0 | 0 | 0 | 0 | 287.0455 | 166.0647 | 145.4192 | 171.8616 | 0 | 0 | 0 | 0 | 271.2358 | 383.8484 | 421.1373 | 454.8561 | 0 | 0 | 0 | 0 | 0 | -4.3672 | -0.73553 | -2.7569 | 0 | 0 | 0 | 0 | 167.4431 | 186.1092 | 175.6194 | 125.7608 | 0.38108 | 0.31254 | 0.31233 | 0.32609 | 63.8085 | 58.1664 | 54.852 | 41.0094
8 | 1 | 16 | 733.7265 | 741.9206 | 754.2427 | 764.7715 | 0 | 0 | 0 | 0 | 278.5556 | 211.2875 | 208.2854 | 180.6521 | 0 | 0 | 0 | 0 | 217.0331 | 327.3939 | 360.0354 | 389.7111 | 0 | 0 | 0 | 0 | 0 | -5.4216 | -2.0146 | 0.57815 | 0 | 0 | 0 | 0 | 238.1378 | 208.6609 | 187.9365 | 193.8302 | 0.38915 | 0.32585 | 0.31944 | 0.31698 | 92.6703 | 67.9925 | 60.0353 | 61.4404
8 | 1 | 17 | 725.2362 | 735.7026 | 750.4691 | 763.138 | 0 | 0 | 0 | 0 | 274.3403 | 206.7519 | 204.7765 | 208.1674 | 0 | 0 | 0 | 0 | 202.8335 | 264.6342 | 286.3243 | 306.2698 | 0 | 0 | 0 | 0 | 0 | -6.477 | -1.9783 | 1.5122 | 0 | 0 | 0 | 0 | 248.0623 | 270.7935 | 261.3466 | 247.1886 | 0.39 | 0.39598 | 0.39187 | 0.36712 | 96.7451 | 107.2279 | 102.4129 | 90.7483
8 | 1 | 18 | 707.5628 | 720.2758 | 737.4486 | 752.2646 | 0 | 0 | 0 | 0 | 297.8347 | 224.6323 | 215.1387 | 209.8945 | 0 | 0 | 0 | 0 | 190.5558 | 217.5299 | 224.6573 | 231.8393 | 0 | 0 | 0 | 0 | 0 | -3.788 | -3.0404 | 0 | 0 | 0 | 0 | 0 | 219.1723 | 281.9017 | 300.6929 | 310.5308 | 0.3917 | 0.40014 | 0.39346 | 0.38236 | 85.8509 | 112.8015 | 118.3118 | 118.7344
8 | 1 | 19 | 681.03 | 694.7206 | 712.8386 | 728.4853 | 0 | 0 | 0 | 0 | 312.6745 | 253.1376 | 241.2797 | 255.4715 | 0 | 0 | 0 | 0 | 187.5525 | 123.1231 | 117.6023 | 113.7177 | 0 | 0 | 0 | 0 | 0 | 1.5865 | -2.2517 | 6.0226 | 0 | 0 | 0 | 0 | 180.803 | 316.8733 | 356.2083 | 353.2735 | 0.39028 | 0.3992 | 0.39311 | 0.38685 | 70.5645 | 126.4973 | 140.0305 | 136.6641
8 | 1 | 20 | 672.6711 | 686.8392 | 705.3621 | 721.2703 | 0 | 0 | 0 | 0 | 311.0989 | 283.9952 | 281.6741 | 268.8711 | 0 | 0 | 0 | 0 | 202.59 | 98.6176 | 92.9216 | 89.0754 | 0 | 0 | 0 | 0 | 0 | 6.343 | 7.7412 | 28.8446 | 0 | 0 | 0 | 0 | 158.9821 | 297.8834 | 323.0252 | 334.4792 | 0.39125 | 0.40133 | 0.39529 | 0.38828 | 62.2012 | 119.5499 | 127.69 | 129.8702
8 | 1 | 21 | 644.9678 | 659.1515 | 677.477 | 693.1173 | 0 | 0 | 0 | 0 | 304.6766 | 285.2444 | 289.7176 | 293.6025 | 0 | 0 | 0 | 0 | 198.8689 | 97.8542 | 95.0716 | 93.9402 | 0 | 0 | 0 | 0 | 0 | 1.2196 | 1.1001 | 23.6854 | 0 | 0 | 0 | 0 | 141.4222 | 274.8333 | 291.5878 | 281.8893 | 0.3882 | 0.39886 | 0.39319 | 0.38634 | 54.9001 | 109.6205 | 114.6505 | 108.9058
8 | 1 | 22 | 591.1183 | 604.9583 | 622.6549 | 637.7569 | 0 | 0 | 0 | 0 | 298.5573 | 287.7125 | 294.9467 | 303.2956 | 0 | 0 | 0 | 0 | 176.1627 | 79.3414 | 77.51 | 77.2116 | 0 | 0 | 0 | 0 | 0 | 5.0266 | 7.9551 | 11.0816 | 0 | 0 | 0 | 0 | 116.3983 | 232.8778 | 242.2431 | 246.1681 | 0.38109 | 0.39369 | 0.38812 | 0.38014 | 44.3581 | 91.6828 | 94.0201 | 93.5794
8 | 1 | 23 | 529.4042 | 541.962 | 557.958 | 571.5734 | 0 | 0 | 0 | 0 | 293.5791 | 286.6654 | 301.229 | 322.1923 | 0 | 0 | 0 | 0 | 165.2702 | 73.6108 | 68.9795 | 65.8794 | 0 | 0 | 0 | 0 | 0 | 8.6378 | 6.3297 | 8.2204 | 0 | 0 | 0 | 0 | 70.555 | 173.0481 | 181.4198 | 175.2813 | 0.37177 | 0.39333 | 0.38899 | 0.37327 | 26.2301 | 68.0647 | 70.5701 | 65.4271
8 | 1 | 24 | 487.8847 | 498.1353 | 511.3586 | 522.4903 | 0 | 0 | 0 | 0 | 260.3077 | 308.9842 | 308.0117 | 307.7474 | 0 | 0 | 0 | 0 | 147.6274 | 72.497 | 65.0897 | 59.3157 | 0 | 0 | 0 | 0 | 0 | 4.9363 | 9.8657 | 8.1627 | 0 | 0 | 0 | 0 | 79.9496 | 111.7179 | 128.3915 | 147.2645 | 0.36952 | 0.39289 | 0.39083 | 0.37129 | 29.5433 | 43.8928 | 50.1796 | 54.6781
8 | 2 | 1 | 457.2899 | 464.6991 | 474.5866 | 482.7021 | 0 | 0 | 0 | 0 | 219.8352 | 305.7167 | 297.5301 | 291.9374 | 0 | 0 | 0 | 0 | 141.8796 | 82.3346 | 72.0115 | 63.5562 | 0 | 0 | 0 | 0 | 0 | 12.4349 | 14.8175 | 8.7396 | 0 | 0 | 0 | 0 | 95.5751 | 64.213 | 90.2276 | 118.469 | 0.37223 | 0.39077 | 0.38906 | 0.37051 | 35.5764 | 25.0928 | 35.1038 | 43.8936
8 | 2 | 2 | 438.1515 | 443.4646 | 450.9581 | 456.969 | 0 | 0 | 0 | 0 | 197.0045 | 297.0088 | 284.6018 | 252.3969 | 0 | 0 | 0 | 0 | 116.7775 | 77.1289 | 66.792 | 58.2949 | 0 | 0 | 0 | 0 | 0 | 16.8685 | 11.7777 | 0.021722 | 0 | 0 | 0 | 0 | 124.3695 | 52.4584 | 87.7866 | 146.2555 | 0.3725 | 0.38904 | 0.38716 | 0.37014 | 46.327 | 20.4086 | 33.9871 | 54.1346
8 | 2 | 3 | 427.8215 | 431.1064 | 436.3364 | 440.3721 | 0 | 0 | 0 | 0 | 186.8497 | 289.0429 | 269.1936 | 244.791 | 0 | 0 | 0 | 0 | 100.7161 | 61.589 | 51.3424 | 42.8733 | 0 | 0 | 0 | 0 | 0 | 1.4332 | 13.2802 | -0.48256 | 0 | 0 | 0 | 0 | 140.2558 | 79.0413 | 102.5203 | 153.1904 | 0.3732 | 0.38992 | 0.38586 | 0.37025 | 52.3441 | 30.8199 | 39.559 | 56.7192
8 | 2 | 4 | 433.1185 | 434.715 | 438.0966 | 440.4808 | 0 | 0 | 0 | 0 | 194.8433 | 229.009 | 221.7177 | 222.7567 | 0 | 0 | 0 | 0 | 105.6315 | 66.5722 | 54.9505 | 45.205 | 0 | 0 | 0 | 0 | 0 | 21.6769 | 3.442 | 0.65397 | 0 | 0 | 0 | 0 | 132.6436 | 117.4569 | 157.9863 | 171.8651 | 0.37386 | 0.38754 | 0.38853 | 0.36998 | 49.5903 | 45.5193 | 61.3828 | 63.5874
8 | 2 | 5 | 454.1714 | 454.548 | 456.6663 | 457.9065 | 0 | 0 | 0 | 0 | 240.4799 | 217.2797 | 223.8303 | 223.1619 | 0 | 0 | 0 | 0 | 95.7968 | 71.7896 | 61.3311 | 52.6692 | 0 | 0 | 0 | 0 | 0 | 12.3755 | 10.0635 | -5.6361 | 0 | 0 | 0 | 0 | 117.8947 | 153.1031 | 161.4414 | 187.7115 | 0.37065 | 0.39036 | 0.39029 | 0.37126 | 43.6976 | 59.766 | 63.0087 | 69.6894
8 | 2 | 6 | 481.8085 | 481.1465 | 482.2863 | 482.6971 | 0 | 0 | 0 | 0 | 243.9826 | 225.4676 | 215.106 | 188.9462 | 0 | 0 | 0 | 0 | 117.4229 | 100.6063 | 90.5447 | 82.1355 | 0 | 0 | 0 | 0 | 0 | 12.9451 | 23.1073 | -6.8474 | 0 | 0 | 0 | 0 | 120.403 | 142.1276 | 153.5282 | 218.4628 | 0.37177 | 0.38885 | 0.38239 | 0.37131 | 44.7625 | 55.2656 | 58.7075 | 81.1183
8 | 2 | 7 | 521.7367 | 520.9593 | 522.3422 | 523.1787 | 0 | 0 | 0 | 0 | 198.0926 | 202.0994 | 193.9904 | 175.5455 | 0 | 0 | 0 | 0 | 149.8585 | 178.7339 | 172.3828 | 167.1203 | 0 | 0 | 0 | 0 | 0 | -7.3307 | -5.7318 | -0.54477 | 0 | 0 | 0 | 0 | 173.7856 | 147.4566 | 161.7009 | 181.0577 | 0.3667 | 0.37732 | 0.37117 | 0.37991 | 63.7273 | 55.6384 | 60.0186 | 68.7861
8 | 2 | 8 | 560.1378 | 559.8705 | 562.3733 | 564.6447 | 0 | 0 | 0 | 0 | 171.1784 | 142.0321 | 142.9024 | 161.209 | 0 | 0 | 0 | 0 | 185.5793 | 249.4637 | 260.3388 | 270.4449 | 0 | 0 | 0 | 0 | 0 | -13.2428 | -13.6438 | 3.2698 | 0 | 0 | 0 | 0 | 203.38 | 181.6175 | 172.7759 | 129.7211 | 0.37186 | 0.38691 | 0.38697 | 0.38173 | 75.6284 | 70.2703 | 66.8591 | 49.5185
8 | 2 | 9 | 595.5825 | 596.7393 | 601.3428 | 605.903 | 0 | 0 | 0 | 0 | 154.7384 | 121.4035 | 126.1043 | 135.1819 | 0 | 0 | 0 | 0 | 216.3428 | 313.5553 | 342.8267 | 369.4179 | 0 | 0 | 0 | 0 | 0 | -23.1656 | -22.8423 | -19.7815 | 0 | 0 | 0 | 0 | 224.5013 | 184.9461 | 155.2541 | 121.0847 | 0.37575 | 0.32651 | 0.32636 | 0.067785 | 84.3558 | 60.3867 | 50.6688 | 8.2078
8 | 2 | 10 | 630.9829 | 632.7825 | 638.1923 | 643.3757 | 0 | 0 | 0 | 0 | 181.7802 | 114.3673 | 112.2589 | 102.4744 | 0 | 0 | 0 | 0 | 239.3004 | 350.3622 | 392.8561 | 431.3453 | 0 | 0 | 0 | 0 | 0 | -20.7995 | -23.0674 | -27.9994 | 0 | 0 | 0 | 0 | 209.9024 | 188.8525 | 156.1446 | 137.5554 | 0.38219 | 0.32795 | 0.328 | 0.071605 | 80.2233 | 61.9341 | 51.2154 | 9.8497
8 | 2 | 11 | 657.8789 | 660.1439 | 665.8985 | 671.0262 | 0 | 0 | 0 | 0 | 206.352 | 117.6579 | 111.4572 | 102.8046 | 0 | 0 | 0 | 0 | 253.6949 | 377.8847 | 426.2603 | 469.9586 | 0 | 0 | 0 | 0 | 0 | -25.168 | -28.113 | -28.2 | 0 | 0 | 0 | 0 | 197.8321 | 189.7694 | 156.2939 | 126.463 | 0.37921 | 0.32752 | 0.328 | 0.071605 | 75.0195 | 62.1534 | 51.2643 | 9.0554
8 | 2 | 12 | 678.722 | 681.577 | 687.8621 | 693.1923 | 0 | 0 | 0 | 0 | 217.8824 | 115.7556 | 111.6713 | 104.3121 | 0 | 0 | 0 | 0 | 275.8802 | 390.5813 | 441.061 | 486.6108 | 0 | 0 | 0 | 0 | 0 | -23.4151 | -26.8767 | -28.4724 | 0 | 0 | 0 | 0 | 184.9595 | 198.6552 | 162.0065 | 130.7417 | 0.37557 | 0.32768 | 0.328 | 0.071605 | 69.4646 | 65.0962 | 53.1381 | 9.3618
8 | 2 | 13 | 705.8859 | 710.1265 | 717.9707 | 724.5582 | 0 | 0 | 0 | 0 | 227.4481 | 128.7745 | 122.3887 | 114.2417 | 0 | 0 | 0 | 0 | 310.0094 | 415.9662 | 464.8314 | 508.8573 | 0 | 0 | 0 | 0 | 0 | -8.9988 | -20.6289 | -19.5542 | 0 | 0 | 0 | 0 | 168.4284 | 174.3845 | 151.3795 | 121.0133 | 0.37374 | 0.32755 | 0.32763 | 0.071605 | 62.9485 | 57.1201 | 49.596 | 8.6652
8 | 2 | 14 | 723.8916 | 729.1103 | 738.1306 | 745.7701 | 0 | 0 | 0 | 0 | 266.719 | 126.7236 | 123.2713 | 120.1078 | 0 | 0 | 0 | 0 | 339.1798 | 420.1086 | 464.68 | 504.8761 | 0 | 0 | 0 | 0 | 0 | -4.7449 | -5.6645 | -7.723 | 0 | 0 | 0 | 0 | 117.9928 | 187.023 | 155.8438 | 128.5091 | 0.37404 | 0.327 | 0.32733 | 0.070824 | 44.134 | 61.157 | 51.0125 | 9.1016
8 | 2 | 15 | 739.5607 | 745.9402 | 756.2764 | 765.0323 | 0 | 0 | 0 | 0 | 287.0455 | 166.0647 | 145.4192 | 171.8616 | 0 | 0 | 0 | 0 | 344.2751 | 402.3799 | 445.0858 | 483.9244 | 0 | 0 | 0 | 0 | 0 | -4.3672 | -0.73553 | -2.7569 | 0 | 0 | 0 | 0 | 108.2401 | 181.8627 | 166.5069 | 112.0033 | 0.38108 | 0.31254 | 0.31233 | 0.32609 | 41.2477 | 56.8393 | 52.0058 | 36.5232
8 | 2 | 16 | 745.5812 | 754.1597 | 766.9539 | 777.8894 | 0 | 0 | 0 | 0 | 278.5556 | 211.2875 | 208.2854 | 180.6521 | 0 | 0 | 0 | 0 | 367.5756 | 410.305 | 449.6993 | 485.7418 | 0 | 0 | 0 | 0 | 0 | -5.4216 | -2.0146 | 0.57815 | 0 | 0 | 0 | 0 | 99.4499 | 137.9888 | 110.9838 | 110.9174 | 0.38915 | 0.32585 | 0.31944 | 0.31698 | 38.7005 | 44.9639 | 35.4532 | 35.1587
8 | 2 | 17 | 731.4289 | 742.0961 | 757.1092 | 769.9906 | 0 | 0 | 0 | 0 | 274.3403 | 206.7519 | 204.7765 | 208.1674 | 0 | 0 | 0 | 0 | 356.811 | 355.415 | 380.9303 | 404.6841 | 0 | 0 | 0 | 0 | 0 | -6.477 | -1.9783 | 1.5122 | 0 | 0 | 0 | 0 | 100.2776 | 186.4062 | 173.3807 | 155.6269 | 0.39 | 0.39598 | 0.39187 | 0.36712 | 39.1086 | 73.8125 | 67.942 | 57.134
8 | 2 | 18 | 706.1119 | 718.7779 | 735.8929 | 750.6591 | 0 | 0 | 0 | 0 | 297.8347 | 224.6323 | 215.1387 | 209.8945 | 0 | 0 | 0 | 0 | 297.4485 | 277.1738 | 284.7816 | 292.5806 | 0 | 0 | 0 | 0 | 0 | -3.788 | -3.0404 | 0 | 0 | 0 | 0 | 0 | 110.8287 | 220.7599 | 239.013 | 248.1839 | 0.3917 | 0.40014 | 0.39346 | 0.38236 | 43.4122 | 88.3359 | 94.043 | 94.8955
8 | 2 | 19 | 676.2528 | 689.7884 | 707.7162 | 723.199 | 0 | 0 | 0 | 0 | 312.6745 | 253.1376 | 241.2797 | 255.4715 | 0 | 0 | 0 | 0 | 253.1574 | 131.098 | 130.7691 | 131.9311 | 0 | 0 | 0 | 0 | 0 | 1.5865 | -2.2517 | 6.0226 | 0 | 0 | 0 | 0 | 110.4209 | 303.9662 | 337.9191 | 329.7738 | 0.39028 | 0.3992 | 0.39311 | 0.38685 | 43.0955 | 121.3447 | 132.8407 | 127.5732
8 | 2 | 20 | 674.4227 | 688.6476 | 707.2403 | 723.2087 | 0 | 0 | 0 | 0 | 311.0989 | 283.9952 | 281.6741 | 268.8711 | 0 | 0 | 0 | 0 | 285.137 | 129.2147 | 122.2351 | 117.2181 | 0 | 0 | 0 | 0 | 0 | 6.343 | 7.7412 | 28.8446 | 0 | 0 | 0 | 0 | 78.1867 | 269.0948 | 295.5899 | 308.2749 | 0.39125 | 0.40133 | 0.39529 | 0.38828 | 30.5903 | 107.9961 | 116.845 | 119.6957
8 | 2 | 21 | 647.2149 | 661.4714 | 679.8865 | 695.6038 | 0 | 0 | 0 | 0 | 304.6766 | 285.2444 | 289.7176 | 293.6025 | 0 | 0 | 0 | 0 | 236.7024 | 103.0323 | 99.0344 | 96.7723 | 0 | 0 | 0 | 0 | 0 | 1.2196 | 1.1001 | 23.6854 | 0 | 0 | 0 | 0 | 105.8358 | 271.9752 | 290.0343 | 281.5436 | 0.3882 | 0.39886 | 0.39319 | 0.38634 | 41.0855 | 108.4804 | 114.0397 | 108.7723
8 | 2 | 22 | 589.9859 | 603.7892 | 621.4407 | 636.5039 | 0 | 0 | 0 | 0 | 298.5573 | 287.7125 | 294.9467 | 303.2956 | 0 | 0 | 0 | 0 | 214.6165 | 91.7026 | 88.4554 | 86.8251 | 0 | 0 | 0 | 0 | 0 | 5.0266 | 7.9551 | 11.0816 | 0 | 0 | 0 | 0 | 76.8122 | 219.3475 | 230.0834 | 235.3016 | 0.38109 | 0.39369 | 0.38812 | 0.38014 | 29.2723 | 86.356 | 89.3006 | 89.4486
8 | 2 | 23 | 530.1297 | 542.711 | 558.7358 | 572.3762 | 0 | 0 | 0 | 0 | 293.5791 | 286.6654 | 301.229 | 322.1923 | 0 | 0 | 0 | 0 | 216.9045 | 95.099 | 90.3068 | 87.1263 | 0 | 0 | 0 | 0 | 0 | 8.6378 | 6.3297 | 8.2204 | 0 | 0 | 0 | 0 | 19.6461 | 152.3088 | 160.8704 | 154.8372 | 0.37177 | 0.39333 | 0.38899 | 0.37327 | 7.3038 | 59.9073 | 62.5767 | 57.796
8 | 2 | 24 | 488.8048 | 499.0852 | 512.3451 | 523.5084 | 0 | 0 | 0 | 0 | 260.3077 | 308.9842 | 308.0117 | 307.7474 | 0 | 0 | 0 | 0 | 219.5954 | 102.6598 | 95.3171 | 89.652 | 0 | 0 | 0 | 0 | 0 | 4.9363 | 9.8657 | 8.1627 | 0 | 0 | 0 | 0 | 8.9017 | 82.5049 | 99.1507 | 117.9463 | 0.36952 | 0.39289 | 0.39083 | 0.37129 | 3.2894 | 32.4153 | 38.7513 | 43.7925
8 | 3 | 1 | 456.1752 | 463.5483 | 473.3914 | 481.4686 | 0 | 0 | 0 | 0 | 219.8352 | 305.7167 | 297.5301 | 291.9374 | 0 | 0 | 0 | 0 | 212.8502 | 101.6626 | 93.6048 | 87.2206 | 0 | 0 | 0 | 0 | 0 | 12.4349 | 14.8175 | 8.7396 | 0 | 0 | 0 | 0 | 23.4898 | 43.734 | 67.439 | 93.5711 | 0.37223 | 0.39077 | 0.38906 | 0.37051 | 8.7437 | 17.0901 | 26.2377 | 34.6687
8 | 3 | 2 | 437.0368 | 442.3137 | 449.7629 | 455.7355 | 0 | 0 | 0 | 0 | 197.0045 | 297.0088 | 284.6018 | 252.3969 | 0 | 0 | 0 | 0 | 200.05 | 94.3454 | 86.3624 | 80.0247 | 0 | 0 | 0 | 0 | 0 | 16.8685 | 11.7777 | 0.021722 | 0 | 0 | 0 | 0 | 39.9823 | 34.0911 | 67.0209 | 123.2922 | 0.3725 | 0.38904 | 0.38716 | 0.37014 | 14.8932 | 13.2629 | 25.9476 | 45.6351
8 | 3 | 3 | 426.8307 | 430.0835 | 435.274 | 439.2757 | 0 | 0 | 0 | 0 | 186.8497 | 289.0429 | 269.1936 | 244.791 | 0 | 0 | 0 | 0 | 188.3595 | 86.6839 | 80.4699 | 75.7907 | 0 | 0 | 0 | 0 | 0 | 1.4332 | 13.2802 | -0.48256 | 0 | 0 | 0 | 0 | 51.6215 | 52.9234 | 72.3303 | 119.1766 | 0.3732 | 0.38992 | 0.38586 | 0.37025 | 19.2654 | 20.636 | 27.9097 | 44.1255
8 | 3 | 4 | 430.5175 | 432.0297 | 435.3077 | 437.6027 | 0 | 0 | 0 | 0 | 194.8433 | 229.009 | 221.7177 | 222.7567 | 0 | 0 | 0 | 0 | 165.5817 | 76.707 | 71.5124 | 67.7055 | 0 | 0 | 0 | 0 | 0 | 21.6769 | 3.442 | 0.65397 | 0 | 0 | 0 | 0 | 70.0925 | 104.6368 | 138.6356 | 146.4865 | 0.37386 | 0.38754 | 0.38853 | 0.36998 | 26.2049 | 40.551 | 53.8644 | 54.1977
8 | 3 | 5 | 450.7035 | 450.9676 | 452.9479 | 454.069 | 0 | 0 | 0 | 0 | 240.4799 | 217.2797 | 223.8303 | 223.1619 | 0 | 0 | 0 | 0 | 146.2722 | 67.8115 | 63.3492 | 60.1704 | 0 | 0 | 0 | 0 | 0 | 12.3755 | 10.0635 | -5.6361 | 0 | 0 | 0 | 0 | 63.9514 | 153.5008 | 155.7048 | 176.3729 | 0.37065 | 0.39036 | 0.39029 | 0.37126 | 23.7036 | 59.9212 | 60.7697 | 65.4798
8 | 3 | 6 | 475.4389 | 474.5703 | 475.4564 | 475.6487 | 0 | 0 | 0 | 0 | 243.9826 | 225.4676 | 215.106 | 188.9462 | 0 | 0 | 0 | 0 | 144.496 | 86.0537 | 82.4001 | 79.8629 | 0 | 0 | 0 | 0 | 0 | 12.9451 | 23.1073 | -6.8474 | 0 | 0 | 0 | 0 | 86.9603 | 150.1039 | 154.8429 | 213.687 | 0.37177 | 0.38885 | 0.38239 | 0.37131 | 32.3294 | 58.3672 | 59.2102 | 79.3449
8 | 3 | 7 | 511.7576 | 510.6566 | 511.6421 | 512.1362 | 0 | 0 | 0 | 0 | 198.0926 | 202.0994 | 193.9904 | 175.5455 | 0 | 0 | 0 | 0 | 174.7326 | 187.1435 | 184.3383 | 182.1425 | 0 | 0 | 0 | 0 | 0 | -7.3307 | -5.7318 | -0.54477 | 0 | 0 | 0 | 0 | 138.9323 | 128.7443 | 139.0452 | 154.9929 | 0.3667 | 0.37732 | 0.37117 | 0.37991 | 50.9466 | 48.5779 | 51.6095 | 58.8837
8 | 3 | 8 | 554.6528 | 554.2077 | 556.492 | 558.5752 | 0 | 0 | 0 | 0 | 171.1784 | 142.0321 | 142.9024 | 161.209 | 0 | 0 | 0 | 0 | 196.7759 | 278.1073 | 289.1316 | 299.0539 | 0 | 0 | 0 | 0 | 0 | -13.2428 | -13.6438 | 3.2698 | 0 | 0 | 0 | 0 | 186.6985 | 147.3111 | 138.1018 | 95.0426 | 0.37186 | 0.38691 | 0.38697 | 0.38173 | 69.4252 | 56.9967 | 53.4412 | 36.2806
8 | 3 | 9 | 596.9626 | 598.1641 | 602.8226 | 607.4302 | 0 | 0 | 0 | 0 | 154.7384 | 121.4035 | 126.1043 | 135.1819 | 0 | 0 | 0 | 0 | 241.152 | 355.8217 | 382.8798 | 407.0163 | 0 | 0 | 0 | 0 | 0 | -23.1656 | -22.8423 | -19.7815 | 0 | 0 | 0 | 0 | 201.0722 | 144.1045 | 116.6808 | 85.0134 | 0.37575 | 0.32651 | 0.32636 | 0.067785 | 75.5524 | 47.0515 | 38.08 | 5.7627
8 | 3 | 10 | 631.903 | 633.7324 | 639.1788 | 644.3938 | 0 | 0 | 0 | 0 | 181.7802 | 114.3673 | 112.2589 | 102.4744 | 0 | 0 | 0 | 0 | 281.463 | 413.8156 | 453.0627 | 488.0681 | 0 | 0 | 0 | 0 | 0 | -20.7995 | -23.0674 | -27.9994 | 0 | 0 | 0 | 0 | 168.6598 | 126.349 | 96.9246 | 81.8507 | 0.38219 | 0.32795 | 0.328 | 0.071605 | 64.4607 | 41.4361 | 31.7912 | 5.8609
8 | 3 | 11 | 661.5061 | 663.8887 | 669.7877 | 675.0399 | 0 | 0 | 0 | 0 | 206.352 | 117.6579 | 111.4572 | 102.8046 | 0 | 0 | 0 | 0 | 307.0273 | 445.8403 | 490.8173 | 530.924 | 0 | 0 | 0 | 0 | 0 | -25.168 | -28.113 | -28.2 | 0 | 0 | 0 | 0 | 148.1268 | 125.5585 | 95.6262 | 69.5113 | 0.37921 | 0.32752 | 0.328 | 0.071605 | 56.1709 | 41.123 | 31.3654 | 4.9774
8 | 3 | 12 | 685.1802 | 688.2446 | 694.7868 | 700.3386 | 0 | 0 | 0 | 0 | 217.8824 | 115.7556 | 111.6713 | 104.3121 | 0 | 0 | 0 | 0 | 325.1481 | 463.2624 | 509.4785 | 550.6789 | 0 | 0 | 0 | 0 | 0 | -23.4151 | -26.8767 | -28.4724 | 0 | 0 | 0 | 0 | 142.1497 | 132.6417 | 100.5137 | 73.82 | 0.37557 | 0.32768 | 0.328 | 0.071605 | 53.3867 | 43.4646 | 32.9685 | 5.2859
8 | 3 | 13 | 715.0157 | 719.5524 | 727.7601 | 734.6609 | 0 | 0 | 0 | 0 | 227.4481 | 128.7745 | 122.3887 | 114.2417 | 0 | 0 | 0 | 0 | 342.3683 | 480.4765 | 525.9471 | 566.4505 | 0 | 0 | 0 | 0 | 0 | -8.9988 | -20.6289 | -19.5542 | 0 | 0 | 0 | 0 | 145.1993 | 119.3002 | 100.0532 | 73.5228 | 0.37374 | 0.32755 | 0.32763 | 0.071605 | 54.2668 | 39.0771 | 32.7801 | 5.2646
8 | 3 | 14 | 733.8353 | 739.3765 | 748.7927 | 756.7734 | 0 | 0 | 0 | 0 | 266.719 | 126.7236 | 123.2713 | 120.1078 | 0 | 0 | 0 | 0 | 348.1364 | 481.5727 | 523.4909 | 560.8213 | 0 | 0 | 0 | 0 | 0 | -4.7449 | -5.6645 | -7.723 | 0 | 0 | 0 | 0 | 118.9799 | 135.8251 | 107.6951 | 83.5672 | 0.37404 | 0.327 | 0.32733 | 0.070824 | 44.5032 | 44.4152 | 35.252 | 5.9186
8 | 3 | 15 | 750.8846 | 757.6312 | 768.4184 | 777.5629 | 0 | 0 | 0 | 0 | 287.0455 | 166.0647 | 145.4192 | 171.8616 | 0 | 0 | 0 | 0 | 360.264 | 474.7311 | 512.8157 | 546.9266 | 0 | 0 | 0 | 0 | 0 | -4.3672 | -0.73553 | -2.7569 | 0 | 0 | 0 | 0 | 103.5751 | 121.2026 | 110.919 | 61.5316 | 0.38108 | 0.31254 | 0.31233 | 0.32609 | 39.47 | 37.8806 | 34.6438 | 20.0649
8 | 3 | 16 | 756.1088 | 765.0288 | 778.2421 | 789.5389 | 0 | 0 | 0 | 0 | 278.5556 | 211.2875 | 208.2854 | 180.6521 | 0 | 0 | 0 | 0 | 371.6826 | 433.8323 | 467.7298 | 498.4937 | 0 | 0 | 0 | 0 | 0 | -5.4216 | -2.0146 | 0.57815 | 0 | 0 | 0 | 0 | 105.8706 | 125.3305 | 104.2415 | 109.8149 | 0.38915 | 0.32585 | 0.31944 | 0.31698 | 41.1991 | 40.8392 | 33.2994 | 34.8092
8 | 3 | 17 | 743.5136 | 754.5727 | 770.067 | 783.3631 | 0 | 0 | 0 | 0 | 274.3403 | 206.7519 | 204.7765 | 208.1674 | 0 | 0 | 0 | 0 | 337.559 | 373.2607 | 392.5365 | 410.1984 | 0 | 0 | 0 | 0 | 0 | -6.477 | -1.9783 | 1.5122 | 0 | 0 | 0 | 0 | 131.6143 | 181.0371 | 174.7323 | 163.4851 | 0.39 | 0.39598 | 0.39187 | 0.36712 | 51.33 | 71.6865 | 68.4717 | 60.0189
8 | 3 | 18 | 714.8525 | 727.8019 | 745.265 | 760.3311 | 0 | 0 | 0 | 0 | 297.8347 | 224.6323 | 215.1387 | 209.8945 | 0 | 0 | 0 | 0 | 285.8749 | 289.9696 | 289.8174 | 290.0992 | 0 | 0 | 0 | 0 | 0 | -3.788 | -3.0404 | 0 | 0 | 0 | 0 | 0 | 131.1429 | 216.988 | 243.3493 | 260.3373 | 0.3917 | 0.40014 | 0.39346 | 0.38236 | 51.3693 | 86.8267 | 95.7492 | 99.5424
8 | 3 | 19 | 686.7981 | 700.6757 | 719.0234 | 734.868 | 0 | 0 | 0 | 0 | 312.6745 | 253.1376 | 241.2797 | 255.4715 | 0 | 0 | 0 | 0 | 239.4374 | 150.2471 | 144.6919 | 140.8868 | 0 | 0 | 0 | 0 | 0 | 1.5865 | -2.2517 | 6.0226 | 0 | 0 | 0 | 0 | 134.6862 | 295.7045 | 335.3035 | 332.4872 | 0.39028 | 0.3992 | 0.39311 | 0.38685 | 52.5658 | 118.0465 | 131.8125 | 128.6229
8 | 3 | 20 | 675.4312 | 689.6889 | 708.3217 | 724.3247 | 0 | 0 | 0 | 0 | 311.0989 | 283.9952 | 281.6741 | 268.8711 | 0 | 0 | 0 | 0 | 293.155 | 136.5461 | 134.7552 | 134.7578 | 0 | 0 | 0 | 0 | 0 | 6.343 | 7.7412 | 28.8446 | 0 | 0 | 0 | 0 | 71.1773 | 262.8047 | 284.1512 | 291.8512 | 0.39125 | 0.40133 | 0.39529 | 0.38828 | 27.8479 | 105.4717 | 112.3233 | 113.3188
8 | 3 | 21 | 647.958 | 662.2387 | 680.6833 | 696.4261 | 0 | 0 | 0 | 0 | 304.6766 | 285.2444 | 289.7176 | 293.6025 | 0 | 0 | 0 | 0 | 276.239 | 133.7339 | 130.5582 | 129.199 | 0 | 0 | 0 | 0 | 0 | 1.2196 | 1.1001 | 23.6854 | 0 | 0 | 0 | 0 | 67.0423 | 242.0408 | 259.3074 | 249.9393 | 0.3882 | 0.39886 | 0.39319 | 0.38634 | 26.0258 | 96.5408 | 101.958 | 96.5622
8 | 3 | 22 | 597.1341 | 611.1692 | 629.1054 | 644.4138 | 0 | 0 | 0 | 0 | 298.5573 | 287.7125 | 294.9467 | 303.2956 | 0 | 0 | 0 | 0 | 233.0507 | 123.658 | 119.3559 | 116.7822 | 0 | 0 | 0 | 0 | 0 | 5.0266 | 7.9551 | 11.0816 | 0 | 0 | 0 | 0 | 65.5261 | 194.7721 | 206.8476 | 213.2544 | 0.38109 | 0.39369 | 0.38812 | 0.38014 | 24.9713 | 76.6808 | 80.2823 | 81.0674
8 | 3 | 23 | 545.2753 | 558.3478 | 574.9757 | 589.1357 | 0 | 0 | 0 | 0 | 293.5791 | 286.6654 | 301.229 | 322.1923 | 0 | 0 | 0 | 0 | 194.6601 | 107.7869 | 104.8077 | 103.3824 | 0 | 0 | 0 | 0 | 0 | 8.6378 | 6.3297 | 8.2204 | 0 | 0 | 0 | 0 | 57.0362 | 155.2578 | 162.6094 | 155.3407 | 0.37177 | 0.39333 | 0.38899 | 0.37327 | 21.2042 | 61.0672 | 63.2531 | 57.9839
8 | 3 | 24 | 497.5454 | 508.1092 | 521.7172 | 533.1804 | 0 | 0 | 0 | 0 | 260.3077 | 308.9842 | 308.0117 | 307.7474 | 0 | 0 | 0 | 0 | 177.0568 | 94.2304 | 91.7479 | 90.7957 | 0 | 0 | 0 | 0 | 0 | 4.9363 | 9.8657 | 8.1627 | 0 | 0 | 0 | 0 | 60.1808 | 99.9584 | 112.092 | 126.4746 | 0.36952 | 0.39289 | 0.39083 | 0.37129 | 22.2383 | 39.2726 | 43.8092 | 46.959
8 | 4 | 1 | 463.748 | 471.3667 | 481.5113 | 489.8484 | 0 | 0 | 0 | 0 | 219.8352 | 305.7167 | 297.5301 | 291.9374 | 0 | 0 | 0 | 0 | 160.4362 | 80.4848 | 78.6679 | 78.3504 | 0 | 0 | 0 | 0 | 0 | 12.4349 | 14.8175 | 8.7396 | 0 | 0 | 0 | 0 | 83.4767 | 72.7303 | 90.4959 | 110.8211 | 0.37223 | 0.39077 | 0.38906 | 0.37051 | 31.0729 | 28.4211 | 35.2082 | 41.06
8 | 4 | 2 | 440.0978 | 445.474 | 453.045 | 459.1227 | 0 | 0 | 0 | 0 | 197.0045 | 297.0088 | 284.6018 | 252.3969 | 0 | 0 | 0 | 0 | 155.9245 | 83.2355 | 81.6491 | 81.5544 | 0 | 0 | 0 | 0 | 0 | 16.8685 | 11.7777 | 0.021722 | 0 | 0 | 0 | 0 | 87.1688 | 48.3613 | 75.0165 | 125.1497 | 0.3725 | 0.38904 | 0.38716 | 0.37014 | 32.47 | 18.8147 | 29.0431 | 46.3226
8 | 4 | 3 | 424.1236 | 427.2886 | 432.3713 | 436.2801 | 0 | 0 | 0 | 0 | 186.8497 | 289.0429 | 269.1936 | 244.791 | 0 | 0 | 0 | 0 | 152.354 | 85.3892 | 83.6886 | 83.473 | 0 | 0 | 0 | 0 | 0 | 1.4332 | 13.2802 | -0.48256 | 0 | 0 | 0 | 0 | 84.9199 | 51.4232 | 66.209 | 108.4987 | 0.3732 | 0.38992 | 0.38586 | 0.37025 | 31.6925 | 20.051 | 25.5477 | 40.172
8 | 4 | 4 | 421.9361 | 423.1701 | 426.1064 | 428.1069 | 0 | 0 | 0 | 0 | 194.8433 | 229.009 | 221.7177 | 222.7567 | 0 | 0 | 0 | 0 | 141.0494 | 88.7518 | 88.2444 | 89.1106 | 0 | 0 | 0 | 0 | 0 | 21.6769 | 3.442 | 0.65397 | 0 | 0 | 0 | 0 | 86.0434 | 83.7323 | 112.7023 | 115.5856 | 0.37386 | 0.38754 | 0.38853 | 0.36998 | 32.1683 | 32.4497 | 43.7884 | 42.7649
8 | 4 | 5 | 427.5957 | 427.1105 | 428.1706 | 428.4989 | 0 | 0 | 0 | 0 | 240.4799 | 217.2797 | 223.8303 | 223.1619 | 0 | 0 | 0 | 0 | 129.6597 | 87.6017 | 88.033 | 89.7372 | 0 | 0 | 0 | 0 | 0 | 12.3755 | 10.0635 | -5.6361 | 0 | 0 | 0 | 0 | 57.4561 | 109.8536 | 106.2438 | 121.2359 | 0.37065 | 0.39036 | 0.39029 | 0.37126 | 21.2961 | 42.8829 | 41.4657 | 45.0098
8 | 4 | 6 | 423.2429 | 420.6817 | 419.4894 | 417.8907 | 0 | 0 | 0 | 0 | 243.9826 | 225.4676 | 215.106 | 188.9462 | 0 | 0 | 0 | 0 | 143.8719 | 112.05 | 111.5226 | 112.1678 | 0 | 0 | 0 | 0 | 0 | 12.9451 | 23.1073 | -6.8474 | 0 | 0 | 0 | 0 | 35.3885 | 70.2191 | 69.7534 | 123.6242 | 0.37177 | 0.38885 | 0.38239 | 0.37131 | 13.1565 | 27.3044 | 26.6729 | 45.9034
8 | 4 | 7 | 443.8498 | 440.5467 | 438.8281 | 436.9922 | 0 | 0 | 0 | 0 | 198.0926 | 202.0994 | 193.9904 | 175.5455 | 0 | 0 | 0 | 0 | 179.5119 | 198.5986 | 200.4828 | 202.9502 | 0 | 0 | 0 | 0 | 0 | -7.3307 | -5.7318 | -0.54477 | 0 | 0 | 0 | 0 | 66.2453 | 47.1793 | 50.0867 | 59.0413 | 0.3667 | 0.37732 | 0.37117 | 0.37991 | 24.2922 | 17.8017 | 18.5907 | 22.4305
8 | 4 | 8 | 483.6309 | 480.8827 | 480.339 | 479.9853 | 0 | 0 | 0 | 0 | 171.1784 | 142.0321 | 142.9024 | 161.209 | 0 | 0 | 0 | 0 | 225.7498 | 284.1907 | 301.7331 | 318.0938 | 0 | 0 | 0 | 0 | 0 | -13.2428 | -13.6438 | 3.2698 | 0 | 0 | 0 | 0 | 86.7027 | 67.9027 | 49.3473 | -2.5873 | 0.37186 | 0.38691 | 0.38697 | 0.38173 | 32.241 | 26.2725 | 19.0959 | -0.98764
8 | 4 | 9 | 526.8431 | 525.7708 | 527.6371 | 529.8388 | 0 | 0 | 0 | 0 | 154.7384 | 121.4035 | 126.1043 | 135.1819 | 0 | 0 | 0 | 0 | 287.2642 | 366.3073 | 398.1095 | 427.0548 | 0 | 0 | 0 | 0 | 0 | -23.1656 | -22.8423 | -19.7815 | 0 | 0 | 0 | 0 | 84.8405 | 61.2255 | 26.2656 | -12.6164 | 0.37575 | 0.32651 | 0.32636 | 0.067785 | 31.8786 | 19.9907 | 8.5721 | -0.85521
8 | 4 | 10 | 571.1257 | 570.9842 | 574.0105 | 577.1401 | 0 | 0 | 0 | 0 | 181.7802 | 114.3673 | 112.2589 | 102.4744 | 0 | 0 | 0 | 0 | 327.6599 | 427.177 | 469.2728 | 507.2892 | 0 | 0 | 0 | 0 | 0 | -20.7995 | -23.0674 | -27.9994 | 0 | 0 | 0 | 0 | 61.6856 | 50.2394 | 15.5461 | -4.6242 | 0.38219 | 0.32795 | 0.328 | 0.071605 | 23.5758 | 16.476 | 5.0991 | -0.33111
8 | 4 | 11 | 602.4982 | 602.9673 | 606.5165 | 609.7441 | 0 | 0 | 0 | 0 | 206.352 | 117.6579 | 111.4572 | 102.8046 | 0 | 0 | 0 | 0 | 344.5693 | 463.0161 | 508.5645 | 549.4641 | 0 | 0 | 0 | 0 | 0 | -25.168 | -28.113 | -28.2 | 0 | 0 | 0 | 0 | 51.5769 | 47.4613 | 14.6078 | -14.3246 | 0.37921 | 0.32752 | 0.328 | 0.071605 | 19.5584 | 15.5446 | 4.7913 | -1.0257
8 | 4 | 12 | 625.9068 | 627.0491 | 631.2311 | 634.7491 | 0 | 0 | 0 | 0 | 217.8824 | 115.7556 | 111.6713 | 104.3121 | 0 | 0 | 0 | 0 | 360.7149 | 485.7847 | 531.2596 | 571.9109 | 0 | 0 | 0 | 0 | 0 | -23.4151 | -26.8767 | -28.4724 | 0 | 0 | 0 | 0 | 47.3095 | 48.9239 | 15.1769 | -13.0015 | 0.37557 | 0.32768 | 0.328 | 0.071605 | 17.7679 | 16.0316 | 4.978 | -0.93098
8 | 4 | 13 | 646.4356 | 648.7483 | 654.2252 | 658.7729 | 0 | 0 | 0 | 0 | 227.4481 | 128.7745 | 122.3887 | 114.2417 | 0 | 0 | 0 | 0 | 379.9281 | 492.5163 | 538.4342 | 579.5653 | 0 | 0 | 0 | 0 | 0 | -8.9988 | -20.6289 | -19.5542 | 0 | 0 | 0 | 0 | 39.0594 | 36.4563 | 14.0312 | -15.48 | 0.37374 | 0.32755 | 0.32763 | 0.071605 | 14.5981 | 11.9413 | 4.597 | -1.1084
8 | 4 | 14 | 664.8305 | 668.134 | 674.8025 | 680.4155 | 0 | 0 | 0 | 0 | 266.719 | 126.7236 | 123.2713 | 120.1078 | 0 | 0 | 0 | 0 | 393.993 | 487.7299 | 532.4831 | 572.7601 | 0 | 0 | 0 | 0 | 0 | -4.7449 | -5.6645 | -7.723 | 0 | 0 | 0 | 0 | 4.1185 | 58.4254 | 24.7126 | -4.7294 | 0.37404 | 0.327 | 0.32733 | 0.070824 | 1.5405 | 19.1053 | 8.0892 | -0.33496
8 | 4 | 15 | 676.9964 | 681.347 | 689.1919 | 695.8012 | 0 | 0 | 0 | 0 | 287.0455 | 166.0647 | 145.4192 | 171.8616 | 0 | 0 | 0 | 0 | 401.6797 | 475.442 | 516.776 | 554.2654 | 0 | 0 | 0 | 0 | 0 | -4.3672 | -0.73553 | -2.7569 | 0 | 0 | 0 | 0 | -11.7289 | 44.2075 | 27.7322 | -27.569 | 0.38108 | 0.31254 | 0.31233 | 0.32609 | -4.4696 | 13.8166 | 8.6617 | -8.99
8 | 4 | 16 | 681.1236 | 687.6119 | 697.8394 | 706.5633 | 0 | 0 | 0 | 0 | 278.5556 | 211.2875 | 208.2854 | 180.6521 | 0 | 0 | 0 | 0 | 400.4476 | 452.0603 | 483.253 | 511.816 | 0 | 0 | 0 | 0 | 0 | -5.4216 | -2.0146 | 0.57815 | 0 | 0 | 0 | 0 | 2.1204 | 29.6857 | 8.3156 | 13.5171 | 0.38915 | 0.32585 | 0.31944 | 0.31698 | 0.82515 | 9.6731 | 2.6564 | 4.2846
8 | 4 | 17 | 672.2617 | 681.0103 | 693.6673 | 704.5186 | 0 | 0 | 0 | 0 | 274.3403 | 206.7519 | 204.7765 | 208.1674 | 0 | 0 | 0 | 0 | 382.7932 | 393.2287 | 410.7967 | 427.3357 | 0 | 0 | 0 | 0 | 0 | -6.477 | -1.9783 | 1.5122 | 0 | 0 | 0 | 0 | 15.1282 | 87.5066 | 80.0724 | 67.5033 | 0.39 | 0.39598 | 0.39187 | 0.36712 | 5.9 | 34.6506 | 31.3777 | 24.782
8 | 4 | 18 | 649.6696 | 660.5052 | 675.3727 | 688.2022 | 0 | 0 | 0 | 0 | 297.8347 | 224.6323 | 215.1387 | 209.8945 | 0 | 0 | 0 | 0 | 334.5851 | 304.5856 | 305.6061 | 307.4238 | 0 | 0 | 0 | 0 | 0 | -3.788 | -3.0404 | 0 | 0 | 0 | 0 | 0 | 17.2497 | 135.0753 | 157.6682 | 170.8839 | 0.3917 | 0.40014 | 0.39346 | 0.38236 | 6.7568 | 54.0497 | 62.0368 | 65.3391
8 | 4 | 19 | 623.4729 | 635.297 | 651.1231 | 664.795 | 0 | 0 | 0 | 0 | 312.6745 | 253.1376 | 241.2797 | 255.4715 | 0 | 0 | 0 | 0 | 277.9407 | 162.5543 | 159.491 | 158.3272 | 0 | 0 | 0 | 0 | 0 | 1.5865 | -2.2517 | 6.0226 | 0 | 0 | 0 | 0 | 32.8577 | 218.0185 | 252.6042 | 244.9737 | 0.39028 | 0.3992 | 0.39311 | 0.38685 | 12.8238 | 87.034 | 99.3023 | 94.7682
8 | 4 | 20 | 623.2353 | 635.8003 | 652.3547 | 666.5667 | 0 | 0 | 0 | 0 | 311.0989 | 283.9952 | 281.6741 | 268.8711 | 0 | 0 | 0 | 0 | 262.7008 | 136.5688 | 132.0133 | 129.4931 | 0 | 0 | 0 | 0 | 0 | 6.343 | 7.7412 | 28.8446 | 0 | 0 | 0 | 0 | 49.4356 | 208.8934 | 230.9261 | 239.3579 | 0.39125 | 0.40133 | 0.39529 | 0.38828 | 19.3415 | 83.8354 | 91.2837 | 92.9369
8 | 4 | 21 | 600.7693 | 613.5198 | 630.0853 | 644.2091 | 0 | 0 | 0 | 0 | 304.6766 | 285.2444 | 289.7176 | 293.6025 | 0 | 0 | 0 | 0 | 246.8454 | 131.5785 | 130.1598 | 130.5313 | 0 | 0 | 0 | 0 | 0 | 1.2196 | 1.1001 | 23.6854 | 0 | 0 | 0 | 0 | 49.2473 | 195.4773 | 209.1078 | 196.3899 | 0.3882 | 0.39886 | 0.39319 | 0.38634 | 19.1178 | 77.9684 | 82.2199 | 75.8738
8 | 4 | 22 | 551.9802 | 564.551 | 580.6892 | 594.4483 | 0 | 0 | 0 | 0 | 298.5573 | 287.7125 | 294.9467 | 303.2956 | 0 | 0 | 0 | 0 | 227.8807 | 118.1967 | 119.2877 | 121.9026 | 0 | 0 | 0 | 0 | 0 | 5.0266 | 7.9551 | 11.0816 | 0 | 0 | 0 | 0 | 25.5422 | 153.6153 | 158.4996 | 158.1685 | 0.38109 | 0.39369 | 0.38812 | 0.38014 | 9.7338 | 60.4775 | 61.5173 | 60.1269
8 | 4 | 23 | 510.0121 | 521.9411 | 537.1648 | 550.1149 | 0 | 0 | 0 | 0 | 293.5791 | 286.6654 | 301.229 | 322.1923 | 0 | 0 | 0 | 0 | 207.9858 | 105.5071 | 107.2752 | 110.4497 | 0 | 0 | 0 | 0 | 0 | 8.6378 | 6.3297 | 8.2204 | 0 | 0 | 0 | 0 | 8.4473 | 121.1308 | 122.331 | 109.2525 | 0.37177 | 0.39333 | 0.38899 | 0.37327 | 3.1404 | 47.6441 | 47.5853 | 40.7806
8 | 4 | 24 | 468.5103 | 478.1326 | 490.5844 | 501.0513 | 0 | 0 | 0 | 0 | 260.3077 | 308.9842 | 308.0117 | 307.7474 | 0 | 0 | 0 | 0 | 194.6008 | 112.4917 | 112.7458 | 114.5071 | 0 | 0 | 0 | 0 | 0 | 4.9363 | 9.8657 | 8.1627 | 0 | 0 | 0 | 0 | 13.6018 | 51.7204 | 59.9612 | 70.6342 | 0.36952 | 0.39289 | 0.39083 | 0.37129 | 5.0262 | 20.3204 | 23.4348 | 26.2259
8 | 5 | 1 | 437.7385 | 444.5138 | 453.6227 | 461.0674 | 0 | 0 | 0 | 0 | 219.8352 | 305.7167 | 297.5301 | 291.9374 | 0 | 0 | 0 | 0 | 191.2571 | 126.9838 | 126.7034 | 128.04 | 0 | 0 | 0 | 0 | 0 | 12.4349 | 14.8175 | 8.7396 | 0 | 0 | 0 | 0 | 26.6462 | -0.62166 | 14.5717 | 32.3505 | 0.37223 | 0.39077 | 0.38906 | 0.37051 | 9.9187 | -0.24293 | 5.6693 | 11.9861
8 | 5 | 2 | 416.1054 | 420.7035 | 427.3192 | 432.5736 | 0 | 0 | 0 | 0 | 197.0045 | 297.0088 | 284.6018 | 252.3969 | 0 | 0 | 0 | 0 | 174.7177 | 123.5861 | 126.0672 | 129.9616 | 0 | 0 | 0 | 0 | 0 | 16.8685 | 11.7777 | 0.021722 | 0 | 0 | 0 | 0 | 44.3831 | -16.7598 | 4.8724 | 50.1935 | 0.3725 | 0.38904 | 0.38716 | 0.37014 | 16.5325 | -6.5203 | 1.8864 | 18.5785
8 | 5 | 3 | 403.5637 | 406.062 | 410.326 | 413.5294 | 0 | 0 | 0 | 0 | 186.8497 | 289.0429 | 269.1936 | 244.791 | 0 | 0 | 0 | 0 | 161.3469 | 124.4576 | 129.592 | 135.9393 | 0 | 0 | 0 | 0 | 0 | 1.4332 | 13.2802 | -0.48256 | 0 | 0 | 0 | 0 | 55.3671 | -8.8719 | -1.7398 | 33.2816 | 0.3732 | 0.38992 | 0.38586 | 0.37025 | 20.6633 | -3.4593 | -0.67132 | 12.3226
8 | 5 | 4 | 398.3153 | 398.7832 | 400.7789 | 401.969 | 0 | 0 | 0 | 0 | 194.8433 | 229.009 | 221.7177 | 222.7567 | 0 | 0 | 0 | 0 | 148.1785 | 129.7202 | 133.2054 | 137.9699 | 0 | 0 | 0 | 0 | 0 | 21.6769 | 3.442 | 0.65397 | 0 | 0 | 0 | 0 | 55.2935 | 18.3771 | 42.4138 | 40.5884 | 0.37386 | 0.38754 | 0.38853 | 0.36998 | 20.6721 | 7.1219 | 16.4791 | 15.0171
8 | 5 | 5 | 400.5069 | 399.1433 | 399.1247 | 398.5235 | 0 | 0 | 0 | 0 | 240.4799 | 217.2797 | 223.8303 | 223.1619 | 0 | 0 | 0 | 0 | 155.6297 | 132.9767 | 135.2718 | 138.9853 | 0 | 0 | 0 | 0 | 0 | 12.3755 | 10.0635 | -5.6361 | 0 | 0 | 0 | 0 | 4.3973 | 36.5113 | 29.9591 | 42.0124 | 0.37065 | 0.39036 | 0.39029 | 0.37126 | 1.6299 | 14.2527 | 11.6927 | 15.5974
8 | 5 | 6 | 397.8881 | 394.5047 | 392.3027 | 389.8341 | 0 | 0 | 0 | 0 | 243.9826 | 225.4676 | 215.106 | 188.9462 | 0 | 0 | 0 | 0 | 168.7523 | 161.1092 | 161.314 | 162.9173 | 0 | 0 | 0 | 0 | 0 | 12.9451 | 23.1073 | -6.8474 | 0 | 0 | 0 | 0 | -14.8468 | -5.0172 | -7.2247 | 44.818 | 0.37177 | 0.38885 | 0.38239 | 0.37131 | -5.5196 | -1.9509 | -2.7626 | 16.6416
8 | 5 | 7 | 409.4713 | 405.0533 | 401.9658 | 398.9503 | 0 | 0 | 0 | 0 | 198.0926 | 202.0994 | 193.9904 | 175.5455 | 0 | 0 | 0 | 0 | 209.0436 | 235.8927 | 237.0441 | 239.103 | 0 | 0 | 0 | 0 | 0 | -7.3307 | -5.7318 | -0.54477 | 0 | 0 | 0 | 0 | 2.335 | -25.6082 | -23.3369 | -15.1535 | 0.3667 | 0.37732 | 0.37117 | 0.37991 | 0.85626 | -9.6625 | -8.662 | -5.757
8 | 5 | 8 | 437.61 | 433.3694 | 430.9931 | 429.0605 | 0 | 0 | 0 | 0 | 171.1784 | 142.0321 | 142.9024 | 161.209 | 0 | 0 | 0 | 0 | 270.9528 | 312.4856 | 332.2715 | 351.0789 | 0 | 0 | 0 | 0 | 0 | -13.2428 | -13.6438 | 3.2698 | 0 | 0 | 0 | 0 | -4.5212 | -7.9055 | -30.5369 | -86.4972 | 0.37186 | 0.38691 | 0.38697 | 0.38173 | -1.6812 | -3.0587 | -11.8169 | -33.0186
8 | 5 | 9 | 461.5894 | 458.401 | 457.6688 | 457.6316 | 0 | 0 | 0 | 0 | 154.7384 | 121.4035 | 126.1043 | 135.1819 | 0 | 0 | 0 | 0 | 355.2215 | 397.4381 | 435.0824 | 470.0059 | 0 | 0 | 0 | 0 | 0 | -23.1656 | -22.8423 | -19.7815 | 0 | 0 | 0 | 0 | -48.3705 | -37.2751 | -80.6756 | -127.7748 | 0.37575 | 0.32651 | 0.32636 | 0.067785 | -18.1751 | -12.1707 | -26.3293 | -8.6613
8 | 5 | 10 | 491.9648 | 489.2563 | 489.1304 | 489.5438 | 0 | 0 | 0 | 0 | 181.7802 | 114.3673 | 112.2589 | 102.4744 | 0 | 0 | 0 | 0 | 430.8267 | 456.08 | 504.5125 | 549.1742 | 0 | 0 | 0 | 0 | 0 | -20.7995 | -23.0674 | -27.9994 | 0 | 0 | 0 | 0 | -120.6421 | -60.3916 | -104.5737 | -134.1055 | 0.38219 | 0.32795 | 0.328 | 0.071605 | -46.1086 | -19.8054 | -34.3001 | -9.6026
8 | 5 | 11 | 517.5692 | 515.2842 | 515.4516 | 515.7651 | 0 | 0 | 0 | 0 | 206.352 | 117.6579 | 111.4572 | 102.8046 | 0 | 0 | 0 | 0 | 469.8417 | 478.532 | 535.3262 | 587.6399 | 0 | 0 | 0 | 0 | 0 | -25.168 | -28.113 | -28.2 | 0 | 0 | 0 | 0 | -158.6245 | -55.7377 | -103.2189 | -146.4794 | 0.37921 | 0.32752 | 0.328 | 0.071605 | -60.1517 | -18.2553 | -33.8558 | -10.4887
8 | 5 | 12 | 534.3251 | 532.4975 | 533.0327 | 533.4084 | 0 | 0 | 0 | 0 | 217.8824 | 115.7556 | 111.6713 | 104.3121 | 0 | 0 | 0 | 0 | 497.8045 | 501.9386 | 563.1753 | 619.5736 | 0 | 0 | 0 | 0 | 0 | -23.4151 | -26.8767 | -28.4724 | 0 | 0 | 0 | 0 | -181.3618 | -61.7815 | -114.9372 | -162.0049 | 0.37557 | 0.32768 | 0.328 | 0.071605 | -68.1134 | -20.2448 | -37.6994 | -11.6004
8 | 5 | 13 | 556.0039 | 555.3841 | 557.26 | 558.7048 | 0 | 0 | 0 | 0 | 227.4481 | 128.7745 | 122.3887 | 114.2417 | 0 | 0 | 0 | 0 | 518.8177 | 508.4654 | 572.9306 | 632.3593 | 0 | 0 | 0 | 0 | 0 | -8.9988 | -20.6289 | -19.5542 | 0 | 0 | 0 | 0 | -190.2619 | -72.857 | -117.4304 | -168.342 | 0.37374 | 0.32755 | 0.32763 | 0.071605 | -71.1085 | -23.8645 | -38.4734 | -12.0541
8 | 5 | 14 | 569.887 | 570.1117 | 572.9995 | 575.3548 | 0 | 0 | 0 | 0 | 266.719 | 126.7236 | 123.2713 | 120.1078 | 0 | 0 | 0 | 0 | 516.6537 | 499.696 | 564.5738 | 624.5781 | 0 | 0 | 0 | 0 | 0 | -4.7449 | -5.6645 | -7.723 | 0 | 0 | 0 | 0 | -213.4856 | -51.5631 | -109.1811 | -161.6081 | 0.37404 | 0.327 | 0.32733 | 0.070824 | -79.852 | -16.8613 | -35.7384 | -11.4458
8 | 5 | 15 | 581.8936 | 583.1602 | 587.2181 | 590.5643 | 0 | 0 | 0 | 0 | 287.0455 | 166.0647 | 145.4192 | 171.8616 | 0 | 0 | 0 | 0 | 514.0257 | 487.0892 | 545.2197 | 599.1483 | 0 | 0 | 0 | 0 | 0 | -4.3672 | -0.73553 | -2.7569 | 0 | 0 | 0 | 0 | -219.1776 | -65.6265 | -102.6853 | -177.6888 | 0.38108 | 0.31254 | 0.31233 | 0.32609 | -83.5233 | -20.5109 | -32.0721 | -57.9427
8 | 5 | 16 | 588.3918 | 591.873 | 598.4079 | 603.95 | 0 | 0 | 0 | 0 | 278.5556 | 211.2875 | 208.2854 | 180.6521 | 0 | 0 | 0 | 0 | 483.0899 | 428.7978 | 476.5428 | 521.2986 | 0 | 0 | 0 | 0 | 0 | -5.4216 | -2.0146 | 0.57815 | 0 | 0 | 0 | 0 | -173.2537 | -42.7907 | -84.4058 | -98.5788 | 0.38915 | 0.32585 | 0.31944 | 0.31698 | -67.4209 | -13.9434 | -26.963 | -31.2476
8 | 5 | 17 | 587.1558 | 593.1445 | 602.4127 | 610.3438 | 0 | 0 | 0 | 0 | 274.3403 | 206.7519 | 204.7765 | 208.1674 | 0 | 0 | 0 | 0 | 455.901 | 378.4295 | 410.9983 | 442.1909 | 0 | 0 | 0 | 0 | 0 | -6.477 | -1.9783 | 1.5122 | 0 | 0 | 0 | 0 | -143.0855 | 14.4402 | -11.3838 | -41.5266 | 0.39 | 0.39598 | 0.39187 | 0.36712 | -55.8038 | 5.718 | -4.4609 | -15.2453
8 | 5 | 18 | 575.7813 | 584.2209 | 596.1462 | 606.4405 | 0 | 0 | 0 | 0 | 297.8347 | 224.6323 | 215.1387 | 209.8945 | 0 | 0 | 0 | 0 | 409.876 | 305.8671 | 320.0043 | 334.5901 | 0 | 0 | 0 | 0 | 0 | -3.788 | -3.0404 | 0 | 0 | 0 | 0 | 0 | -131.9294 | 57.5096 | 64.0435 | 61.9559 | 0.3917 | 0.40014 | 0.39346 | 0.38236 | -51.6774 | 23.0122 | 25.1988 | 23.6894
8 | 5 | 19 | 560.7847 | 570.576 | 583.9058 | 595.4267 | 0 | 0 | 0 | 0 | 312.6745 | 253.1376 | 241.2797 | 255.4715 | 0 | 0 | 0 | 0 | 329.6143 | 171.2337 | 178.6004 | 187.5322 | 0 | 0 | 0 | 0 | 0 | 1.5865 | -2.2517 | 6.0226 | 0 | 0 | 0 | 0 | -81.504 | 144.618 | 166.2774 | 146.4005 | 0.39028 | 0.3992 | 0.39311 | 0.38685 | -31.8097 | 57.7322 | 65.366 | 56.6351
8 | 5 | 20 | 574.0827 | 585.0538 | 599.6509 | 612.1764 | 0 | 0 | 0 | 0 | 311.0989 | 283.9952 | 281.6741 | 268.8711 | 0 | 0 | 0 | 0 | 318.0376 | 149.3419 | 153.275 | 159.0365 | 0 | 0 | 0 | 0 | 0 | 6.343 | 7.7412 | 28.8446 | 0 | 0 | 0 | 0 | -55.0538 | 145.3737 | 156.9606 | 155.4242 | 0.39125 | 0.40133 | 0.39529 | 0.38828 | -21.5396 | 58.343 | 62.0456 | 60.3475
8 | 5 | 21 | 555.0846 | 566.3536 | 581.1 | 593.6562 | 0 | 0 | 0 | 0 | 304.6766 | 285.2444 | 289.7176 | 293.6025 | 0 | 0 | 0 | 0 | 312.1378 | 161.2931 | 162.4888 | 165.5357 | 0 | 0 | 0 | 0 | 0 | 1.2196 | 1.1001 | 23.6854 | 0 | 0 | 0 | 0 | -61.7298 | 118.5966 | 127.7935 | 110.8326 | 0.3882 | 0.39886 | 0.39319 | 0.38634 | -23.9635 | 47.3036 | 50.2476 | 42.8194
8 | 5 | 22 | 513.886 | 525.2215 | 539.8427 | 552.2948 | 0 | 0 | 0 | 0 | 298.5573 | 287.7125 | 294.9467 | 303.2956 | 0 | 0 | 0 | 0 | 300.3313 | 163.3065 | 163.1032 | 164.7248 | 0 | 0 | 0 | 0 | 0 | 5.0266 | 7.9551 | 11.0816 | 0 | 0 | 0 | 0 | -85.0025 | 69.176 | 73.8377 | 73.1928 | 0.38109 | 0.39369 | 0.38812 | 0.38014 | -32.3936 | 27.2342 | 28.6581 | 27.8238
8 | 5 | 23 | 464.4336 | 474.8845 | 488.2933 | 499.6795 | 0 | 0 | 0 | 0 | 293.5791 | 286.6654 | 301.229 | 322.1923 | 0 | 0 | 0 | 0 | 255.688 | 124.1137 | 129.0261 | 135.4272 | 0 | 0 | 0 | 0 | 0 | 8.6378 | 6.3297 | 8.2204 | 0 | 0 | 0 | 0 | -84.8335 | 55.4676 | 51.7086 | 33.8397 | 0.37177 | 0.39333 | 0.38899 | 0.37327 | -31.5384 | 21.817 | 20.114 | 12.6313
8 | 5 | 24 | 430.1153 | 438.4925 | 449.4155 | 458.565 | 0 | 0 | 0 | 0 | 260.3077 | 308.9842 | 308.0117 | 307.7474 | 0 | 0 | 0 | 0 | 260.5591 | 125.5151 | 132.663 | 141.0989 | 0 | 0 | 0 | 0 | 0 | 4.9363 | 9.8657 | 8.1627 | 0 | 0 | 0 | 0 | -90.7515 | -0.94306 | -1.1249 | 1.556 | 0.36952 | 0.39289 | 0.39083 | 0.37129 | -33.5349 | -0.37052 | -0.43964 | 0.57774
8 | 6 | 1 | 414.8077 | 420.8393 | 429.0351 | 435.693 | 0 | 0 | 0 | 0 | 219.8352 | 305.7167 | 297.5301 | 291.9374 | 0 | 0 | 0 | 0 | 252.8327 | 133.0272 | 140.6369 | 149.4214 | 0 | 0 | 0 | 0 | 0 | 12.4349 | 14.8175 | 8.7396 | 0 | 0 | 0 | 0 | -57.8602 | -30.3395 | -23.9493 | -14.4053 | 0.37223 | 0.39077 | 0.38906 | 0.37051 | -21.5376 | -11.8559 | -9.3177 | -5.3373
8 | 6 | 2 | 398.7657 | 402.8016 | 408.7268 | 413.3862 | 0 | 0 | 0 | 0 | 197.0045 | 297.0088 | 284.6018 | 252.3969 | 0 | 0 | 0 | 0 | 215.3558 | 134.371 | 139.7608 | 146.3255 | 0 | 0 | 0 | 0 | 0 | 16.8685 | 11.7777 | 0.021722 | 0 | 0 | 0 | 0 | -13.5946 | -45.4467 | -27.4135 | 14.6421 | 0.3725 | 0.38904 | 0.38716 | 0.37014 | -5.0639 | -17.6808 | -10.6133 | 5.4196
8 | 6 | 3 | 393.266 | 395.4304 | 399.2843 | 402.1344 | 0 | 0 | 0 | 0 | 186.8497 | 289.0429 | 269.1936 | 244.791 | 0 | 0 | 0 | 0 | 208.2826 | 125.5313 | 132.6237 | 140.7729 | 0 | 0 | 0 | 0 | 0 | 1.4332 | 13.2802 | -0.48256 | 0 | 0 | 0 | 0 | -1.8662 | -20.5771 | -15.8131 | 17.0531 | 0.3732 | 0.38992 | 0.38586 | 0.37025 | -0.69649 | -8.0234 | -6.1017 | 6.314
8 | 6 | 4 | 402.9333 | 403.551 | 405.7306 | 407.0791 | 0 | 0 | 0 | 0 | 194.8433 | 229.009 | 221.7177 | 222.7567 | 0 | 0 | 0 | 0 | 195.4497 | 117.4691 | 125.5041 | 134.4822 | 0 | 0 | 0 | 0 | 0 | 21.6769 | 3.442 | 0.65397 | 0 | 0 | 0 | 0 | 12.6403 | 35.396 | 55.0668 | 49.1862 | 0.37386 | 0.38754 | 0.38853 | 0.36998 | 4.7257 | 13.7174 | 21.3952 | 18.1981
8 | 6 | 5 | 429.7543 | 429.3392 | 430.4852 | 430.8876 | 0 | 0 | 0 | 0 | 240.4799 | 217.2797 | 223.8303 | 223.1619 | 0 | 0 | 0 | 0 | 183.589 | 117.1277 | 123.9682 | 131.7862 | 0 | 0 | 0 | 0 | 0 | 12.3755 | 10.0635 | -5.6361 | 0 | 0 | 0 | 0 | 5.6854 | 82.5562 | 72.6232 | 81.5755 | 0.37065 | 0.39036 | 0.39029 | 0.37126 | 2.1073 | 32.227 | 28.344 | 30.2856
8 | 6 | 6 | 464.3981 | 463.1715 | 463.618 | 463.4314 | 0 | 0 | 0 | 0 | 243.9826 | 225.4676 | 215.106 | 188.9462 | 0 | 0 | 0 | 0 | 163.6316 | 129.5624 | 133.166 | 137.77 | 0 | 0 | 0 | 0 | 0 | 12.9451 | 23.1073 | -6.8474 | 0 | 0 | 0 | 0 | 56.7839 | 95.1964 | 92.2386 | 143.5626 | 0.37177 | 0.38885 | 0.38239 | 0.37131 | 21.1107 | 37.0167 | 35.271 | 53.3068
8 | 6 | 7 | 499.1952 | 497.6868 | 498.1721 | 498.2351 | 0 | 0 | 0 | 0 | 198.0926 | 202.0994 | 193.9904 | 175.5455 | 0 | 0 | 0 | 0 | 181.6286 | 193.7385 | 199.7591 | 206.2795 | 0 | 0 | 0 | 0 | 0 | -7.3307 | -5.7318 | -0.54477 | 0 | 0 | 0 | 0 | 119.474 | 109.1795 | 110.1544 | 116.9549 | 0.3667 | 0.37732 | 0.37117 | 0.37991 | 43.8112 | 41.1957 | 40.8861 | 44.4326
8 | 6 | 8 | 529.1741 | 527.9027 | 529.1725 | 530.3815 | 0 | 0 | 0 | 0 | 171.1784 | 142.0321 | 142.9024 | 161.209 | 0 | 0 | 0 | 0 | 242.0042 | 278.1808 | 301.3382 | 323.222 | 0 | 0 | 0 | 0 | 0 | -13.2428 | -13.6438 | 3.2698 | 0 | 0 | 0 | 0 | 115.9915 | 120.9326 | 98.5758 | 42.6808 | 0.37186 | 0.38691 | 0.38697 | 0.38173 | 43.1323 | 46.7905 | 38.1459 | 16.2926
8 | 6 | 9 | 555.4713 | 555.3273 | 558.3335 | 561.5175 | 0 | 0 | 0 | 0 | 154.7384 | 121.4035 | 126.1043 | 135.1819 | 0 | 0 | 0 | 0 | 302.701 | 354.8217 | 397.4562 | 436.9052 | 0 | 0 | 0 | 0 | 0 | -23.1656 | -22.8423 | -19.7815 | 0 | 0 | 0 | 0 | 98.0318 | 102.2677 | 57.6153 | 9.2119 | 0.37575 | 0.32651 | 0.32636 | 0.067785 | 36.8352 | 33.3914 | 18.8034 | 0.62444
8 | 6 | 10 | 579.4239 | 579.5516 | 582.9083 | 586.3226 | 0 | 0 | 0 | 0 | 181.7802 | 114.3673 | 112.2589 | 102.4744 | 0 | 0 | 0 | 0 | 358.1991 | 404.7145 | 463.1049 | 516.8358 | 0 | 0 | 0 | 0 | 0 | -20.7995 | -23.0674 | -27.9994 | 0 | 0 | 0 | 0 | 39.4447 | 81.2693 | 30.6118 | -4.9882 | 0.38219 | 0.32795 | 0.328 | 0.071605 | 15.0755 | 26.6522 | 10.0407 | -0.35718
8 | 6 | 11 | 591.6874 | 591.8059 | 594.9247 | 597.7813 | 0 | 0 | 0 | 0 | 206.352 | 117.6579 | 111.4572 | 102.8046 | 0 | 0 | 0 | 0 | 398.0353 | 435.4158 | 502.9607 | 565.0188 | 0 | 0 | 0 | 0 | 0 | -25.168 | -28.113 | -28.2 | 0 | 0 | 0 | 0 | -12.6999 | 63.9003 | 8.6198 | -41.842 | 0.37921 | 0.32752 | 0.328 | 0.071605 | -4.8159 | 20.9287 | 2.8273 | -2.9961
8 | 6 | 12 | 605.7716 | 606.2609 | 609.6411 | 612.4682 | 0 | 0 | 0 | 0 | 217.8824 | 115.7556 | 111.6713 | 104.3121 | 0 | 0 | 0 | 0 | 436.2746 | 459.6334 | 535.9351 | 606.0417 | 0 | 0 | 0 | 0 | 0 | -23.4151 | -26.8767 | -28.4724 | 0 | 0 | 0 | 0 | -48.3855 | 54.287 | -11.0886 | -69.4132 | 0.37557 | 0.32768 | 0.328 | 0.071605 | -18.172 | 17.789 | -3.6371 | -4.9703
8 | 6 | 13 | 618.639 | 620.0504 | 624.4204 | 628.0143 | 0 | 0 | 0 | 0 | 227.4481 | 128.7745 | 122.3887 | 114.2417 | 0 | 0 | 0 | 0 | 451.9579 | 472.2318 | 552.005 | 625.3757 | 0 | 0 | 0 | 0 | 0 | -8.9988 | -20.6289 | -19.5542 | 0 | 0 | 0 | 0 | -60.767 | 28.0428 | -29.3444 | -92.0489 | 0.37374 | 0.32755 | 0.32763 | 0.071605 | -22.7111 | 9.1855 | -9.614 | -6.5912
8 | 6 | 14 | 626.2586 | 628.3113 | 633.4438 | 637.7334 | 0 | 0 | 0 | 0 | 266.719 | 126.7236 | 123.2713 | 120.1078 | 0 | 0 | 0 | 0 | 475.3815 | 477.5459 | 552.7862 | 621.985 | 0 | 0 | 0 | 0 | 0 | -4.7449 | -5.6645 | -7.723 | 0 | 0 | 0 | 0 | -115.8418 | 28.7867 | -36.9491 | -96.6365 | 0.37404 | 0.327 | 0.32733 | 0.070824 | -43.3294 | 9.4133 | -12.0946 | -6.8442
8 | 6 | 15 | 633.6472 | 636.5921 | 642.7108 | 647.8327 | 0 | 0 | 0 | 0 | 287.0455 | 166.0647 | 145.4192 | 171.8616 | 0 | 0 | 0 | 0 | 459.8107 | 461.3325 | 532.5462 | 598.2819 | 0 | 0 | 0 | 0 | 0 | -4.3672 | -0.73553 | -2.7569 | 0 | 0 | 0 | 0 | -113.2091 | 13.562 | -34.5191 | -119.5539 | 0.38108 | 0.31254 | 0.31233 | 0.32609 | -43.1412 | 4.2387 | -10.7815 | -38.9854
8 | 6 | 16 | 633.2626 | 638.1989 | 646.5205 | 653.6022 | 0 | 0 | 0 | 0 | 278.5556 | 211.2875 | 208.2854 | 180.6521 | 0 | 0 | 0 | 0 | 455.5468 | 434.3684 | 495.4184 | 551.9938 | 0 | 0 | 0 | 0 | 0 | -5.4216 | -2.0146 | 0.57815 | 0 | 0 | 0 | 0 | -100.8399 | -2.0354 | -55.1687 | -79.6218 | 0.38915 | 0.32585 | 0.31944 | 0.31698 | -39.2414 | -0.66325 | -17.6233 | -25.2386
8 | 6 | 17 | 621.9413 | 629.058 | 639.7113 | 648.8361 | 0 | 0 | 0 | 0 | 274.3403 | 206.7519 | 204.7765 | 208.1674 | 0 | 0 | 0 | 0 | 451.0491 | 391.9508 | 433.2709 | 472.0255 | 0 | 0 | 0 | 0 | 0 | -6.477 | -1.9783 | 1.5122 | 0 | 0 | 0 | 0 | -103.4481 | 36.8324 | 3.6423 | -32.869 | 0.39 | 0.39598 | 0.39187 | 0.36712 | -40.3451 | 14.5848 | 1.4273 | -12.0669
8 | 6 | 18 | 601.03 | 610.2884 | 623.219 | 634.3797 | 0 | 0 | 0 | 0 | 297.8347 | 224.6323 | 215.1387 | 209.8945 | 0 | 0 | 0 | 0 | 395.173 | 299.2762 | 320.3686 | 341.1102 | 0 | 0 | 0 | 0 | 0 | -3.788 | -3.0404 | 0 | 0 | 0 | 0 | 0 | -91.9777 | 90.1679 | 90.7521 | 83.375 | 0.3917 | 0.40014 | 0.39346 | 0.38236 | -36.0281 | 36.0802 | 35.7077 | 31.8792
8 | 6 | 19 | 583.344 | 593.8668 | 608.0949 | 620.3899 | 0 | 0 | 0 | 0 | 312.6745 | 253.1376 | 241.2797 | 255.4715 | 0 | 0 | 0 | 0 | 310.6378 | 160.4052 | 172.2489 | 185.1695 | 0 | 0 | 0 | 0 | 0 | 1.5865 | -2.2517 | 6.0226 | 0 | 0 | 0 | 0 | -39.9683 | 178.7374 | 196.8181 | 173.7263 | 0.39028 | 0.3992 | 0.39311 | 0.38685 | -15.599 | 71.3528 | 77.3719 | 67.2061
8 | 6 | 20 | 599.7029 | 611.5048 | 627.1222 | 640.5267 | 0 | 0 | 0 | 0 | 311.0989 | 283.9952 | 281.6741 | 268.8711 | 0 | 0 | 0 | 0 | 323.1512 | 166.803 | 172.9726 | 180.6834 | 0 | 0 | 0 | 0 | 0 | 6.343 | 7.7412 | 28.8446 | 0 | 0 | 0 | 0 | -34.5473 | 154.3637 | 164.7343 | 162.1277 | 0.39125 | 0.40133 | 0.39529 | 0.38828 | -13.5165 | 61.951 | 65.1185 | 62.9503
8 | 6 | 21 | 578.7763 | 590.8135 | 606.5033 | 619.8724 | 0 | 0 | 0 | 0 | 304.6766 | 285.2444 | 289.7176 | 293.6025 | 0 | 0 | 0 | 0 | 317.8791 | 169.8695 | 173.0595 | 177.9229 | 0 | 0 | 0 | 0 | 0 | 1.2196 | 1.1001 | 23.6854 | 0 | 0 | 0 | 0 | -43.7795 | 134.48 | 142.6261 | 124.6616 | 0.3882 | 0.39886 | 0.39319 | 0.38634 | -16.9952 | 53.6389 | 56.0797 | 48.1621
8 | 6 | 22 | 530.0048 | 541.863 | 557.1261 | 570.1312 | 0 | 0 | 0 | 0 | 298.5573 | 287.7125 | 294.9467 | 303.2956 | 0 | 0 | 0 | 0 | 290.5788 | 156.9393 | 157.4197 | 159.5543 | 0 | 0 | 0 | 0 | 0 | 5.0266 | 7.9551 | 11.0816 | 0 | 0 | 0 | 0 | -59.1312 | 92.1846 | 96.8046 | 96.1998 | 0.38109 | 0.39369 | 0.38812 | 0.38014 | -22.5343 | 36.2926 | 37.5721 | 36.5698
8 | 6 | 23 | 481.6317 | 492.6403 | 506.7339 | 518.7102 | 0 | 0 | 0 | 0 | 293.5791 | 286.6654 | 301.229 | 322.1923 | 0 | 0 | 0 | 0 | 276.5353 | 158.4095 | 157.2334 | 157.6984 | 0 | 0 | 0 | 0 | 0 | 8.6378 | 6.3297 | 8.2204 | 0 | 0 | 0 | 0 | -88.4826 | 38.9276 | 41.9419 | 30.5992 | 0.37177 | 0.39333 | 0.38899 | 0.37327 | -32.895 | 15.3113 | 16.3149 | 11.4217
8 | 6 | 24 | 444.5886 | 453.4352 | 464.9345 | 474.5806 | 0 | 0 | 0 | 0 | 260.3077 | 308.9842 | 308.0117 | 307.7474 | 0 | 0 | 0 | 0 | 274.887 | 168.9076 | 168.8628 | 170.4073 | 0 | 0 | 0 | 0 | 0 | 4.9363 | 9.8657 | 8.1627 | 0 | 0 | 0 | 0 | -90.6061 | -29.3928 | -21.8057 | -11.7368 | 0.36952 | 0.39289 | 0.39083 | 0.37129 | -33.4811 | -11.5481 | -8.5224 | -4.3578
8 | 7 | 1 | 421.1066 | 427.3425 | 435.7891 | 442.6631 | 0 | 0 | 0 | 0 | 219.8352 | 305.7167 | 297.5301 | 291.9374 | 0 | 0 | 0 | 0 | 263.7552 | 159.973 | 160.612 | 162.7106 | 0 | 0 | 0 | 0 | 0 | 12.4349 | 14.8175 | 8.7396 | 0 | 0 | 0 | 0 | -62.4838 | -50.7821 | -37.1704 | -20.7244 | 0.37223 | 0.39077 | 0.38906 | 0.37051 | -23.2586 | -19.8444 | -14.4614 | -7.6785
8 | 7 | 2 | 406.3031 | 410.5834 | 416.8088 | 421.7269 | 0 | 0 | 0 | 0 | 197.0045 | 297.0088 | 284.6018 | 252.3969 | 0 | 0 | 0 | 0 | 245.3774 | 141.7078 | 142.4231 | 144.487 | 0 | 0 | 0 | 0 | 0 | 16.8685 | 11.7777 | 0.021722 | 0 | 0 | 0 | 0 | -36.0787 | -45.0017 | -21.9938 | 24.8213 | 0.3725 | 0.38904 | 0.38716 | 0.37014 | -13.4392 | -17.5076 | -8.515 | 9.1873
8 | 7 | 3 | 399.2818 | 401.6413 | 405.7348 | 408.7913 | 0 | 0 | 0 | 0 | 186.8497 | 289.0429 | 269.1936 | 244.791 | 0 | 0 | 0 | 0 | 225.4838 | 125.4326 | 125.3716 | 126.6246 | 0 | 0 | 0 | 0 | 0 | 1.4332 | 13.2802 | -0.48256 | 0 | 0 | 0 | 0 | -13.0517 | -14.2675 | -2.1106 | 37.8582 | 0.3732 | 0.38992 | 0.38586 | 0.37025 | -4.8709 | -5.5632 | -0.81439 | 14.0171
8 | 7 | 4 | 405.0919 | 405.7796 | 408.0452 | 409.4677 | 0 | 0 | 0 | 0 | 194.8433 | 229.009 | 221.7177 | 222.7567 | 0 | 0 | 0 | 0 | 212.3624 | 125.6375 | 126.9011 | 129.3645 | 0 | 0 | 0 | 0 | 0 | 21.6769 | 3.442 | 0.65397 | 0 | 0 | 0 | 0 | -2.1138 | 29.4562 | 55.9843 | 56.6926 | 0.37386 | 0.38754 | 0.38853 | 0.36998 | -0.79028 | 11.4155 | 21.7517 | 20.9754
8 | 7 | 5 | 430.4267 | 430.0333 | 431.2061 | 431.6316 | 0 | 0 | 0 | 0 | 240.4799 | 217.2797 | 223.8303 | 223.1619 | 0 | 0 | 0 | 0 | 192.4751 | 130.1232 | 130.5044 | 132.0654 | 0 | 0 | 0 | 0 | 0 | 12.3755 | 10.0635 | -5.6361 | 0 | 0 | 0 | 0 | -2.5283 | 70.2548 | 66.8079 | 82.0404 | 0.37065 | 0.39036 | 0.39029 | 0.37126 | -0.93713 | 27.425 | 26.0743 | 30.4581
8 | 7 | 6 | 457.8161 | 456.376 | 456.5604 | 456.148 | 0 | 0 | 0 | 0 | 243.9826 | 225.4676 | 215.106 | 188.9462 | 0 | 0 | 0 | 0 | 199.5338 | 145.7849 | 143.694 | 142.7196 | 0 | 0 | 0 | 0 | 0 | 12.9451 | 23.1073 | -6.8474 | 0 | 0 | 0 | 0 | 14.2997 | 72.1785 | 74.6531 | 131.3296 | 0.37177 | 0.38885 | 0.38239 | 0.37131 | 5.3162 | 28.0663 | 28.5465 | 48.7645
8 | 7 | 7 | 489.853 | 488.0416 | 488.1549 | 487.8974 | 0 | 0 | 0 | 0 | 198.0926 | 202.0994 | 193.9904 | 175.5455 | 0 | 0 | 0 | 0 | 227.3039 | 233.7925 | 232.2285 | 231.2013 | 0 | 0 | 0 | 0 | 0 | -7.3307 | -5.7318 | -0.54477 | 0 | 0 | 0 | 0 | 64.4565 | 59.4804 | 67.6679 | 81.6954 | 0.3667 | 0.37732 | 0.37117 | 0.37991 | 23.6363 | 22.4432 | 25.1163 | 31.0371
8 | 7 | 8 | 522.3267 | 520.8333 | 521.8304 | 522.8045 | 0 | 0 | 0 | 0 | 171.1784 | 142.0321 | 142.9024 | 161.209 | 0 | 0 | 0 | 0 | 282.1626 | 328.9506 | 344.8725 | 359.4543 | 0 | 0 | 0 | 0 | 0 | -13.2428 | -13.6438 | 3.2698 | 0 | 0 | 0 | 0 | 68.9856 | 63.0934 | 47.6994 | -1.1285 | 0.37186 | 0.38691 | 0.38697 | 0.38173 | 25.6528 | 24.4117 | 18.4582 | -0.43079
8 | 7 | 9 | 551.0125 | 550.7239 | 553.5526 | 556.5836 | 0 | 0 | 0 | 0 | 154.7384 | 121.4035 | 126.1043 | 135.1819 | 0 | 0 | 0 | 0 | 335.0408 | 408.2265 | 443.3882 | 475.2149 | 0 | 0 | 0 | 0 | 0 | -23.1656 | -22.8423 | -19.7815 | 0 | 0 | 0 | 0 | 61.2333 | 44.2595 | 6.9025 | -34.0317 | 0.37575 | 0.32651 | 0.32636 | 0.067785 | 23.0082 | 14.4512 | 2.2527 | -2.3069
8 | 7 | 10 | 575.1598 | 575.1492 | 578.3361 | 581.6041 | 0 | 0 | 0 | 0 | 181.7802 | 114.3673 | 112.2589 | 102.4744 | 0 | 0 | 0 | 0 | 376.5428 | 462.9904 | 511.6696 | 555.5947 | 0 | 0 | 0 | 0 | 0 | -20.7995 | -23.0674 | -27.9994 | 0 | 0 | 0 | 0 | 16.8369 | 18.5909 | -22.5251 | -48.4657 | 0.38219 | 0.32795 | 0.328 | 0.071605 | 6.4349 | 6.0969 | -7.3882 | -3.4704
8 | 7 | 11 | 591.2451 | 591.3493 | 594.4504 | 597.2919 | 0 | 0 | 0 | 0 | 206.352 | 117.6579 | 111.4572 | 102.8046 | 0 | 0 | 0 | 0 | 412.6826 | 492.2922 | 552.7361 | 607.4226 | 0 | 0 | 0 | 0 | 0 | -25.168 | -28.113 | -28.2 | 0 | 0 | 0 | 0 | -27.7895 | 6.5672 | -41.63 | -84.7353 | 0.37921 | 0.32752 | 0.328 | 0.071605 | -10.538 | 2.1509 | -13.6546 | -6.0675
8 | 7 | 12 | 594.3946 | 594.515 | 597.4422 | 599.879 | 0 | 0 | 0 | 0 | 217.8824 | 115.7556 | 111.6713 | 104.3121 | 0 | 0 | 0 | 0 | 442.5157 | 507.6486 | 573.9488 | 634.0149 | 0 | 0 | 0 | 0 | 0 | -23.4151 | -26.8767 | -28.4724 | 0 | 0 | 0 | 0 | -66.0034 | -5.4741 | -61.3012 | -109.9756 | 0.37557 | 0.32768 | 0.328 | 0.071605 | -24.7887 | -1.7938 | -20.1068 | -7.8748
8 | 7 | 13 | 606.9436 | 607.9757 | 611.88 | 615.0726 | 0 | 0 | 0 | 0 | 227.4481 | 128.7745 | 122.3887 | 114.2417 | 0 | 0 | 0 | 0 | 454.153 | 509.0115 | 575.3877 | 635.5629 | 0 | 0 | 0 | 0 | 0 | -8.9988 | -20.6289 | -19.5542 | 0 | 0 | 0 | 0 | -74.6575 | -20.8115 | -65.2676 | -115.1778 | 0.37374 | 0.32755 | 0.32763 | 0.071605 | -27.9025 | -6.8169 | -21.3834 | -8.2473
8 | 7 | 14 | 615.9433 | 617.6615 | 622.3832 | 626.3188 | 0 | 0 | 0 | 0 | 266.719 | 126.7236 | 123.2713 | 120.1078 | 0 | 0 | 0 | 0 | 458.8572 | 504.9659 | 567.9985 | 625.1977 | 0 | 0 | 0 | 0 | 0 | -4.7449 | -5.6645 | -7.723 | 0 | 0 | 0 | 0 | -109.6329 | -9.2832 | -63.222 | -111.2636 | 0.37404 | 0.327 | 0.32733 | 0.070824 | -41.007 | -3.0356 | -20.6945 | -7.8802
8 | 7 | 15 | 622.8718 | 625.4673 | 631.1569 | 635.9091 | 0 | 0 | 0 | 0 | 287.0455 | 166.0647 | 145.4192 | 171.8616 | 0 | 0 | 0 | 0 | 471.1639 | 505.2272 | 560.9888 | 611.5726 | 0 | 0 | 0 | 0 | 0 | -4.3672 | -0.73553 | -2.7569 | 0 | 0 | 0 | 0 | -135.3376 | -41.4575 | -74.5155 | -144.7682 | 0.38108 | 0.31254 | 0.31233 | 0.32609 | -51.5739 | -12.9571 | -23.2738 | -47.2076
8 | 7 | 16 | 621.638 | 626.1973 | 634.056 | 640.7388 | 0 | 0 | 0 | 0 | 278.5556 | 211.2875 | 208.2854 | 180.6521 | 0 | 0 | 0 | 0 | 465.3357 | 485.3852 | 529.0283 | 568.6891 | 0 | 0 | 0 | 0 | 0 | -5.4216 | -2.0146 | 0.57815 | 0 | 0 | 0 | 0 | -122.2534 | -65.0539 | -101.2431 | -109.1805 | 0.38915 | 0.32585 | 0.31944 | 0.31698 | -47.5744 | -21.1979 | -32.3416 | -34.6081
8 | 7 | 17 | 614.3685 | 621.2396 | 631.5914 | 640.4563 | 0 | 0 | 0 | 0 | 274.3403 | 206.7519 | 204.7765 | 208.1674 | 0 | 0 | 0 | 0 | 440.5443 | 436.1973 | 464.2288 | 489.9838 | 0 | 0 | 0 | 0 | 0 | -6.477 | -1.9783 | 1.5122 | 0 | 0 | 0 | 0 | -100.5162 | -15.2326 | -35.4357 | -59.2071 | 0.39 | 0.39598 | 0.39187 | 0.36712 | -39.2016 | -6.0318 | -13.886 | -21.7362
8 | 7 | 18 | 597.7036 | 606.8541 | 619.6523 | 630.6988 | 0 | 0 | 0 | 0 | 297.8347 | 224.6323 | 215.1387 | 209.8945 | 0 | 0 | 0 | 0 | 394.1396 | 342.8598 | 353.4807 | 363.9596 | 0 | 0 | 0 | 0 | 0 | -3.788 | -3.0404 | 0 | 0 | 0 | 0 | 0 | -94.2706 | 43.15 | 54.0733 | 56.8447 | 0.3917 | 0.40014 | 0.39346 | 0.38236 | -36.9263 | 17.2663 | 21.2759 | 21.7351
8 | 7 | 19 | 584.2287 | 594.7801 | 609.0435 | 621.3688 | 0 | 0 | 0 | 0 | 312.6745 | 253.1376 | 241.2797 | 255.4715 | 0 | 0 | 0 | 0 | 304.7667 | 161.9655 | 165.5645 | 170.4997 | 0 | 0 | 0 | 0 | 0 | 1.5865 | -2.2517 | 6.0226 | 0 | 0 | 0 | 0 | -33.2125 | 178.0905 | 204.4511 | 189.3751 | 0.39028 | 0.3992 | 0.39311 | 0.38685 | -12.9623 | 71.0945 | 80.3726 | 73.2599
8 | 7 | 20 | 601.5784 | 613.4412 | 629.1332 | 642.6021 | 0 | 0 | 0 | 0 | 311.0989 | 283.9952 | 281.6741 | 268.8711 | 0 | 0 | 0 | 0 | 308.8326 | 154.965 | 153.6172 | 153.9875 | 0 | 0 | 0 | 0 | 0 | 6.343 | 7.7412 | 28.8446 | 0 | 0 | 0 | 0 | -18.3531 | 168.138 | 186.1006 | 190.8989 | 0.39125 | 0.40133 | 0.39529 | 0.38828 | -7.1806 | 67.479 | 73.5645 | 74.1215
8 | 7 | 21 | 581.7665 | 593.9007 | 609.7095 | 623.1813 | 0 | 0 | 0 | 0 | 304.6766 | 285.2444 | 289.7176 | 293.6025 | 0 | 0 | 0 | 0 | 293.752 | 148.9792 | 145.1163 | 143.0572 | 0 | 0 | 0 | 0 | 0 | 1.2196 | 1.1001 | 23.6854 | 0 | 0 | 0 | 0 | -16.6622 | 158.4575 | 173.7755 | 162.8362 | 0.3882 | 0.39886 | 0.39319 | 0.38634 | -6.4683 | 63.2026 | 68.3275 | 62.9106
8 | 7 | 22 | 534.6936 | 546.7039 | 562.1537 | 575.3196 | 0 | 0 | 0 | 0 | 298.5573 | 287.7125 | 294.9467 | 303.2956 | 0 | 0 | 0 | 0 | 270.3397 | 139.2922 | 135.8563 | 134.1065 | 0 | 0 | 0 | 0 | 0 | 5.0266 | 7.9551 | 11.0816 | 0 | 0 | 0 | 0 | -34.2034 | 114.6726 | 123.3955 | 126.836 | 0.38109 | 0.39369 | 0.38812 | 0.38014 | -13.0345 | 45.146 | 47.8926 | 48.216
8 | 7 | 23 | 483.5072 | 494.5767 | 508.745 | 520.7856 | 0 | 0 | 0 | 0 | 293.5791 | 286.6654 | 301.229 | 322.1923 | 0 | 0 | 0 | 0 | 247.4048 | 130.8917 | 128.1339 | 126.9901 | 0 | 0 | 0 | 0 | 0 | 8.6378 | 6.3297 | 8.2204 | 0 | 0 | 0 | 0 | -57.4767 | 68.3818 | 73.0524 | 63.3828 | 0.37177 | 0.39333 | 0.38899 | 0.37327 | -21.368 | 26.8965 | 28.4165 | 23.6589
8 | 7 | 24 | 444.7833 | 453.6361 | 465.1432 | 474.7959 | 0 | 0 | 0 | 0 | 260.3077 | 308.9842 | 308.0117 | 307.7474 | 0 | 0 | 0 | 0 | 223.0265 | 128.4586 | 125.0996 | 123.326 | 0 | 0 | 0 | 0 | 0 | 4.9363 | 9.8657 | 8.1627 | 0 | 0 | 0 | 0 | -38.551 | 11.257 | 22.1661 | 35.5599 | 0.36952 | 0.39289 | 0.39083 | 0.37129 | -14.2455 | 4.4228 | 8.6632 | 13.2031
8 | 8 | 1 | 421.6905 | 427.9453 | 436.4152 | 443.3092 | 0 | 0 | 0 | 0 | 219.8352 | 305.7167 | 297.5301 | 291.9374 | 0 | 0 | 0 | 0 | 203.9847 | 125.0619 | 121.0686 | 118.6454 | 0 | 0 | 0 | 0 | 0 | 12.4349 | 14.8175 | 8.7396 | 0 | 0 | 0 | 0 | -2.1293 | -15.2682 | 2.999 | 23.9869 | 0.37223 | 0.39077 | 0.38906 | 0.37051 | -0.79262 | -5.9664 | 1.1668 | 8.8873
8 | 8 | 2 | 408.2671 | 412.6111 | 418.9147 | 423.9001 | 0 | 0 | 0 | 0 | 197.0045 | 297.0088 | 284.6018 | 252.3969 | 0 | 0 | 0 | 0 | 186.6655 | 117.377 | 114.2441 | 112.551 | 0 | 0 | 0 | 0 | 0 | 16.8685 | 11.7777 | 0.021722 | 0 | 0 | 0 | 0 | 24.5971 | -18.6432 | 8.2911 | 58.9305 | 0.3725 | 0.38904 | 0.38716 | 0.37014 | 9.1623 | -7.253 | 3.2099 | 21.8124
8 | 8 | 3 | 402.0066 | 404.4544 | 408.6564 | 411.8064 | 0 | 0 | 0 | 0 | 186.8497 | 289.0429 | 269.1936 | 244.791 | 0 | 0 | 0 | 0 | 178.1108 | 113.9147 | 111.568 | 110.588 | 0 | 0 | 0 | 0 | 0 | 1.4332 | 13.2802 | -0.48256 | 0 | 0 | 0 | 0 | 37.0462 | 0.06352 | 14.6147 | 56.91 | 0.3732 | 0.38992 | 0.38586 | 0.37025 | 13.8258 | 0.024768 | 5.6393 | 21.0711
8 | 8 | 4 | 405.7289 | 406.4372 | 408.7282 | 410.1725 | 0 | 0 | 0 | 0 | 194.8433 | 229.009 | 221.7177 | 222.7567 | 0 | 0 | 0 | 0 | 154.0258 | 110.241 | 108.6065 | 108.2432 | 0 | 0 | 0 | 0 | 0 | 21.6769 | 3.442 | 0.65397 | 0 | 0 | 0 | 0 | 56.8598 | 45.5103 | 74.9619 | 78.5187 | 0.37386 | 0.38754 | 0.38853 | 0.36998 | 21.2577 | 17.6371 | 29.1251 | 29.0507
8 | 8 | 5 | 428.675 | 428.2248 | 429.3279 | 429.6932 | 0 | 0 | 0 | 0 | 240.4799 | 217.2797 | 223.8303 | 223.1619 | 0 | 0 | 0 | 0 | 132.1383 | 116.6496 | 113.3395 | 111.3078 | 0 | 0 | 0 | 0 | 0 | 12.3755 | 10.0635 | -5.6361 | 0 | 0 | 0 | 0 | 56.0568 | 81.9199 | 82.0946 | 100.8596 | 0.37065 | 0.39036 | 0.39029 | 0.37126 | 20.7774 | 31.9786 | 32.0405 | 37.4449
8 | 8 | 6 | 453.7289 | 452.1563 | 452.1779 | 451.6253 | 0 | 0 | 0 | 0 | 243.9826 | 225.4676 | 215.106 | 188.9462 | 0 | 0 | 0 | 0 | 137.7655 | 145.5794 | 139.0262 | 133.6731 | 0 | 0 | 0 | 0 | 0 | 12.9451 | 23.1073 | -6.8474 | 0 | 0 | 0 | 0 | 71.9808 | 68.1642 | 74.9383 | 135.8534 | 0.37177 | 0.38885 | 0.38239 | 0.37131 | 26.7605 | 26.5053 | 28.6556 | 50.4442
8 | 8 | 7 | 490.4192 | 488.6262 | 488.762 | 488.524 | 0 | 0 | 0 | 0 | 198.0926 | 202.0994 | 193.9904 | 175.5455 | 0 | 0 | 0 | 0 | 166.4688 | 230.0464 | 223.4891 | 217.6125 | 0 | 0 | 0 | 0 | 0 | -7.3307 | -5.7318 | -0.54477 | 0 | 0 | 0 | 0 | 125.8578 | 63.8111 | 77.0144 | 95.9108 | 0.3667 | 0.37732 | 0.37117 | 0.37991 | 46.1522 | 24.0772 | 28.5855 | 36.4377
8 | 8 | 8 | 526.1839 | 524.8156 | 525.9663 | 527.0727 | 0 | 0 | 0 | 0 | 171.1784 | 142.0321 | 142.9024 | 161.209 | 0 | 0 | 0 | 0 | 216.3044 | 326.702 | 336.1954 | 344.5226 | 0 | 0 | 0 | 0 | 0 | -13.2428 | -13.6438 | 3.2698 | 0 | 0 | 0 | 0 | 138.7011 | 69.3242 | 60.5123 | 18.0713 | 0.37186 | 0.38691 | 0.38697 | 0.38173 | 51.577 | 26.8225 | 23.4164 | 6.8984
8 | 8 | 9 | 557.2406 | 557.154 | 560.2307 | 563.4754 | 0 | 0 | 0 | 0 | 154.7384 | 121.4035 | 126.1043 | 135.1819 | 0 | 0 | 0 | 0 | 266.3435 | 400.2301 | 427.6648 | 452.018 | 0 | 0 | 0 | 0 | 0 | -23.1656 | -22.8423 | -19.7815 | 0 | 0 | 0 | 0 | 136.1587 | 58.686 | 29.3039 | -3.943 | 0.37575 | 0.32651 | 0.32636 | 0.067785 | 51.1613 | 19.1616 | 9.5637 | -0.26728
8 | 8 | 10 | 583.9181 | 584.1915 | 587.7271 | 591.2956 | 0 | 0 | 0 | 0 | 181.7802 | 114.3673 | 112.2589 | 102.4744 | 0 | 0 | 0 | 0 | 295.7301 | 437.7303 | 480.1046 | 517.9046 | 0 | 0 | 0 | 0 | 0 | -20.7995 | -23.0674 | -27.9994 | 0 | 0 | 0 | 0 | 106.4079 | 52.8933 | 18.4309 | -1.084 | 0.38219 | 0.32795 | 0.328 | 0.071605 | 40.6684 | 17.3463 | 6.0453 | -0.077619
8 | 8 | 11 | 602.7105 | 603.1865 | 606.7442 | 609.979 | 0 | 0 | 0 | 0 | 206.352 | 117.6579 | 111.4572 | 102.8046 | 0 | 0 | 0 | 0 | 308.5858 | 457.3848 | 507.501 | 552.2091 | 0 | 0 | 0 | 0 | 0 | -25.168 | -28.113 | -28.2 | 0 | 0 | 0 | 0 | 87.7727 | 53.3118 | 15.8989 | -16.8347 | 0.37921 | 0.32752 | 0.328 | 0.071605 | 33.2841 | 17.4607 | 5.2148 | -1.2054
8 | 8 | 12 | 617.007 | 617.8606 | 621.6882 | 624.9009 | 0 | 0 | 0 | 0 | 217.8824 | 115.7556 | 111.6713 | 104.3121 | 0 | 0 | 0 | 0 | 312.72 | 464.1143 | 518.3879 | 566.8319 | 0 | 0 | 0 | 0 | 0 | -23.4151 | -26.8767 | -28.4724 | 0 | 0 | 0 | 0 | 86.4046 | 61.4058 | 18.5057 | -17.7708 | 0.37557 | 0.32768 | 0.328 | 0.071605 | 32.4507 | 20.1217 | 6.0699 | -1.2725
8 | 8 | 13 | 633.4839 | 635.3767 | 640.3378 | 644.4411 | 0 | 0 | 0 | 0 | 227.4481 | 128.7745 | 122.3887 | 114.2417 | 0 | 0 | 0 | 0 | 318.1294 | 459.5486 | 515.5118 | 565.568 | 0 | 0 | 0 | 0 | 0 | -8.9988 | -20.6289 | -19.5542 | 0 | 0 | 0 | 0 | 87.9064 | 56.0523 | 23.0662 | -15.8145 | 0.37374 | 0.32755 | 0.32763 | 0.071605 | 32.8542 | 18.3601 | 7.5571 | -1.1324
8 | 8 | 14 | 647.6501 | 650.3965 | 656.3808 | 661.4043 | 0 | 0 | 0 | 0 | 266.719 | 126.7236 | 123.2713 | 120.1078 | 0 | 0 | 0 | 0 | 324.6139 | 454.0386 | 508.3658 | 557.0293 | 0 | 0 | 0 | 0 | 0 | -4.7449 | -5.6645 | -7.723 | 0 | 0 | 0 | 0 | 56.3172 | 74.3792 | 30.4083 | -8.0098 | 0.37404 | 0.327 | 0.32733 | 0.070824 | 21.0649 | 24.3222 | 9.9536 | -0.56729
8 | 8 | 15 | 653.8886 | 657.4899 | 664.4146 | 670.231 | 0 | 0 | 0 | 0 | 287.0455 | 166.0647 | 145.4192 | 171.8616 | 0 | 0 | 0 | 0 | 320.8268 | 439.1582 | 487.1724 | 530.1732 | 0 | 0 | 0 | 0 | 0 | -4.3672 | -0.73553 | -2.7569 | 0 | 0 | 0 | 0 | 46.0163 | 56.6342 | 32.5585 | -29.0468 | 0.38108 | 0.31254 | 0.31233 | 0.32609 | 17.5357 | 17.7004 | 10.1691 | -9.4719
8 | 8 | 16 | 656.9543 | 662.6588 | 671.9238 | 679.8184 | 0 | 0 | 0 | 0 | 278.5556 | 211.2875 | 208.2854 | 180.6521 | 0 | 0 | 0 | 0 | 312.2869 | 402.0971 | 440.9252 | 475.8239 | 0 | 0 | 0 | 0 | 0 | -5.4216 | -2.0146 | 0.57815 | 0 | 0 | 0 | 0 | 66.1117 | 54.6958 | 24.7279 | 22.7643 | 0.38915 | 0.32585 | 0.31944 | 0.31698 | 25.7271 | 17.8227 | 7.8992 | 7.2158
8 | 8 | 17 | 646.4822 | 654.3948 | 666.0253 | 675.9921 | 0 | 0 | 0 | 0 | 274.3403 | 206.7519 | 204.7765 | 208.1674 | 0 | 0 | 0 | 0 | 294.231 | 341.545 | 367.3155 | 390.7637 | 0 | 0 | 0 | 0 | 0 | -6.477 | -1.9783 | 1.5122 | 0 | 0 | 0 | 0 | 77.9109 | 112.5749 | 95.9116 | 75.5487 | 0.39 | 0.39598 | 0.39187 | 0.36712 | 30.3855 | 44.5771 | 37.5845 | 27.7356
8 | 8 | 18 | 626.7918 | 636.8856 | 650.8421 | 662.8866 | 0 | 0 | 0 | 0 | 297.8347 | 224.6323 | 215.1387 | 209.8945 | 0 | 0 | 0 | 0 | 245.2191 | 239.8232 | 248.419 | 256.8708 | 0 | 0 | 0 | 0 | 0 | -3.788 | -3.0404 | 0 | 0 | 0 | 0 | 0 | 83.738 | 176.2181 | 190.3247 | 196.1213 | 0.3917 | 0.40014 | 0.39346 | 0.38236 | 32.8006 | 70.5128 | 74.8859 | 74.9888
8 | 8 | 19 | 608.3273 | 619.6602 | 634.8832 | 648.0354 | 0 | 0 | 0 | 0 | 312.6745 | 253.1376 | 241.2797 | 255.4715 | 0 | 0 | 0 | 0 | 213.9381 | 124.5593 | 127.1203 | 130.9386 | 0 | 0 | 0 | 0 | 0 | 1.5865 | -2.2517 | 6.0226 | 0 | 0 | 0 | 0 | 81.7147 | 240.3768 | 268.735 | 255.6027 | 0.39028 | 0.3992 | 0.39311 | 0.38685 | 31.8919 | 95.9595 | 105.6435 | 98.8801
8 | 8 | 20 | 620.9882 | 633.4804 | 649.9453 | 664.0802 | 0 | 0 | 0 | 0 | 311.0989 | 283.9952 | 281.6741 | 268.8711 | 0 | 0 | 0 | 0 | 258.4531 | 109.424 | 113.1784 | 118.5492 | 0 | 0 | 0 | 0 | 0 | 6.343 | 7.7412 | 28.8446 | 0 | 0 | 0 | 0 | 51.4362 | 233.7183 | 247.3516 | 247.8153 | 0.39125 | 0.40133 | 0.39529 | 0.38828 | 20.1242 | 93.7985 | 97.7767 | 96.2207
8 | 8 | 21 | 600.6455 | 613.3919 | 629.9525 | 644.072 | 0 | 0 | 0 | 0 | 304.6766 | 285.2444 | 289.7176 | 293.6025 | 0 | 0 | 0 | 0 | 256.1922 | 119.1979 | 119.6792 | 121.8809 | 0 | 0 | 0 | 0 | 0 | 1.2196 | 1.1001 | 23.6854 | 0 | 0 | 0 | 0 | 39.7767 | 207.73 | 219.4556 | 204.9032 | 0.3882 | 0.39886 | 0.39319 | 0.38634 | 15.4413 | 82.8555 | 86.2886 | 79.1629
8 | 8 | 22 | 547.4506 | 559.8746 | 575.8324 | 589.4361 | 0 | 0 | 0 | 0 | 298.5573 | 287.7125 | 294.9467 | 303.2956 | 0 | 0 | 0 | 0 | 231.0515 | 121.215 | 117.7833 | 116.0989 | 0 | 0 | 0 | 0 | 0 | 5.0266 | 7.9551 | 11.0816 | 0 | 0 | 0 | 0 | 17.8419 | 145.9205 | 155.1472 | 158.96 | 0.38109 | 0.39369 | 0.38812 | 0.38014 | 6.7994 | 57.4481 | 60.2162 | 60.4277
8 | 8 | 23 | 493.3979 | 504.7881 | 519.3502 | 531.7302 | 0 | 0 | 0 | 0 | 293.5791 | 286.6654 | 301.229 | 322.1923 | 0 | 0 | 0 | 0 | 218.6182 | 109.4855 | 105.0064 | 102.282 | 0 | 0 | 0 | 0 | 0 | 8.6378 | 6.3297 | 8.2204 | 0 | 0 | 0 | 0 | -18.7994 | 99.9994 | 106.7852 | 99.0356 | 0.37177 | 0.39333 | 0.38899 | 0.37327 | -6.989 | 39.3326 | 41.5382 | 36.9669
8 | 8 | 24 | 455.7356 | 464.9436 | 476.8867 | 486.9153 | 0 | 0 | 0 | 0 | 260.3077 | 308.9842 | 308.0117 | 307.7474 | 0 | 0 | 0 | 0 | 201.416 | 99.3645 | 95.1007 | 92.571 | 0 | 0 | 0 | 0 | 0 | 4.9363 | 9.8657 | 8.1627 | 0 | 0 | 0 | 0 | -5.9882 | 51.6587 | 63.9086 | 78.4342 | 0.36952 | 0.39289 | 0.39083 | 0.37129 | -2.2128 | 20.2961 | 24.9776 | 29.122
8 | 9 | 1 | 427.1755 | 433.6082 | 442.2965 | 449.3787 | 0 | 0 | 0 | 0 | 219.8352 | 305.7167 | 297.5301 | 291.9374 | 0 | 0 | 0 | 0 | 182.3435 | 93.9965 | 90.0247 | 87.7633 | 0 | 0 | 0 | 0 | 0 | 12.4349 | 14.8175 | 8.7396 | 0 | 0 | 0 | 0 | 24.9968 | 21.46 | 39.9242 | 60.9385 | 0.37223 | 0.39077 | 0.38906 | 0.37051 | 9.3047 | 8.386 | 15.5328 | 22.5781
8 | 9 | 2 | 413.0798 | 417.5798 | 424.075 | 429.2256 | 0 | 0 | 0 | 0 | 197.0045 | 297.0088 | 284.6018 | 252.3969 | 0 | 0 | 0 | 0 | 160.2138 | 86.388 | 82.7519 | 80.7381 | 0 | 0 | 0 | 0 | 0 | 16.8685 | 11.7777 | 0.021722 | 0 | 0 | 0 | 0 | 55.8614 | 17.3146 | 44.9436 | 96.0689 | 0.3725 | 0.38904 | 0.38716 | 0.37014 | 20.8081 | 6.7361 | 17.4002 | 35.5587
8 | 9 | 3 | 406.6954 | 409.2953 | 413.684 | 416.9949 | 0 | 0 | 0 | 0 | 186.8497 | 289.0429 | 269.1936 | 244.791 | 0 | 0 | 0 | 0 | 138.2754 | 79.3177 | 76.9239 | 75.9815 | 0 | 0 | 0 | 0 | 0 | 1.4332 | 13.2802 | -0.48256 | 0 | 0 | 0 | 0 | 81.5704 | 39.5014 | 54.2863 | 96.7049 | 0.3732 | 0.38992 | 0.38586 | 0.37025 | 30.4424 | 15.4024 | 20.9472 | 35.8053
8 | 9 | 4 | 411.9393 | 412.849 | 415.3873 | 417.0448 | 0 | 0 | 0 | 0 | 194.8433 | 229.009 | 221.7177 | 222.7567 | 0 | 0 | 0 | 0 | 119.0752 | 76.9814 | 73.7598 | 71.9409 | 0 | 0 | 0 | 0 | 0 | 21.6769 | 3.442 | 0.65397 | 0 | 0 | 0 | 0 | 98.0208 | 85.1817 | 116.4677 | 121.6932 | 0.37386 | 0.38754 | 0.38853 | 0.36998 | 36.6462 | 33.0114 | 45.2514 | 45.0246
8 | 9 | 5 | 433.24 | 432.9378 | 434.2226 | 434.7446 | 0 | 0 | 0 | 0 | 240.4799 | 217.2797 | 223.8303 | 223.1619 | 0 | 0 | 0 | 0 | 103.3765 | 72.7566 | 68.0093 | 64.6908 | 0 | 0 | 0 | 0 | 0 | 12.3755 | 10.0635 | -5.6361 | 0 | 0 | 0 | 0 | 89.3836 | 130.5259 | 132.3195 | 152.528 | 0.37065 | 0.39036 | 0.39029 | 0.37126 | 33.13 | 50.9526 | 51.6427 | 56.6272
8 | 9 | 6 | 459.9393 | 458.5681 | 458.837 | 458.4975 | 0 | 0 | 0 | 0 | 243.9826 | 225.4676 | 215.106 | 188.9462 | 0 | 0 | 0 | 0 | 105.0858 | 85.9748 | 80.6625 | 76.6076 | 0 | 0 | 0 | 0 | 0 | 12.9451 | 23.1073 | -6.8474 | 0 | 0 | 0 | 0 | 110.8709 | 134.1807 | 139.9611 | 199.7911 | 0.37177 | 0.38885 | 0.38239 | 0.37131 | 41.2188 | 52.1755 | 53.5196 | 74.1852
8 | 9 | 7 | 496.7712 | 495.1842 | 495.5729 | 495.5528 | 0 | 0 | 0 | 0 | 198.0926 | 202.0994 | 193.9904 | 175.5455 | 0 | 0 | 0 | 0 | 136.4238 | 174.191 | 169.5884 | 165.6552 | 0 | 0 | 0 | 0 | 0 | -7.3307 | -5.7318 | -0.54477 | 0 | 0 | 0 | 0 | 162.2547 | 126.2244 | 137.7259 | 154.8969 | 0.3667 | 0.37732 | 0.37117 | 0.37991 | 59.499 | 47.6271 | 51.1198 | 58.8472
8 | 9 | 8 | 531.8989 | 530.7159 | 532.0942 | 533.3967 | 0 | 0 | 0 | 0 | 171.1784 | 142.0321 | 142.9024 | 161.209 | 0 | 0 | 0 | 0 | 192.9166 | 273.1036 | 284.0775 | 293.88 | 0 | 0 | 0 | 0 | 0 | -13.2428 | -13.6438 | 3.2698 | 0 | 0 | 0 | 0 | 167.8038 | 128.823 | 118.7582 | 75.038 | 0.37186 | 0.38691 | 0.38697 | 0.38173 | 62.3991 | 49.8434 | 45.9558 | 28.6443
8 | 9 | 9 | 564.725 | 564.8811 | 568.2558 | 571.7573 | 0 | 0 | 0 | 0 | 154.7384 | 121.4035 | 126.1043 | 135.1819 | 0 | 0 | 0 | 0 | 250.4698 | 350.3432 | 381.2283 | 408.9553 | 0 | 0 | 0 | 0 | 0 | -23.1656 | -22.8423 | -19.7815 | 0 | 0 | 0 | 0 | 159.5168 | 116.3 | 83.7656 | 47.4015 | 0.37575 | 0.32651 | 0.32636 | 0.067785 | 59.938 | 37.9731 | 27.3378 | 3.2131
8 | 9 | 10 | 594.3573 | 594.9692 | 598.9205 | 602.8472 | 0 | 0 | 0 | 0 | 181.7802 | 114.3673 | 112.2589 | 102.4744 | 0 | 0 | 0 | 0 | 304.3869 | 405.8673 | 453.0632 | 495.5654 | 0 | 0 | 0 | 0 | 0 | -20.7995 | -23.0674 | -27.9994 | 0 | 0 | 0 | 0 | 108.1902 | 95.5341 | 56.6657 | 32.8068 | 0.38219 | 0.32795 | 0.328 | 0.071605 | 41.3496 | 31.3304 | 18.5863 | 2.3491
8 | 9 | 11 | 615.2375 | 616.1197 | 620.1763 | 623.8409 | 0 | 0 | 0 | 0 | 206.352 | 117.6579 | 111.4572 | 102.8046 | 0 | 0 | 0 | 0 | 328.3872 | 435.8863 | 491.2435 | 541.095 | 0 | 0 | 0 | 0 | 0 | -25.168 | -28.113 | -28.2 | 0 | 0 | 0 | 0 | 80.4983 | 87.7436 | 45.5885 | 8.1413 | 0.37921 | 0.32752 | 0.328 | 0.071605 | 30.5256 | 28.7379 | 14.953 | 0.58296
8 | 9 | 12 | 631.1795 | 632.4928 | 636.8847 | 640.5836 | 0 | 0 | 0 | 0 | 217.8824 | 115.7556 | 111.6713 | 104.3121 | 0 | 0 | 0 | 0 | 360.0401 | 456.5971 | 516.9474 | 571.3962 | 0 | 0 | 0 | 0 | 0 | -23.4151 | -26.8767 | -28.4724 | 0 | 0 | 0 | 0 | 53.257 | 83.5552 | 35.1426 | -6.6523 | 0.37557 | 0.32768 | 0.328 | 0.071605 | 20.0015 | 27.3797 | 11.5268 | -0.47634
8 | 9 | 13 | 652.2037 | 654.7035 | 660.41 | 665.1556 | 0 | 0 | 0 | 0 | 227.4481 | 128.7745 | 122.3887 | 114.2417 | 0 | 0 | 0 | 0 | 389.2124 | 469.253 | 530.0829 | 585.0147 | 0 | 0 | 0 | 0 | 0 | -8.9988 | -20.6289 | -19.5542 | 0 | 0 | 0 | 0 | 35.5432 | 65.6748 | 28.5673 | -14.5466 | 0.37374 | 0.32755 | 0.32763 | 0.071605 | 13.2839 | 21.5119 | 9.3594 | -1.0416
8 | 9 | 14 | 670.3863 | 673.87 | 680.7596 | 686.5633 | 0 | 0 | 0 | 0 | 266.719 | 126.7236 | 123.2713 | 120.1078 | 0 | 0 | 0 | 0 | 410.5385 | 478.3021 | 533.5667 | 583.4603 | 0 | 0 | 0 | 0 | 0 | -4.7449 | -5.6645 | -7.723 | 0 | 0 | 0 | 0 | -6.8711 | 73.5891 | 29.5861 | -9.2819 | 0.37404 | 0.327 | 0.32733 | 0.070824 | -2.5701 | 24.0638 | 9.6845 | -0.65738
8 | 9 | 15 | 680.1104 | 684.562 | 692.5309 | 699.2471 | 0 | 0 | 0 | 0 | 287.0455 | 166.0647 | 145.4192 | 171.8616 | 0 | 0 | 0 | 0 | 430.3189 | 495.7376 | 543.2216 | 586.1233 | 0 | 0 | 0 | 0 | 0 | -4.3672 | -0.73553 | -2.7569 | 0 | 0 | 0 | 0 | -37.254 | 27.1269 | 4.6257 | -55.9809 | 0.38108 | 0.31254 | 0.31233 | 0.32609 | -14.1966 | 8.4782 | 1.4448 | -18.2549
8 | 9 | 16 | 684.0254 | 690.6078 | 700.9508 | 709.7742 | 0 | 0 | 0 | 0 | 278.5556 | 211.2875 | 208.2854 | 180.6521 | 0 | 0 | 0 | 0 | 442.7721 | 485.0562 | 522.8715 | 557.2503 | 0 | 0 | 0 | 0 | 0 | -5.4216 | -2.0146 | 0.57815 | 0 | 0 | 0 | 0 | -37.3023 | -0.31432 | -28.1916 | -28.7063 | 0.38915 | 0.32585 | 0.31944 | 0.31698 | -14.516 | -0.10242 | -9.0056 | -9.0993
8 | 9 | 17 | 673.5179 | 682.3072 | 695.0143 | 705.9087 | 0 | 0 | 0 | 0 | 274.3403 | 206.7519 | 204.7765 | 208.1674 | 0 | 0 | 0 | 0 | 412.8822 | 411.2944 | 435.8841 | 458.6153 | 0 | 0 | 0 | 0 | 0 | -6.477 | -1.9783 | 1.5122 | 0 | 0 | 0 | 0 | -13.7046 | 70.7379 | 56.332 | 37.6138 | 0.39 | 0.39598 | 0.39187 | 0.36712 | -5.3448 | 28.0106 | 22.0746 | 13.8088
8 | 9 | 18 | 652.8367 | 663.775 | 678.7686 | 691.7069 | 0 | 0 | 0 | 0 | 297.8347 | 224.6323 | 215.1387 | 209.8945 | 0 | 0 | 0 | 0 | 375.7651 | 279.5515 | 288.4852 | 297.6876 | 0 | 0 | 0 | 0 | 0 | -3.788 | -3.0404 | 0 | 0 | 0 | 0 | 0 | -20.7631 | 163.3793 | 178.1851 | 184.1247 | 0.3917 | 0.40014 | 0.39346 | 0.38236 | -8.133 | 65.3754 | 70.1094 | 70.4018
8 | 9 | 19 | 631.2404 | 643.3164 | 659.4518 | 673.3901 | 0 | 0 | 0 | 0 | 312.6745 | 253.1376 | 241.2797 | 255.4715 | 0 | 0 | 0 | 0 | 340.1447 | 170.99 | 173.6601 | 177.8744 | 0 | 0 | 0 | 0 | 0 | 1.5865 | -2.2517 | 6.0226 | 0 | 0 | 0 | 0 | -21.5788 | 217.6022 | 246.7637 | 234.0216 | 0.39028 | 0.3992 | 0.39311 | 0.38685 | -8.4218 | 86.8678 | 97.0063 | 90.5314
8 | 9 | 20 | 636.7886 | 649.7931 | 666.8872 | 681.5642 | 0 | 0 | 0 | 0 | 311.0989 | 283.9952 | 281.6741 | 268.8711 | 0 | 0 | 0 | 0 | 334.8811 | 138.7303 | 139.902 | 142.9422 | 0 | 0 | 0 | 0 | 0 | 6.343 | 7.7412 | 28.8446 | 0 | 0 | 0 | 0 | -9.1915 | 220.7246 | 237.5698 | 240.9063 | 0.39125 | 0.40133 | 0.39529 | 0.38828 | -3.5962 | 88.5837 | 93.91 | 93.5381
8 | 9 | 21 | 611.3855 | 624.4802 | 641.4684 | 655.9564 | 0 | 0 | 0 | 0 | 304.6766 | 285.2444 | 289.7176 | 293.6025 | 0 | 0 | 0 | 0 | 328.9906 | 141.9954 | 141.571 | 142.9853 | 0 | 0 | 0 | 0 | 0 | 1.2196 | 1.1001 | 23.6854 | 0 | 0 | 0 | 0 | -22.2817 | 196.0208 | 209.0798 | 195.6832 | 0.3882 | 0.39886 | 0.39319 | 0.38634 | -8.6498 | 78.1852 | 82.2089 | 75.6008
8 | 9 | 22 | 557.2705 | 570.013 | 586.3618 | 600.3024 | 0 | 0 | 0 | 0 | 298.5573 | 287.7125 | 294.9467 | 303.2956 | 0 | 0 | 0 | 0 | 297.8511 | 138.3579 | 137.0919 | 137.5433 | 0 | 0 | 0 | 0 | 0 | 5.0266 | 7.9551 | 11.0816 | 0 | 0 | 0 | 0 | -39.1378 | 138.916 | 146.368 | 148.3819 | 0.38109 | 0.39369 | 0.38812 | 0.38014 | -14.915 | 54.6905 | 56.8088 | 56.4065
8 | 9 | 23 | 502.917 | 514.6159 | 529.5571 | 542.2637 | 0 | 0 | 0 | 0 | 293.5791 | 286.6654 | 301.229 | 322.1923 | 0 | 0 | 0 | 0 | 275.7248 | 124.3253 | 123.233 | 123.799 | 0 | 0 | 0 | 0 | 0 | 8.6378 | 6.3297 | 8.2204 | 0 | 0 | 0 | 0 | -66.3868 | 94.9874 | 98.7655 | 88.0521 | 0.37177 | 0.39333 | 0.38899 | 0.37327 | -24.6805 | 37.3612 | 38.4186 | 32.8671
8 | 9 | 24 | 463.0961 | 472.5428 | 484.779 | 495.0602 | 0 | 0 | 0 | 0 | 260.3077 | 308.9842 | 308.0117 | 307.7474 | 0 | 0 | 0 | 0 | 240.6302 | 102.146 | 100.6455 | 100.7458 | 0 | 0 | 0 | 0 | 0 | 4.9363 | 9.8657 | 8.1627 | 0 | 0 | 0 | 0 | -37.8419 | 56.4763 | 66.2562 | 78.4043 | 0.36952 | 0.39289 | 0.39083 | 0.37129 | -13.9835 | 22.1889 | 25.8951 | 29.1109
8 | 10 | 1 | 437.7208 | 444.4955 | 453.6037 | 461.0478 | 0 | 0 | 0 | 0 | 219.8352 | 305.7167 | 297.5301 | 291.9374 | 0 | 0 | 0 | 0 | 215.1448 | 87.2973 | 84.6613 | 83.6161 | 0 | 0 | 0 | 0 | 0 | 12.4349 | 14.8175 | 8.7396 | 0 | 0 | 0 | 0 | 2.7409 | 39.0466 | 56.5948 | 76.7547 | 0.37223 | 0.39077 | 0.38906 | 0.37051 | 1.0203 | 15.2584 | 22.0187 | 28.4382
8 | 10 | 2 | 420.2633 | 424.9963 | 431.7776 | 437.1747 | 0 | 0 | 0 | 0 | 197.0045 | 297.0088 | 284.6018 | 252.3969 | 0 | 0 | 0 | 0 | 190.7015 | 81.4325 | 76.1681 | 72.5344 | 0 | 0 | 0 | 0 | 0 | 16.8685 | 11.7777 | 0.021722 | 0 | 0 | 0 | 0 | 32.5573 | 29.6866 | 59.23 | 112.2217 | 0.3725 | 0.38904 | 0.38716 | 0.37014 | 12.1275 | 11.5494 | 22.9313 | 41.5374
8 | 10 | 3 | 410.9065 | 413.6429 | 418.1993 | 421.6546 | 0 | 0 | 0 | 0 | 186.8497 | 289.0429 | 269.1936 | 244.791 | 0 | 0 | 0 | 0 | 174.6635 | 77.905 | 71.9022 | 67.4837 | 0 | 0 | 0 | 0 | 0 | 1.4332 | 13.2802 | -0.48256 | 0 | 0 | 0 | 0 | 49.3933 | 45.2617 | 63.8234 | 109.8625 | 0.3732 | 0.38992 | 0.38586 | 0.37025 | 18.4338 | 17.6485 | 24.6272 | 40.6769
8 | 10 | 4 | 415.3718 | 416.3929 | 419.0678 | 420.8431 | 0 | 0 | 0 | 0 | 194.8433 | 229.009 | 221.7177 | 222.7567 | 0 | 0 | 0 | 0 | 149.233 | 70.4853 | 65.0413 | 61.0342 | 0 | 0 | 0 | 0 | 0 | 21.6769 | 3.442 | 0.65397 | 0 | 0 | 0 | 0 | 71.2955 | 95.2217 | 128.8667 | 136.3982 | 0.37386 | 0.38754 | 0.38853 | 0.36998 | 26.6546 | 36.9023 | 50.0689 | 50.4652
8 | 10 | 5 | 437.4864 | 437.322 | 438.7759 | 439.4436 | 0 | 0 | 0 | 0 | 240.4799 | 217.2797 | 223.8303 | 223.1619 | 0 | 0 | 0 | 0 | 121.6634 | 64.3003 | 57.5195 | 52.1341 | 0 | 0 | 0 | 0 | 0 | 12.3755 | 10.0635 | -5.6361 | 0 | 0 | 0 | 0 | 75.3431 | 143.3664 | 147.3625 | 169.7836 | 0.37065 | 0.39036 | 0.39029 | 0.37126 | 27.9259 | 55.9651 | 57.5138 | 63.0335
8 | 10 | 6 | 463.3365 | 462.0754 | 462.4796 | 462.2567 | 0 | 0 | 0 | 0 | 243.9826 | 225.4676 | 215.106 | 188.9462 | 0 | 0 | 0 | 0 | 121.3741 | 83.934 | 76.1945 | 69.7025 | 0 | 0 | 0 | 0 | 0 | 12.9451 | 23.1073 | -6.8474 | 0 | 0 | 0 | 0 | 97.9798 | 139.7288 | 148.0717 | 210.4554 | 0.37177 | 0.38885 | 0.38239 | 0.37131 | 36.4262 | 54.3329 | 56.621 | 78.145
8 | 10 | 7 | 498.3636 | 496.8282 | 497.2804 | 497.3149 | 0 | 0 | 0 | 0 | 198.0926 | 202.0994 | 193.9904 | 175.5455 | 0 | 0 | 0 | 0 | 163.9647 | 186.9043 | 179.43 | 172.691 | 0 | 0 | 0 | 0 | 0 | -7.3307 | -5.7318 | -0.54477 | 0 | 0 | 0 | 0 | 136.3062 | 115.1551 | 129.5918 | 149.6232 | 0.3667 | 0.37732 | 0.37117 | 0.37991 | 49.9836 | 43.4504 | 48.1006 | 56.8437
8 | 10 | 8 | 535.8622 | 534.8078 | 536.3439 | 537.7824 | 0 | 0 | 0 | 0 | 171.1784 | 142.0321 | 142.9024 | 161.209 | 0 | 0 | 0 | 0 | 219.0221 | 285.735 | 295.4807 | 304.0704 | 0 | 0 | 0 | 0 | 0 | -13.2428 | -13.6438 | 3.2698 | 0 | 0 | 0 | 0 | 145.6617 | 120.2834 | 111.6046 | 69.2332 | 0.37186 | 0.38691 | 0.38697 | 0.38173 | 54.1654 | 46.5393 | 43.1876 | 26.4284
8 | 10 | 9 | 569.2015 | 569.5027 | 573.0557 | 576.7108 | 0 | 0 | 0 | 0 | 154.7384 | 121.4035 | 126.1043 | 135.1819 | 0 | 0 | 0 | 0 | 275.8127 | 357.8227 | 389.5531 | 418.0796 | 0 | 0 | 0 | 0 | 0 | -23.1656 | -22.8423 | -19.7815 | 0 | 0 | 0 | 0 | 138.6504 | 113.4421 | 80.2406 | 43.2308 | 0.37575 | 0.32651 | 0.32636 | 0.067785 | 52.0975 | 37.0399 | 26.1874 | 2.9304
8 | 10 | 10 | 601.5232 | 602.3674 | 606.6041 | 610.7767 | 0 | 0 | 0 | 0 | 181.7802 | 114.3673 | 112.2589 | 102.4744 | 0 | 0 | 0 | 0 | 320.0253 | 406.478 | 455.1437 | 499.0702 | 0 | 0 | 0 | 0 | 0 | -20.7995 | -23.0674 | -27.9994 | 0 | 0 | 0 | 0 | 99.7177 | 102.3216 | 62.2689 | 37.2314 | 0.38219 | 0.32795 | 0.328 | 0.071605 | 38.1115 | 33.5563 | 20.4242 | 2.666
8 | 10 | 11 | 624.6328 | 625.8197 | 630.2503 | 634.2374 | 0 | 0 | 0 | 0 | 206.352 | 117.6579 | 111.4572 | 102.8046 | 0 | 0 | 0 | 0 | 336.839 | 434.7609 | 491.8672 | 543.3881 | 0 | 0 | 0 | 0 | 0 | -25.168 | -28.113 | -28.2 | 0 | 0 | 0 | 0 | 81.4417 | 98.5689 | 55.0389 | 16.2447 | 0.37921 | 0.32752 | 0.328 | 0.071605 | 30.8833 | 32.2834 | 18.0527 | 1.1632
8 | 10 | 12 | 640.6986 | 642.3206 | 647.0916 | 651.1171 | 0 | 0 | 0 | 0 | 217.8824 | 115.7556 | 111.6713 | 104.3121 | 0 | 0 | 0 | 0 | 354.2904 | 453.9339 | 514.8771 | 569.8438 | 0 | 0 | 0 | 0 | 0 | -23.4151 | -26.8767 | -28.4724 | 0 | 0 | 0 | 0 | 68.5258 | 96.0462 | 47.4198 | 5.4335 | 0.37557 | 0.32768 | 0.328 | 0.071605 | 25.736 | 31.4728 | 15.5537 | 0.38907
8 | 10 | 13 | 661.4574 | 664.2573 | 670.3323 | 675.3954 | 0 | 0 | 0 | 0 | 227.4481 | 128.7745 | 122.3887 | 114.2417 | 0 | 0 | 0 | 0 | 356.9228 | 456.2867 | 518.2693 | 574.2667 | 0 | 0 | 0 | 0 | 0 | -8.9988 | -20.6289 | -19.5542 | 0 | 0 | 0 | 0 | 77.0865 | 88.1948 | 50.3032 | 6.4411 | 0.37374 | 0.32755 | 0.32763 | 0.071605 | 28.8103 | 28.8884 | 16.4807 | 0.46122
8 | 10 | 14 | 678.5253 | 682.2729 | 689.4867 | 695.5696 | 0 | 0 | 0 | 0 | 266.719 | 126.7236 | 123.2713 | 120.1078 | 0 | 0 | 0 | 0 | 352.4798 | 450.098 | 509.3692 | 562.9764 | 0 | 0 | 0 | 0 | 0 | -4.7449 | -5.6645 | -7.723 | 0 | 0 | 0 | 0 | 59.3265 | 110.1962 | 62.5107 | 20.2084 | 0.37404 | 0.327 | 0.32733 | 0.070824 | 22.1905 | 36.0345 | 20.4617 | 1.4312
8 | 10 | 15 | 687.294 | 691.9785 | 700.2335 | 707.1961 | 0 | 0 | 0 | 0 | 287.0455 | 166.0647 | 145.4192 | 171.8616 | 0 | 0 | 0 | 0 | 336.1559 | 430.5343 | 483.1784 | 530.8426 | 0 | 0 | 0 | 0 | 0 | -4.3672 | -0.73553 | -2.7569 | 0 | 0 | 0 | 0 | 64.0926 | 99.7468 | 72.3714 | 7.2488 | 0.38108 | 0.31254 | 0.31233 | 0.32609 | 24.4241 | 31.1748 | 22.6041 | 2.3638
8 | 10 | 16 | 688.8911 | 695.6313 | 706.168 | 715.1584 | 0 | 0 | 0 | 0 | 278.5556 | 211.2875 | 208.2854 | 180.6521 | 0 | 0 | 0 | 0 | 318.1834 | 395.5958 | 438.1187 | 476.7664 | 0 | 0 | 0 | 0 | 0 | -5.4216 | -2.0146 | 0.57815 | 0 | 0 | 0 | 0 | 92.1521 | 94.1696 | 61.7785 | 57.1618 | 0.38915 | 0.32585 | 0.31944 | 0.31698 | 35.8606 | 30.6853 | 19.7348 | 18.1192
8 | 10 | 17 | 676.4905 | 685.3761 | 698.2016 | 709.198 | 0 | 0 | 0 | 0 | 274.3403 | 206.7519 | 204.7765 | 208.1674 | 0 | 0 | 0 | 0 | 281.1126 | 332.0148 | 360.6472 | 387.0085 | 0 | 0 | 0 | 0 | 0 | -6.477 | -1.9783 | 1.5122 | 0 | 0 | 0 | 0 | 121.0376 | 153.0864 | 134.7562 | 112.5099 | 0.39 | 0.39598 | 0.39187 | 0.36712 | 47.2051 | 60.6187 | 52.8064 | 41.3048
8 | 10 | 18 | 647.8471 | 658.6236 | 673.4186 | 686.1856 | 0 | 0 | 0 | 0 | 297.8347 | 224.6323 | 215.1387 | 209.8945 | 0 | 0 | 0 | 0 | 237.3167 | 233.0233 | 247.5365 | 261.6986 | 0 | 0 | 0 | 0 | 0 | -3.788 | -3.0404 | 0 | 0 | 0 | 0 | 0 | 112.6957 | 204.7561 | 213.7838 | 214.5925 | 0.3917 | 0.40014 | 0.39346 | 0.38236 | 44.1435 | 81.9321 | 84.1162 | 82.0515
8 | 10 | 19 | 622.1636 | 633.9452 | 649.7192 | 663.3461 | 0 | 0 | 0 | 0 | 312.6745 | 253.1376 | 241.2797 | 255.4715 | 0 | 0 | 0 | 0 | 206.9848 | 121.0186 | 131.1881 | 142.1703 | 0 | 0 | 0 | 0 | 0 | 1.5865 | -2.2517 | 6.0226 | 0 | 0 | 0 | 0 | 102.5043 | 258.2025 | 279.5032 | 259.6817 | 0.39028 | 0.3992 | 0.39311 | 0.38685 | 40.0058 | 103.0756 | 109.8766 | 100.458
8 | 10 | 20 | 628.5257 | 641.2623 | 658.0273 | 672.4209 | 0 | 0 | 0 | 0 | 311.0989 | 283.9952 | 281.6741 | 268.8711 | 0 | 0 | 0 | 0 | 212.1757 | 86.1457 | 96.5581 | 108.093 | 0 | 0 | 0 | 0 | 0 | 6.343 | 7.7412 | 28.8446 | 0 | 0 | 0 | 0 | 105.251 | 264.7784 | 272.0539 | 266.6122 | 0.39125 | 0.40133 | 0.39529 | 0.38828 | 41.1791 | 106.2639 | 107.5413 | 103.5191
8 | 10 | 21 | 602.2556 | 615.0542 | 631.679 | 645.8537 | 0 | 0 | 0 | 0 | 304.6766 | 285.2444 | 289.7176 | 293.6025 | 0 | 0 | 0 | 0 | 195.3544 | 85.3669 | 93.8025 | 103.3653 | 0 | 0 | 0 | 0 | 0 | 1.2196 | 1.1001 | 23.6854 | 0 | 0 | 0 | 0 | 102.2245 | 243.2234 | 247.0588 | 225.2005 | 0.3882 | 0.39886 | 0.39319 | 0.38634 | 39.6836 | 97.0125 | 97.142 | 87.0046
8 | 10 | 22 | 556.6513 | 569.3736 | 585.6977 | 599.6171 | 0 | 0 | 0 | 0 | 298.5573 | 287.7125 | 294.9467 | 303.2956 | 0 | 0 | 0 | 0 | 163.7968 | 77.6469 | 85.322 | 94.0087 | 0 | 0 | 0 | 0 | 0 | 5.0266 | 7.9551 | 11.0816 | 0 | 0 | 0 | 0 | 94.2972 | 198.9876 | 197.4739 | 191.2313 | 0.38109 | 0.39369 | 0.38812 | 0.38014 | 35.9356 | 78.3404 | 76.6441 | 72.6955
8 | 10 | 23 | 507.8889 | 519.749 | 534.8882 | 547.7654 | 0 | 0 | 0 | 0 | 293.5791 | 286.6654 | 301.229 | 322.1923 | 0 | 0 | 0 | 0 | 147.1402 | 74.1459 | 78.1497 | 83.2932 | 0 | 0 | 0 | 0 | 0 | 8.6378 | 6.3297 | 8.2204 | 0 | 0 | 0 | 0 | 67.1696 | 150.3 | 149.1799 | 134.0595 | 0.37177 | 0.39333 | 0.38899 | 0.37327 | 24.9715 | 59.1172 | 58.0292 | 50.0403
8 | 10 | 24 | 467.0948 | 476.6712 | 489.0667 | 499.485 | 0 | 0 | 0 | 0 | 260.3077 | 308.9842 | 308.0117 | 307.7474 | 0 | 0 | 0 | 0 | 141.0682 | 59.6472 | 61.7336 | 65.0637 | 0 | 0 | 0 | 0 | 0 | 4.9363 | 9.8657 | 8.1627 | 0 | 0 | 0 | 0 | 65.7189 | 103.1036 | 109.4557 | 118.5112 | 0.36952 | 0.39289 | 0.39083 | 0.37129 | 24.2847 | 40.5083 | 42.7789 | 44.0022
8 | 11 | 1 | 439.4371 | 446.2674 | 455.444 | 462.9469 | 0 | 0 | 0 | 0 | 219.8352 | 305.7167 | 297.5301 | 291.9374 | 0 | 0 | 0 | 0 | 124.1673 | 52.0316 | 51.4627 | 52.2711 | 0 | 0 | 0 | 0 | 0 | 12.4349 | 14.8175 | 8.7396 | 0 | 0 | 0 | 0 | 95.4346 | 76.0842 | 91.6337 | 109.9989 | 0.37223 | 0.39077 | 0.38906 | 0.37051 | 35.5241 | 29.7318 | 35.6509 | 40.7554
8 | 11 | 2 | 419.591 | 424.3022 | 431.0566 | 436.4307 | 0 | 0 | 0 | 0 | 197.0045 | 297.0088 | 284.6018 | 252.3969 | 0 | 0 | 0 | 0 | 110.689 | 54.1798 | 51.0313 | 49.363 | 0 | 0 | 0 | 0 | 0 | 16.8685 | 11.7777 | 0.021722 | 0 | 0 | 0 | 0 | 111.8974 | 56.2452 | 83.6459 | 134.649 | 0.3725 | 0.38904 | 0.38716 | 0.37014 | 41.6813 | 21.8818 | 32.384 | 49.8386
8 | 11 | 3 | 407.6155 | 410.2452 | 414.6705 | 418.013 | 0 | 0 | 0 | 0 | 186.8497 | 289.0429 | 269.1936 | 244.791 | 0 | 0 | 0 | 0 | 89.2555 | 52.7689 | 47.8947 | 44.4868 | 0 | 0 | 0 | 0 | 0 | 1.4332 | 13.2802 | -0.48256 | 0 | 0 | 0 | 0 | 131.5103 | 67.0001 | 84.3021 | 129.2177 | 0.3732 | 0.38992 | 0.38586 | 0.37025 | 49.0803 | 26.1247 | 32.5292 | 47.8432
8 | 11 | 4 | 404.4549 | 405.122 | 407.3622 | 408.7629 | 0 | 0 | 0 | 0 | 194.8433 | 229.009 | 221.7177 | 222.7567 | 0 | 0 | 0 | 0 | 69.6994 | 52.1654 | 45.9673 | 41.2175 | 0 | 0 | 0 | 0 | 0 | 21.6769 | 3.442 | 0.65397 | 0 | 0 | 0 | 0 | 139.9122 | 102.2707 | 136.2351 | 144.1347 | 0.37386 | 0.38754 | 0.38853 | 0.36998 | 52.3078 | 39.6341 | 52.9317 | 53.3276
8 | 11 | 5 | 410.5391 | 409.5009 | 409.8817 | 409.6248 | 0 | 0 | 0 | 0 | 240.4799 | 217.2797 | 223.8303 | 223.1619 | 0 | 0 | 0 | 0 | 62.3231 | 55.9255 | 49.7057 | 44.9187 | 0 | 0 | 0 | 0 | 0 | 12.3755 | 10.0635 | -5.6361 | 0 | 0 | 0 | 0 | 107.7362 | 123.9201 | 126.2822 | 147.1802 | 0.37065 | 0.39036 | 0.39029 | 0.37126 | 39.9324 | 48.374 | 49.2864 | 54.6419
8 | 11 | 6 | 414.52 | 411.6759 | 410.1363 | 408.2383 | 0 | 0 | 0 | 0 | 243.9826 | 225.4676 | 215.106 | 188.9462 | 0 | 0 | 0 | 0 | 77.9841 | 79.2095 | 72.8812 | 67.88 | 0 | 0 | 0 | 0 | 0 | 12.9451 | 23.1073 | -6.8474 | 0 | 0 | 0 | 0 | 92.5533 | 94.0538 | 99.0417 | 158.2595 | 0.37177 | 0.38885 | 0.38239 | 0.37131 | 34.4088 | 36.5724 | 37.8724 | 58.7639
8 | 11 | 7 | 430.8981 | 427.175 | 424.9407 | 422.6604 | 0 | 0 | 0 | 0 | 198.0926 | 202.0994 | 193.9904 | 175.5455 | 0 | 0 | 0 | 0 | 134.7086 | 179.2138 | 174.0957 | 169.7253 | 0 | 0 | 0 | 0 | 0 | -7.3307 | -5.7318 | -0.54477 | 0 | 0 | 0 | 0 | 98.0969 | 53.1924 | 62.5864 | 77.9343 | 0.3667 | 0.37732 | 0.37117 | 0.37991 | 35.9722 | 20.0706 | 23.2302 | 29.6082
8 | 11 | 8 | 463.9911 | 460.606 | 459.2802 | 458.2527 | 0 | 0 | 0 | 0 | 171.1784 | 142.0321 | 142.9024 | 161.209 | 0 | 0 | 0 | 0 | 196.9195 | 284.7666 | 295.5493 | 305.1808 | 0 | 0 | 0 | 0 | 0 | -13.2428 | -13.6438 | 3.2698 | 0 | 0 | 0 | 0 | 95.8931 | 47.0501 | 34.4723 | -11.4069 | 0.37186 | 0.38691 | 0.38697 | 0.38173 | 35.6586 | 18.2043 | 13.3397 | -4.3544
8 | 11 | 9 | 496.7287 | 494.6798 | 495.347 | 496.5154 | 0 | 0 | 0 | 0 | 154.7384 | 121.4035 | 126.1043 | 135.1819 | 0 | 0 | 0 | 0 | 258.453 | 364.7604 | 393.7912 | 419.7889 | 0 | 0 | 0 | 0 | 0 | -23.1656 | -22.8423 | -19.7815 | 0 | 0 | 0 | 0 | 83.5373 | 31.6816 | -1.7062 | -38.6739 | 0.37575 | 0.32651 | 0.32636 | 0.067785 | 31.3889 | 10.3443 | -0.55684 | -2.6215
8 | 11 | 10 | 527.8119 | 526.2658 | 527.5674 | 529.2108 | 0 | 0 | 0 | 0 | 181.7802 | 114.3673 | 112.2589 | 102.4744 | 0 | 0 | 0 | 0 | 315.3663 | 418.7981 | 462.6566 | 502.0787 | 0 | 0 | 0 | 0 | 0 | -20.7995 | -23.0674 | -27.9994 | 0 | 0 | 0 | 0 | 30.6654 | 13.9 | -24.2808 | -47.3429 | 0.38219 | 0.32795 | 0.328 | 0.071605 | 11.7201 | 4.5585 | -7.9641 | -3.39
8 | 11 | 11 | 551.3638 | 550.1748 | 551.6879 | 553.1609 | 0 | 0 | 0 | 0 | 206.352 | 117.6579 | 111.4572 | 102.8046 | 0 | 0 | 0 | 0 | 357.8554 | 452.9146 | 505.6326 | 553.152 | 0 | 0 | 0 | 0 | 0 | -25.168 | -28.113 | -28.2 | 0 | 0 | 0 | 0 | -12.8436 | 4.7703 | -37.289 | -74.5956 | 0.37921 | 0.32752 | 0.328 | 0.071605 | -4.8704 | 1.5624 | -12.2308 | -5.3414
8 | 11 | 12 | 566.5981 | 565.8171 | 567.6374 | 569.1204 | 0 | 0 | 0 | 0 | 217.8824 | 115.7556 | 111.6713 | 104.3121 | 0 | 0 | 0 | 0 | 398.1897 | 472.2002 | 531.0812 | 584.3931 | 0 | 0 | 0 | 0 | 0 | -23.4151 | -26.8767 | -28.4724 | 0 | 0 | 0 | 0 | -49.474 | 1.2764 | -48.2384 | -91.1124 | 0.37557 | 0.32768 | 0.328 | 0.071605 | -18.5808 | 0.41825 | -15.8222 | -6.5241
8 | 11 | 13 | 583.3935 | 583.6619 | 586.6285 | 589.0131 | 0 | 0 | 0 | 0 | 227.4481 | 128.7745 | 122.3887 | 114.2417 | 0 | 0 | 0 | 0 | 424.576 | 481.6629 | 540.9008 | 594.6374 | 0 | 0 | 0 | 0 | 0 | -8.9988 | -20.6289 | -19.5542 | 0 | 0 | 0 | 0 | -68.6306 | -17.7767 | -56.0322 | -100.3119 | 0.37374 | 0.32755 | 0.32763 | 0.071605 | -25.65 | -5.8228 | -18.3576 | -7.1828
8 | 11 | 14 | 597.949 | 599.0836 | 603.0888 | 606.4071 | 0 | 0 | 0 | 0 | 266.719 | 126.7236 | 123.2713 | 120.1078 | 0 | 0 | 0 | 0 | 438.4909 | 481.539 | 537.6927 | 588.755 | 0 | 0 | 0 | 0 | 0 | -4.7449 | -5.6645 | -7.723 | 0 | 0 | 0 | 0 | -107.2609 | -4.4341 | -52.2107 | -94.7328 | 0.37404 | 0.327 | 0.32733 | 0.070824 | -40.1198 | -1.45 | -17.0902 | -6.7094
8 | 11 | 15 | 607.1954 | 609.2825 | 614.3479 | 618.5622 | 0 | 0 | 0 | 0 | 287.0455 | 166.0647 | 145.4192 | 171.8616 | 0 | 0 | 0 | 0 | 455.025 | 472.5075 | 520.7706 | 564.8027 | 0 | 0 | 0 | 0 | 0 | -4.3672 | -0.73553 | -2.7569 | 0 | 0 | 0 | 0 | -134.8751 | -24.9226 | -51.1064 | -115.3452 | 0.38108 | 0.31254 | 0.31233 | 0.32609 | -51.3977 | -7.7893 | -15.9623 | -37.613
8 | 11 | 16 | 611.4819 | 615.7118 | 623.1661 | 629.5005 | 0 | 0 | 0 | 0 | 278.5556 | 211.2875 | 208.2854 | 180.6521 | 0 | 0 | 0 | 0 | 449.9077 | 446.0853 | 485.7606 | 522.1972 | 0 | 0 | 0 | 0 | 0 | -5.4216 | -2.0146 | 0.57815 | 0 | 0 | 0 | 0 | -116.9814 | -36.2394 | -68.8652 | -73.9269 | 0.38915 | 0.32585 | 0.31944 | 0.31698 | -45.5228 | -11.8087 | -21.9986 | -23.4334
8 | 11 | 17 | 605.9994 | 612.5992 | 622.6177 | 631.1954 | 0 | 0 | 0 | 0 | 274.3403 | 206.7519 | 204.7765 | 208.1674 | 0 | 0 | 0 | 0 | 424.3751 | 395.4035 | 419.8881 | 442.7971 | 0 | 0 | 0 | 0 | 0 | -6.477 | -1.9783 | 1.5122 | 0 | 0 | 0 | 0 | -92.716 | 16.9208 | -0.068573 | -21.2813 | 0.39 | 0.39598 | 0.39187 | 0.36712 | -36.1595 | 6.7003 | -0.026871 | -7.8128
8 | 11 | 18 | 590.8032 | 599.7299 | 612.2533 | 623.0631 | 0 | 0 | 0 | 0 | 297.8347 | 224.6323 | 215.1387 | 209.8945 | 0 | 0 | 0 | 0 | 366.9957 | 297.0166 | 305.3634 | 314.1577 | 0 | 0 | 0 | 0 | 0 | -3.788 | -3.0404 | 0 | 0 | 0 | 0 | 0 | -74.0272 | 81.869 | 94.7915 | 99.0108 | 0.3917 | 0.40014 | 0.39346 | 0.38236 | -28.9968 | 32.7595 | 37.297 | 37.8577
8 | 11 | 19 | 576.6381 | 586.9435 | 600.9046 | 612.9695 | 0 | 0 | 0 | 0 | 312.6745 | 253.1376 | 241.2797 | 255.4715 | 0 | 0 | 0 | 0 | 332.1032 | 207.5868 | 205.9185 | 206.0421 | 0 | 0 | 0 | 0 | 0 | 1.5865 | -2.2517 | 6.0226 | 0 | 0 | 0 | 0 | -68.1395 | 124.6325 | 155.9581 | 145.4333 | 0.39028 | 0.3992 | 0.39311 | 0.38685 | -26.5938 | 49.7538 | 61.3093 | 56.2609
8 | 11 | 20 | 586.5212 | 597.8957 | 612.9881 | 625.9404 | 0 | 0 | 0 | 0 | 311.0989 | 283.9952 | 281.6741 | 268.8711 | 0 | 0 | 0 | 0 | 333.4466 | 172.6211 | 171.9007 | 173.1825 | 0 | 0 | 0 | 0 | 0 | 6.343 | 7.7412 | 28.8446 | 0 | 0 | 0 | 0 | -58.0243 | 134.9364 | 151.6721 | 155.0422 | 0.39125 | 0.40133 | 0.39529 | 0.38828 | -22.7018 | 54.1542 | 59.9551 | 60.1992
8 | 11 | 21 | 565.0461 | 576.6381 | 591.7811 | 604.6791 | 0 | 0 | 0 | 0 | 304.6766 | 285.2444 | 289.7176 | 293.6025 | 0 | 0 | 0 | 0 | 340.3765 | 199.376 | 196.3448 | 195.2928 | 0 | 0 | 0 | 0 | 0 | 1.2196 | 1.1001 | 23.6854 | 0 | 0 | 0 | 0 | -80.007 | 90.7982 | 104.6186 | 92.0985 | 0.3882 | 0.39886 | 0.39319 | 0.38634 | -31.0587 | 36.2159 | 41.1354 | 35.5816
8 | 11 | 22 | 524.2721 | 535.9444 | 550.9792 | 563.7876 | 0 | 0 | 0 | 0 | 298.5573 | 287.7125 | 294.9467 | 303.2956 | 0 | 0 | 0 | 0 | 334.4099 | 216.086 | 207.445 | 200.9531 | 0 | 0 | 0 | 0 | 0 | 5.0266 | 7.9551 | 11.0816 | 0 | 0 | 0 | 0 | -108.695 | 27.1194 | 40.6324 | 48.4574 | 0.38109 | 0.39369 | 0.38812 | 0.38014 | -41.4225 | 10.6768 | 15.7704 | 18.4208
8 | 11 | 23 | 479.8623 | 490.8136 | 504.8368 | 516.7523 | 0 | 0 | 0 | 0 | 293.5791 | 286.6654 | 301.229 | 322.1923 | 0 | 0 | 0 | 0 | 313.683 | 207.8861 | 196.3836 | 187.1474 | 0 | 0 | 0 | 0 | 0 | 8.6378 | 6.3297 | 8.2204 | 0 | 0 | 0 | 0 | -127.3998 | -12.3756 | 0.8945 | -0.80773 | 0.37177 | 0.39333 | 0.38899 | 0.37327 | -47.3631 | -4.8677 | 0.34795 | -0.3015
8 | 11 | 24 | 443.8455 | 452.668 | 464.1376 | 473.7583 | 0 | 0 | 0 | 0 | 260.3077 | 308.9842 | 308.0117 | 307.7474 | 0 | 0 | 0 | 0 | 273.0325 | 184.3247 | 169.0404 | 156.106 | 0 | 0 | 0 | 0 | 0 | 4.9363 | 9.8657 | 8.1627 | 0 | 0 | 0 | 0 | -89.4948 | -45.5772 | -22.7802 | 1.7422 | 0.36952 | 0.39289 | 0.39083 | 0.37129 | -33.0705 | -17.9068 | -8.9032 | 0.64685
8 | 12 | 1 | 418.8595 | 425.0225 | 433.3797 | 440.1766 | 0 | 0 | 0 | 0 | 219.8352 | 305.7167 | 297.5301 | 291.9374 | 0 | 0 | 0 | 0 | 240.6824 | 163.2621 | 147.8968 | 134.7555 | 0 | 0 | 0 | 0 | 0 | 12.4349 | 14.8175 | 8.7396 | 0 | 0 | 0 | 0 | -41.6581 | -56.3911 | -26.8646 | 4.7441 | 0.37223 | 0.39077 | 0.38906 | 0.37051 | -15.5066 | -22.0362 | -10.4519 | 1.7577
8 | 12 | 2 | 402.1275 | 406.2724 | 412.3314 | 417.1062 | 0 | 0 | 0 | 0 | 197.0045 | 297.0088 | 284.6018 | 252.3969 | 0 | 0 | 0 | 0 | 213.1809 | 136.7361 | 122.7855 | 110.8567 | 0 | 0 | 0 | 0 | 0 | 16.8685 | 11.7777 | 0.021722 | 0 | 0 | 0 | 0 | -8.0579 | -44.341 | -6.8336 | 53.831 | 0.3725 | 0.38904 | 0.38716 | 0.37014 | -3.0015 | -17.2506 | -2.6457 | 19.9248
8 | 12 | 3 | 388.5242 | 390.5347 | 394.1999 | 396.8873 | 0 | 0 | 0 | 0 | 186.8497 | 289.0429 | 269.1936 | 244.791 | 0 | 0 | 0 | 0 | 184.7007 | 117.5293 | 104.3725 | 93.1028 | 0 | 0 | 0 | 0 | 0 | 1.4332 | 13.2802 | -0.48256 | 0 | 0 | 0 | 0 | 16.9738 | -17.4707 | 7.3537 | 59.4761 | 0.3732 | 0.38992 | 0.38586 | 0.37025 | 6.3347 | -6.8122 | 2.8375 | 22.0212
8 | 12 | 4 | 382.2495 | 382.1965 | 383.5525 | 384.1913 | 0 | 0 | 0 | 0 | 194.8433 | 229.009 | 221.7177 | 222.7567 | 0 | 0 | 0 | 0 | 145.5341 | 99.0174 | 86.0232 | 74.8041 | 0 | 0 | 0 | 0 | 0 | 21.6769 | 3.442 | 0.65397 | 0 | 0 | 0 | 0 | 41.8721 | 32.4931 | 72.3695 | 85.9766 | 0.37386 | 0.38754 | 0.38853 | 0.36998 | 15.6544 | 12.5924 | 28.1179 | 31.81
8 | 12 | 5 | 385.9097 | 384.0728 | 383.4729 | 382.3709 | 0 | 0 | 0 | 0 | 240.4799 | 217.2797 | 223.8303 | 223.1619 | 0 | 0 | 0 | 0 | 114.1905 | 88.8449 | 77.5262 | 67.8507 | 0 | 0 | 0 | 0 | 0 | 12.3755 | 10.0635 | -5.6361 | 0 | 0 | 0 | 0 | 31.2393 | 65.5726 | 72.0529 | 96.9944 | 0.37065 | 0.39036 | 0.39029 | 0.37126 | 11.5788 | 25.5972 | 28.1214 | 36.0099
8 | 12 | 6 | 384.4056 | 380.585 | 377.8462 | 374.9149 | 0 | 0 | 0 | 0 | 243.9826 | 225.4676 | 215.106 | 188.9462 | 0 | 0 | 0 | 0 | 121.2854 | 107.3758 | 96.3017 | 86.7047 | 0 | 0 | 0 | 0 | 0 | 12.9451 | 23.1073 | -6.8474 | 0 | 0 | 0 | 0 | 19.1377 | 34.7965 | 43.3311 | 106.1114 | 0.37177 | 0.38885 | 0.38239 | 0.37131 | 7.1149 | 13.5305 | 16.5693 | 39.4006
8 | 12 | 7 | 400.1291 | 395.4081 | 391.9486 | 388.6126 | 0 | 0 | 0 | 0 | 198.0926 | 202.0994 | 193.9904 | 175.5455 | 0 | 0 | 0 | 0 | 162.4105 | 197.9731 | 189.3911 | 181.6636 | 0 | 0 | 0 | 0 | 0 | -7.3307 | -5.7318 | -0.54477 | 0 | 0 | 0 | 0 | 39.6259 | 2.6663 | 14.2989 | 31.9483 | 0.3667 | 0.37732 | 0.37117 | 0.37991 | 14.5309 | 1.006 | 5.3073 | 12.1375
8 | 12 | 8 | 428.9402 | 424.4185 | 421.6969 | 419.4668 | 0 | 0 | 0 | 0 | 171.1784 | 142.0321 | 142.9024 | 161.209 | 0 | 0 | 0 | 0 | 210.6763 | 292.1946 | 300.9397 | 308.622 | 0 | 0 | 0 | 0 | 0 | -13.2428 | -13.6438 | 3.2698 | 0 | 0 | 0 | 0 | 47.0854 | 3.4345 | -8.5014 | -53.634 | 0.37186 | 0.38691 | 0.38697 | 0.38173 | 17.5091 | 1.3289 | -3.2898 | -20.4737
8 | 12 | 9 | 463.2172 | 460.0815 | 459.4143 | 459.4329 | 0 | 0 | 0 | 0 | 154.7384 | 121.4035 | 126.1043 | 135.1819 | 0 | 0 | 0 | 0 | 269.8161 | 374.7985 | 401.4813 | 425.2063 | 0 | 0 | 0 | 0 | 0 | -23.1656 | -22.8423 | -19.7815 | 0 | 0 | 0 | 0 | 38.6626 | -12.9548 | -45.329 | -81.1739 | 0.37575 | 0.32651 | 0.32636 | 0.067785 | 14.5274 | -4.2299 | -14.7936 | -5.5024
8 | 12 | 10 | 494.7073 | 492.0877 | 492.071 | 492.5785 | 0 | 0 | 0 | 0 | 181.7802 | 114.3673 | 112.2589 | 102.4744 | 0 | 0 | 0 | 0 | 329.0364 | 439.1789 | 478.7784 | 514.1492 | 0 | 0 | 0 | 0 | 0 | -20.7995 | -23.0674 | -27.9994 | 0 | 0 | 0 | 0 | -16.1093 | -40.659 | -75.899 | -96.0456 | 0.38219 | 0.32795 | 0.328 | 0.071605 | -6.1569 | -13.3341 | -24.8948 | -6.8773
8 | 12 | 11 | 522.3641 | 520.2346 | 520.593 | 521.071 | 0 | 0 | 0 | 0 | 206.352 | 117.6579 | 111.4572 | 102.8046 | 0 | 0 | 0 | 0 | 368.0499 | 481.505 | 527.6904 | 568.9787 | 0 | 0 | 0 | 0 | 0 | -25.168 | -28.113 | -28.2 | 0 | 0 | 0 | 0 | -52.0378 | -53.7603 | -90.4417 | -122.5123 | 0.37921 | 0.32752 | 0.328 | 0.071605 | -19.7331 | -17.6076 | -29.6649 | -8.7725
8 | 12 | 12 | 545.5959 | 544.1338 | 545.1178 | 545.8802 | 0 | 0 | 0 | 0 | 217.8824 | 115.7556 | 111.6713 | 104.3121 | 0 | 0 | 0 | 0 | 395.7972 | 502.3526 | 552.5833 | 597.5812 | 0 | 0 | 0 | 0 | 0 | -23.4151 | -26.8767 | -28.4724 | 0 | 0 | 0 | 0 | -68.0837 | -50.5593 | -92.2602 | -127.5408 | 0.37557 | 0.32768 | 0.328 | 0.071605 | -25.57 | -16.5675 | -30.2613 | -9.1326
8 | 12 | 13 | 568.8848 | 568.6827 | 571.0715 | 572.9583 | 0 | 0 | 0 | 0 | 227.4481 | 128.7745 | 122.3887 | 114.2417 | 0 | 0 | 0 | 0 | 420.8776 | 505.7395 | 558.7881 | 606.5525 | 0 | 0 | 0 | 0 | 0 | -8.9988 | -20.6289 | -19.5542 | 0 | 0 | 0 | 0 | -79.4409 | -56.8325 | -89.4764 | -128.2817 | 0.37374 | 0.32755 | 0.32763 | 0.071605 | -29.6903 | -18.6156 | -29.3149 | -9.1856
8 | 12 | 14 | 590.6238 | 591.521 | 595.2345 | 598.3014 | 0 | 0 | 0 | 0 | 266.719 | 126.7236 | 123.2713 | 120.1078 | 0 | 0 | 0 | 0 | 429.3276 | 494.4383 | 548.3358 | 597.1968 | 0 | 0 | 0 | 0 | 0 | -4.7449 | -5.6645 | -7.723 | 0 | 0 | 0 | 0 | -105.4227 | -24.8961 | -70.7081 | -111.2802 | 0.37404 | 0.327 | 0.32733 | 0.070824 | -39.4322 | -8.1411 | -23.145 | -7.8813
8 | 12 | 15 | 611.9903 | 614.2329 | 619.4892 | 623.8681 | 0 | 0 | 0 | 0 | 287.0455 | 166.0647 | 145.4192 | 171.8616 | 0 | 0 | 0 | 0 | 435.34 | 482.6629 | 532.0812 | 577.0555 | 0 | 0 | 0 | 0 | 0 | -4.3672 | -0.73553 | -2.7569 | 0 | 0 | 0 | 0 | -110.3952 | -30.1276 | -57.2756 | -122.2921 | 0.38108 | 0.31254 | 0.31233 | 0.32609 | -42.0689 | -9.4161 | -17.8891 | -39.8783
8 | 12 | 16 | 624.5397 | 629.1931 | 637.1674 | 643.9498 | 0 | 0 | 0 | 0 | 278.5556 | 211.2875 | 208.2854 | 180.6521 | 0 | 0 | 0 | 0 | 417.6423 | 449.2466 | 488.8437 | 525.0463 | 0 | 0 | 0 | 0 | 0 | -5.4216 | -2.0146 | 0.57815 | 0 | 0 | 0 | 0 | -71.6583 | -25.9194 | -57.9471 | -62.3267 | 0.38915 | 0.32585 | 0.31944 | 0.31698 | -27.8855 | -8.4459 | -18.5109 | -19.7564
8 | 12 | 17 | 631.1065 | 638.5205 | 649.5388 | 658.978 | 0 | 0 | 0 | 0 | 274.3403 | 206.7519 | 204.7765 | 208.1674 | 0 | 0 | 0 | 0 | 383.5564 | 389.2188 | 414.3663 | 437.7077 | 0 | 0 | 0 | 0 | 0 | -6.477 | -1.9783 | 1.5122 | 0 | 0 | 0 | 0 | -26.7902 | 49.0268 | 32.3743 | 11.5907 | 0.39 | 0.39598 | 0.39187 | 0.36712 | -10.4483 | 19.4135 | 12.6864 | 4.2552
8 | 12 | 18 | 619.6613 | 629.5238 | 643.1964 | 654.9963 | 0 | 0 | 0 | 0 | 297.8347 | 224.6323 | 215.1387 | 209.8945 | 0 | 0 | 0 | 0 | 333.1167 | 289.5808 | 300.0512 | 310.6383 | 0 | 0 | 0 | 0 | 0 | -3.788 | -3.0404 | 0 | 0 | 0 | 0 | 0 | -11.2901 | 119.0988 | 131.0468 | 134.4634 | 0.3917 | 0.40014 | 0.39346 | 0.38236 | -4.4224 | 47.6568 | 51.5622 | 51.4134
8 | 12 | 19 | 596.1541 | 607.0923 | 621.8306 | 634.565 | 0 | 0 | 0 | 0 | 312.6745 | 253.1376 | 241.2797 | 255.4715 | 0 | 0 | 0 | 0 | 275.3936 | 189.3907 | 192.3156 | 196.4927 | 0 | 0 | 0 | 0 | 0 | 1.5865 | -2.2517 | 6.0226 | 0 | 0 | 0 | 0 | 8.0861 | 162.9774 | 190.487 | 176.5783 | 0.39028 | 0.3992 | 0.39311 | 0.38685 | 3.1559 | 65.0613 | 74.8831 | 68.3094
8 | 12 | 20 | 605.8426 | 617.8436 | 633.7054 | 647.3206 | 0 | 0 | 0 | 0 | 311.0989 | 283.9952 | 281.6741 | 268.8711 | 0 | 0 | 0 | 0 | 249.0169 | 134.0245 | 136.4038 | 140.329 | 0 | 0 | 0 | 0 | 0 | 6.343 | 7.7412 | 28.8446 | 0 | 0 | 0 | 0 | 45.7267 | 193.481 | 207.8863 | 209.2759 | 0.39125 | 0.40133 | 0.39529 | 0.38828 | 17.8904 | 77.65 | 82.1762 | 81.2568
8 | 12 | 21 | 580.2625 | 592.348 | 608.0969 | 621.517 | 0 | 0 | 0 | 0 | 304.6766 | 285.2444 | 289.7176 | 293.6025 | 0 | 0 | 0 | 0 | 226.4876 | 126.9251 | 130.222 | 134.8972 | 0 | 0 | 0 | 0 | 0 | 1.2196 | 1.1001 | 23.6854 | 0 | 0 | 0 | 0 | 49.0983 | 178.959 | 187.0572 | 169.332 | 0.3882 | 0.39886 | 0.39319 | 0.38634 | 19.06 | 71.3799 | 73.5497 | 65.4202
8 | 12 | 22 | 530.7656 | 542.6485 | 557.9419 | 570.9731 | 0 | 0 | 0 | 0 | 298.5573 | 287.7125 | 294.9467 | 303.2956 | 0 | 0 | 0 | 0 | 196.5318 | 119.1074 | 122.1308 | 126.3939 | 0 | 0 | 0 | 0 | 0 | 5.0266 | 7.9551 | 11.0816 | 0 | 0 | 0 | 0 | 35.6766 | 130.802 | 132.9092 | 130.202 | 0.38109 | 0.39369 | 0.38812 | 0.38014 | 13.596 | 51.4961 | 51.5851 | 49.4955
8 | 12 | 23 | 477.8276 | 488.7128 | 502.655 | 514.5008 | 0 | 0 | 0 | 0 | 293.5791 | 286.6654 | 301.229 | 322.1923 | 0 | 0 | 0 | 0 | 171.6345 | 117.5607 | 119.5303 | 122.7071 | 0 | 0 | 0 | 0 | 0 | 8.6378 | 6.3297 | 8.2204 | 0 | 0 | 0 | 0 | 12.614 | 75.849 | 75.5661 | 61.381 | 0.37177 | 0.39333 | 0.38899 | 0.37327 | 4.6895 | 29.8335 | 29.3943 | 22.9116
8 | 12 | 24 | 444.5002 | 453.3439 | 464.8396 | 474.4827 | 0 | 0 | 0 | 0 | 260.3077 | 308.9842 | 308.0117 | 307.7474 | 0 | 0 | 0 | 0 | 147.8991 | 116.9324 | 116.2785 | 116.9258 | 0 | 0 | 0 | 0 | 0 | 4.9363 | 9.8657 | 8.1627 | 0 | 0 | 0 | 0 | 36.2933 | 22.491 | 30.6837 | 41.6468 | 0.36952 | 0.39289 | 0.39083 | 0.37129 | 13.4112 | 8.8365 | 11.9922 | 15.4631
8 | 13 | 1 | 418.4349 | 424.5841 | 432.9244 | 439.7067 | 0 | 0 | 0 | 0 | 219.8352 | 305.7167 | 297.5301 | 291.9374 | 0 | 0 | 0 | 0 | 126.9378 | 101.6292 | 100.846 | 101.3393 | 0 | 0 | 0 | 0 | 0 | 12.4349 | 14.8175 | 8.7396 | 0 | 0 | 0 | 0 | 71.6619 | 4.8033 | 19.7308 | 37.6905 | 0.37223 | 0.39077 | 0.38906 | 0.37051 | 26.6751 | 1.877 | 7.6764 | 13.9646
8 | 13 | 2 | 403.9499 | 408.1539 | 414.2855 | 419.1229 | 0 | 0 | 0 | 0 | 197.0045 | 297.0088 | 284.6018 | 252.3969 | 0 | 0 | 0 | 0 | 110.413 | 85.1055 | 85.3551 | 86.7963 | 0 | 0 | 0 | 0 | 0 | 16.8685 | 11.7777 | 0.021722 | 0 | 0 | 0 | 0 | 96.5324 | 9.1711 | 32.5509 | 79.908 | 0.3725 | 0.38904 | 0.38716 | 0.37014 | 35.9579 | 3.568 | 12.6023 | 29.5769
8 | 13 | 3 | 396.8047 | 399.0838 | 403.0787 | 406.0502 | 0 | 0 | 0 | 0 | 186.8497 | 289.0429 | 269.1936 | 244.791 | 0 | 0 | 0 | 0 | 87.061 | 72.5895 | 72.7834 | 74.0856 | 0 | 0 | 0 | 0 | 0 | 1.4332 | 13.2802 | -0.48256 | 0 | 0 | 0 | 0 | 122.8941 | 36.0182 | 47.8216 | 87.6562 | 0.3732 | 0.38992 | 0.38586 | 0.37025 | 45.8646 | 14.0442 | 18.4527 | 32.455
8 | 13 | 4 | 403.3049 | 403.9346 | 406.129 | 407.4902 | 0 | 0 | 0 | 0 | 194.8433 | 229.009 | 221.7177 | 222.7567 | 0 | 0 | 0 | 0 | 69.9378 | 54.3673 | 53.4169 | 53.5585 | 0 | 0 | 0 | 0 | 0 | 21.6769 | 3.442 | 0.65397 | 0 | 0 | 0 | 0 | 138.5238 | 98.8813 | 127.5523 | 130.5211 | 0.37386 | 0.38754 | 0.38853 | 0.36998 | 51.7887 | 38.3206 | 49.5582 | 48.2908
8 | 13 | 5 | 425.614 | 425.0646 | 426.0458 | 426.3061 | 0 | 0 | 0 | 0 | 240.4799 | 217.2797 | 223.8303 | 223.1619 | 0 | 0 | 0 | 0 | 57.7585 | 44.3409 | 42.2079 | 41.1904 | 0 | 0 | 0 | 0 | 0 | 12.3755 | 10.0635 | -5.6361 | 0 | 0 | 0 | 0 | 127.3756 | 151.0685 | 149.944 | 167.5898 | 0.37065 | 0.39036 | 0.39029 | 0.37126 | 47.2117 | 58.9717 | 58.5214 | 62.2191
8 | 13 | 6 | 453.1096 | 451.5169 | 451.5139 | 450.94 | 0 | 0 | 0 | 0 | 243.9826 | 225.4676 | 215.106 | 188.9462 | 0 | 0 | 0 | 0 | 64.0769 | 64.9229 | 60.6526 | 57.4471 | 0 | 0 | 0 | 0 | 0 | 12.9451 | 23.1073 | -6.8474 | 0 | 0 | 0 | 0 | 145.0502 | 148.1814 | 152.648 | 211.3941 | 0.37177 | 0.38885 | 0.38239 | 0.37131 | 53.9257 | 57.6196 | 58.3709 | 78.4936
8 | 13 | 7 | 494.1702 | 492.4989 | 492.7841 | 492.6747 | 0 | 0 | 0 | 0 | 198.0926 | 202.0994 | 193.9904 | 175.5455 | 0 | 0 | 0 | 0 | 128.7508 | 172.7153 | 167.89 | 163.7049 | 0 | 0 | 0 | 0 | 0 | -7.3307 | -5.7318 | -0.54477 | 0 | 0 | 0 | 0 | 167.3267 | 125.0148 | 136.6355 | 153.9691 | 0.3667 | 0.37732 | 0.37117 | 0.37991 | 61.3589 | 47.1707 | 50.7151 | 58.4948
8 | 13 | 8 | 539.9318 | 539.0093 | 540.7074 | 542.2856 | 0 | 0 | 0 | 0 | 171.1784 | 142.0321 | 142.9024 | 161.209 | 0 | 0 | 0 | 0 | 188.0539 | 274.9288 | 284.6102 | 293.2058 | 0 | 0 | 0 | 0 | 0 | -13.2428 | -13.6438 | 3.2698 | 0 | 0 | 0 | 0 | 180.6994 | 135.2912 | 126.8386 | 84.601 | 0.37186 | 0.38691 | 0.38697 | 0.38173 | 67.1944 | 52.346 | 49.0827 | 32.2948
8 | 13 | 9 | 580.8438 | 581.5226 | 585.5392 | 589.5938 | 0 | 0 | 0 | 0 | 154.7384 | 121.4035 | 126.1043 | 135.1819 | 0 | 0 | 0 | 0 | 237.2848 | 353.168 | 380.4153 | 404.695 | 0 | 0 | 0 | 0 | 0 | -23.1656 | -22.8423 | -19.7815 | 0 | 0 | 0 | 0 | 188.8206 | 130.1167 | 101.8619 | 69.4983 | 0.37575 | 0.32651 | 0.32636 | 0.067785 | 70.9489 | 42.4844 | 33.2437 | 4.711
8 | 13 | 10 | 617.9251 | 619.3012 | 624.1911 | 628.9264 | 0 | 0 | 0 | 0 | 181.7802 | 114.3673 | 112.2589 | 102.4744 | 0 | 0 | 0 | 0 | 270.8423 | 404.0899 | 444.8454 | 481.2627 | 0 | 0 | 0 | 0 | 0 | -20.7995 | -23.0674 | -27.9994 | 0 | 0 | 0 | 0 | 165.3026 | 121.6435 | 90.154 | 73.1887 | 0.38219 | 0.32795 | 0.328 | 0.071605 | 63.1776 | 39.8929 | 29.5705 | 5.2407
8 | 13 | 11 | 648.7491 | 650.718 | 656.109 | 660.9235 | 0 | 0 | 0 | 0 | 206.352 | 117.6579 | 111.4572 | 102.8046 | 0 | 0 | 0 | 0 | 298.3032 | 431.7509 | 481.1318 | 525.3796 | 0 | 0 | 0 | 0 | 0 | -25.168 | -28.113 | -28.2 | 0 | 0 | 0 | 0 | 144.0938 | 126.4772 | 91.6329 | 60.9393 | 0.37921 | 0.32752 | 0.328 | 0.071605 | 54.6415 | 41.4239 | 30.0556 | 4.3636
8 | 13 | 12 | 673.2016 | 675.8776 | 681.9429 | 687.0836 | 0 | 0 | 0 | 0 | 217.8824 | 115.7556 | 111.6713 | 104.3121 | 0 | 0 | 0 | 0 | 315.9851 | 447.2681 | 500.5281 | 548.3058 | 0 | 0 | 0 | 0 | 0 | -23.4151 | -26.8767 | -28.4724 | 0 | 0 | 0 | 0 | 139.3342 | 136.269 | 96.6201 | 62.9381 | 0.37557 | 0.32768 | 0.328 | 0.071605 | 52.3293 | 44.6532 | 31.6914 | 4.5067
8 | 13 | 13 | 698.7377 | 702.7465 | 710.306 | 716.6483 | 0 | 0 | 0 | 0 | 227.4481 | 128.7745 | 122.3887 | 114.2417 | 0 | 0 | 0 | 0 | 330.8932 | 452.002 | 505.9781 | 554.4934 | 0 | 0 | 0 | 0 | 0 | -8.9988 | -20.6289 | -19.5542 | 0 | 0 | 0 | 0 | 140.3963 | 130.9688 | 102.5681 | 67.4673 | 0.37374 | 0.32755 | 0.32763 | 0.071605 | 52.4718 | 42.8991 | 33.6041 | 4.831
8 | 13 | 14 | 717.8581 | 722.8811 | 731.6611 | 739.0936 | 0 | 0 | 0 | 0 | 266.719 | 126.7236 | 123.2713 | 120.1078 | 0 | 0 | 0 | 0 | 345.5395 | 454.5575 | 507.1108 | 554.4269 | 0 | 0 | 0 | 0 | 0 | -4.7449 | -5.6645 | -7.723 | 0 | 0 | 0 | 0 | 105.5997 | 146.3449 | 106.9435 | 72.2819 | 0.37404 | 0.327 | 0.32733 | 0.070824 | 39.4984 | 47.8552 | 35.006 | 5.1193
8 | 13 | 15 | 733.5803 | 739.7658 | 749.8639 | 758.4147 | 0 | 0 | 0 | 0 | 287.0455 | 166.0647 | 145.4192 | 171.8616 | 0 | 0 | 0 | 0 | 333.3742 | 434.9379 | 481.2729 | 523.0431 | 0 | 0 | 0 | 0 | 0 | -4.3672 | -0.73553 | -2.7569 | 0 | 0 | 0 | 0 | 113.1606 | 143.1304 | 123.9073 | 66.2668 | 0.38108 | 0.31254 | 0.31233 | 0.32609 | 43.1228 | 44.7339 | 38.7005 | 21.609
8 | 13 | 16 | 739.1584 | 747.5287 | 760.0671 | 770.7822 | 0 | 0 | 0 | 0 | 278.5556 | 211.2875 | 208.2854 | 180.6521 | 0 | 0 | 0 | 0 | 299.6542 | 393.6565 | 430.3825 | 463.6736 | 0 | 0 | 0 | 0 | 0 | -5.4216 | -2.0146 | 0.57815 | 0 | 0 | 0 | 0 | 160.9485 | 148.0063 | 123.4138 | 125.8784 | 0.38915 | 0.32585 | 0.31944 | 0.31698 | 62.6324 | 48.2281 | 39.4239 | 39.901
8 | 13 | 17 | 727.324 | 737.8581 | 752.7078 | 765.4483 | 0 | 0 | 0 | 0 | 274.3403 | 206.7519 | 204.7765 | 208.1674 | 0 | 0 | 0 | 0 | 267.0196 | 333.6964 | 358.1867 | 380.7567 | 0 | 0 | 0 | 0 | 0 | -6.477 | -1.9783 | 1.5122 | 0 | 0 | 0 | 0 | 185.9641 | 203.8868 | 191.7229 | 175.0121 | 0.39 | 0.39598 | 0.39187 | 0.36712 | 72.5266 | 80.7344 | 75.1297 | 64.2507
8 | 13 | 18 | 704.9088 | 717.5357 | 734.6028 | 749.3277 | 0 | 0 | 0 | 0 | 297.8347 | 224.6323 | 215.1387 | 209.8945 | 0 | 0 | 0 | 0 | 237.5286 | 238.1057 | 250.6472 | 263.0566 | 0 | 0 | 0 | 0 | 0 | -3.788 | -3.0404 | 0 | 0 | 0 | 0 | 0 | 169.5455 | 258.5857 | 271.8573 | 276.3766 | 0.3917 | 0.40014 | 0.39346 | 0.38236 | 66.4118 | 103.4718 | 106.966 | 105.6752
8 | 13 | 19 | 675.8458 | 689.3682 | 707.2798 | 722.7487 | 0 | 0 | 0 | 0 | 312.6745 | 253.1376 | 241.2797 | 255.4715 | 0 | 0 | 0 | 0 | 210.7453 | 170.536 | 174.3463 | 179.1263 | 0 | 0 | 0 | 0 | 0 | 1.5865 | -2.2517 | 6.0226 | 0 | 0 | 0 | 0 | 152.426 | 264.1081 | 293.9056 | 282.1283 | 0.39028 | 0.3992 | 0.39311 | 0.38685 | 59.4894 | 105.4331 | 115.5384 | 109.1415
8 | 13 | 20 | 677.006 | 691.3147 | 710.0102 | 726.0672 | 0 | 0 | 0 | 0 | 311.0989 | 283.9952 | 281.6741 | 268.8711 | 0 | 0 | 0 | 0 | 174.7804 | 99.7544 | 104.7069 | 110.8575 | 0 | 0 | 0 | 0 | 0 | 6.343 | 7.7412 | 28.8446 | 0 | 0 | 0 | 0 | 191.1266 | 301.2221 | 315.888 | 317.494 | 0.39125 | 0.40133 | 0.39529 | 0.38828 | 74.7777 | 120.8899 | 124.8687 | 123.2752
8 | 13 | 21 | 640.969 | 655.0231 | 673.1894 | 688.6924 | 0 | 0 | 0 | 0 | 304.6766 | 285.2444 | 289.7176 | 293.6025 | 0 | 0 | 0 | 0 | 190.7217 | 91.4905 | 102.5659 | 114.5752 | 0 | 0 | 0 | 0 | 0 | 1.2196 | 1.1001 | 23.6854 | 0 | 0 | 0 | 0 | 145.5707 | 277.0686 | 279.8058 | 256.8294 | 0.3882 | 0.39886 | 0.39319 | 0.38634 | 56.5106 | 110.512 | 110.0179 | 99.2241
8 | 13 | 22 | 580.6614 | 594.1623 | 611.4426 | 626.1858 | 0 | 0 | 0 | 0 | 298.5573 | 287.7125 | 294.9467 | 303.2956 | 0 | 0 | 0 | 0 | 162.0112 | 84.4062 | 93.9679 | 104.4207 | 0 | 0 | 0 | 0 | 0 | 5.0266 | 7.9551 | 11.0816 | 0 | 0 | 0 | 0 | 120.093 | 217.017 | 214.5728 | 207.3879 | 0.38109 | 0.39369 | 0.38812 | 0.38014 | 45.7661 | 85.4385 | 83.2806 | 78.8373
8 | 13 | 23 | 521.6544 | 533.961 | 549.6483 | 562.9978 | 0 | 0 | 0 | 0 | 293.5791 | 286.6654 | 301.229 | 322.1923 | 0 | 0 | 0 | 0 | 130.4339 | 75.1182 | 80.5402 | 86.9454 | 0 | 0 | 0 | 0 | 0 | 8.6378 | 6.3297 | 8.2204 | 0 | 0 | 0 | 0 | 97.6415 | 163.5396 | 161.5494 | 145.6398 | 0.37177 | 0.39333 | 0.38899 | 0.37327 | 36.2999 | 64.3247 | 62.8408 | 54.3629
8 | 13 | 24 | 475.1454 | 484.9828 | 497.6989 | 508.3934 | 0 | 0 | 0 | 0 | 260.3077 | 308.9842 | 308.0117 | 307.7474 | 0 | 0 | 0 | 0 | 118.5687 | 73.56 | 76.1528 | 79.8395 | 0 | 0 | 0 | 0 | 0 | 4.9363 | 9.8657 | 8.1627 | 0 | 0 | 0 | 0 | 96.2689 | 97.5024 | 103.6686 | 112.6439 | 0.36952 | 0.39289 | 0.39083 | 0.37129 | 35.5737 | 38.3077 | 40.5171 | 41.8237
8 | 14 | 1 | 445.7183 | 452.7523 | 462.179 | 469.8975 | 0 | 0 | 0 | 0 | 219.8352 | 305.7167 | 297.5301 | 291.9374 | 0 | 0 | 0 | 0 | 119.8281 | 69.7538 | 71.0755 | 73.5772 | 0 | 0 | 0 | 0 | 0 | 12.4349 | 14.8175 | 8.7396 | 0 | 0 | 0 | 0 | 106.055 | 64.8469 | 78.7559 | 95.6433 | 0.37223 | 0.39077 | 0.38906 | 0.37051 | 39.4774 | 25.3405 | 30.6406 | 35.4365
8 | 14 | 2 | 427.7654 | 432.7417 | 439.8216 | 445.4761 | 0 | 0 | 0 | 0 | 197.0045 | 297.0088 | 284.6018 | 252.3969 | 0 | 0 | 0 | 0 | 110.0669 | 58.487 | 60.0647 | 62.7408 | 0 | 0 | 0 | 0 | 0 | 16.8685 | 11.7777 | 0.021722 | 0 | 0 | 0 | 0 | 120.694 | 60.3775 | 83.3775 | 130.3167 | 0.3725 | 0.38904 | 0.38716 | 0.37014 | 44.9579 | 23.4895 | 32.2801 | 48.2351
8 | 14 | 3 | 417.2939 | 420.2374 | 425.0481 | 428.7226 | 0 | 0 | 0 | 0 | 186.8497 | 289.0429 | 269.1936 | 244.791 | 0 | 0 | 0 | 0 | 94.17 | 47.6742 | 49.9097 | 53.1391 | 0 | 0 | 0 | 0 | 0 | 1.4332 | 13.2802 | -0.48256 | 0 | 0 | 0 | 0 | 136.2742 | 82.087 | 92.6646 | 131.2751 | 0.3732 | 0.38992 | 0.38586 | 0.37025 | 50.8582 | 32.0074 | 35.756 | 48.605
8 | 14 | 4 | 420.6091 | 421.8 | 424.6835 | 426.6384 | 0 | 0 | 0 | 0 | 194.8433 | 229.009 | 221.7177 | 222.7567 | 0 | 0 | 0 | 0 | 74.6155 | 36.4559 | 37.428 | 39.3932 | 0 | 0 | 0 | 0 | 0 | 21.6769 | 3.442 | 0.65397 | 0 | 0 | 0 | 0 | 151.1503 | 134.6582 | 162.0958 | 163.8346 | 0.37386 | 0.38754 | 0.38853 | 0.36998 | 56.5093 | 52.1856 | 62.9794 | 60.6162
8 | 14 | 5 | 442.8299 | 442.8387 | 444.5054 | 445.3564 | 0 | 0 | 0 | 0 | 240.4799 | 217.2797 | 223.8303 | 223.1619 | 0 | 0 | 0 | 0 | 65.5493 | 34.1855 | 34.4978 | 35.8 | 0 | 0 | 0 | 0 | 0 | 12.3755 | 10.0635 | -5.6361 | 0 | 0 | 0 | 0 | 136.8006 | 178.9979 | 176.1137 | 192.0306 | 0.37065 | 0.39036 | 0.39029 | 0.37126 | 50.7051 | 69.8744 | 68.7351 | 71.2929
8 | 14 | 6 | 469.8831 | 468.8343 | 469.4992 | 469.5009 | 0 | 0 | 0 | 0 | 243.9826 | 225.4676 | 215.106 | 188.9462 | 0 | 0 | 0 | 0 | 75.8085 | 58.1335 | 55.4118 | 53.6865 | 0 | 0 | 0 | 0 | 0 | 12.9451 | 23.1073 | -6.8474 | 0 | 0 | 0 | 0 | 150.0921 | 172.2882 | 175.874 | 233.7156 | 0.37177 | 0.38885 | 0.38239 | 0.37131 | 55.8001 | 66.9935 | 67.2523 | 86.7818
8 | 14 | 7 | 508.502 | 507.2954 | 508.1513 | 508.5337 | 0 | 0 | 0 | 0 | 198.0926 | 202.0994 | 193.9904 | 175.5455 | 0 | 0 | 0 | 0 | 126.2067 | 164.4393 | 158.2483 | 152.7872 | 0 | 0 | 0 | 0 | 0 | -7.3307 | -5.7318 | -0.54477 | 0 | 0 | 0 | 0 | 184.2027 | 148.0873 | 161.6444 | 180.7457 | 0.3667 | 0.37732 | 0.37117 | 0.37991 | 67.5473 | 55.8764 | 59.9976 | 68.6675
8 | 14 | 8 | 553.8566 | 553.3856 | 555.6383 | 557.6942 | 0 | 0 | 0 | 0 | 171.1784 | 142.0321 | 142.9024 | 161.209 | 0 | 0 | 0 | 0 | 181.8301 | 261.5593 | 266.0861 | 269.9278 | 0 | 0 | 0 | 0 | 0 | -13.2428 | -13.6438 | 3.2698 | 0 | 0 | 0 | 0 | 200.848 | 163.037 | 160.2936 | 123.2876 | 0.37186 | 0.38691 | 0.38697 | 0.38173 | 74.6868 | 63.0812 | 62.0288 | 47.0626
8 | 14 | 9 | 595.441 | 596.5931 | 601.191 | 605.7464 | 0 | 0 | 0 | 0 | 154.7384 | 121.4035 | 126.1043 | 135.1819 | 0 | 0 | 0 | 0 | 229.6414 | 334.7483 | 353.7187 | 370.3941 | 0 | 0 | 0 | 0 | 0 | -23.1656 | -22.8423 | -19.7815 | 0 | 0 | 0 | 0 | 211.0611 | 163.6069 | 144.2103 | 119.9518 | 0.37575 | 0.32651 | 0.32636 | 0.067785 | 79.3057 | 53.4193 | 47.0646 | 8.131
8 | 14 | 10 | 636.9279 | 638.9203 | 644.5668 | 649.9542 | 0 | 0 | 0 | 0 | 181.7802 | 114.3673 | 112.2589 | 102.4744 | 0 | 0 | 0 | 0 | 260.154 | 383.8058 | 414.2998 | 441.2845 | 0 | 0 | 0 | 0 | 0 | -20.7995 | -23.0674 | -27.9994 | 0 | 0 | 0 | 0 | 194.9937 | 161.5467 | 141.0755 | 134.1947 | 0.38219 | 0.32795 | 0.328 | 0.071605 | 74.5253 | 52.9791 | 46.2727 | 9.609
8 | 14 | 11 | 671.2552 | 673.954 | 680.2412 | 685.8279 | 0 | 0 | 0 | 0 | 206.352 | 117.6579 | 111.4572 | 102.8046 | 0 | 0 | 0 | 0 | 275.3769 | 406.3294 | 440.9131 | 471.5165 | 0 | 0 | 0 | 0 | 0 | -25.168 | -28.113 | -28.2 | 0 | 0 | 0 | 0 | 189.5264 | 175.1347 | 155.9839 | 139.7068 | 0.37921 | 0.32752 | 0.328 | 0.071605 | 71.8699 | 57.3603 | 51.1627 | 10.0037
8 | 14 | 12 | 694.8231 | 698.2003 | 705.1265 | 711.0091 | 0 | 0 | 0 | 0 | 217.8824 | 115.7556 | 111.6713 | 104.3121 | 0 | 0 | 0 | 0 | 284.0368 | 414.861 | 448.9732 | 479.1165 | 0 | 0 | 0 | 0 | 0 | -23.4151 | -26.8767 | -28.4724 | 0 | 0 | 0 | 0 | 192.9039 | 190.9987 | 171.3586 | 156.0529 | 0.37557 | 0.32768 | 0.328 | 0.071605 | 72.4483 | 62.5872 | 56.2056 | 11.1742
8 | 14 | 13 | 724.1456 | 728.9783 | 737.5496 | 744.7636 | 0 | 0 | 0 | 0 | 227.4481 | 128.7745 | 122.3887 | 114.2417 | 0 | 0 | 0 | 0 | 298.8329 | 428.2936 | 466.7773 | 500.923 | 0 | 0 | 0 | 0 | 0 | -8.9988 | -20.6289 | -19.5542 | 0 | 0 | 0 | 0 | 197.8646 | 180.909 | 169.0125 | 149.1531 | 0.37374 | 0.32755 | 0.32763 | 0.071605 | 73.9499 | 59.2572 | 55.373 | 10.6801
8 | 14 | 14 | 743.2129 | 749.0582 | 758.8478 | 767.1503 | 0 | 0 | 0 | 0 | 266.719 | 126.7236 | 123.2713 | 120.1078 | 0 | 0 | 0 | 0 | 327.7155 | 427.9566 | 469.4111 | 506.589 | 0 | 0 | 0 | 0 | 0 | -4.7449 | -5.6645 | -7.723 | 0 | 0 | 0 | 0 | 148.7785 | 199.1228 | 171.8299 | 148.1765 | 0.37404 | 0.327 | 0.32733 | 0.070824 | 55.649 | 65.1137 | 56.2453 | 10.4945
8 | 14 | 15 | 751.7869 | 758.5629 | 769.3859 | 778.5614 | 0 | 0 | 0 | 0 | 287.0455 | 166.0647 | 145.4192 | 171.8616 | 0 | 0 | 0 | 0 | 306.3112 | 414.3177 | 452.9228 | 487.5894 | 0 | 0 | 0 | 0 | 0 | -4.3672 | -0.73553 | -2.7569 | 0 | 0 | 0 | 0 | 158.4302 | 182.5476 | 171.7795 | 121.8673 | 0.38108 | 0.31254 | 0.31233 | 0.32609 | 60.3739 | 57.0533 | 53.6526 | 39.7398
8 | 14 | 16 | 754.6403 | 763.5126 | 776.6675 | 787.9138 | 0 | 0 | 0 | 0 | 278.5556 | 211.2875 | 208.2854 | 180.6521 | 0 | 0 | 0 | 0 | 279.4978 | 378.9523 | 410.7282 | 439.4131 | 0 | 0 | 0 | 0 | 0 | -5.4216 | -2.0146 | 0.57815 | 0 | 0 | 0 | 0 | 196.5869 | 178.6944 | 159.6685 | 167.2705 | 0.38915 | 0.32585 | 0.31944 | 0.31698 | 76.5009 | 58.2279 | 51.0052 | 53.0215
8 | 14 | 17 | 743.8144 | 754.8832 | 770.3895 | 783.6959 | 0 | 0 | 0 | 0 | 274.3403 | 206.7519 | 204.7765 | 208.1674 | 0 | 0 | 0 | 0 | 252.132 | 322.5761 | 343.8174 | 363.3183 | 0 | 0 | 0 | 0 | 0 | -6.477 | -1.9783 | 1.5122 | 0 | 0 | 0 | 0 | 217.342 | 232.0322 | 223.7739 | 210.698 | 0.39 | 0.39598 | 0.39187 | 0.36712 | 84.7641 | 91.8794 | 87.6894 | 77.3518
8 | 14 | 18 | 715.5957 | 728.5692 | 746.0618 | 761.1534 | 0 | 0 | 0 | 0 | 297.8347 | 224.6323 | 215.1387 | 209.8945 | 0 | 0 | 0 | 0 | 188.6277 | 223.6738 | 229.1088 | 234.6904 | 0 | 0 | 0 | 0 | 0 | -3.788 | -3.0404 | 0 | 0 | 0 | 0 | 0 | 229.1332 | 284.0511 | 304.8547 | 316.5684 | 0.3917 | 0.40014 | 0.39346 | 0.38236 | 89.7526 | 113.6616 | 119.9493 | 121.0429
8 | 14 | 19 | 692.8316 | 706.9049 | 725.4928 | 741.5445 | 0 | 0 | 0 | 0 | 312.6745 | 253.1376 | 241.2797 | 255.4715 | 0 | 0 | 0 | 0 | 168.1857 | 162.6375 | 160.3583 | 159.2698 | 0 | 0 | 0 | 0 | 0 | 1.5865 | -2.2517 | 6.0226 | 0 | 0 | 0 | 0 | 211.9714 | 289.5432 | 326.1065 | 320.7805 | 0.39028 | 0.3992 | 0.39311 | 0.38685 | 82.729 | 115.5869 | 128.197 | 124.0941
8 | 14 | 20 | 699.3175 | 714.3497 | 733.9337 | 750.7563 | 0 | 0 | 0 | 0 | 311.0989 | 283.9952 | 281.6741 | 268.8711 | 0 | 0 | 0 | 0 | 171.6694 | 104.0429 | 107.6274 | 112.521 | 0 | 0 | 0 | 0 | 0 | 6.343 | 7.7412 | 28.8446 | 0 | 0 | 0 | 0 | 216.5492 | 319.9687 | 336.891 | 340.5196 | 0.39125 | 0.40133 | 0.39529 | 0.38828 | 84.7242 | 128.4134 | 133.1711 | 132.2155
8 | 14 | 21 | 658.9811 | 673.6192 | 692.5028 | 708.6238 | 0 | 0 | 0 | 0 | 304.6766 | 285.2444 | 289.7176 | 293.6025 | 0 | 0 | 0 | 0 | 186.6286 | 104.1619 | 113.4444 | 123.7547 | 0 | 0 | 0 | 0 | 0 | 1.2196 | 1.1001 | 23.6854 | 0 | 0 | 0 | 0 | 167.6758 | 282.9934 | 288.2406 | 267.5813 | 0.3882 | 0.39886 | 0.39319 | 0.38634 | 65.0918 | 112.8752 | 113.3344 | 103.3781
8 | 14 | 22 | 596.5325 | 610.5481 | 628.4603 | 643.7481 | 0 | 0 | 0 | 0 | 298.5573 | 287.7125 | 294.9467 | 303.2956 | 0 | 0 | 0 | 0 | 173.2201 | 100.8542 | 110.8019 | 121.6494 | 0 | 0 | 0 | 0 | 0 | 5.0266 | 7.9551 | 11.0816 | 0 | 0 | 0 | 0 | 124.7552 | 216.9548 | 214.7565 | 207.7215 | 0.38109 | 0.39369 | 0.38812 | 0.38014 | 47.5429 | 85.414 | 83.3519 | 78.9641
8 | 14 | 23 | 536.9594 | 549.7622 | 566.059 | 579.9336 | 0 | 0 | 0 | 0 | 293.5791 | 286.6654 | 301.229 | 322.1923 | 0 | 0 | 0 | 0 | 150.7426 | 94.9516 | 100.2968 | 106.7212 | 0 | 0 | 0 | 0 | 0 | 8.6378 | 6.3297 | 8.2204 | 0 | 0 | 0 | 0 | 92.6377 | 159.5074 | 158.2035 | 142.7998 | 0.37177 | 0.39333 | 0.38899 | 0.37327 | 34.4397 | 62.7387 | 61.5393 | 53.3028
8 | 14 | 24 | 489.3887 | 499.688 | 512.9712 | 524.1545 | 0 | 0 | 0 | 0 | 260.3077 | 308.9842 | 308.0117 | 307.7474 | 0 | 0 | 0 | 0 | 145.0036 | 97.412 | 99.6873 | 103.1959 | 0 | 0 | 0 | 0 | 0 | 4.9363 | 9.8657 | 8.1627 | 0 | 0 | 0 | 0 | 84.0773 | 88.3556 | 95.4065 | 105.0485 | 0.36952 | 0.39289 | 0.39083 | 0.37129 | 31.0686 | 34.714 | 37.288 | 39.0036
8 | 15 | 1 | 458.8469 | 466.3067 | 476.2561 | 484.4251 | 0 | 0 | 0 | 0 | 219.8352 | 305.7167 | 297.5301 | 291.9374 | 0 | 0 | 0 | 0 | 147.7406 | 99.4061 | 102.3963 | 106.6003 | 0 | 0 | 0 | 0 | 0 | 12.4349 | 14.8175 | 8.7396 | 0 | 0 | 0 | 0 | 91.2712 | 48.7489 | 61.5123 | 77.1479 | 0.37223 | 0.39077 | 0.38906 | 0.37051 | 33.9743 | 19.0498 | 23.9319 | 28.5838
8 | 15 | 2 | 439.0008 | 444.3414 | 451.8688 | 457.9088 | 0 | 0 | 0 | 0 | 197.0045 | 297.0088 | 284.6018 | 252.3969 | 0 | 0 | 0 | 0 | 136.4026 | 84.2517 | 87.756 | 92.403 | 0 | 0 | 0 | 0 | 0 | 16.8685 | 11.7777 | 0.021722 | 0 | 0 | 0 | 0 | 105.5937 | 46.2125 | 67.7333 | 113.0871 | 0.3725 | 0.38904 | 0.38716 | 0.37014 | 39.3332 | 17.9787 | 26.2234 | 41.8578
8 | 15 | 3 | 428.14 | 431.4352 | 436.6779 | 440.7245 | 0 | 0 | 0 | 0 | 186.8497 | 289.0429 | 269.1936 | 244.791 | 0 | 0 | 0 | 0 | 109.7779 | 60.0485 | 62.6387 | 66.2875 | 0 | 0 | 0 | 0 | 0 | 1.4332 | 13.2802 | -0.48256 | 0 | 0 | 0 | 0 | 131.5125 | 80.9106 | 91.5655 | 130.1286 | 0.3732 | 0.38992 | 0.38586 | 0.37025 | 49.0811 | 31.5487 | 35.3319 | 48.1805
8 | 15 | 4 | 431.2606 | 432.7969 | 436.1045 | 438.425 | 0 | 0 | 0 | 0 | 194.8433 | 229.009 | 221.7177 | 222.7567 | 0 | 0 | 0 | 0 | 84.6076 | 52.3203 | 53.3869 | 55.4968 | 0 | 0 | 0 | 0 | 0 | 21.6769 | 3.442 | 0.65397 | 0 | 0 | 0 | 0 | 151.8098 | 129.7907 | 157.5579 | 159.5175 | 0.37386 | 0.38754 | 0.38853 | 0.36998 | 56.7558 | 50.2992 | 61.2163 | 59.019
8 | 15 | 5 | 453.4637 | 453.8173 | 455.9075 | 457.1234 | 0 | 0 | 0 | 0 | 240.4799 | 217.2797 | 223.8303 | 223.1619 | 0 | 0 | 0 | 0 | 73.1826 | 54.7201 | 55.0596 | 56.4309 | 0 | 0 | 0 | 0 | 0 | 12.3755 | 10.0635 | -5.6361 | 0 | 0 | 0 | 0 | 139.8011 | 169.442 | 166.954 | 183.1666 | 0.37065 | 0.39036 | 0.39029 | 0.37126 | 51.8173 | 66.1441 | 65.1602 | 68.0021
8 | 15 | 6 | 481.9678 | 481.3109 | 482.457 | 482.8733 | 0 | 0 | 0 | 0 | 243.9826 | 225.4676 | 215.106 | 188.9462 | 0 | 0 | 0 | 0 | 68.0172 | 67.3228 | 64.5029 | 62.762 | 0 | 0 | 0 | 0 | 0 | 12.9451 | 23.1073 | -6.8474 | 0 | 0 | 0 | 0 | 169.968 | 175.5754 | 179.7407 | 238.0125 | 0.37177 | 0.38885 | 0.38239 | 0.37131 | 63.1894 | 68.2717 | 68.7309 | 88.3773
8 | 15 | 7 | 520.1266 | 519.297 | 520.6158 | 521.397 | 0 | 0 | 0 | 0 | 198.0926 | 202.0994 | 193.9904 | 175.5455 | 0 | 0 | 0 | 0 | 114.0741 | 166.733 | 163.0092 | 159.9852 | 0 | 0 | 0 | 0 | 0 | -7.3307 | -5.7318 | -0.54477 | 0 | 0 | 0 | 0 | 207.9598 | 157.7953 | 169.3481 | 186.4112 | 0.3667 | 0.37732 | 0.37117 | 0.37991 | 76.2591 | 59.5394 | 62.857 | 70.8199
8 | 15 | 8 | 564.8089 | 564.6931 | 567.3819 | 569.8136 | 0 | 0 | 0 | 0 | 171.1784 | 142.0321 | 142.9024 | 161.209 | 0 | 0 | 0 | 0 | 171.992 | 265.807 | 277.491 | 288.1009 | 0 | 0 | 0 | 0 | 0 | -13.2428 | -13.6438 | 3.2698 | 0 | 0 | 0 | 0 | 221.6384 | 170.0967 | 160.6323 | 117.2339 | 0.37186 | 0.38691 | 0.38697 | 0.38173 | 82.4179 | 65.8128 | 62.1599 | 44.7517
8 | 15 | 9 | 610.9936 | 612.6501 | 617.8673 | 622.9563 | 0 | 0 | 0 | 0 | 154.7384 | 121.4035 | 126.1043 | 135.1819 | 0 | 0 | 0 | 0 | 224.4459 | 342.5052 | 371.5911 | 397.7017 | 0 | 0 | 0 | 0 | 0 | -23.1656 | -22.8423 | -19.7815 | 0 | 0 | 0 | 0 | 231.8093 | 171.9069 | 143.0142 | 109.8542 | 0.37575 | 0.32651 | 0.32636 | 0.067785 | 87.1018 | 56.1293 | 46.6742 | 7.4465
8 | 15 | 10 | 653.1706 | 655.6897 | 661.983 | 667.9277 | 0 | 0 | 0 | 0 | 181.7802 | 114.3673 | 112.2589 | 102.4744 | 0 | 0 | 0 | 0 | 263.0927 | 398.1558 | 439.648 | 476.7972 | 0 | 0 | 0 | 0 | 0 | -20.7995 | -23.0674 | -27.9994 | 0 | 0 | 0 | 0 | 208.2977 | 163.9661 | 133.1434 | 116.6554 | 0.38219 | 0.32795 | 0.328 | 0.071605 | 79.61 | 53.7726 | 43.671 | 8.3531
8 | 15 | 11 | 680.4559 | 683.453 | 690.1066 | 696.009 | 0 | 0 | 0 | 0 | 206.352 | 117.6579 | 111.4572 | 102.8046 | 0 | 0 | 0 | 0 | 286.4416 | 426.692 | 473.0151 | 514.4297 | 0 | 0 | 0 | 0 | 0 | -25.168 | -28.113 | -28.2 | 0 | 0 | 0 | 0 | 187.6623 | 164.2711 | 133.7472 | 106.9747 | 0.37921 | 0.32752 | 0.328 | 0.071605 | 71.163 | 53.8022 | 43.869 | 7.6599
8 | 15 | 12 | 704.7669 | 708.4665 | 715.7887 | 722.0125 | 0 | 0 | 0 | 0 | 217.8824 | 115.7556 | 111.6713 | 104.3121 | 0 | 0 | 0 | 0 | 314.6308 | 448.3765 | 493.5969 | 533.9265 | 0 | 0 | 0 | 0 | 0 | -23.4151 | -26.8767 | -28.4724 | 0 | 0 | 0 | 0 | 172.2537 | 167.7495 | 137.3971 | 112.2463 | 0.37557 | 0.32768 | 0.328 | 0.071605 | 64.6927 | 54.9688 | 45.0662 | 8.0374
8 | 15 | 13 | 732.4793 | 737.5822 | 746.4854 | 753.9853 | 0 | 0 | 0 | 0 | 227.4481 | 128.7745 | 122.3887 | 114.2417 | 0 | 0 | 0 | 0 | 370.4537 | 460.678 | 511.5254 | 557.2969 | 0 | 0 | 0 | 0 | 0 | -8.9988 | -20.6289 | -19.5542 | 0 | 0 | 0 | 0 | 134.5774 | 157.1286 | 133.2001 | 102.0009 | 0.37374 | 0.32755 | 0.32763 | 0.071605 | 50.297 | 51.4678 | 43.64 | 7.3038
8 | 15 | 14 | 753.3513 | 759.5254 | 769.7187 | 778.369 | 0 | 0 | 0 | 0 | 266.719 | 126.7236 | 123.2713 | 120.1078 | 0 | 0 | 0 | 0 | 384.9122 | 448.0275 | 496.7673 | 540.8599 | 0 | 0 | 0 | 0 | 0 | -4.7449 | -5.6645 | -7.723 | 0 | 0 | 0 | 0 | 101.7201 | 189.5191 | 155.3446 | 125.1243 | 0.37404 | 0.327 | 0.32733 | 0.070824 | 38.0473 | 61.9733 | 50.8491 | 8.8618
8 | 15 | 15 | 765.5348 | 772.7566 | 784.1271 | 793.7742 | 0 | 0 | 0 | 0 | 287.0455 | 166.0647 | 145.4192 | 171.8616 | 0 | 0 | 0 | 0 | 386.5128 | 443.8693 | 488.2558 | 528.5323 | 0 | 0 | 0 | 0 | 0 | -4.3672 | -0.73553 | -2.7569 | 0 | 0 | 0 | 0 | 91.9765 | 167.1897 | 151.1876 | 96.1372 | 0.38108 | 0.31254 | 0.31233 | 0.32609 | 35.05 | 52.2533 | 47.2211 | 31.3495
8 | 15 | 16 | 767.822 | 777.1217 | 790.8015 | 802.5002 | 0 | 0 | 0 | 0 | 278.5556 | 211.2875 | 208.2854 | 180.6521 | 0 | 0 | 0 | 0 | 376.0992 | 420.5359 | 451.7848 | 480.2181 | 0 | 0 | 0 | 0 | 0 | -5.4216 | -2.0146 | 0.57815 | 0 | 0 | 0 | 0 | 113.1671 | 150.7199 | 132.746 | 141.0518 | 0.38915 | 0.32585 | 0.31944 | 0.31698 | 44.0385 | 49.1123 | 42.405 | 44.7107
8 | 15 | 17 | 751.1041 | 762.4094 | 778.2059 | 791.7624 | 0 | 0 | 0 | 0 | 274.3403 | 206.7519 | 204.7765 | 208.1674 | 0 | 0 | 0 | 0 | 329.6964 | 372.0513 | 387.804 | 402.3054 | 0 | 0 | 0 | 0 | 0 | -6.477 | -1.9783 | 1.5122 | 0 | 0 | 0 | 0 | 147.0674 | 190.0831 | 187.6037 | 179.7775 | 0.39 | 0.39598 | 0.39187 | 0.36712 | 57.3568 | 75.2685 | 73.5155 | 66.0002
8 | 15 | 18 | 722.6377 | 735.8395 | 753.6126 | 768.9458 | 0 | 0 | 0 | 0 | 297.8347 | 224.6323 | 215.1387 | 209.8945 | 0 | 0 | 0 | 0 | 260.5697 | 280.9389 | 279.6965 | 279.2424 | 0 | 0 | 0 | 0 | 0 | -3.788 | -3.0404 | 0 | 0 | 0 | 0 | 0 | 164.2333 | 234.0564 | 261.8178 | 279.8089 | 0.3917 | 0.40014 | 0.39346 | 0.38236 | 64.331 | 93.6565 | 103.0159 | 106.9876
8 | 15 | 19 | 698.8297 | 713.0975 | 731.9243 | 748.1817 | 0 | 0 | 0 | 0 | 312.6745 | 253.1376 | 241.2797 | 255.4715 | 0 | 0 | 0 | 0 | 249.6872 | 210.5588 | 202.6281 | 196.5477 | 0 | 0 | 0 | 0 | 0 | 1.5865 | -2.2517 | 6.0226 | 0 | 0 | 0 | 0 | 136.468 | 247.8145 | 290.2682 | 290.1399 | 0.39028 | 0.3992 | 0.39311 | 0.38685 | 53.2612 | 98.9287 | 114.1085 | 112.2408
8 | 15 | 20 | 700.3084 | 715.3727 | 734.9962 | 751.8527 | 0 | 0 | 0 | 0 | 311.0989 | 283.9952 | 281.6741 | 268.8711 | 0 | 0 | 0 | 0 | 238.6478 | 130.6598 | 129.9156 | 130.9196 | 0 | 0 | 0 | 0 | 0 | 6.343 | 7.7412 | 28.8446 | 0 | 0 | 0 | 0 | 150.5616 | 294.3748 | 315.6652 | 323.2174 | 0.39125 | 0.40133 | 0.39529 | 0.38828 | 58.9067 | 118.1418 | 124.7806 | 125.4975
8 | 15 | 21 | 665.7223 | 680.579 | 699.731 | 716.0834 | 0 | 0 | 0 | 0 | 304.6766 | 285.2444 | 289.7176 | 293.6025 | 0 | 0 | 0 | 0 | 219.8491 | 120.9586 | 122.0868 | 124.7706 | 0 | 0 | 0 | 0 | 0 | 1.2196 | 1.1001 | 23.6854 | 0 | 0 | 0 | 0 | 141.1966 | 273.1565 | 286.8265 | 274.0249 | 0.3882 | 0.39886 | 0.39319 | 0.38634 | 54.8126 | 108.9516 | 112.7784 | 105.8675
8 | 15 | 22 | 602.0175 | 616.211 | 634.3416 | 649.8176 | 0 | 0 | 0 | 0 | 298.5573 | 287.7125 | 294.9467 | 303.2956 | 0 | 0 | 0 | 0 | 196.0401 | 132.3218 | 129.2798 | 127.8531 | 0 | 0 | 0 | 0 | 0 | 5.0266 | 7.9551 | 11.0816 | 0 | 0 | 0 | 0 | 107.4201 | 191.1501 | 202.1599 | 207.5873 | 0.38109 | 0.39369 | 0.38812 | 0.38014 | 40.9367 | 75.2548 | 78.4629 | 78.9131
8 | 15 | 23 | 539.1887 | 552.0639 | 568.4494 | 582.4006 | 0 | 0 | 0 | 0 | 293.5791 | 286.6654 | 301.229 | 322.1923 | 0 | 0 | 0 | 0 | 222.3506 | 143.2905 | 137.2123 | 132.8988 | 0 | 0 | 0 | 0 | 0 | 8.6378 | 6.3297 | 8.2204 | 0 | 0 | 0 | 0 | 23.259 | 113.4702 | 123.6784 | 119.0891 | 0.37177 | 0.39333 | 0.38899 | 0.37327 | 8.647 | 44.631 | 48.1094 | 44.4523
8 | 15 | 24 | 494.0421 | 504.4923 | 517.9608 | 529.3038 | 0 | 0 | 0 | 0 | 260.3077 | 308.9842 | 308.0117 | 307.7474 | 0 | 0 | 0 | 0 | 243.381 | 135.9314 | 130.6862 | 127.1733 | 0 | 0 | 0 | 0 | 0 | 4.9363 | 9.8657 | 8.1627 | 0 | 0 | 0 | 0 | -9.6467 | 54.6404 | 69.3972 | 86.2204 | 0.36952 | 0.39289 | 0.39083 | 0.37129 | -3.5647 | 21.4677 | 27.1227 | 32.0129
8 | 16 | 1 | 462.2618 | 469.8322 | 479.9177 | 488.2038 | 0 | 0 | 0 | 0 | 219.8352 | 305.7167 | 297.5301 | 291.9374 | 0 | 0 | 0 | 0 | 245.2432 | 129.3439 | 123.294 | 119.0402 | 0 | 0 | 0 | 0 | 0 | 12.4349 | 14.8175 | 8.7396 | 0 | 0 | 0 | 0 | -2.8166 | 22.3367 | 44.2761 | 68.4866 | 0.37223 | 0.39077 | 0.38906 | 0.37051 | -1.0484 | 8.7286 | 17.226 | 25.3748
8 | 16 | 2 | 439.797 | 445.1634 | 452.7225 | 458.7898 | 0 | 0 | 0 | 0 | 197.0045 | 297.0088 | 284.6018 | 252.3969 | 0 | 0 | 0 | 0 | 226.6257 | 122.4487 | 117.4301 | 114.0428 | 0 | 0 | 0 | 0 | 0 | 16.8685 | 11.7777 | 0.021722 | 0 | 0 | 0 | 0 | 16.1668 | 8.8375 | 38.9129 | 92.3284 | 0.3725 | 0.38904 | 0.38716 | 0.37014 | 6.0221 | 3.4382 | 15.0654 | 34.1742
8 | 16 | 3 | 432.3511 | 435.7829 | 441.1932 | 445.3843 | 0 | 0 | 0 | 0 | 186.8497 | 289.0429 | 269.1936 | 244.791 | 0 | 0 | 0 | 0 | 205.1594 | 114.5941 | 108.7262 | 104.4339 | 0 | 0 | 0 | 0 | 0 | 1.4332 | 13.2802 | -0.48256 | 0 | 0 | 0 | 0 | 40.342 | 30.7126 | 49.9933 | 96.642 | 0.3732 | 0.38992 | 0.38586 | 0.37025 | 15.0558 | 11.9755 | 19.2906 | 35.782
8 | 16 | 4 | 433.6316 | 435.2448 | 438.6468 | 441.0485 | 0 | 0 | 0 | 0 | 194.8433 | 229.009 | 221.7177 | 222.7567 | 0 | 0 | 0 | 0 | 193.4434 | 108.7104 | 100.2949 | 93.5306 | 0 | 0 | 0 | 0 | 0 | 21.6769 | 3.442 | 0.65397 | 0 | 0 | 0 | 0 | 45.3448 | 75.8485 | 113.1921 | 124.1073 | 0.37386 | 0.38754 | 0.38853 | 0.36998 | 16.9527 | 29.3944 | 43.9788 | 45.9178
8 | 16 | 5 | 457.2501 | 457.7265 | 459.9674 | 461.3132 | 0 | 0 | 0 | 0 | 240.4799 | 217.2797 | 223.8303 | 223.1619 | 0 | 0 | 0 | 0 | 180.7613 | 103.5049 | 93.1841 | 84.5156 | 0 | 0 | 0 | 0 | 0 | 12.3755 | 10.0635 | -5.6361 | 0 | 0 | 0 | 0 | 36.0088 | 124.5664 | 132.8895 | 159.2718 | 0.37065 | 0.39036 | 0.39029 | 0.37126 | 13.3467 | 48.6262 | 51.8652 | 59.1309
8 | 16 | 6 | 484.4979 | 483.9231 | 485.17 | 485.6731 | 0 | 0 | 0 | 0 | 243.9826 | 225.4676 | 215.106 | 188.9462 | 0 | 0 | 0 | 0 | 172.1431 | 115.7864 | 101.7301 | 89.3024 | 0 | 0 | 0 | 0 | 0 | 12.9451 | 23.1073 | -6.8474 | 0 | 0 | 0 | 0 | 68.3723 | 129.7241 | 145.2265 | 214.2719 | 0.37177 | 0.38885 | 0.38239 | 0.37131 | 25.4189 | 50.4426 | 55.533 | 79.5621
8 | 16 | 7 | 522.8868 | 522.1467 | 523.5754 | 524.4514 | 0 | 0 | 0 | 0 | 198.0926 | 202.0994 | 193.9904 | 175.5455 | 0 | 0 | 0 | 0 | 217.6961 | 216.6565 | 201.291 | 187.0984 | 0 | 0 | 0 | 0 | 0 | -7.3307 | -5.7318 | -0.54477 | 0 | 0 | 0 | 0 | 107.0981 | 110.7214 | 134.0258 | 162.3523 | 0.3667 | 0.37732 | 0.37117 | 0.37991 | 39.273 | 41.7775 | 49.7464 | 61.6796
8 | 16 | 8 | 567.339 | 567.3053 | 570.0948 | 572.6134 | 0 | 0 | 0 | 0 | 171.1784 | 142.0321 | 142.9024 | 161.209 | 0 | 0 | 0 | 0 | 268.4766 | 319.4339 | 321.0203 | 321.8977 | 0 | 0 | 0 | 0 | 0 | -13.2428 | -13.6438 | 3.2698 | 0 | 0 | 0 | 0 | 127.684 | 119.0821 | 119.816 | 86.2369 | 0.37186 | 0.38691 | 0.38697 | 0.38173 | 47.4802 | 46.0745 | 46.3652 | 32.9192
8 | 16 | 9 | 607.8618 | 609.4168 | 614.5092 | 619.4908 | 0 | 0 | 0 | 0 | 154.7384 | 121.4035 | 126.1043 | 135.1819 | 0 | 0 | 0 | 0 | 320.5045 | 403.4591 | 422.5081 | 438.997 | 0 | 0 | 0 | 0 | 0 | -23.1656 | -22.8423 | -19.7815 | 0 | 0 | 0 | 0 | 132.619 | 107.7198 | 88.7392 | 65.0934 | 0.37575 | 0.32651 | 0.32636 | 0.067785 | 49.8312 | 35.1716 | 28.961 | 4.4124
8 | 16 | 10 | 647.031 | 649.3509 | 655.3998 | 661.1338 | 0 | 0 | 0 | 0 | 181.7802 | 114.3673 | 112.2589 | 102.4744 | 0 | 0 | 0 | 0 | 363.7775 | 465.0493 | 495.7206 | 522.5723 | 0 | 0 | 0 | 0 | 0 | -20.7995 | -23.0674 | -27.9994 | 0 | 0 | 0 | 0 | 101.4733 | 90.7338 | 70.4876 | 64.0865 | 0.38219 | 0.32795 | 0.328 | 0.071605 | 38.7824 | 29.7561 | 23.1199 | 4.5889
8 | 16 | 11 | 677.4126 | 680.311 | 686.8434 | 692.6414 | 0 | 0 | 0 | 0 | 206.352 | 117.6579 | 111.4572 | 102.8046 | 0 | 0 | 0 | 0 | 388.8018 | 501.6477 | 539.5234 | 572.8372 | 0 | 0 | 0 | 0 | 0 | -25.168 | -28.113 | -28.2 | 0 | 0 | 0 | 0 | 82.2588 | 86.1734 | 63.9757 | 45.1996 | 0.37921 | 0.32752 | 0.328 | 0.071605 | 31.1932 | 28.2236 | 20.984 | 3.2365
8 | 16 | 12 | 702.0952 | 705.7081 | 712.9239 | 719.0561 | 0 | 0 | 0 | 0 | 217.8824 | 115.7556 | 111.6713 | 104.3121 | 0 | 0 | 0 | 0 | 418.6285 | 525.2018 | 564.8496 | 599.7828 | 0 | 0 | 0 | 0 | 0 | -23.4151 | -26.8767 | -28.4724 | 0 | 0 | 0 | 0 | 65.5844 | 88.1658 | 63.2796 | 43.4335 | 0.37557 | 0.32768 | 0.328 | 0.071605 | 24.6313 | 28.8905 | 20.7557 | 3.1101
8 | 16 | 13 | 729.1175 | 734.1114 | 742.8807 | 750.2653 | 0 | 0 | 0 | 0 | 227.4481 | 128.7745 | 122.3887 | 114.2417 | 0 | 0 | 0 | 0 | 453.9701 | 533.8267 | 577.6026 | 616.5407 | 0 | 0 | 0 | 0 | 0 | -8.9988 | -20.6289 | -19.5542 | 0 | 0 | 0 | 0 | 47.6993 | 80.509 | 63.5183 | 39.0371 | 0.37374 | 0.32755 | 0.32763 | 0.071605 | 17.8271 | 26.3709 | 20.8103 | 2.7952
8 | 16 | 14 | 746.7693 | 752.7299 | 762.6612 | 771.0856 | 0 | 0 | 0 | 0 | 266.719 | 126.7236 | 123.2713 | 120.1078 | 0 | 0 | 0 | 0 | 463.9731 | 529.031 | 569.7064 | 605.9152 | 0 | 0 | 0 | 0 | 0 | -4.7449 | -5.6645 | -7.723 | 0 | 0 | 0 | 0 | 16.0773 | 101.7202 | 75.348 | 52.7856 | 0.37404 | 0.327 | 0.32733 | 0.070824 | 6.0135 | 33.2628 | 24.6638 | 3.7385
8 | 16 | 15 | 756.9535 | 763.8969 | 774.9257 | 784.2785 | 0 | 0 | 0 | 0 | 287.0455 | 166.0647 | 145.4192 | 171.8616 | 0 | 0 | 0 | 0 | 454.7403 | 499.3392 | 537.4875 | 571.7709 | 0 | 0 | 0 | 0 | 0 | -4.3672 | -0.73553 | -2.7569 | 0 | 0 | 0 | 0 | 15.1676 | 102.8602 | 92.7546 | 43.4028 | 0.38108 | 0.31254 | 0.31233 | 0.32609 | 5.78 | 32.1478 | 28.9704 | 14.1533
8 | 16 | 16 | 760.143 | 769.1937 | 782.5677 | 794.0029 | 0 | 0 | 0 | 0 | 278.5556 | 211.2875 | 208.2854 | 180.6521 | 0 | 0 | 0 | 0 | 443.2176 | 464.3385 | 494.9229 | 522.625 | 0 | 0 | 0 | 0 | 0 | -5.4216 | -2.0146 | 0.57815 | 0 | 0 | 0 | 0 | 38.3697 | 98.9893 | 81.374 | 90.1476 | 0.38915 | 0.32585 | 0.31944 | 0.31698 | 14.9314 | 32.2558 | 25.9945 | 28.575
8 | 16 | 17 | 743.7082 | 754.7736 | 770.2757 | 783.5784 | 0 | 0 | 0 | 0 | 274.3403 | 206.7519 | 204.7765 | 208.1674 | 0 | 0 | 0 | 0 | 385.2583 | 399.8854 | 411.7677 | 422.5544 | 0 | 0 | 0 | 0 | 0 | -6.477 | -1.9783 | 1.5122 | 0 | 0 | 0 | 0 | 84.1096 | 154.6133 | 155.7097 | 151.3445 | 0.39 | 0.39598 | 0.39187 | 0.36712 | 32.803 | 61.2233 | 61.0174 | 55.5619
8 | 16 | 18 | 717.9135 | 730.9622 | 748.5471 | 763.7183 | 0 | 0 | 0 | 0 | 297.8347 | 224.6323 | 215.1387 | 209.8945 | 0 | 0 | 0 | 0 | 318.7253 | 295.7514 | 290.1183 | 285.4123 | 0 | 0 | 0 | 0 | 0 | -3.788 | -3.0404 | 0 | 0 | 0 | 0 | 0 | 101.3535 | 214.3665 | 246.3306 | 268.4115 | 0.3917 | 0.40014 | 0.39346 | 0.38236 | 39.7007 | 85.7777 | 96.9222 | 102.6297
8 | 16 | 19 | 687.4174 | 701.3151 | 719.6874 | 735.5533 | 0 | 0 | 0 | 0 | 312.6745 | 253.1376 | 241.2797 | 255.4715 | 0 | 0 | 0 | 0 | 288.8286 | 212.5766 | 202.1313 | 193.4792 | 0 | 0 | 0 | 0 | 0 | 1.5865 | -2.2517 | 6.0226 | 0 | 0 | 0 | 0 | 85.9143 | 234.0143 | 278.5282 | 280.58 | 0.39028 | 0.3992 | 0.39311 | 0.38685 | 33.5309 | 93.4196 | 109.4933 | 108.5425
8 | 16 | 20 | 689.4622 | 704.1749 | 723.3664 | 739.8508 | 0 | 0 | 0 | 0 | 311.0989 | 283.9952 | 281.6741 | 268.8711 | 0 | 0 | 0 | 0 | 252.5015 | 147.2526 | 140.3798 | 135.3693 | 0 | 0 | 0 | 0 | 0 | 6.343 | 7.7412 | 28.8446 | 0 | 0 | 0 | 0 | 125.8618 | 266.5841 | 293.5713 | 306.7658 | 0.39125 | 0.40133 | 0.39529 | 0.38828 | 49.243 | 106.9885 | 116.047 | 119.1097
8 | 16 | 21 | 657.8487 | 672.4501 | 691.2886 | 707.3708 | 0 | 0 | 0 | 0 | 304.6766 | 285.2444 | 289.7176 | 293.6025 | 0 | 0 | 0 | 0 | 236.2373 | 144.5648 | 139.7847 | 136.7172 | 0 | 0 | 0 | 0 | 0 | 1.2196 | 1.1001 | 23.6854 | 0 | 0 | 0 | 0 | 116.9347 | 241.4213 | 260.6862 | 253.3657 | 0.3882 | 0.39886 | 0.39319 | 0.38634 | 45.3941 | 96.2937 | 102.5002 | 97.886
8 | 16 | 22 | 604.4061 | 618.6771 | 636.9028 | 652.4607 | 0 | 0 | 0 | 0 | 298.5573 | 287.7125 | 294.9467 | 303.2956 | 0 | 0 | 0 | 0 | 212.5286 | 127.4799 | 121.9666 | 118.0977 | 0 | 0 | 0 | 0 | 0 | 5.0266 | 7.9551 | 11.0816 | 0 | 0 | 0 | 0 | 93.3203 | 198.4581 | 212.0344 | 219.9859 | 0.38109 | 0.39369 | 0.38812 | 0.38014 | 35.5634 | 78.1319 | 82.2954 | 83.6264
8 | 16 | 23 | 538.1271 | 550.9678 | 567.3111 | 581.2258 | 0 | 0 | 0 | 0 | 293.5791 | 286.6654 | 301.229 | 322.1923 | 0 | 0 | 0 | 0 | 192.7763 | 117.9579 | 112.5014 | 108.6356 | 0 | 0 | 0 | 0 | 0 | 8.6378 | 6.3297 | 8.2204 | 0 | 0 | 0 | 0 | 51.7717 | 137.7068 | 147.251 | 142.1775 | 0.37177 | 0.39333 | 0.38899 | 0.37327 | 19.2471 | 54.1639 | 57.2789 | 53.0705
8 | 16 | 24 | 490.3087 | 500.6379 | 513.9578 | 525.1726 | 0 | 0 | 0 | 0 | 260.3077 | 308.9842 | 308.0117 | 307.7474 | 0 | 0 | 0 | 0 | 178.5785 | 104.4182 | 99.9801 | 97.0421 | 0 | 0 | 0 | 0 | 0 | 4.9363 | 9.8657 | 8.1627 | 0 | 0 | 0 | 0 | 51.4225 | 82.2992 | 96.1002 | 112.2204 | 0.36952 | 0.39289 | 0.39083 | 0.37129 | 19.0019 | 32.3345 | 37.5591 | 41.6665
8 | 17 | 1 | 459.2893 | 466.7633 | 476.7304 | 484.9145 | 0 | 0 | 0 | 0 | 219.8352 | 305.7167 | 297.5301 | 291.9374 | 0 | 0 | 0 | 0 | 172.3744 | 98.6777 | 93.5908 | 90.0007 | 0 | 0 | 0 | 0 | 0 | 12.4349 | 14.8175 | 8.7396 | 0 | 0 | 0 | 0 | 67.0797 | 49.9341 | 70.792 | 94.2368 | 0.37223 | 0.39077 | 0.38906 | 0.37051 | 24.9694 | 19.513 | 27.5422 | 34.9154
8 | 17 | 2 | 440.4163 | 445.8028 | 453.3865 | 459.4751 | 0 | 0 | 0 | 0 | 197.0045 | 297.0088 | 284.6018 | 252.3969 | 0 | 0 | 0 | 0 | 157.5886 | 93.278 | 87.8767 | 83.8941 | 0 | 0 | 0 | 0 | 0 | 16.8685 | 11.7777 | 0.021722 | 0 | 0 | 0 | 0 | 85.8232 | 38.6475 | 69.1303 | 123.1624 | 0.3725 | 0.38904 | 0.38716 | 0.37014 | 31.9687 | 15.0356 | 26.7642 | 45.587
8 | 17 | 3 | 428.9008 | 432.2207 | 437.4937 | 441.5664 | 0 | 0 | 0 | 0 | 186.8497 | 289.0429 | 269.1936 | 244.791 | 0 | 0 | 0 | 0 | 133.191 | 77.2209 | 71.6362 | 67.3966 | 0 | 0 | 0 | 0 | 0 | 1.4332 | 13.2802 | -0.48256 | 0 | 0 | 0 | 0 | 108.8602 | 64.5236 | 83.3837 | 129.8614 | 0.3732 | 0.38992 | 0.38586 | 0.37025 | 40.6271 | 25.1591 | 32.1749 | 48.0816
8 | 17 | 4 | 432.0215 | 433.5824 | 436.9203 | 439.2669 | 0 | 0 | 0 | 0 | 194.8433 | 229.009 | 221.7177 | 222.7567 | 0 | 0 | 0 | 0 | 123.5445 | 65.7396 | 59.7812 | 55.1463 | 0 | 0 | 0 | 0 | 0 | 21.6769 | 3.442 | 0.65397 | 0 | 0 | 0 | 0 | 113.6337 | 117.1569 | 151.9794 | 160.71 | 0.37386 | 0.38754 | 0.38853 | 0.36998 | 42.4833 | 45.4031 | 59.0489 | 59.4602
8 | 17 | 5 | 454.4545 | 454.8403 | 456.9699 | 458.2198 | 0 | 0 | 0 | 0 | 240.4799 | 217.2797 | 223.8303 | 223.1619 | 0 | 0 | 0 | 0 | 117.1029 | 60.7393 | 54.411 | 49.4046 | 0 | 0 | 0 | 0 | 0 | 12.3755 | 10.0635 | -5.6361 | 0 | 0 | 0 | 0 | 96.8716 | 164.4457 | 168.665 | 191.2893 | 0.37065 | 0.39036 | 0.39029 | 0.37126 | 35.9055 | 64.1937 | 65.828 | 71.0177
8 | 17 | 6 | 480.3223 | 479.612 | 480.6926 | 481.0524 | 0 | 0 | 0 | 0 | 243.9826 | 225.4676 | 215.106 | 188.9462 | 0 | 0 | 0 | 0 | 117.6535 | 72.4343 | 64.6252 | 58.0974 | 0 | 0 | 0 | 0 | 0 | 12.9451 | 23.1073 | -6.8474 | 0 | 0 | 0 | 0 | 118.6862 | 168.7651 | 177.8541 | 240.8563 | 0.37177 | 0.38885 | 0.38239 | 0.37131 | 44.1243 | 65.6235 | 68.0094 | 89.4333
8 | 17 | 7 | 520.4274 | 519.6076 | 520.9383 | 521.7299 | 0 | 0 | 0 | 0 | 198.0926 | 202.0994 | 193.9904 | 175.5455 | 0 | 0 | 0 | 0 | 163.0667 | 178.7915 | 171.4282 | 164.8642 | 0 | 0 | 0 | 0 | 0 | -7.3307 | -5.7318 | -0.54477 | 0 | 0 | 0 | 0 | 159.2681 | 146.0473 | 161.2516 | 181.865 | 0.3667 | 0.37732 | 0.37117 | 0.37991 | 58.4038 | 55.1066 | 59.8518 | 69.0928
8 | 17 | 8 | 568.3653 | 568.3648 | 571.1952 | 573.7489 | 0 | 0 | 0 | 0 | 171.1784 | 142.0321 | 142.9024 | 161.209 | 0 | 0 | 0 | 0 | 217.2059 | 285.9093 | 295.452 | 303.9332 | 0 | 0 | 0 | 0 | 0 | -13.2428 | -13.6438 | 3.2698 | 0 | 0 | 0 | 0 | 179.9809 | 153.6662 | 146.4846 | 105.337 | 0.37186 | 0.38691 | 0.38697 | 0.38173 | 66.9272 | 59.4556 | 56.6851 | 40.2103
8 | 17 | 9 | 608.3927 | 609.9648 | 615.0784 | 620.0782 | 0 | 0 | 0 | 0 | 154.7384 | 121.4035 | 126.1043 | 135.1819 | 0 | 0 | 0 | 0 | 259.5049 | 366.189 | 393.0684 | 417.0073 | 0 | 0 | 0 | 0 | 0 | -23.1656 | -22.8423 | -19.7815 | 0 | 0 | 0 | 0 | 194.1494 | 145.5379 | 118.748 | 87.6704 | 0.37575 | 0.32651 | 0.32636 | 0.067785 | 72.9511 | 47.5195 | 38.7547 | 5.9428
8 | 17 | 10 | 647.7741 | 650.1182 | 656.1966 | 661.9561 | 0 | 0 | 0 | 0 | 181.7802 | 114.3673 | 112.2589 | 102.4744 | 0 | 0 | 0 | 0 | 285.2061 | 416.827 | 456.4209 | 491.7511 | 0 | 0 | 0 | 0 | 0 | -20.7995 | -23.0674 | -27.9994 | 0 | 0 | 0 | 0 | 180.7878 | 139.7233 | 110.5841 | 95.7299 | 0.38219 | 0.32795 | 0.328 | 0.071605 | 69.0959 | 45.8222 | 36.2716 | 6.8547
8 | 17 | 11 | 679.5712 | 682.5397 | 689.158 | 695.03 | 0 | 0 | 0 | 0 | 206.352 | 117.6579 | 111.4572 | 102.8046 | 0 | 0 | 0 | 0 | 303.4069 | 442.4276 | 488.0863 | 528.8714 | 0 | 0 | 0 | 0 | 0 | -25.168 | -28.113 | -28.2 | 0 | 0 | 0 | 0 | 169.8123 | 147.6221 | 117.7274 | 91.5541 | 0.37921 | 0.32752 | 0.328 | 0.071605 | 64.3941 | 48.3493 | 38.6145 | 6.5557
8 | 17 | 12 | 700.6797 | 704.2467 | 711.4062 | 717.4898 | 0 | 0 | 0 | 0 | 217.8824 | 115.7556 | 111.6713 | 104.3121 | 0 | 0 | 0 | 0 | 318.9341 | 456.9806 | 506.6278 | 551.0575 | 0 | 0 | 0 | 0 | 0 | -23.4151 | -26.8767 | -28.4724 | 0 | 0 | 0 | 0 | 163.8632 | 154.9256 | 119.9838 | 90.5925 | 0.37557 | 0.32768 | 0.328 | 0.071605 | 61.5415 | 50.7667 | 39.3546 | 6.4869
8 | 17 | 13 | 725.508 | 730.3849 | 739.0105 | 746.2712 | 0 | 0 | 0 | 0 | 227.4481 | 128.7745 | 122.3887 | 114.2417 | 0 | 0 | 0 | 0 | 329.7901 | 456.0385 | 503.2294 | 545.4916 | 0 | 0 | 0 | 0 | 0 | -8.9988 | -20.6289 | -19.5542 | 0 | 0 | 0 | 0 | 168.2697 | 154.5707 | 134.0213 | 106.0921 | 0.37374 | 0.32755 | 0.32763 | 0.071605 | 62.8892 | 50.63 | 43.909 | 7.5967
8 | 17 | 14 | 738.5064 | 744.1991 | 753.8013 | 761.9423 | 0 | 0 | 0 | 0 | 266.719 | 126.7236 | 123.2713 | 120.1078 | 0 | 0 | 0 | 0 | 363.8644 | 459.5118 | 508.0048 | 551.6744 | 0 | 0 | 0 | 0 | 0 | -4.7449 | -5.6645 | -7.723 | 0 | 0 | 0 | 0 | 107.9231 | 162.7086 | 128.1897 | 97.8831 | 0.37404 | 0.327 | 0.32733 | 0.070824 | 40.3675 | 53.2062 | 41.9605 | 6.9325
8 | 17 | 15 | 747.2574 | 753.8864 | 764.5291 | 773.5492 | 0 | 0 | 0 | 0 | 287.0455 | 166.0647 | 145.4192 | 171.8616 | 0 | 0 | 0 | 0 | 373.1907 | 437.6672 | 481.0899 | 520.4273 | 0 | 0 | 0 | 0 | 0 | -4.3672 | -0.73553 | -2.7569 | 0 | 0 | 0 | 0 | 87.0212 | 154.5217 | 138.7556 | 84.0172 | 0.38108 | 0.31254 | 0.31233 | 0.32609 | 33.1617 | 48.2941 | 43.3381 | 27.3972
8 | 17 | 16 | 747.4567 | 756.0961 | 768.9649 | 779.9648 | 0 | 0 | 0 | 0 | 278.5556 | 211.2875 | 208.2854 | 180.6521 | 0 | 0 | 0 | 0 | 383.8712 | 406.6297 | 442.2399 | 474.8056 | 0 | 0 | 0 | 0 | 0 | -5.4216 | -2.0146 | 0.57815 | 0 | 0 | 0 | 0 | 85.0299 | 143.6004 | 120.4542 | 123.9289 | 0.38915 | 0.32585 | 0.31944 | 0.31698 | 33.089 | 46.7924 | 38.4784 | 39.2831
8 | 17 | 17 | 731.1104 | 741.7673 | 756.7677 | 769.6382 | 0 | 0 | 0 | 0 | 274.3403 | 206.7519 | 204.7765 | 208.1674 | 0 | 0 | 0 | 0 | 364.4214 | 351.0269 | 378.222 | 403.5786 | 0 | 0 | 0 | 0 | 0 | -6.477 | -1.9783 | 1.5122 | 0 | 0 | 0 | 0 | 92.3487 | 190.4655 | 175.7475 | 156.38 | 0.39 | 0.39598 | 0.39187 | 0.36712 | 36.0163 | 75.4199 | 68.8695 | 57.4105
8 | 17 | 18 | 697.2652 | 709.6442 | 726.407 | 740.8696 | 0 | 0 | 0 | 0 | 297.8347 | 224.6323 | 215.1387 | 209.8945 | 0 | 0 | 0 | 0 | 312.8796 | 253.6219 | 265.2105 | 276.8724 | 0 | 0 | 0 | 0 | 0 | -3.788 | -3.0404 | 0 | 0 | 0 | 0 | 0 | 86.5509 | 235.178 | 249.0981 | 254.1027 | 0.3917 | 0.40014 | 0.39346 | 0.38236 | 33.9024 | 94.1053 | 98.0111 | 97.1586
8 | 17 | 19 | 667.9545 | 681.221 | 698.8184 | 714.0164 | 0 | 0 | 0 | 0 | 312.6745 | 253.1376 | 241.2797 | 255.4715 | 0 | 0 | 0 | 0 | 273.088 | 179.2349 | 180.7851 | 183.5456 | 0 | 0 | 0 | 0 | 0 | 1.5865 | -2.2517 | 6.0226 | 0 | 0 | 0 | 0 | 82.192 | 247.2619 | 279.0053 | 268.9768 | 0.39028 | 0.3992 | 0.39311 | 0.38685 | 32.0782 | 98.7081 | 109.6809 | 104.0538
8 | 17 | 20 | 668.1061 | 682.1262 | 700.4674 | 716.219 | 0 | 0 | 0 | 0 | 311.0989 | 283.9952 | 281.6741 | 268.8711 | 0 | 0 | 0 | 0 | 250.5845 | 119.8095 | 121.9195 | 125.4554 | 0 | 0 | 0 | 0 | 0 | 6.343 | 7.7412 | 28.8446 | 0 | 0 | 0 | 0 | 106.4227 | 271.9786 | 289.1325 | 293.0479 | 0.39125 | 0.40133 | 0.39529 | 0.38828 | 41.6375 | 109.1535 | 114.2924 | 113.7834
8 | 17 | 21 | 637.5719 | 651.5158 | 669.5468 | 684.9333 | 0 | 0 | 0 | 0 | 304.6766 | 285.2444 | 289.7176 | 293.6025 | 0 | 0 | 0 | 0 | 251.4253 | 115.9885 | 120.1858 | 125.6752 | 0 | 0 | 0 | 0 | 0 | 1.2196 | 1.1001 | 23.6854 | 0 | 0 | 0 | 0 | 81.4699 | 249.0633 | 258.5433 | 241.9702 | 0.3882 | 0.39886 | 0.39319 | 0.38634 | 31.6267 | 99.3418 | 101.6576 | 93.4834
8 | 17 | 22 | 588.942 | 602.7114 | 620.3214 | 635.3487 | 0 | 0 | 0 | 0 | 298.5573 | 287.7125 | 294.9467 | 303.2956 | 0 | 0 | 0 | 0 | 245.2842 | 114.5804 | 119.0133 | 124.6968 | 0 | 0 | 0 | 0 | 0 | 5.0266 | 7.9551 | 11.0816 | 0 | 0 | 0 | 0 | 45.1005 | 195.392 | 198.4062 | 196.2748 | 0.38109 | 0.39369 | 0.38812 | 0.38014 | 17.1873 | 76.9248 | 77.006 | 74.6127
8 | 17 | 23 | 533.7745 | 546.4741 | 562.644 | 576.4094 | 0 | 0 | 0 | 0 | 293.5791 | 286.6654 | 301.229 | 322.1923 | 0 | 0 | 0 | 0 | 222.2675 | 102.3201 | 106.0841 | 111.051 | 0 | 0 | 0 | 0 | 0 | 8.6378 | 6.3297 | 8.2204 | 0 | 0 | 0 | 0 | 17.928 | 148.8508 | 149.0012 | 134.9457 | 0.37177 | 0.39333 | 0.38899 | 0.37327 | 6.665 | 58.5472 | 57.9597 | 50.3711
8 | 17 | 24 | 488.4686 | 498.7381 | 511.9847 | 523.1364 | 0 | 0 | 0 | 0 | 260.3077 | 308.9842 | 308.0117 | 307.7474 | 0 | 0 | 0 | 0 | 190.7827 | 82.5266 | 85.108 | 88.8615 | 0 | 0 | 0 | 0 | 0 | 4.9363 | 9.8657 | 8.1627 | 0 | 0 | 0 | 0 | 37.3781 | 102.291 | 108.9993 | 118.3648 | 0.36952 | 0.39289 | 0.39083 | 0.37129 | 13.8121 | 40.1891 | 42.6005 | 43.9479
8 | 18 | 1 | 456.1929 | 463.5666 | 473.4103 | 481.4882 | 0 | 0 | 0 | 0 | 219.8352 | 305.7167 | 297.5301 | 291.9374 | 0 | 0 | 0 | 0 | 165.856 | 64.5747 | 67.2028 | 70.9195 | 0 | 0 | 0 | 0 | 0 | 12.4349 | 14.8175 | 8.7396 | 0 | 0 | 0 | 0 | 70.5017 | 80.8402 | 93.8599 | 109.8918 | 0.37223 | 0.39077 | 0.38906 | 0.37051 | 26.2432 | 31.5903 | 36.517 | 40.7157
8 | 18 | 2 | 436.1521 | 441.4004 | 448.8143 | 454.7566 | 0 | 0 | 0 | 0 | 197.0045 | 297.0088 | 284.6018 | 252.3969 | 0 | 0 | 0 | 0 | 145.5831 | 52.578 | 56.655 | 61.7225 | 0 | 0 | 0 | 0 | 0 | 16.8685 | 11.7777 | 0.021722 | 0 | 0 | 0 | 0 | 93.5645 | 74.9451 | 95.7798 | 140.6154 | 0.3725 | 0.38904 | 0.38716 | 0.37014 | 34.8523 | 29.157 | 37.0817 | 52.047
8 | 18 | 3 | 423.7697 | 426.9232 | 431.9918 | 435.8885 | 0 | 0 | 0 | 0 | 186.8497 | 289.0429 | 269.1936 | 244.791 | 0 | 0 | 0 | 0 | 131.2969 | 43.0765 | 47.6404 | 53.147 | 0 | 0 | 0 | 0 | 0 | 1.4332 | 13.2802 | -0.48256 | 0 | 0 | 0 | 0 | 105.6231 | 93.3706 | 101.8777 | 138.4331 | 0.3732 | 0.38992 | 0.38586 | 0.37025 | 39.419 | 36.4071 | 39.311 | 51.2553
8 | 18 | 4 | 420.2199 | 421.3981 | 424.2661 | 426.2077 | 0 | 0 | 0 | 0 | 194.8433 | 229.009 | 221.7177 | 222.7567 | 0 | 0 | 0 | 0 | 122.6275 | 33.9816 | 38.3073 | 43.5772 | 0 | 0 | 0 | 0 | 0 | 21.6769 | 3.442 | 0.65397 | 0 | 0 | 0 | 0 | 102.7491 | 136.7306 | 160.7991 | 159.2198 | 0.37386 | 0.38754 | 0.38853 | 0.36998 | 38.4139 | 52.9887 | 62.4756 | 58.9089
8 | 18 | 5 | 422.6769 | 422.0322 | 422.8964 | 423.056 | 0 | 0 | 0 | 0 | 240.4799 | 217.2797 | 223.8303 | 223.1619 | 0 | 0 | 0 | 0 | 109.1158 | 33.0648 | 35.0528 | 38.0854 | 0 | 0 | 0 | 0 | 0 | 12.3755 | 10.0635 | -5.6361 | 0 | 0 | 0 | 0 | 73.0812 | 159.3121 | 153.9498 | 167.4448 | 0.37065 | 0.39036 | 0.39029 | 0.37126 | 27.0875 | 62.1897 | 60.0848 | 62.1652
8 | 18 | 6 | 421.9513 | 419.3482 | 418.1045 | 416.4615 | 0 | 0 | 0 | 0 | 243.9826 | 225.4676 | 215.106 | 188.9462 | 0 | 0 | 0 | 0 | 121.9444 | 55.8945 | 55.6015 | 56.3424 | 0 | 0 | 0 | 0 | 0 | 12.9451 | 23.1073 | -6.8474 | 0 | 0 | 0 | 0 | 56.0243 | 125.041 | 124.2896 | 178.0203 | 0.37177 | 0.38885 | 0.38239 | 0.37131 | 20.8283 | 48.6216 | 47.527 | 66.1014
8 | 18 | 7 | 444.7699 | 441.4966 | 439.8146 | 438.0103 | 0 | 0 | 0 | 0 | 198.0926 | 202.0994 | 193.9904 | 175.5455 | 0 | 0 | 0 | 0 | 160.2688 | 169.7048 | 165.5421 | 162.0806 | 0 | 0 | 0 | 0 | 0 | -7.3307 | -5.7318 | -0.54477 | 0 | 0 | 0 | 0 | 86.4085 | 77.023 | 86.0139 | 100.9289 | 0.3667 | 0.37732 | 0.37117 | 0.37991 | 31.6861 | 29.0623 | 31.9258 | 38.3442
8 | 18 | 8 | 486.9927 | 484.3535 | 483.9436 | 483.7053 | 0 | 0 | 0 | 0 | 171.1784 | 142.0321 | 142.9024 | 161.209 | 0 | 0 | 0 | 0 | 214.185 | 274.7365 | 286.3959 | 296.8609 | 0 | 0 | 0 | 0 | 0 | -13.2428 | -13.6438 | 3.2698 | 0 | 0 | 0 | 0 | 101.6292 | 80.8276 | 68.2892 | 22.3656 | 0.37186 | 0.38691 | 0.38697 | 0.38173 | 37.7916 | 31.2733 | 26.4259 | 8.5376
8 | 18 | 9 | 533.089 | 532.2191 | 534.3341 | 536.7502 | 0 | 0 | 0 | 0 | 154.7384 | 121.4035 | 126.1043 | 135.1819 | 0 | 0 | 0 | 0 | 280.782 | 364.8137 | 393.903 | 419.9385 | 0 | 0 | 0 | 0 | 0 | -23.1656 | -22.8423 | -19.7815 | 0 | 0 | 0 | 0 | 97.5685 | 69.1675 | 37.1691 | 1.4112 | 0.37575 | 0.32651 | 0.32636 | 0.067785 | 36.6611 | 22.5839 | 12.1305 | 0.095661
8 | 18 | 10 | 575.6906 | 575.6972 | 578.9052 | 582.1914 | 0 | 0 | 0 | 0 | 181.7802 | 114.3673 | 112.2589 | 102.4744 | 0 | 0 | 0 | 0 | 353.3416 | 431.1273 | 476.0569 | 516.5152 | 0 | 0 | 0 | 0 | 0 | -20.7995 | -23.0674 | -27.9994 | 0 | 0 | 0 | 0 | 40.5688 | 51.0021 | 13.6568 | -8.7988 | 0.38219 | 0.32795 | 0.328 | 0.071605 | 15.5051 | 16.7261 | 4.4794 | -0.63004
8 | 18 | 11 | 607.2577 | 607.8812 | 611.62 | 615.0108 | 0 | 0 | 0 | 0 | 206.352 | 117.6579 | 111.4572 | 102.8046 | 0 | 0 | 0 | 0 | 399.9314 | 471.4123 | 524.2164 | 571.8655 | 0 | 0 | 0 | 0 | 0 | -25.168 | -28.113 | -28.2 | 0 | 0 | 0 | 0 | 0.97437 | 43.979 | 4.0593 | -31.4593 | 0.37921 | 0.32752 | 0.328 | 0.071605 | 0.36949 | 14.404 | 1.3315 | -2.2526
8 | 18 | 12 | 633.4973 | 634.8858 | 639.37 | 643.1485 | 0 | 0 | 0 | 0 | 217.8824 | 115.7556 | 111.6713 | 104.3121 | 0 | 0 | 0 | 0 | 438.8106 | 496.6687 | 551.1247 | 600.3368 | 0 | 0 | 0 | 0 | 0 | -23.4151 | -26.8767 | -28.4724 | 0 | 0 | 0 | 0 | -23.1957 | 45.8765 | 3.4507 | -33.0281 | 0.37557 | 0.32768 | 0.328 | 0.071605 | -8.7115 | 15.033 | 1.1318 | -2.365
8 | 18 | 13 | 652.1329 | 654.6304 | 660.3341 | 665.0773 | 0 | 0 | 0 | 0 | 227.4481 | 128.7745 | 122.3887 | 114.2417 | 0 | 0 | 0 | 0 | 466.9053 | 515.4234 | 570.0408 | 619.5433 | 0 | 0 | 0 | 0 | 0 | -8.9988 | -20.6289 | -19.5542 | 0 | 0 | 0 | 0 | -42.2205 | 19.4313 | -11.4665 | -49.1536 | 0.37374 | 0.32755 | 0.32763 | 0.071605 | -15.7795 | 6.3648 | -3.7567 | -3.5196
8 | 18 | 14 | 669.3424 | 672.7922 | 679.6403 | 685.4081 | 0 | 0 | 0 | 0 | 266.719 | 126.7236 | 123.2713 | 120.1078 | 0 | 0 | 0 | 0 | 489.4292 | 549.5834 | 601.2574 | 648.1173 | 0 | 0 | 0 | 0 | 0 | -4.7449 | -5.6645 | -7.723 | 0 | 0 | 0 | 0 | -86.8058 | 1.2301 | -39.2239 | -75.094 | 0.37404 | 0.327 | 0.32733 | 0.070824 | -32.4688 | 0.40225 | -12.8392 | -5.3185
8 | 18 | 15 | 679.4912 | 683.9227 | 691.8669 | 698.5618 | 0 | 0 | 0 | 0 | 287.0455 | 166.0647 | 145.4192 | 171.8616 | 0 | 0 | 0 | 0 | 501.6337 | 534.1174 | 580.5332 | 622.8426 | 0 | 0 | 0 | 0 | 0 | -4.3672 | -0.73553 | -2.7569 | 0 | 0 | 0 | 0 | -109.188 | -11.8923 | -33.3499 | -93.3855 | 0.38108 | 0.31254 | 0.31233 | 0.32609 | -41.6089 | -3.7168 | -10.4163 | -30.4522
8 | 18 | 16 | 682.6983 | 689.2377 | 699.5279 | 708.3058 | 0 | 0 | 0 | 0 | 278.5556 | 211.2875 | 208.2854 | 180.6521 | 0 | 0 | 0 | 0 | 499.7636 | 466.2482 | 505.0585 | 540.9116 | 0 | 0 | 0 | 0 | 0 | -5.4216 | -2.0146 | 0.57815 | 0 | 0 | 0 | 0 | -95.6209 | 17.1236 | -11.8015 | -13.8361 | 0.38915 | 0.32585 | 0.31944 | 0.31698 | -37.2105 | 5.5798 | -3.7699 | -4.3858
8 | 18 | 17 | 671.9432 | 680.6814 | 693.3258 | 704.1662 | 0 | 0 | 0 | 0 | 274.3403 | 206.7519 | 204.7765 | 208.1674 | 0 | 0 | 0 | 0 | 465.0584 | 372.0459 | 397.184 | 421.0685 | 0 | 0 | 0 | 0 | 0 | -6.477 | -1.9783 | 1.5122 | 0 | 0 | 0 | 0 | -67.4555 | 108.3606 | 93.3437 | 73.4181 | 0.39 | 0.39598 | 0.39187 | 0.36712 | -26.3078 | 42.9083 | 36.5782 | 26.9534
8 | 18 | 18 | 648.5549 | 659.3543 | 674.1774 | 686.9688 | 0 | 0 | 0 | 0 | 297.8347 | 224.6323 | 215.1387 | 209.8945 | 0 | 0 | 0 | 0 | 404.9193 | 267.2536 | 276.8207 | 287.1625 | 0 | 0 | 0 | 0 | 0 | -3.788 | -3.0404 | 0 | 0 | 0 | 0 | 0 | -54.1992 | 171.2565 | 185.2584 | 189.9117 | 0.3917 | 0.40014 | 0.39346 | 0.38236 | -21.2301 | 68.5274 | 72.8925 | 72.6145
8 | 18 | 19 | 625.7023 | 637.5987 | 653.5136 | 667.2619 | 0 | 0 | 0 | 0 | 312.6745 | 253.1376 | 241.2797 | 255.4715 | 0 | 0 | 0 | 0 | 362.8321 | 177.6963 | 178.252 | 180.7123 | 0 | 0 | 0 | 0 | 0 | 1.5865 | -2.2517 | 6.0226 | 0 | 0 | 0 | 0 | -49.8043 | 205.1782 | 236.2336 | 225.0555 | 0.39028 | 0.3992 | 0.39311 | 0.38685 | -19.4378 | 81.908 | 92.8667 | 87.0629
8 | 18 | 20 | 629.9765 | 642.7602 | 659.583 | 674.0263 | 0 | 0 | 0 | 0 | 311.0989 | 283.9952 | 281.6741 | 268.8711 | 0 | 0 | 0 | 0 | 332.2173 | 140.4902 | 142.2454 | 145.9723 | 0 | 0 | 0 | 0 | 0 | 6.343 | 7.7412 | 28.8446 | 0 | 0 | 0 | 0 | -13.3397 | 211.9319 | 227.9223 | 230.3384 | 0.39125 | 0.40133 | 0.39529 | 0.38828 | -5.2191 | 85.0549 | 90.0963 | 89.4348
8 | 18 | 21 | 598.3276 | 610.9989 | 627.4672 | 641.5072 | 0 | 0 | 0 | 0 | 304.6766 | 285.2444 | 289.7176 | 293.6025 | 0 | 0 | 0 | 0 | 302.9528 | 152.766 | 153.9437 | 157.0067 | 0 | 0 | 0 | 0 | 0 | 1.2196 | 1.1001 | 23.6854 | 0 | 0 | 0 | 0 | -9.3018 | 171.769 | 182.7058 | 167.2126 | 0.3882 | 0.39886 | 0.39319 | 0.38634 | -3.611 | 68.512 | 71.8388 | 64.6014
8 | 18 | 22 | 556.7574 | 569.4832 | 585.8116 | 599.7346 | 0 | 0 | 0 | 0 | 298.5573 | 287.7125 | 294.9467 | 303.2956 | 0 | 0 | 0 | 0 | 289.0046 | 139.7846 | 140.6705 | 143.3866 | 0 | 0 | 0 | 0 | 0 | 5.0266 | 7.9551 | 11.0816 | 0 | 0 | 0 | 0 | -30.8044 | 136.9595 | 142.2392 | 141.9708 | 0.38109 | 0.39369 | 0.38812 | 0.38014 | -11.7392 | 53.9202 | 55.2063 | 53.9694
8 | 18 | 23 | 509.7113 | 521.6305 | 536.8423 | 549.782 | 0 | 0 | 0 | 0 | 293.5791 | 286.6654 | 301.229 | 322.1923 | 0 | 0 | 0 | 0 | 282.1893 | 132.247 | 132.5621 | 134.7153 | 0 | 0 | 0 | 0 | 0 | 8.6378 | 6.3297 | 8.2204 | 0 | 0 | 0 | 0 | -66.057 | 94.0804 | 96.7215 | 84.6541 | 0.37177 | 0.39333 | 0.38899 | 0.37327 | -24.5579 | 37.0044 | 37.6235 | 31.5988
8 | 18 | 24 | 468.7757 | 478.4066 | 490.869 | 501.345 | 0 | 0 | 0 | 0 | 260.3077 | 308.9842 | 308.0117 | 307.7474 | 0 | 0 | 0 | 0 | 263.9848 | 140.5571 | 138.3636 | 138.0861 | 0 | 0 | 0 | 0 | 0 | 4.9363 | 9.8657 | 8.1627 | 0 | 0 | 0 | 0 | -55.5168 | 23.9291 | 34.628 | 47.3488 | 0.36952 | 0.39289 | 0.39083 | 0.37129 | -20.5148 | 9.4015 | 13.5338 | 17.5802
8 | 19 | 1 | 439.3663 | 446.1943 | 455.3681 | 462.8686 | 0 | 0 | 0 | 0 | 219.8352 | 305.7167 | 297.5301 | 291.9374 | 0 | 0 | 0 | 0 | 237.1817 | 131.1494 | 128.7243 | 128.1374 | 0 | 0 | 0 | 0 | 0 | 12.4349 | 14.8175 | 8.7396 | 0 | 0 | 0 | 0 | -17.6506 | -3.1066 | 14.2962 | 34.0543 | 0.37223 | 0.39077 | 0.38906 | 0.37051 | -6.5702 | -1.214 | 5.5621 | 12.6173
8 | 19 | 2 | 418.034 | 422.6947 | 429.3871 | 434.7077 | 0 | 0 | 0 | 0 | 197.0045 | 297.0088 | 284.6018 | 252.3969 | 0 | 0 | 0 | 0 | 228.231 | 122.4967 | 116.8866 | 113.2438 | 0 | 0 | 0 | 0 | 0 | 16.8685 | 11.7777 | 0.021722 | 0 | 0 | 0 | 0 | -7.2016 | -13.6793 | 16.121 | 69.0454 | 0.3725 | 0.38904 | 0.38716 | 0.37014 | -2.6826 | -5.3218 | 6.2414 | 25.5563
8 | 19 | 3 | 400.3611 | 402.7556 | 406.892 | 409.9856 | 0 | 0 | 0 | 0 | 186.8497 | 289.0429 | 269.1936 | 244.791 | 0 | 0 | 0 | 0 | 202.6535 | 122.5556 | 115.2663 | 109.9459 | 0 | 0 | 0 | 0 | 0 | 1.4332 | 13.2802 | -0.48256 | 0 | 0 | 0 | 0 | 10.858 | -10.2762 | 9.152 | 55.7312 | 0.3732 | 0.38992 | 0.38586 | 0.37025 | 4.0523 | -4.0069 | 3.5314 | 20.6346
8 | 19 | 4 | 396.4221 | 396.8286 | 398.749 | 399.874 | 0 | 0 | 0 | 0 | 194.8433 | 229.009 | 221.7177 | 222.7567 | 0 | 0 | 0 | 0 | 205.4881 | 150.6452 | 143.298 | 137.9489 | 0 | 0 | 0 | 0 | 0 | 21.6769 | 3.442 | 0.65397 | 0 | 0 | 0 | 0 | -3.9093 | -4.5025 | 30.2912 | 38.5144 | 0.37386 | 0.38754 | 0.38853 | 0.36998 | -1.4615 | -1.7449 | 11.7691 | 14.2497
8 | 19 | 5 | 395.4643 | 393.9371 | 393.7177 | 392.9435 | 0 | 0 | 0 | 0 | 240.4799 | 217.2797 | 223.8303 | 223.1619 | 0 | 0 | 0 | 0 | 207.4414 | 156.1999 | 150.4108 | 146.6185 | 0 | 0 | 0 | 0 | 0 | 12.3755 | 10.0635 | -5.6361 | 0 | 0 | 0 | 0 | -52.4571 | 8.082 | 9.413 | 28.7992 | 0.37065 | 0.39036 | 0.39029 | 0.37126 | -19.4432 | 3.1549 | 3.6738 | 10.6919
8 | 19 | 6 | 392.0492 | 388.4765 | 386.042 | 383.373 | 0 | 0 | 0 | 0 | 243.9826 | 225.4676 | 215.106 | 188.9462 | 0 | 0 | 0 | 0 | 215.6641 | 147.3729 | 140.5064 | 135.6189 | 0 | 0 | 0 | 0 | 0 | 12.9451 | 23.1073 | -6.8474 | 0 | 0 | 0 | 0 | -67.5974 | 2.6909 | 7.3222 | 65.6553 | 0.37177 | 0.38885 | 0.38239 | 0.37131 | -25.1308 | 1.0464 | 2.7999 | 24.3787
8 | 19 | 7 | 405.0302 | 400.4682 | 397.2038 | 394.0359 | 0 | 0 | 0 | 0 | 198.0926 | 202.0994 | 193.9904 | 175.5455 | 0 | 0 | 0 | 0 | 223.18 | 187.5347 | 180.6491 | 175.328 | 0 | 0 | 0 | 0 | 0 | -7.3307 | -5.7318 | -0.54477 | 0 | 0 | 0 | 0 | -16.2424 | 18.1648 | 28.2961 | 43.7072 | 0.3667 | 0.37732 | 0.37117 | 0.37991 | -5.9561 | 6.8539 | 10.5027 | 16.6049
8 | 19 | 8 | 443.3781 | 439.3246 | 437.178 | 435.4432 | 0 | 0 | 0 | 0 | 171.1784 | 142.0321 | 142.9024 | 161.209 | 0 | 0 | 0 | 0 | 285.4407 | 281.2055 | 289.9176 | 298.4205 | 0 | 0 | 0 | 0 | 0 | -13.2428 | -13.6438 | 3.2698 | 0 | 0 | 0 | 0 | -13.241 | 29.3297 | 18.0017 | -27.456 | 0.37186 | 0.38691 | 0.38697 | 0.38173 | -4.9238 | 11.3481 | 6.9661 | -10.4808
8 | 19 | 9 | 479.9553 | 477.3624 | 477.3616 | 477.9546 | 0 | 0 | 0 | 0 | 154.7384 | 121.4035 | 126.1043 | 135.1819 | 0 | 0 | 0 | 0 | 365.4179 | 342.9397 | 371.9168 | 398.8536 | 0 | 0 | 0 | 0 | 0 | -23.1656 | -22.8423 | -19.7815 | 0 | 0 | 0 | 0 | -40.2011 | 36.1848 | 2.1828 | -36.2995 | 0.37575 | 0.32651 | 0.32636 | 0.067785 | -15.1055 | 11.8147 | 0.71238 | -2.4606
8 | 19 | 10 | 520.1152 | 518.3196 | 519.3146 | 520.6939 | 0 | 0 | 0 | 0 | 181.7802 | 114.3673 | 112.2589 | 102.4744 | 0 | 0 | 0 | 0 | 437.6678 | 390.596 | 432.3459 | 470.8147 | 0 | 0 | 0 | 0 | 0 | -20.7995 | -23.0674 | -27.9994 | 0 | 0 | 0 | 0 | -99.3328 | 34.1558 | -2.2228 | -24.5958 | 0.38219 | 0.32795 | 0.328 | 0.071605 | -37.9643 | 11.2014 | -0.72909 | -1.7612
8 | 19 | 11 | 550.6915 | 549.4806 | 550.9669 | 552.4169 | 0 | 0 | 0 | 0 | 206.352 | 117.6579 | 111.4572 | 102.8046 | 0 | 0 | 0 | 0 | 476.5143 | 444.3297 | 490.4235 | 532.5856 | 0 | 0 | 0 | 0 | 0 | -25.168 | -28.113 | -28.2 | 0 | 0 | 0 | 0 | -132.1748 | 12.6611 | -22.8008 | -54.7732 | 0.37921 | 0.32752 | 0.328 | 0.071605 | -50.1217 | 4.1468 | -7.4787 | -3.922
8 | 19 | 12 | 576.7011 | 576.2477 | 578.4703 | 580.3 | 0 | 0 | 0 | 0 | 217.8824 | 115.7556 | 111.6713 | 104.3121 | 0 | 0 | 0 | 0 | 515.3315 | 497.9667 | 549.6629 | 596.756 | 0 | 0 | 0 | 0 | 0 | -23.4151 | -26.8767 | -28.4724 | 0 | 0 | 0 | 0 | -156.5128 | -14.0595 | -55.9872 | -92.2957 | 0.37557 | 0.32768 | 0.328 | 0.071605 | -58.781 | -4.6071 | -18.3638 | -6.6088
8 | 19 | 13 | 602.6087 | 603.5002 | 607.2319 | 610.2758 | 0 | 0 | 0 | 0 | 227.4481 | 128.7745 | 122.3887 | 114.2417 | 0 | 0 | 0 | 0 | 534.3799 | 510.3101 | 565.6835 | 616.178 | 0 | 0 | 0 | 0 | 0 | -8.9988 | -20.6289 | -19.5542 | 0 | 0 | 0 | 0 | -159.2193 | -26.5856 | -60.2114 | -100.5897 | 0.37374 | 0.32755 | 0.32763 | 0.071605 | -59.5067 | -8.7082 | -19.7269 | -7.2027
8 | 19 | 14 | 624.737 | 626.7403 | 631.8122 | 636.0496 | 0 | 0 | 0 | 0 | 266.719 | 126.7236 | 123.2713 | 120.1078 | 0 | 0 | 0 | 0 | 550.1492 | 520.248 | 575.2498 | 625.5344 | 0 | 0 | 0 | 0 | 0 | -4.7449 | -5.6645 | -7.723 | 0 | 0 | 0 | 0 | -192.1311 | -15.4864 | -61.0443 | -101.8696 | 0.37404 | 0.327 | 0.32733 | 0.070824 | -71.8646 | -5.0641 | -19.9817 | -7.2148
8 | 19 | 15 | 644.7057 | 648.0091 | 654.5682 | 660.0696 | 0 | 0 | 0 | 0 | 287.0455 | 166.0647 | 145.4192 | 171.8616 | 0 | 0 | 0 | 0 | 545.6018 | 510.5629 | 561.1811 | 607.5482 | 0 | 0 | 0 | 0 | 0 | -4.3672 | -0.73553 | -2.7569 | 0 | 0 | 0 | 0 | -187.9416 | -24.2513 | -51.2966 | -116.5833 | 0.38108 | 0.31254 | 0.31233 | 0.32609 | -71.62 | -7.5795 | -16.0217 | -38.0167
8 | 19 | 16 | 658.2636 | 664.0106 | 673.3277 | 681.2673 | 0 | 0 | 0 | 0 | 278.5556 | 211.2875 | 208.2854 | 180.6521 | 0 | 0 | 0 | 0 | 520.4745 | 459.4245 | 499.388 | 536.2624 | 0 | 0 | 0 | 0 | 0 | -5.4216 | -2.0146 | 0.57815 | 0 | 0 | 0 | 0 | -140.7666 | -1.2798 | -32.331 | -36.2253 | 0.38915 | 0.32585 | 0.31944 | 0.31698 | -54.7787 | -0.41704 | -10.328 | -11.4827
8 | 19 | 17 | 660.814 | 669.1913 | 681.3925 | 691.851 | 0 | 0 | 0 | 0 | 274.3403 | 206.7519 | 204.7765 | 208.1674 | 0 | 0 | 0 | 0 | 476.4145 | 397.2237 | 424.5946 | 450.3896 | 0 | 0 | 0 | 0 | 0 | -6.477 | -1.9783 | 1.5122 | 0 | 0 | 0 | 0 | -89.9408 | 71.6927 | 53.9997 | 31.7818 | 0.39 | 0.39598 | 0.39187 | 0.36712 | -35.0772 | 28.3886 | 21.1607 | 11.6678
8 | 19 | 18 | 646.467 | 657.1988 | 671.9388 | 684.6584 | 0 | 0 | 0 | 0 | 297.8347 | 224.6323 | 215.1387 | 209.8945 | 0 | 0 | 0 | 0 | 399.5228 | 291.9827 | 304.5257 | 317.3981 | 0 | 0 | 0 | 0 | 0 | -3.788 | -3.0404 | 0 | 0 | 0 | 0 | 0 | -50.8905 | 144.3718 | 155.3147 | 157.3658 | 0.3917 | 0.40014 | 0.39346 | 0.38236 | -19.9341 | 57.7697 | 61.1107 | 60.1703
8 | 19 | 19 | 629.8426 | 641.8732 | 657.953 | 671.8434 | 0 | 0 | 0 | 0 | 312.6745 | 253.1376 | 241.2797 | 255.4715 | 0 | 0 | 0 | 0 | 336.2379 | 170.7179 | 176.4649 | 183.4689 | 0 | 0 | 0 | 0 | 0 | 1.5865 | -2.2517 | 6.0226 | 0 | 0 | 0 | 0 | -19.0698 | 216.4312 | 242.4601 | 226.8804 | 0.39028 | 0.3992 | 0.39311 | 0.38685 | -7.4426 | 86.4003 | 95.3145 | 87.7688
8 | 19 | 20 | 636.5409 | 649.5373 | 666.6216 | 681.2901 | 0 | 0 | 0 | 0 | 311.0989 | 283.9952 | 281.6741 | 268.8711 | 0 | 0 | 0 | 0 | 289.4298 | 140.3742 | 146.6356 | 154.2649 | 0 | 0 | 0 | 0 | 0 | 6.343 | 7.7412 | 28.8446 | 0 | 0 | 0 | 0 | 36.0121 | 218.8251 | 230.5707 | 229.3095 | 0.39125 | 0.40133 | 0.39529 | 0.38828 | 14.0896 | 87.8213 | 91.1432 | 89.0353
8 | 19 | 21 | 602.1317 | 614.9264 | 631.5462 | 645.7166 | 0 | 0 | 0 | 0 | 304.6766 | 285.2444 | 289.7176 | 293.6025 | 0 | 0 | 0 | 0 | 256.2707 | 130.9042 | 137.4934 | 145.354 | 0 | 0 | 0 | 0 | 0 | 1.2196 | 1.1001 | 23.6854 | 0 | 0 | 0 | 0 | 41.1844 | 197.5582 | 203.2351 | 183.0748 | 0.3882 | 0.39886 | 0.39319 | 0.38634 | 15.9878 | 78.7984 | 79.9108 | 70.7296
8 | 19 | 22 | 551.9802 | 564.551 | 580.6892 | 594.4483 | 0 | 0 | 0 | 0 | 298.5573 | 287.7125 | 294.9467 | 303.2956 | 0 | 0 | 0 | 0 | 219.0464 | 126.1361 | 129.808 | 134.7714 | 0 | 0 | 0 | 0 | 0 | 5.0266 | 7.9551 | 11.0816 | 0 | 0 | 0 | 0 | 34.3765 | 145.6759 | 147.9793 | 145.2997 | 0.38109 | 0.39369 | 0.38812 | 0.38014 | 13.1005 | 57.3518 | 57.4342 | 55.2348
8 | 19 | 23 | 494.5126 | 505.9389 | 520.5455 | 532.9637 | 0 | 0 | 0 | 0 | 293.5791 | 286.6654 | 301.229 | 322.1923 | 0 | 0 | 0 | 0 | 194.0504 | 144.9629 | 147.8661 | 151.9985 | 0 | 0 | 0 | 0 | 0 | 8.6378 | 6.3297 | 8.2204 | 0 | 0 | 0 | 0 | 6.8831 | 65.6728 | 65.1207 | 50.5526 | 0.37177 | 0.39333 | 0.38899 | 0.37327 | 2.5589 | 25.8309 | 25.3312 | 18.8697
8 | 19 | 24 | 455.3463 | 464.5417 | 476.4694 | 486.4846 | 0 | 0 | 0 | 0 | 260.3077 | 308.9842 | 308.0117 | 307.7474 | 0 | 0 | 0 | 0 | 172.1226 | 143.4184 | 146.8882 | 151.4721 | 0 | 0 | 0 | 0 | 0 | 4.9363 | 9.8657 | 8.1627 | 0 | 0 | 0 | 0 | 22.916 | 7.2029 | 11.7038 | 19.1024 | 0.36952 | 0.39289 | 0.39083 | 0.37129 | 8.468 | 2.8299 | 4.5742 | 7.0926
8 | 20 | 1 | 429.4403 | 435.9464 | 444.7249 | 451.8848 | 0 | 0 | 0 | 0 | 219.8352 | 305.7167 | 297.5301 | 291.9374 | 0 | 0 | 0 | 0 | 179.3537 | 139.6059 | 147.4005 | 156.0911 | 0 | 0 | 0 | 0 | 0 | 12.4349 | 14.8175 | 8.7396 | 0 | 0 | 0 | 0 | 30.2514 | -21.8112 | -15.0232 | -4.8832 | 0.37223 | 0.39077 | 0.38906 | 0.37051 | 11.2606 | -8.5232 | -5.8449 | -1.8092
8 | 20 | 2 | 414.9376 | 419.4979 | 426.067 | 431.2814 | 0 | 0 | 0 | 0 | 197.0045 | 297.0088 | 284.6018 | 252.3969 | 0 | 0 | 0 | 0 | 155.6008 | 140.5656 | 145.6873 | 151.7438 | 0 | 0 | 0 | 0 | 0 | 16.8685 | 11.7777 | 0.021722 | 0 | 0 | 0 | 0 | 62.3323 | -34.9449 | -15.9998 | 27.119 | 0.3725 | 0.38904 | 0.38716 | 0.37014 | 23.2185 | -13.5951 | -6.1944 | 10.0378
8 | 20 | 3 | 406.6777 | 409.277 | 413.665 | 416.9753 | 0 | 0 | 0 | 0 | 186.8497 | 289.0429 | 269.1936 | 244.791 | 0 | 0 | 0 | 0 | 134.0101 | 129.5033 | 131.2732 | 134.083 | 0 | 0 | 0 | 0 | 0 | 1.4332 | 13.2802 | -0.48256 | 0 | 0 | 0 | 0 | 85.8179 | -10.7025 | -0.081875 | 38.5838 | 0.3732 | 0.38992 | 0.38586 | 0.37025 | 32.0277 | -4.1731 | -0.031593 | 14.2858
8 | 20 | 4 | 410.7892 | 411.6617 | 414.1541 | 415.7721 | 0 | 0 | 0 | 0 | 194.8433 | 229.009 | 221.7177 | 222.7567 | 0 | 0 | 0 | 0 | 116.9595 | 128.0221 | 127.0478 | 127.196 | 0 | 0 | 0 | 0 | 0 | 21.6769 | 3.442 | 0.65397 | 0 | 0 | 0 | 0 | 98.9865 | 32.9537 | 61.9465 | 65.1655 | 0.37386 | 0.38754 | 0.38853 | 0.36998 | 37.0072 | 12.7709 | 24.0682 | 24.1102
8 | 20 | 5 | 441.2728 | 441.2312 | 442.8359 | 443.6335 | 0 | 0 | 0 | 0 | 240.4799 | 217.2797 | 223.8303 | 223.1619 | 0 | 0 | 0 | 0 | 118.4426 | 124.0722 | 121.797 | 120.6952 | 0 | 0 | 0 | 0 | 0 | 12.3755 | 10.0635 | -5.6361 | 0 | 0 | 0 | 0 | 82.3503 | 87.5037 | 87.145 | 105.4124 | 0.37065 | 0.39036 | 0.39029 | 0.37126 | 30.5231 | 34.1583 | 34.0117 | 39.1352
8 | 20 | 6 | 471.1216 | 470.1131 | 470.8273 | 470.8714 | 0 | 0 | 0 | 0 | 243.9826 | 225.4676 | 215.106 | 188.9462 | 0 | 0 | 0 | 0 | 132.8799 | 135.4092 | 130.2968 | 126.3817 | 0 | 0 | 0 | 0 | 0 | 12.9451 | 23.1073 | -6.8474 | 0 | 0 | 0 | 0 | 94.2592 | 96.2912 | 102.3171 | 162.3909 | 0.37177 | 0.38885 | 0.38239 | 0.37131 | 35.043 | 37.4424 | 39.1249 | 60.298
8 | 20 | 7 | 510.8906 | 509.7615 | 510.7125 | 511.1768 | 0 | 0 | 0 | 0 | 198.0926 | 202.0994 | 193.9904 | 175.5455 | 0 | 0 | 0 | 0 | 196.9702 | 232.0583 | 225.4293 | 219.6167 | 0 | 0 | 0 | 0 | 0 | -7.3307 | -5.7318 | -0.54477 | 0 | 0 | 0 | 0 | 115.8277 | 82.9344 | 97.0246 | 116.5594 | 0.3667 | 0.37732 | 0.37117 | 0.37991 | 42.4741 | 31.2929 | 36.0127 | 44.2824
8 | 20 | 8 | 556.6521 | 556.2719 | 558.6358 | 560.7877 | 0 | 0 | 0 | 0 | 171.1784 | 142.0321 | 142.9024 | 161.209 | 0 | 0 | 0 | 0 | 258.0686 | 340.5433 | 350.1237 | 358.6281 | 0 | 0 | 0 | 0 | 0 | -13.2428 | -13.6438 | 3.2698 | 0 | 0 | 0 | 0 | 127.4051 | 86.9392 | 79.2535 | 37.6808 | 0.37186 | 0.38691 | 0.38697 | 0.38173 | 47.3765 | 33.638 | 30.6687 | 14.3839
8 | 20 | 9 | 600.8729 | 602.2012 | 607.0153 | 611.7571 | 0 | 0 | 0 | 0 | 154.7384 | 121.4035 | 126.1043 | 135.1819 | 0 | 0 | 0 | 0 | 320.1199 | 427.8587 | 453.3509 | 475.9803 | 0 | 0 | 0 | 0 | 0 | -23.1656 | -22.8423 | -19.7815 | 0 | 0 | 0 | 0 | 126.0146 | 76.1046 | 50.4024 | 20.3764 | 0.37575 | 0.32651 | 0.32636 | 0.067785 | 47.3497 | 24.8489 | 16.4494 | 1.3812
8 | 20 | 10 | 641.8467 | 643.9986 | 649.841 | 655.3971 | 0 | 0 | 0 | 0 | 181.7802 | 114.3673 | 112.2589 | 102.4744 | 0 | 0 | 0 | 0 | 368.1831 | 486.988 | 523.9312 | 556.7769 | 0 | 0 | 0 | 0 | 0 | -20.7995 | -23.0674 | -27.9994 | 0 | 0 | 0 | 0 | 91.8834 | 63.4428 | 36.7183 | 24.1452 | 0.38219 | 0.32795 | 0.328 | 0.071605 | 35.1172 | 20.806 | 12.0436 | 1.7289
8 | 20 | 11 | 674.794 | 677.6075 | 684.0356 | 689.7437 | 0 | 0 | 0 | 0 | 206.352 | 117.6579 | 111.4572 | 102.8046 | 0 | 0 | 0 | 0 | 414.3661 | 531.7345 | 573.5731 | 610.6988 | 0 | 0 | 0 | 0 | 0 | -25.168 | -28.113 | -28.2 | 0 | 0 | 0 | 0 | 54.0759 | 53.3831 | 27.1182 | 4.4403 | 0.37921 | 0.32752 | 0.328 | 0.071605 | 20.506 | 17.4841 | 8.8948 | 0.31795
8 | 20 | 12 | 703.2453 | 706.8955 | 714.1571 | 720.3287 | 0 | 0 | 0 | 0 | 217.8824 | 115.7556 | 111.6713 | 104.3121 | 0 | 0 | 0 | 0 | 455.6423 | 551.1294 | 596.1371 | 636.1518 | 0 | 0 | 0 | 0 | 0 | -23.4151 | -26.8767 | -28.4724 | 0 | 0 | 0 | 0 | 29.7206 | 63.4256 | 33.2253 | 8.3371 | 0.37557 | 0.32768 | 0.328 | 0.071605 | 11.1621 | 20.7836 | 10.8979 | 0.59698
8 | 20 | 13 | 733.4878 | 738.6235 | 747.5668 | 755.1013 | 0 | 0 | 0 | 0 | 227.4481 | 128.7745 | 122.3887 | 114.2417 | 0 | 0 | 0 | 0 | 486.1102 | 558.8372 | 603.9974 | 644.2086 | 0 | 0 | 0 | 0 | 0 | -8.9988 | -20.6289 | -19.5542 | 0 | 0 | 0 | 0 | 19.9294 | 60.0105 | 41.8096 | 16.2052 | 0.37374 | 0.32755 | 0.32763 | 0.071605 | 7.4484 | 19.6566 | 13.6979 | 1.1604
8 | 20 | 14 | 759.721 | 766.1016 | 776.5486 | 785.4174 | 0 | 0 | 0 | 0 | 266.719 | 126.7236 | 123.2713 | 120.1078 | 0 | 0 | 0 | 0 | 500.4103 | 561.2935 | 604.1695 | 642.4126 | 0 | 0 | 0 | 0 | 0 | -4.7449 | -5.6645 | -7.723 | 0 | 0 | 0 | 0 | -7.4083 | 82.8294 | 54.7723 | 30.62 | 0.37404 | 0.327 | 0.32733 | 0.070824 | -2.771 | 27.0854 | 17.9287 | 2.1686
8 | 20 | 15 | 776.2925 | 783.8631 | 795.6619 | 805.6783 | 0 | 0 | 0 | 0 | 287.0455 | 166.0647 | 145.4192 | 171.8616 | 0 | 0 | 0 | 0 | 503.516 | 564.8109 | 603.9872 | 639.1324 | 0 | 0 | 0 | 0 | 0 | -4.3672 | -0.73553 | -2.7569 | 0 | 0 | 0 | 0 | -14.269 | 57.3546 | 46.9911 | -2.5588 | 0.38108 | 0.31254 | 0.31233 | 0.32609 | -5.4376 | 17.9256 | 14.6769 | -0.83441
8 | 20 | 16 | 783.9408 | 793.7632 | 808.0849 | 820.3366 | 0 | 0 | 0 | 0 | 278.5556 | 211.2875 | 208.2854 | 180.6521 | 0 | 0 | 0 | 0 | 486.6431 | 500.4021 | 530.762 | 558.1771 | 0 | 0 | 0 | 0 | 0 | -5.4216 | -2.0146 | 0.57815 | 0 | 0 | 0 | 0 | 18.7421 | 87.4952 | 71.0521 | 80.9292 | 0.38915 | 0.32585 | 0.31944 | 0.31698 | 7.2934 | 28.5105 | 22.6972 | 25.653
8 | 20 | 17 | 773.2564 | 785.28 | 801.9587 | 816.2753 | 0 | 0 | 0 | 0 | 274.3403 | 206.7519 | 204.7765 | 208.1674 | 0 | 0 | 0 | 0 | 443.9185 | 420.2274 | 437.8029 | 454.026 | 0 | 0 | 0 | 0 | 0 | -6.477 | -1.9783 | 1.5122 | 0 | 0 | 0 | 0 | 54.9976 | 164.7778 | 161.3576 | 152.5697 | 0.39 | 0.39598 | 0.39187 | 0.36712 | 21.4492 | 65.2482 | 63.2306 | 56.0117
8 | 20 | 18 | 745.4624 | 759.4044 | 778.0863 | 794.2027 | 0 | 0 | 0 | 0 | 297.8347 | 224.6323 | 215.1387 | 209.8945 | 0 | 0 | 0 | 0 | 372.2853 | 304.0652 | 306.1936 | 309.0287 | 0 | 0 | 0 | 0 | 0 | -3.788 | -3.0404 | 0 | 0 | 0 | 0 | 0 | 75.3424 | 234.4949 | 259.7944 | 275.2794 | 0.3917 | 0.40014 | 0.39346 | 0.38236 | 29.512 | 93.8319 | 102.2197 | 105.2557
8 | 20 | 19 | 715.9217 | 730.7437 | 750.2511 | 767.095 | 0 | 0 | 0 | 0 | 312.6745 | 253.1376 | 241.2797 | 255.4715 | 0 | 0 | 0 | 0 | 317.9901 | 196.9759 | 197.6526 | 199.8185 | 0 | 0 | 0 | 0 | 0 | 1.5865 | -2.2517 | 6.0226 | 0 | 0 | 0 | 0 | 85.2571 | 279.0436 | 313.5705 | 305.7825 | 0.39028 | 0.3992 | 0.39311 | 0.38685 | 33.2744 | 111.3955 | 123.269 | 118.2921
8 | 20 | 20 | 702.6439 | 717.784 | 737.5005 | 754.4371 | 0 | 0 | 0 | 0 | 311.0989 | 283.9952 | 281.6741 | 268.8711 | 0 | 0 | 0 | 0 | 284.0019 | 164.3947 | 169.7459 | 176.5848 | 0 | 0 | 0 | 0 | 0 | 6.343 | 7.7412 | 28.8446 | 0 | 0 | 0 | 0 | 107.543 | 263.0512 | 278.3392 | 280.1366 | 0.39125 | 0.40133 | 0.39529 | 0.38828 | 42.0758 | 105.5707 | 110.0259 | 108.7703
8 | 20 | 21 | 662.1128 | 676.8525 | 695.8608 | 712.0893 | 0 | 0 | 0 | 0 | 304.6766 | 285.2444 | 289.7176 | 293.6025 | 0 | 0 | 0 | 0 | 244.432 | 170.8848 | 175.3469 | 181.2185 | 0 | 0 | 0 | 0 | 0 | 1.2196 | 1.1001 | 23.6854 | 0 | 0 | 0 | 0 | 113.0042 | 219.5037 | 229.6962 | 213.5829 | 0.3882 | 0.39886 | 0.39319 | 0.38634 | 43.8683 | 87.5516 | 90.3151 | 82.5162
8 | 20 | 22 | 596.1255 | 610.128 | 628.024 | 643.2978 | 0 | 0 | 0 | 0 | 298.5573 | 287.7125 | 294.9467 | 303.2956 | 0 | 0 | 0 | 0 | 192.8705 | 158.5058 | 160.9543 | 164.7086 | 0 | 0 | 0 | 0 | 0 | 5.0266 | 7.9551 | 11.0816 | 0 | 0 | 0 | 0 | 104.6978 | 158.8831 | 164.1678 | 164.212 | 0.38109 | 0.39369 | 0.38812 | 0.38014 | 39.8992 | 62.5514 | 63.7173 | 62.4243
8 | 20 | 23 | 530.3597 | 542.9485 | 558.9825 | 572.6307 | 0 | 0 | 0 | 0 | 293.5791 | 286.6654 | 301.229 | 322.1923 | 0 | 0 | 0 | 0 | 164.5856 | 147.1342 | 148.9835 | 152.0809 | 0 | 0 | 0 | 0 | 0 | 8.6378 | 6.3297 | 8.2204 | 0 | 0 | 0 | 0 | 72.1951 | 100.5111 | 102.4403 | 90.1371 | 0.37177 | 0.39333 | 0.38899 | 0.37327 | 26.8398 | 39.5338 | 39.848 | 33.6454
8 | 20 | 24 | 484.116 | 494.2444 | 507.3176 | 518.32 | 0 | 0 | 0 | 0 | 260.3077 | 308.9842 | 308.0117 | 307.7474 | 0 | 0 | 0 | 0 | 158.8139 | 127.1615 | 130.2206 | 134.4661 | 0 | 0 | 0 | 0 | 0 | 4.9363 | 9.8657 | 8.1627 | 0 | 0 | 0 | 0 | 64.9944 | 53.1623 | 59.2196 | 67.9438 | 0.36952 | 0.39289 | 0.39083 | 0.37129 | 24.017 | 20.8869 | 23.1449 | 25.227
8 | 21 | 1 | 455.609 | 462.9637 | 472.7843 | 480.8421 | 0 | 0 | 0 | 0 | 219.8352 | 305.7167 | 297.5301 | 291.9374 | 0 | 0 | 0 | 0 | 158.1333 | 111.8695 | 117.0254 | 123.2518 | 0 | 0 | 0 | 0 | 0 | 12.4349 | 14.8175 | 8.7396 | 0 | 0 | 0 | 0 | 77.6406 | 32.9427 | 43.4113 | 56.9134 | 0.37223 | 0.39077 | 0.38906 | 0.37051 | 28.9005 | 12.8732 | 16.8895 | 21.0868
8 | 21 | 2 | 433.3035 | 438.4593 | 445.7598 | 451.6043 | 0 | 0 | 0 | 0 | 197.0045 | 297.0088 | 284.6018 | 252.3969 | 0 | 0 | 0 | 0 | 153.0398 | 97.2234 | 102.8922 | 109.5652 | 0 | 0 | 0 | 0 | 0 | 16.8685 | 11.7777 | 0.021722 | 0 | 0 | 0 | 0 | 83.2592 | 27.3587 | 46.4882 | 89.6206 | 0.3725 | 0.38904 | 0.38716 | 0.37014 | 31.0136 | 10.6437 | 17.9982 | 33.1719
8 | 21 | 3 | 423.345 | 426.4848 | 431.5365 | 435.4187 | 0 | 0 | 0 | 0 | 186.8497 | 289.0429 | 269.1936 | 244.791 | 0 | 0 | 0 | 0 | 137.6722 | 76.3008 | 82.5082 | 89.6309 | 0 | 0 | 0 | 0 | 0 | 1.4332 | 13.2802 | -0.48256 | 0 | 0 | 0 | 0 | 98.8232 | 59.7078 | 66.5545 | 101.4794 | 0.3732 | 0.38992 | 0.38586 | 0.37025 | 36.8813 | 23.2813 | 25.6811 | 37.573
8 | 21 | 4 | 425.5456 | 426.8966 | 429.9766 | 432.101 | 0 | 0 | 0 | 0 | 194.8433 | 229.009 | 221.7177 | 222.7567 | 0 | 0 | 0 | 0 | 113.1017 | 51.518 | 57.2982 | 63.9338 | 0 | 0 | 0 | 0 | 0 | 21.6769 | 3.442 | 0.65397 | 0 | 0 | 0 | 0 | 117.6007 | 124.6927 | 147.5187 | 144.7565 | 0.37386 | 0.38754 | 0.38853 | 0.36998 | 43.9664 | 48.3235 | 57.3158 | 53.5577
8 | 21 | 5 | 450.6681 | 450.9311 | 452.9099 | 454.0299 | 0 | 0 | 0 | 0 | 240.4799 | 217.2797 | 223.8303 | 223.1619 | 0 | 0 | 0 | 0 | 99.0027 | 42.4488 | 47.6483 | 53.6657 | 0 | 0 | 0 | 0 | 0 | 12.3755 | 10.0635 | -5.6361 | 0 | 0 | 0 | 0 | 111.1855 | 178.827 | 171.3678 | 182.8384 | 0.37065 | 0.39036 | 0.39029 | 0.37126 | 41.2109 | 69.8077 | 66.8828 | 67.8802
8 | 21 | 6 | 481.5431 | 480.8725 | 482.0017 | 482.4034 | 0 | 0 | 0 | 0 | 243.9826 | 225.4676 | 215.106 | 188.9462 | 0 | 0 | 0 | 0 | 100.2447 | 54.9389 | 56.6945 | 59.285 | 0 | 0 | 0 | 0 | 0 | 12.9451 | 23.1073 | -6.8474 | 0 | 0 | 0 | 0 | 137.3158 | 187.521 | 187.0938 | 241.0196 | 0.37177 | 0.38885 | 0.38239 | 0.37131 | 51.0502 | 72.9167 | 71.5426 | 89.4939
8 | 21 | 7 | 520.2151 | 519.3883 | 520.7107 | 521.4949 | 0 | 0 | 0 | 0 | 198.0926 | 202.0994 | 193.9904 | 175.5455 | 0 | 0 | 0 | 0 | 143.7053 | 151.5912 | 150.792 | 150.496 | 0 | 0 | 0 | 0 | 0 | -7.3307 | -5.7318 | -0.54477 | 0 | 0 | 0 | 0 | 178.4172 | 173.0284 | 181.6601 | 195.9982 | 0.3667 | 0.37732 | 0.37117 | 0.37991 | 65.4258 | 65.2871 | 67.4269 | 74.4621
8 | 21 | 8 | 562.6326 | 562.4462 | 565.0483 | 567.4053 | 0 | 0 | 0 | 0 | 171.1784 | 142.0321 | 142.9024 | 161.209 | 0 | 0 | 0 | 0 | 188.1486 | 247.7914 | 261.6543 | 274.2339 | 0 | 0 | 0 | 0 | 0 | -13.2428 | -13.6438 | 3.2698 | 0 | 0 | 0 | 0 | 203.3056 | 185.8654 | 174.1355 | 128.6927 | 0.37186 | 0.38691 | 0.38697 | 0.38173 | 75.6007 | 71.9139 | 67.3852 | 49.1259
8 | 21 | 9 | 606.2163 | 607.7179 | 612.7448 | 617.67 | 0 | 0 | 0 | 0 | 154.7384 | 121.4035 | 126.1043 | 135.1819 | 0 | 0 | 0 | 0 | 239.5517 | 336.0675 | 367.0491 | 394.8489 | 0 | 0 | 0 | 0 | 0 | -23.1656 | -22.8423 | -19.7815 | 0 | 0 | 0 | 0 | 211.9263 | 173.4125 | 142.4338 | 107.4206 | 0.37575 | 0.32651 | 0.32636 | 0.067785 | 79.6308 | 56.6209 | 46.4848 | 7.2816
8 | 21 | 10 | 644.0407 | 646.2638 | 652.1935 | 657.8249 | 0 | 0 | 0 | 0 | 181.7802 | 114.3673 | 112.2589 | 102.4744 | 0 | 0 | 0 | 0 | 276.0461 | 398.1618 | 442.2198 | 481.7193 | 0 | 0 | 0 | 0 | 0 | -20.7995 | -23.0674 | -27.9994 | 0 | 0 | 0 | 0 | 186.2145 | 154.5341 | 120.7821 | 101.6306 | 0.38219 | 0.32795 | 0.328 | 0.071605 | 71.17 | 50.6794 | 39.6165 | 7.2773
8 | 21 | 11 | 675.1478 | 677.9728 | 684.415 | 690.1353 | 0 | 0 | 0 | 0 | 206.352 | 117.6579 | 111.4572 | 102.8046 | 0 | 0 | 0 | 0 | 287.0378 | 427.2901 | 477.847 | 523.1039 | 0 | 0 | 0 | 0 | 0 | -25.168 | -28.113 | -28.2 | 0 | 0 | 0 | 0 | 181.758 | 158.1928 | 123.2237 | 92.4268 | 0.37921 | 0.32752 | 0.328 | 0.071605 | 68.9241 | 51.8114 | 40.4173 | 6.6182
8 | 21 | 12 | 706.8547 | 710.622 | 718.0273 | 724.3228 | 0 | 0 | 0 | 0 | 217.8824 | 115.7556 | 111.6713 | 104.3121 | 0 | 0 | 0 | 0 | 290.1961 | 440.1975 | 493.5997 | 541.3886 | 0 | 0 | 0 | 0 | 0 | -23.4151 | -26.8767 | -28.4724 | 0 | 0 | 0 | 0 | 198.7763 | 178.084 | 139.633 | 107.0945 | 0.37557 | 0.32768 | 0.328 | 0.071605 | 74.6537 | 58.3553 | 45.7996 | 7.6685
8 | 21 | 13 | 740.8483 | 746.2227 | 755.4591 | 763.2462 | 0 | 0 | 0 | 0 | 227.4481 | 128.7745 | 122.3887 | 114.2417 | 0 | 0 | 0 | 0 | 294.9537 | 448.8701 | 501.8833 | 549.3017 | 0 | 0 | 0 | 0 | 0 | -8.9988 | -20.6289 | -19.5542 | 0 | 0 | 0 | 0 | 218.4464 | 177.5768 | 151.8159 | 119.2569 | 0.37374 | 0.32755 | 0.32763 | 0.071605 | 81.6422 | 58.1657 | 49.739 | 8.5394
8 | 21 | 14 | 767.5592 | 774.194 | 784.9531 | 794.0909 | 0 | 0 | 0 | 0 | 266.719 | 126.7236 | 123.2713 | 120.1078 | 0 | 0 | 0 | 0 | 296.2778 | 446.4577 | 497.511 | 543.2354 | 0 | 0 | 0 | 0 | 0 | -4.7449 | -5.6645 | -7.723 | 0 | 0 | 0 | 0 | 204.5625 | 205.7576 | 169.8354 | 138.4707 | 0.37404 | 0.327 | 0.32733 | 0.070824 | 76.5144 | 67.2833 | 55.5924 | 9.8071
8 | 21 | 15 | 786.8732 | 794.7869 | 807.0071 | 817.3865 | 0 | 0 | 0 | 0 | 287.0455 | 166.0647 | 145.4192 | 171.8616 | 0 | 0 | 0 | 0 | 300.1286 | 449.653 | 496.7067 | 538.9912 | 0 | 0 | 0 | 0 | 0 | -4.3672 | -0.73553 | -2.7569 | 0 | 0 | 0 | 0 | 199.699 | 183.4364 | 165.6168 | 109.2906 | 0.38108 | 0.31254 | 0.31233 | 0.32609 | 76.1005 | 57.3311 | 51.7278 | 35.6386
8 | 21 | 16 | 794.9461 | 805.1255 | 819.8854 | 832.5147 | 0 | 0 | 0 | 0 | 278.5556 | 211.2875 | 208.2854 | 180.6521 | 0 | 0 | 0 | 0 | 290.4617 | 405.268 | 444.2868 | 479.6035 | 0 | 0 | 0 | 0 | 0 | -5.4216 | -2.0146 | 0.57815 | 0 | 0 | 0 | 0 | 225.9288 | 193.9916 | 169.3278 | 171.6809 | 0.38915 | 0.32585 | 0.31944 | 0.31698 | 87.9192 | 63.2125 | 54.0908 | 54.4195
8 | 21 | 17 | 784.0849 | 796.4596 | 813.5695 | 828.2576 | 0 | 0 | 0 | 0 | 274.3403 | 206.7519 | 204.7765 | 208.1674 | 0 | 0 | 0 | 0 | 259.0439 | 337.8674 | 362.8069 | 385.6997 | 0 | 0 | 0 | 0 | 0 | -6.477 | -1.9783 | 1.5122 | 0 | 0 | 0 | 0 | 250.7006 | 258.3173 | 247.9644 | 232.8783 | 0.39 | 0.39598 | 0.39187 | 0.36712 | 97.7741 | 102.2877 | 97.1688 | 85.4947
8 | 21 | 18 | 750.7881 | 764.9028 | 783.7969 | 800.096 | 0 | 0 | 0 | 0 | 297.8347 | 224.6323 | 215.1387 | 209.8945 | 0 | 0 | 0 | 0 | 192.7196 | 254.7441 | 261.894 | 269.1629 | 0 | 0 | 0 | 0 | 0 | -3.788 | -3.0404 | 0 | 0 | 0 | 0 | 0 | 260.2338 | 289.3145 | 309.8046 | 321.0385 | 0.3917 | 0.40014 | 0.39346 | 0.38236 | 101.9349 | 115.7677 | 121.8969 | 122.7521
8 | 21 | 19 | 722.7514 | 737.7949 | 757.5742 | 774.6525 | 0 | 0 | 0 | 0 | 312.6745 | 253.1376 | 241.2797 | 255.4715 | 0 | 0 | 0 | 0 | 170.543 | 163.5342 | 164.6087 | 166.8554 | 0 | 0 | 0 | 0 | 0 | 1.5865 | -2.2517 | 6.0226 | 0 | 0 | 0 | 0 | 239.5338 | 319.5365 | 353.9375 | 346.303 | 0.39028 | 0.3992 | 0.39311 | 0.38685 | 93.4861 | 127.5604 | 139.1378 | 133.9675
8 | 21 | 20 | 717.8426 | 733.4756 | 753.7973 | 771.2554 | 0 | 0 | 0 | 0 | 311.0989 | 283.9952 | 281.6741 | 268.8711 | 0 | 0 | 0 | 0 | 182.5973 | 124.8998 | 129.293 | 134.9321 | 0 | 0 | 0 | 0 | 0 | 6.343 | 7.7412 | 28.8446 | 0 | 0 | 0 | 0 | 224.1464 | 318.2377 | 335.089 | 338.6076 | 0.39125 | 0.40133 | 0.39529 | 0.38828 | 87.6965 | 127.7187 | 132.4587 | 131.4732
8 | 21 | 21 | 670.3226 | 685.3285 | 704.6637 | 721.1739 | 0 | 0 | 0 | 0 | 304.6766 | 285.2444 | 289.7176 | 293.6025 | 0 | 0 | 0 | 0 | 175.5225 | 127.4899 | 132.2729 | 138.2293 | 0 | 0 | 0 | 0 | 0 | 1.2196 | 1.1001 | 23.6854 | 0 | 0 | 0 | 0 | 190.1235 | 271.3747 | 281.5731 | 265.6568 | 0.3882 | 0.39886 | 0.39319 | 0.38634 | 73.806 | 108.2409 | 110.7128 | 102.6345
8 | 21 | 22 | 605.5208 | 619.8279 | 638.098 | 653.6942 | 0 | 0 | 0 | 0 | 298.5573 | 287.7125 | 294.9467 | 303.2956 | 0 | 0 | 0 | 0 | 175.3057 | 127.9825 | 131.8069 | 136.7985 | 0 | 0 | 0 | 0 | 0 | 5.0266 | 7.9551 | 11.0816 | 0 | 0 | 0 | 0 | 131.6578 | 199.1063 | 203.3893 | 202.5185 | 0.38109 | 0.39369 | 0.38812 | 0.38014 | 50.1734 | 78.3871 | 78.94 | 76.9863
8 | 21 | 23 | 539.4718 | 552.3561 | 568.753 | 582.7138 | 0 | 0 | 0 | 0 | 293.5791 | 286.6654 | 301.229 | 322.1923 | 0 | 0 | 0 | 0 | 182.216 | 114.034 | 118.2778 | 123.7522 | 0 | 0 | 0 | 0 | 0 | 8.6378 | 6.3297 | 8.2204 | 0 | 0 | 0 | 0 | 63.6768 | 143.019 | 142.9165 | 128.549 | 0.37177 | 0.39333 | 0.38899 | 0.37327 | 23.673 | 56.2534 | 55.5928 | 47.9834
8 | 21 | 24 | 489.2648 | 499.5601 | 512.8384 | 524.0174 | 0 | 0 | 0 | 0 | 260.3077 | 308.9842 | 308.0117 | 307.7474 | 0 | 0 | 0 | 0 | 182.2575 | 110.331 | 114.2736 | 119.4593 | 0 | 0 | 0 | 0 | 0 | 4.9363 | 9.8657 | 8.1627 | 0 | 0 | 0 | 0 | 46.6996 | 75.3087 | 80.6874 | 88.6481 | 0.36952 | 0.39289 | 0.39083 | 0.37129 | 17.2566 | 29.588 | 31.5353 | 32.9143
8 | 22 | 1 | 456.936 | 464.3338 | 474.2071 | 482.3105 | 0 | 0 | 0 | 0 | 219.8352 | 305.7167 | 297.5301 | 291.9374 | 0 | 0 | 0 | 0 | 170.6306 | 110.8911 | 114.0078 | 118.3754 | 0 | 0 | 0 | 0 | 0 | 12.4349 | 14.8175 | 8.7396 | 0 | 0 | 0 | 0 | 66.4702 | 35.2911 | 47.8518 | 63.2582 | 0.37223 | 0.39077 | 0.38906 | 0.37051 | 24.7425 | 13.7909 | 18.6171 | 23.4376
8 | 22 | 2 | 437.6207 | 442.9166 | 450.389 | 456.3816 | 0 | 0 | 0 | 0 | 197.0045 | 297.0088 | 284.6018 | 252.3969 | 0 | 0 | 0 | 0 | 162.3862 | 91.5908 | 95.1342 | 99.896 | 0 | 0 | 0 | 0 | 0 | 16.8685 | 11.7777 | 0.021722 | 0 | 0 | 0 | 0 | 78.23 | 37.4485 | 58.8753 | 104.067 | 0.3725 | 0.38904 | 0.38716 | 0.37014 | 29.1403 | 14.5691 | 22.7939 | 38.5191
8 | 22 | 3 | 427.9984 | 431.2891 | 436.5261 | 440.5679 | 0 | 0 | 0 | 0 | 186.8497 | 289.0429 | 269.1936 | 244.791 | 0 | 0 | 0 | 0 | 151.9539 | 73.3375 | 78.0811 | 83.9524 | 0 | 0 | 0 | 0 | 0 | 1.4332 | 13.2802 | -0.48256 | 0 | 0 | 0 | 0 | 89.1949 | 67.4754 | 75.9713 | 112.3071 | 0.3732 | 0.38992 | 0.38586 | 0.37025 | 33.2879 | 26.3101 | 29.3147 | 41.582
8 | 22 | 4 | 431.4376 | 432.9796 | 436.2943 | 438.6208 | 0 | 0 | 0 | 0 | 194.8433 | 229.009 | 221.7177 | 222.7567 | 0 | 0 | 0 | 0 | 152.5383 | 64.7774 | 71.3478 | 78.9555 | 0 | 0 | 0 | 0 | 0 | 21.6769 | 3.442 | 0.65397 | 0 | 0 | 0 | 0 | 84.056 | 117.5163 | 139.7868 | 136.2546 | 0.37386 | 0.38754 | 0.38853 | 0.36998 | 31.4253 | 45.5424 | 54.3116 | 50.4121
8 | 22 | 5 | 457.4093 | 457.891 | 460.1382 | 461.4895 | 0 | 0 | 0 | 0 | 240.4799 | 217.2797 | 223.8303 | 223.1619 | 0 | 0 | 0 | 0 | 139.4306 | 63.5888 | 70.3178 | 78.0119 | 0 | 0 | 0 | 0 | 0 | 12.3755 | 10.0635 | -5.6361 | 0 | 0 | 0 | 0 | 77.4988 | 164.6469 | 155.9266 | 165.9517 | 0.37065 | 0.39036 | 0.39029 | 0.37126 | 28.7249 | 64.2722 | 60.8563 | 61.6109
8 | 22 | 6 | 493.3624 | 493.0751 | 494.6749 | 495.4821 | 0 | 0 | 0 | 0 | 243.9826 | 225.4676 | 215.106 | 188.9462 | 0 | 0 | 0 | 0 | 137.2387 | 82.2885 | 86.5708 | 91.7676 | 0 | 0 | 0 | 0 | 0 | 12.9451 | 23.1073 | -6.8474 | 0 | 0 | 0 | 0 | 112.1412 | 172.374 | 169.8907 | 221.6158 | 0.37177 | 0.38885 | 0.38239 | 0.37131 | 41.691 | 67.0268 | 64.9643 | 82.289
8 | 22 | 7 | 529.3804 | 528.8508 | 530.5381 | 531.6368 | 0 | 0 | 0 | 0 | 198.0926 | 202.0994 | 193.9904 | 175.5455 | 0 | 0 | 0 | 0 | 186.3049 | 195.6541 | 197.6044 | 200.0967 | 0 | 0 | 0 | 0 | 0 | -7.3307 | -5.7318 | -0.54477 | 0 | 0 | 0 | 0 | 144.9829 | 138.428 | 144.6751 | 156.5394 | 0.3667 | 0.37732 | 0.37117 | 0.37991 | 53.1654 | 52.2317 | 53.6991 | 59.4713
8 | 22 | 8 | 570.4885 | 570.5569 | 573.4718 | 576.0984 | 0 | 0 | 0 | 0 | 171.1784 | 142.0321 | 142.9024 | 161.209 | 0 | 0 | 0 | 0 | 241.9877 | 309.994 | 327.4799 | 343.6303 | 0 | 0 | 0 | 0 | 0 | -13.2428 | -13.6438 | 3.2698 | 0 | 0 | 0 | 0 | 157.3224 | 131.7736 | 116.7334 | 67.9893 | 0.37186 | 0.38691 | 0.38697 | 0.38173 | 58.5015 | 50.985 | 45.1723 | 25.9536
8 | 22 | 9 | 610.5336 | 612.1751 | 617.374 | 622.4473 | 0 | 0 | 0 | 0 | 154.7384 | 121.4035 | 126.1043 | 135.1819 | 0 | 0 | 0 | 0 | 296.7739 | 392.5809 | 428.4806 | 461.1251 | 0 | 0 | 0 | 0 | 0 | -23.1656 | -22.8423 | -19.7815 | 0 | 0 | 0 | 0 | 159.0213 | 121.3563 | 85.6314 | 45.9217 | 0.37575 | 0.32651 | 0.32636 | 0.067785 | 59.7519 | 39.624 | 27.9467 | 3.1128
8 | 22 | 10 | 648.411 | 650.7758 | 656.8796 | 662.6609 | 0 | 0 | 0 | 0 | 181.7802 | 114.3673 | 112.2589 | 102.4744 | 0 | 0 | 0 | 0 | 327.425 | 435.7076 | 484.8924 | 529.4196 | 0 | 0 | 0 | 0 | 0 | -20.7995 | -23.0674 | -27.9994 | 0 | 0 | 0 | 0 | 139.2059 | 121.5003 | 82.7956 | 58.7663 | 0.38219 | 0.32795 | 0.328 | 0.071605 | 53.2036 | 39.846 | 27.1569 | 4.208
8 | 22 | 11 | 678.2973 | 681.2244 | 687.792 | 693.6203 | 0 | 0 | 0 | 0 | 206.352 | 117.6579 | 111.4572 | 102.8046 | 0 | 0 | 0 | 0 | 351.9128 | 453.3818 | 512.643 | 566.3244 | 0 | 0 | 0 | 0 | 0 | -25.168 | -28.113 | -28.2 | 0 | 0 | 0 | 0 | 120.0324 | 135.3528 | 91.8047 | 52.6913 | 0.37921 | 0.32752 | 0.328 | 0.071605 | 45.5172 | 44.3309 | 30.1119 | 3.773
8 | 22 | 12 | 702.9268 | 706.5667 | 713.8156 | 719.9763 | 0 | 0 | 0 | 0 | 217.8824 | 115.7556 | 111.6713 | 104.3121 | 0 | 0 | 0 | 0 | 361.1218 | 458.4506 | 522.4798 | 580.5074 | 0 | 0 | 0 | 0 | 0 | -23.4151 | -26.8767 | -28.4724 | 0 | 0 | 0 | 0 | 123.9226 | 155.7756 | 106.5411 | 63.6292 | 0.37557 | 0.32768 | 0.328 | 0.071605 | 46.5412 | 51.0452 | 34.9455 | 4.5562
8 | 22 | 13 | 724.9418 | 729.8003 | 738.4034 | 745.6447 | 0 | 0 | 0 | 0 | 227.4481 | 128.7745 | 122.3887 | 114.2417 | 0 | 0 | 0 | 0 | 375.2336 | 464.1245 | 531.1348 | 592.0178 | 0 | 0 | 0 | 0 | 0 | -8.9988 | -20.6289 | -19.5542 | 0 | 0 | 0 | 0 | 122.26 | 145.9002 | 105.5087 | 58.9394 | 0.37374 | 0.32755 | 0.32763 | 0.071605 | 45.6935 | 47.7899 | 34.5675 | 4.2204
8 | 22 | 14 | 745.7431 | 751.6704 | 761.5608 | 769.9501 | 0 | 0 | 0 | 0 | 266.719 | 126.7236 | 123.2713 | 120.1078 | 0 | 0 | 0 | 0 | 383.2202 | 473.9813 | 541.4915 | 603.0075 | 0 | 0 | 0 | 0 | 0 | -4.7449 | -5.6645 | -7.723 | 0 | 0 | 0 | 0 | 95.804 | 155.7104 | 102.4625 | 54.5577 | 0.37404 | 0.327 | 0.32733 | 0.070824 | 35.8345 | 50.9177 | 33.5392 | 3.864
8 | 22 | 15 | 765.3225 | 772.5374 | 783.8994 | 793.5393 | 0 | 0 | 0 | 0 | 287.0455 | 166.0647 | 145.4192 | 171.8616 | 0 | 0 | 0 | 0 | 389.0921 | 431.2174 | 495.4394 | 554.219 | 0 | 0 | 0 | 0 | 0 | -4.3672 | -0.73553 | -2.7569 | 0 | 0 | 0 | 0 | 89.1848 | 179.6224 | 143.7763 | 70.2156 | 0.38108 | 0.31254 | 0.31233 | 0.32609 | 33.9862 | 56.1391 | 44.9063 | 22.8966
8 | 22 | 16 | 769.6267 | 778.985 | 792.7366 | 804.4972 | 0 | 0 | 0 | 0 | 278.5556 | 211.2875 | 208.2854 | 180.6521 | 0 | 0 | 0 | 0 | 379.2478 | 409.8381 | 465.6332 | 517.0374 | 0 | 0 | 0 | 0 | 0 | -5.4216 | -2.0146 | 0.57815 | 0 | 0 | 0 | 0 | 111.8232 | 163.281 | 120.8326 | 106.2295 | 0.38915 | 0.32585 | 0.31944 | 0.31698 | 43.5155 | 53.2054 | 38.5993 | 33.6727
8 | 22 | 17 | 753.6874 | 765.0764 | 780.9758 | 794.621 | 0 | 0 | 0 | 0 | 274.3403 | 206.7519 | 204.7765 | 208.1674 | 0 | 0 | 0 | 0 | 354.4919 | 361.6713 | 403.6441 | 442.91 | 0 | 0 | 0 | 0 | 0 | -6.477 | -1.9783 | 1.5122 | 0 | 0 | 0 | 0 | 124.8552 | 203.1302 | 174.5336 | 142.0314 | 0.39 | 0.39598 | 0.39187 | 0.36712 | 48.6939 | 80.4349 | 68.3938 | 52.1428
8 | 22 | 18 | 725.4864 | 738.7806 | 756.6671 | 772.0981 | 0 | 0 | 0 | 0 | 297.8347 | 224.6323 | 215.1387 | 209.8945 | 0 | 0 | 0 | 0 | 292.5059 | 249.2233 | 272.6636 | 295.6187 | 0 | 0 | 0 | 0 | 0 | -3.788 | -3.0404 | 0 | 0 | 0 | 0 | 0 | 135.1458 | 268.7131 | 271.9052 | 266.5848 | 0.3917 | 0.40014 | 0.39346 | 0.38236 | 52.9373 | 107.5242 | 106.9849 | 101.9312
8 | 22 | 19 | 704.297 | 718.7421 | 737.7866 | 754.2316 | 0 | 0 | 0 | 0 | 312.6745 | 253.1376 | 241.2797 | 255.4715 | 0 | 0 | 0 | 0 | 253.2747 | 162.6227 | 176.8545 | 191.7855 | 0 | 0 | 0 | 0 | 0 | 1.5865 | -2.2517 | 6.0226 | 0 | 0 | 0 | 0 | 138.3479 | 301.3952 | 321.9042 | 300.952 | 0.39028 | 0.3992 | 0.39311 | 0.38685 | 53.9949 | 120.3183 | 126.545 | 116.4235
8 | 22 | 20 | 693.0186 | 707.8466 | 727.1798 | 743.7861 | 0 | 0 | 0 | 0 | 311.0989 | 283.9952 | 281.6741 | 268.8711 | 0 | 0 | 0 | 0 | 234.3936 | 129.4687 | 141.8769 | 155.2453 | 0 | 0 | 0 | 0 | 0 | 6.343 | 7.7412 | 28.8446 | 0 | 0 | 0 | 0 | 147.5261 | 288.0397 | 295.8876 | 290.8252 | 0.39125 | 0.40133 | 0.39529 | 0.38828 | 57.7191 | 115.5993 | 116.9626 | 112.9204
8 | 22 | 21 | 652.3991 | 666.8238 | 685.4452 | 701.3404 | 0 | 0 | 0 | 0 | 304.6766 | 285.2444 | 289.7176 | 293.6025 | 0 | 0 | 0 | 0 | 225.6659 | 144.4858 | 154.2972 | 165.1958 | 0 | 0 | 0 | 0 | 0 | 1.2196 | 1.1001 | 23.6854 | 0 | 0 | 0 | 0 | 122.0565 | 235.874 | 240.3303 | 218.8568 | 0.3882 | 0.39886 | 0.39319 | 0.38634 | 47.3824 | 94.0811 | 94.4964 | 84.5537
8 | 22 | 22 | 585.9518 | 599.6243 | 617.1151 | 632.0399 | 0 | 0 | 0 | 0 | 298.5573 | 287.7125 | 294.9467 | 303.2956 | 0 | 0 | 0 | 0 | 232.3421 | 106.022 | 116.1713 | 127.367 | 0 | 0 | 0 | 0 | 0 | 5.0266 | 7.9551 | 11.0816 | 0 | 0 | 0 | 0 | 55.0524 | 200.8632 | 198.0419 | 190.2957 | 0.38109 | 0.39369 | 0.38812 | 0.38014 | 20.9799 | 79.0788 | 76.8646 | 72.3398
8 | 22 | 23 | 525.6178 | 538.0528 | 553.898 | 567.3835 | 0 | 0 | 0 | 0 | 293.5791 | 286.6654 | 301.229 | 322.1923 | 0 | 0 | 0 | 0 | 222.5991 | 72.7547 | 83.8375 | 95.8799 | 0 | 0 | 0 | 0 | 0 | 8.6378 | 6.3297 | 8.2204 | 0 | 0 | 0 | 0 | 9.4396 | 169.995 | 162.5019 | 141.0909 | 0.37177 | 0.39333 | 0.38899 | 0.37327 | 3.5093 | 66.8638 | 63.2113 | 52.6649
8 | 22 | 24 | 481.2673 | 491.3033 | 504.2631 | 515.1678 | 0 | 0 | 0 | 0 | 260.3077 | 308.9842 | 308.0117 | 307.7474 | 0 | 0 | 0 | 0 | 186.1517 | 98.2357 | 105.1962 | 113.2723 | 0 | 0 | 0 | 0 | 0 | 4.9363 | 9.8657 | 8.1627 | 0 | 0 | 0 | 0 | 34.8079 | 79.1472 | 81.1895 | 85.9854 | 0.36952 | 0.39289 | 0.39083 | 0.37129 | 12.8624 | 31.0961 | 31.7315 | 31.9257
8 | 23 | 1 | 454.5474 | 461.8677 | 471.6459 | 479.6674 | 0 | 0 | 0 | 0 | 219.8352 | 305.7167 | 297.5301 | 291.9374 | 0 | 0 | 0 | 0 | 166.6834 | 75.2077 | 81.6027 | 89.0991 | 0 | 0 | 0 | 0 | 0 | 12.4349 | 14.8175 | 8.7396 | 0 | 0 | 0 | 0 | 68.0288 | 68.5084 | 77.6957 | 89.8914 | 0.37223 | 0.39077 | 0.38906 | 0.37051 | 25.3227 | 26.7713 | 30.2281 | 33.3054
8 | 23 | 2 | 434.1351 | 439.3179 | 446.6515 | 452.5246 | 0 | 0 | 0 | 0 | 197.0045 | 297.0088 | 284.6018 | 252.3969 | 0 | 0 | 0 | 0 | 150.6269 | 85.6751 | 91.2863 | 97.9983 | 0 | 0 | 0 | 0 | 0 | 16.8685 | 11.7777 | 0.021722 | 0 | 0 | 0 | 0 | 86.5037 | 39.7656 | 58.9857 | 102.1077 | 0.3725 | 0.38904 | 0.38716 | 0.37014 | 32.2222 | 15.4706 | 22.8367 | 37.7939
8 | 23 | 3 | 425.1675 | 428.3663 | 433.4906 | 437.4353 | 0 | 0 | 0 | 0 | 186.8497 | 289.0429 | 269.1936 | 244.791 | 0 | 0 | 0 | 0 | 140.2963 | 117.8152 | 123.2597 | 129.7754 | 0 | 0 | 0 | 0 | 0 | 1.4332 | 13.2802 | -0.48256 | 0 | 0 | 0 | 0 | 98.0216 | 20.0749 | 27.7572 | 63.3514 | 0.3732 | 0.38992 | 0.38586 | 0.37025 | 36.5821 | 7.8276 | 10.7105 | 23.4561
8 | 23 | 4 | 430.7829 | 432.3037 | 435.5923 | 437.8963 | 0 | 0 | 0 | 0 | 194.8433 | 229.009 | 221.7177 | 222.7567 | 0 | 0 | 0 | 0 | 127.9539 | 122.2434 | 127.5508 | 133.8918 | 0 | 0 | 0 | 0 | 0 | 21.6769 | 3.442 | 0.65397 | 0 | 0 | 0 | 0 | 107.9857 | 59.3744 | 82.8817 | 80.5939 | 0.37386 | 0.38754 | 0.38853 | 0.36998 | 40.3717 | 23.01 | 32.2022 | 29.8185
8 | 23 | 5 | 456.4362 | 456.8862 | 459.0947 | 460.4126 | 0 | 0 | 0 | 0 | 240.4799 | 217.2797 | 223.8303 | 223.1619 | 0 | 0 | 0 | 0 | 113.7645 | 121.4483 | 126.1273 | 131.8191 | 0 | 0 | 0 | 0 | 0 | 12.3755 | 10.0635 | -5.6361 | 0 | 0 | 0 | 0 | 102.1917 | 105.7827 | 99.0736 | 111.0677 | 0.37065 | 0.39036 | 0.39029 | 0.37126 | 37.8773 | 41.2938 | 38.6672 | 41.2348
8 | 23 | 6 | 491.6638 | 491.3214 | 492.8536 | 493.6026 | 0 | 0 | 0 | 0 | 243.9826 | 225.4676 | 215.106 | 188.9462 | 0 | 0 | 0 | 0 | 110.0288 | 127.7748 | 128.7889 | 130.8488 | 0 | 0 | 0 | 0 | 0 | 12.9451 | 23.1073 | -6.8474 | 0 | 0 | 0 | 0 | 137.6524 | 125.1339 | 125.8513 | 180.655 | 0.37177 | 0.38885 | 0.38239 | 0.37131 | 51.1754 | 48.6577 | 48.1242 | 67.0797
8 | 23 | 7 | 526.107 | 525.4714 | 527.0283 | 528.0147 | 0 | 0 | 0 | 0 | 198.0926 | 202.0994 | 193.9904 | 175.5455 | 0 | 0 | 0 | 0 | 158.6091 | 235.1602 | 233.1069 | 231.7587 | 0 | 0 | 0 | 0 | 0 | -7.3307 | -5.7318 | -0.54477 | 0 | 0 | 0 | 0 | 169.4053 | 95.5423 | 105.6628 | 121.2553 | 0.3667 | 0.37732 | 0.37117 | 0.37991 | 62.1211 | 36.0501 | 39.2189 | 46.0664
8 | 23 | 8 | 562.4025 | 562.2087 | 564.8017 | 567.1508 | 0 | 0 | 0 | 0 | 171.1784 | 142.0321 | 142.9024 | 161.209 | 0 | 0 | 0 | 0 | 211.892 | 348.8345 | 361.6929 | 373.3734 | 0 | 0 | 0 | 0 | 0 | -13.2428 | -13.6438 | 3.2698 | 0 | 0 | 0 | 0 | 179.3321 | 84.5849 | 73.8502 | 29.2987 | 0.37186 | 0.38691 | 0.38697 | 0.38173 | 66.686 | 32.7271 | 28.5778 | 11.1842
8 | 23 | 9 | 598.0242 | 599.2601 | 603.9609 | 608.6049 | 0 | 0 | 0 | 0 | 154.7384 | 121.4035 | 126.1043 | 135.1819 | 0 | 0 | 0 | 0 | 261.3807 | 422.7584 | 453.6602 | 481.4634 | 0 | 0 | 0 | 0 | 0 | -23.1656 | -22.8423 | -19.7815 | 0 | 0 | 0 | 0 | 181.9051 | 78.2639 | 47.0386 | 11.7411 | 0.37575 | 0.32651 | 0.32636 | 0.067785 | 68.3504 | 25.5539 | 15.3516 | 0.79587
8 | 23 | 10 | 626.8426 | 628.508 | 633.7529 | 638.7942 | 0 | 0 | 0 | 0 | 181.7802 | 114.3673 | 112.2589 | 102.4744 | 0 | 0 | 0 | 0 | 291.7818 | 459.3173 | 502.8921 | 542.0278 | 0 | 0 | 0 | 0 | 0 | -20.7995 | -23.0674 | -27.9994 | 0 | 0 | 0 | 0 | 153.2806 | 75.6228 | 41.6692 | 22.2913 | 0.38219 | 0.32795 | 0.328 | 0.071605 | 58.5828 | 24.8005 | 13.6675 | 1.5962
8 | 23 | 11 | 659.7368 | 662.062 | 667.8905 | 673.082 | 0 | 0 | 0 | 0 | 206.352 | 117.6579 | 111.4572 | 102.8046 | 0 | 0 | 0 | 0 | 302.3234 | 461.7201 | 512.3206 | 557.6998 | 0 | 0 | 0 | 0 | 0 | -25.168 | -28.113 | -28.2 | 0 | 0 | 0 | 0 | 151.0613 | 107.852 | 72.2256 | 40.7776 | 0.37921 | 0.32752 | 0.328 | 0.071605 | 57.2836 | 35.3238 | 23.69 | 2.9199
8 | 23 | 12 | 677.802 | 680.6271 | 686.8755 | 692.1742 | 0 | 0 | 0 | 0 | 217.8824 | 115.7556 | 111.6713 | 104.3121 | 0 | 0 | 0 | 0 | 309.5942 | 456.4988 | 512.3713 | 562.5603 | 0 | 0 | 0 | 0 | 0 | -23.4151 | -26.8767 | -28.4724 | 0 | 0 | 0 | 0 | 150.3254 | 131.7878 | 89.7096 | 53.7741 | 0.37557 | 0.32768 | 0.328 | 0.071605 | 56.4572 | 43.1847 | 29.4247 | 3.8505
8 | 23 | 13 | 704.8243 | 709.0304 | 716.8324 | 723.3834 | 0 | 0 | 0 | 0 | 227.4481 | 128.7745 | 122.3887 | 114.2417 | 0 | 0 | 0 | 0 | 319.7563 | 448.7707 | 509.2513 | 563.7608 | 0 | 0 | 0 | 0 | 0 | -8.9988 | -20.6289 | -19.5542 | 0 | 0 | 0 | 0 | 157.6199 | 140.4841 | 105.8213 | 64.9351 | 0.37374 | 0.32755 | 0.32763 | 0.071605 | 58.9089 | 46.0159 | 34.6699 | 4.6497
8 | 23 | 14 | 722.5999 | 727.7768 | 736.7456 | 744.3408 | 0 | 0 | 0 | 0 | 266.719 | 126.7236 | 123.2713 | 120.1078 | 0 | 0 | 0 | 0 | 337.0896 | 445.1438 | 506.7839 | 562.5597 | 0 | 0 | 0 | 0 | 0 | -4.7449 | -5.6645 | -7.723 | 0 | 0 | 0 | 0 | 118.7914 | 160.6543 | 112.355 | 69.3963 | 0.37404 | 0.327 | 0.32733 | 0.070824 | 44.4327 | 52.5344 | 36.7773 | 4.9149
8 | 23 | 15 | 737.7737 | 744.0952 | 754.3602 | 763.0549 | 0 | 0 | 0 | 0 | 287.0455 | 166.0647 | 145.4192 | 171.8616 | 0 | 0 | 0 | 0 | 330.4216 | 418.1136 | 476.4129 | 529.3954 | 0 | 0 | 0 | 0 | 0 | -4.3672 | -0.73553 | -2.7569 | 0 | 0 | 0 | 0 | 120.3066 | 164.284 | 133.2637 | 64.5548 | 0.38108 | 0.31254 | 0.31233 | 0.32609 | 45.8459 | 51.3452 | 41.6228 | 21.0507
8 | 23 | 16 | 745.015 | 753.5752 | 766.3468 | 777.2629 | 0 | 0 | 0 | 0 | 278.5556 | 211.2875 | 208.2854 | 180.6521 | 0 | 0 | 0 | 0 | 323.2951 | 398.1079 | 448.9789 | 495.5434 | 0 | 0 | 0 | 0 | 0 | -5.4216 | -2.0146 | 0.57815 | 0 | 0 | 0 | 0 | 143.1642 | 149.6014 | 111.0971 | 100.4892 | 0.38915 | 0.32585 | 0.31944 | 0.31698 | 55.7117 | 48.7479 | 35.4894 | 31.8531
8 | 23 | 17 | 728.8633 | 739.4474 | 754.3583 | 767.1517 | 0 | 0 | 0 | 0 | 274.3403 | 206.7519 | 204.7765 | 208.1674 | 0 | 0 | 0 | 0 | 296.354 | 341.9845 | 379.768 | 414.902 | 0 | 0 | 0 | 0 | 0 | -6.477 | -1.9783 | 1.5122 | 0 | 0 | 0 | 0 | 158.169 | 197.188 | 171.7921 | 142.5701 | 0.39 | 0.39598 | 0.39187 | 0.36712 | 61.6864 | 78.0819 | 67.3195 | 52.3406
8 | 23 | 18 | 696.6105 | 708.9683 | 725.705 | 740.1452 | 0 | 0 | 0 | 0 | 297.8347 | 224.6323 | 215.1387 | 209.8945 | 0 | 0 | 0 | 0 | 236.1162 | 220.0721 | 238.9311 | 257.3695 | 0 | 0 | 0 | 0 | 0 | -3.788 | -3.0404 | 0 | 0 | 0 | 0 | 0 | 162.6596 | 268.0519 | 274.6756 | 272.8812 | 0.3917 | 0.40014 | 0.39346 | 0.38236 | 63.7146 | 107.2596 | 108.0749 | 104.3387
8 | 23 | 19 | 673.0148 | 686.4455 | 704.2443 | 719.616 | 0 | 0 | 0 | 0 | 312.6745 | 253.1376 | 241.2797 | 255.4715 | 0 | 0 | 0 | 0 | 192.8929 | 138.7034 | 148.1309 | 158.3106 | 0 | 0 | 0 | 0 | 0 | 1.5865 | -2.2517 | 6.0226 | 0 | 0 | 0 | 0 | 167.4475 | 293.0179 | 317.0854 | 299.8113 | 0.39028 | 0.3992 | 0.39311 | 0.38685 | 65.352 | 116.9741 | 124.6507 | 115.9822
8 | 23 | 20 | 670.9902 | 685.1038 | 703.5598 | 719.4103 | 0 | 0 | 0 | 0 | 311.0989 | 283.9952 | 281.6741 | 268.8711 | 0 | 0 | 0 | 0 | 180.9041 | 115.4803 | 124.84 | 135.1893 | 0 | 0 | 0 | 0 | 0 | 6.343 | 7.7412 | 28.8446 | 0 | 0 | 0 | 0 | 178.9871 | 279.2854 | 289.3045 | 286.5053 | 0.39125 | 0.40133 | 0.39529 | 0.38828 | 70.0281 | 112.0859 | 114.3604 | 111.2431
8 | 23 | 21 | 632.9539 | 646.748 | 664.5951 | 679.8232 | 0 | 0 | 0 | 0 | 304.6766 | 285.2444 | 289.7176 | 293.6025 | 0 | 0 | 0 | 0 | 160.616 | 104.0872 | 112.5765 | 122.0325 | 0 | 0 | 0 | 0 | 0 | 1.2196 | 1.1001 | 23.6854 | 0 | 0 | 0 | 0 | 167.6612 | 256.1968 | 261.2009 | 240.5028 | 0.3882 | 0.39886 | 0.39319 | 0.38634 | 65.0861 | 102.1871 | 102.7026 | 92.9165
8 | 23 | 22 | 578.2551 | 591.678 | 608.8624 | 623.523 | 0 | 0 | 0 | 0 | 298.5573 | 287.7125 | 294.9467 | 303.2956 | 0 | 0 | 0 | 0 | 130.6703 | 95.4616 | 99.1058 | 103.8468 | 0 | 0 | 0 | 0 | 0 | 5.0266 | 7.9551 | 11.0816 | 0 | 0 | 0 | 0 | 149.0275 | 203.4773 | 206.8547 | 205.299 | 0.38109 | 0.39369 | 0.38812 | 0.38014 | 56.7928 | 80.1079 | 80.285 | 78.0432
8 | 23 | 23 | 520.2744 | 532.5361 | 548.1685 | 561.4707 | 0 | 0 | 0 | 0 | 293.5791 | 286.6654 | 301.229 | 322.1923 | 0 | 0 | 0 | 0 | 108.8132 | 101.9804 | 102.3412 | 103.9194 | 0 | 0 | 0 | 0 | 0 | 8.6378 | 6.3297 | 8.2204 | 0 | 0 | 0 | 0 | 117.8821 | 135.2526 | 138.2687 | 127.1386 | 0.37177 | 0.39333 | 0.38899 | 0.37327 | 43.8248 | 53.1986 | 53.7849 | 47.4569
8 | 23 | 24 | 475.7116 | 485.5674 | 498.306 | 509.02 | 0 | 0 | 0 | 0 | 260.3077 | 308.9842 | 308.0117 | 307.7474 | 0 | 0 | 0 | 0 | 93.3233 | 113.8691 | 110.8116 | 109.1386 | 0 | 0 | 0 | 0 | 0 | 4.9363 | 9.8657 | 8.1627 | 0 | 0 | 0 | 0 | 122.0806 | 57.7778 | 69.6169 | 83.9712 | 0.36952 | 0.39289 | 0.39083 | 0.37129 | 45.1117 | 22.7003 | 27.2086 | 31.1778
8 | 24 | 1 | 446.4084 | 453.4647 | 462.9189 | 470.661 | 0 | 0 | 0 | 0 | 219.8352 | 305.7167 | 297.5301 | 291.9374 | 0 | 0 | 0 | 0 | 80.592 | 115.5254 | 110.291 | 106.5336 | 0 | 0 | 0 | 0 | 0 | 12.4349 | 14.8175 | 8.7396 | 0 | 0 | 0 | 0 | 145.9812 | 19.7878 | 40.2804 | 63.4505 | 0.37223 | 0.39077 | 0.38906 | 0.37051 | 54.3393 | 7.7325 | 15.6714 | 23.5088
8 | 24 | 2 | 428.5793 | 433.582 | 440.6943 | 446.3768 | 0 | 0 | 0 | 0 | 197.0045 | 297.0088 | 284.6018 | 252.3969 | 0 | 0 | 0 | 0 | 67.2685 | 93.0132 | 86.7514 | 81.9743 | 0 | 0 | 0 | 0 | 0 | 16.8685 | 11.7777 | 0.021722 | 0 | 0 | 0 | 0 | 164.3063 | 26.6915 | 57.5634 | 111.9839 | 0.3725 | 0.38904 | 0.38716 | 0.37014 | 61.2033 | 10.3842 | 22.286 | 41.4494
8 | 24 | 3 | 420.5672 | 423.6168 | 428.5579 | 432.3448 | 0 | 0 | 0 | 0 | 186.8497 | 289.0429 | 269.1936 | 244.791 | 0 | 0 | 0 | 0 | 63.5931 | 74.8533 | 68.4316 | 63.4887 | 0 | 0 | 0 | 0 | 0 | 1.4332 | 13.2802 | -0.48256 | 0 | 0 | 0 | 0 | 170.1244 | 58.2874 | 77.6526 | 124.5477 | 0.3732 | 0.38992 | 0.38586 | 0.37025 | 63.4912 | 22.7275 | 29.9634 | 46.1141
8 | 24 | 4 | 425.988 | 427.3533 | 430.4509 | 432.5904 | 0 | 0 | 0 | 0 | 194.8433 | 229.009 | 221.7177 | 222.7567 | 0 | 0 | 0 | 0 | 61.3266 | 70.9958 | 64.9748 | 60.3967 | 0 | 0 | 0 | 0 | 0 | 21.6769 | 3.442 | 0.65397 | 0 | 0 | 0 | 0 | 169.818 | 105.6716 | 140.3164 | 148.7831 | 0.37386 | 0.38754 | 0.38853 | 0.36998 | 63.4884 | 40.9521 | 54.5174 | 55.0474
8 | 24 | 5 | 448.4741 | 448.666 | 450.5574 | 451.6021 | 0 | 0 | 0 | 0 | 240.4799 | 217.2797 | 223.8303 | 223.1619 | 0 | 0 | 0 | 0 | 60.0339 | 75.7749 | 69.7783 | 65.215 | 0 | 0 | 0 | 0 | 0 | 12.3755 | 10.0635 | -5.6361 | 0 | 0 | 0 | 0 | 147.9603 | 143.2358 | 146.8853 | 168.8613 | 0.37065 | 0.39036 | 0.39029 | 0.37126 | 54.8414 | 55.9141 | 57.3276 | 62.6911
8 | 24 | 6 | 484.1087 | 483.5213 | 484.7526 | 485.2423 | 0 | 0 | 0 | 0 | 243.9826 | 225.4676 | 215.106 | 188.9462 | 0 | 0 | 0 | 0 | 73.5773 | 92.8374 | 86.2422 | 81.013 | 0 | 0 | 0 | 0 | 0 | 12.9451 | 23.1073 | -6.8474 | 0 | 0 | 0 | 0 | 166.5488 | 152.2712 | 160.297 | 222.1306 | 0.37177 | 0.38885 | 0.38239 | 0.37131 | 61.9183 | 59.2099 | 61.2958 | 82.4802
8 | 24 | 7 | 517.2072 | 516.2829 | 517.4854 | 518.1665 | 0 | 0 | 0 | 0 | 198.0926 | 202.0994 | 193.9904 | 175.5455 | 0 | 0 | 0 | 0 | 132.4712 | 205.38 | 199.3655 | 194.1918 | 0 | 0 | 0 | 0 | 0 | -7.3307 | -5.7318 | -0.54477 | 0 | 0 | 0 | 0 | 186.6433 | 116.1341 | 129.8613 | 148.974 | 0.3667 | 0.37732 | 0.37117 | 0.37991 | 68.4423 | 43.8198 | 48.2007 | 56.5971
8 | 24 | 8 | 554.7059 | 554.2625 | 556.5489 | 558.634 | 0 | 0 | 0 | 0 | 171.1784 | 142.0321 | 142.9024 | 161.209 | 0 | 0 | 0 | 0 | 191.4974 | 324.7669 | 335.3293 | 344.7948 | 0 | 0 | 0 | 0 | 0 | -13.2428 | -13.6438 | 3.2698 | 0 | 0 | 0 | 0 | 192.03 | 100.7062 | 91.961 | 49.3605 | 0.37186 | 0.38691 | 0.38697 | 0.38173 | 71.4078 | 38.9646 | 35.5861 | 18.8424
8 | 24 | 9 | 589.3721 | 590.3274 | 594.6836 | 599.0308 | 0 | 0 | 0 | 0 | 154.7384 | 121.4035 | 126.1043 | 135.1819 | 0 | 0 | 0 | 0 | 239.3345 | 428.5163 | 456.2265 | 480.9776 | 0 | 0 | 0 | 0 | 0 | -23.1656 | -22.8423 | -19.7815 | 0 | 0 | 0 | 0 | 195.2992 | 63.5732 | 35.1952 | 2.6527 | 0.37575 | 0.32651 | 0.32636 | 0.067785 | 73.3832 | 20.7573 | 11.4863 | 0.17982
8 | 24 | 10 | 623.817 | 625.3842 | 630.5087 | 635.4462 | 0 | 0 | 0 | 0 | 181.7802 | 114.3673 | 112.2589 | 102.4744 | 0 | 0 | 0 | 0 | 270.9816 | 445.211 | 485.3509 | 521.212 | 0 | 0 | 0 | 0 | 0 | -20.7995 | -23.0674 | -27.9994 | 0 | 0 | 0 | 0 | 171.0552 | 86.6055 | 55.9662 | 39.7592 | 0.38219 | 0.32795 | 0.328 | 0.071605 | 65.3762 | 28.4022 | 18.3569 | 2.847
8 | 24 | 11 | 647.5105 | 649.4393 | 654.781 | 659.5529 | 0 | 0 | 0 | 0 | 206.352 | 117.6579 | 111.4572 | 102.8046 | 0 | 0 | 0 | 0 | 288.1529 | 444.9284 | 492.9622 | 535.8857 | 0 | 0 | 0 | 0 | 0 | -25.168 | -28.113 | -28.2 | 0 | 0 | 0 | 0 | 153.0056 | 112.021 | 78.4745 | 49.0627 | 0.37921 | 0.32752 | 0.328 | 0.071605 | 58.0209 | 36.6892 | 25.7396 | 3.5131
8 | 24 | 12 | 669.2737 | 671.8223 | 677.7311 | 682.7371 | 0 | 0 | 0 | 0 | 217.8824 | 115.7556 | 111.6713 | 104.3121 | 0 | 0 | 0 | 0 | 288.9441 | 438.9595 | 492.8248 | 541.0865 | 0 | 0 | 0 | 0 | 0 | -23.4151 | -26.8767 | -28.4724 | 0 | 0 | 0 | 0 | 162.4472 | 140.5223 | 100.1117 | 65.8109 | 0.37557 | 0.32768 | 0.328 | 0.071605 | 61.0098 | 46.0469 | 32.8366 | 4.7124
8 | 24 | 13 | 693.6419 | 697.4855 | 704.8421 | 711.0095 | 0 | 0 | 0 | 0 | 227.4481 | 128.7745 | 122.3887 | 114.2417 | 0 | 0 | 0 | 0 | 283.5133 | 430.4674 | 485.2941 | 534.4832 | 0 | 0 | 0 | 0 | 0 | -8.9988 | -20.6289 | -19.5542 | 0 | 0 | 0 | 0 | 182.6805 | 147.2424 | 117.7882 | 81.8388 | 0.37374 | 0.32755 | 0.32763 | 0.071605 | 68.2751 | 48.2296 | 38.5906 | 5.8601
8 | 24 | 14 | 710.7099 | 715.5012 | 723.9965 | 731.1837 | 0 | 0 | 0 | 0 | 266.719 | 126.7236 | 123.2713 | 120.1078 | 0 | 0 | 0 | 0 | 278.7172 | 439.3729 | 491.4333 | 538.1379 | 0 | 0 | 0 | 0 | 0 | -4.7449 | -5.6645 | -7.723 | 0 | 0 | 0 | 0 | 165.2737 | 154.1496 | 114.9564 | 80.661 | 0.37404 | 0.327 | 0.32733 | 0.070824 | 61.8189 | 50.4073 | 37.6288 | 5.7127
8 | 24 | 15 | 725.919 | 731.8561 | 741.6491 | 749.937 | 0 | 0 | 0 | 0 | 287.0455 | 166.0647 | 145.4192 | 171.8616 | 0 | 0 | 0 | 0 | 263.1713 | 416.8861 | 463.7441 | 505.8603 | 0 | 0 | 0 | 0 | 0 | -4.3672 | -0.73553 | -2.7569 | 0 | 0 | 0 | 0 | 175.7022 | 153.2724 | 133.2213 | 74.9719 | 0.38108 | 0.31254 | 0.31233 | 0.32609 | 66.9559 | 47.9037 | 41.6096 | 24.4476
8 | 24 | 16 | 723.6058 | 731.4717 | 743.3908 | 753.5723 | 0 | 0 | 0 | 0 | 278.5556 | 211.2875 | 208.2854 | 180.6521 | 0 | 0 | 0 | 0 | 242.3859 | 362.0634 | 398.8717 | 432.0882 | 0 | 0 | 0 | 0 | 0 | -5.4216 | -2.0146 | 0.57815 | 0 | 0 | 0 | 0 | 202.6643 | 163.5425 | 138.2483 | 140.2539 | 0.38915 | 0.32585 | 0.31944 | 0.31698 | 78.8659 | 53.2906 | 44.1627 | 44.4578
8 | 24 | 17 | 706.0741 | 715.9191 | 729.9225 | 741.934 | 0 | 0 | 0 | 0 | 274.3403 | 206.7519 | 204.7765 | 208.1674 | 0 | 0 | 0 | 0 | 212.4891 | 295.4733 | 318.0268 | 338.6801 | 0 | 0 | 0 | 0 | 0 | -6.477 | -1.9783 | 1.5122 | 0 | 0 | 0 | 0 | 219.2447 | 220.1709 | 209.0975 | 193.5743 | 0.39 | 0.39598 | 0.39187 | 0.36712 | 85.5061 | 87.1826 | 81.9382 | 71.0653
8 | 24 | 18 | 672.0165 | 683.5768 | 699.3341 | 712.9305 | 0 | 0 | 0 | 0 | 297.8347 | 224.6323 | 215.1387 | 209.8945 | 0 | 0 | 0 | 0 | 164.6099 | 199.382 | 201.9839 | 204.952 | 0 | 0 | 0 | 0 | 0 | -3.788 | -3.0404 | 0 | 0 | 0 | 0 | 0 | 209.5718 | 263.3505 | 285.2519 | 298.0839 | 0.3917 | 0.40014 | 0.39346 | 0.38236 | 82.0903 | 105.3784 | 112.2363 | 113.9752
8 | 24 | 19 | 648.6331 | 661.2731 | 678.1011 | 692.6362 | 0 | 0 | 0 | 0 | 312.6745 | 253.1376 | 241.2797 | 255.4715 | 0 | 0 | 0 | 0 | 182.1276 | 133.5049 | 132.0369 | 131.9821 | 0 | 0 | 0 | 0 | 0 | 1.5865 | -2.2517 | 6.0226 | 0 | 0 | 0 | 0 | 153.831 | 273.044 | 307.0363 | 299.16 | 0.39028 | 0.3992 | 0.39311 | 0.38685 | 60.0377 | 109.0004 | 120.7003 | 115.7302
8 | 24 | 20 | 645.6176 | 658.9085 | 676.3541 | 691.3341 | 0 | 0 | 0 | 0 | 311.0989 | 283.9952 | 281.6741 | 268.8711 | 0 | 0 | 0 | 0 | 188.1014 | 137.3987 | 135.5868 | 135.5046 | 0 | 0 | 0 | 0 | 0 | 6.343 | 7.7412 | 28.8446 | 0 | 0 | 0 | 0 | 146.4173 | 231.1716 | 251.352 | 258.1138 | 0.39125 | 0.40133 | 0.39529 | 0.38828 | 57.2853 | 92.7764 | 99.358 | 100.2194
8 | 24 | 21 | 611.8455 | 624.9551 | 641.9617 | 656.4655 | 0 | 0 | 0 | 0 | 304.6766 | 285.2444 | 289.7176 | 293.6025 | 0 | 0 | 0 | 0 | 170.0667 | 108.9904 | 108.1126 | 108.8027 | 0 | 0 | 0 | 0 | 0 | 1.2196 | 1.1001 | 23.6854 | 0 | 0 | 0 | 0 | 137.1021 | 229.5008 | 243.0314 | 230.375 | 0.3882 | 0.39886 | 0.39319 | 0.38634 | 53.2231 | 91.5391 | 95.5584 | 89.0037
8 | 24 | 22 | 569.3198 | 582.453 | 599.2816 | 613.6356 | 0 | 0 | 0 | 0 | 298.5573 | 287.7125 | 294.9467 | 303.2956 | 0 | 0 | 0 | 0 | 153.6034 | 92.2302 | 90.0467 | 89.4337 | 0 | 0 | 0 | 0 | 0 | 5.0266 | 7.9551 | 11.0816 | 0 | 0 | 0 | 0 | 117.1592 | 197.4837 | 206.333 | 209.8248 | 0.38109 | 0.39369 | 0.38812 | 0.38014 | 44.6481 | 77.7483 | 80.0826 | 79.7637
8 | 24 | 23 | 517.7265 | 529.9056 | 545.4365 | 558.6513 | 0 | 0 | 0 | 0 | 293.5791 | 286.6654 | 301.229 | 322.1923 | 0 | 0 | 0 | 0 | 137.9509 | 81.577 | 77.2101 | 74.4706 | 0 | 0 | 0 | 0 | 0 | 8.6378 | 6.3297 | 8.2204 | 0 | 0 | 0 | 0 | 86.1965 | 153.0254 | 160.6678 | 153.768 | 0.37177 | 0.39333 | 0.38899 | 0.37327 | 32.0451 | 60.1892 | 62.4979 | 57.3969
8 | 24 | 24 | 473.8361 | 483.6311 | 496.2949 | 506.9446 | 0 | 0 | 0 | 0 | 260.3077 | 308.9842 | 308.0117 | 307.7474 | 0 | 0 | 0 | 0 | 134.5073 | 78.0326 | 70.5856 | 64.9096 | 0 | 0 | 0 | 0 | 0 | 4.9363 | 9.8657 | 8.1627 | 0 | 0 | 0 | 0 | 79.021 | 91.678 | 107.832 | 126.1249 | 0.36952 | 0.39289 | 0.39083 | 0.37129 | 29.2002 | 36.0193 | 42.1442 | 46.8291
8 | 25 | 1 | 445.9483 | 452.9898 | 462.4256 | 470.152 | 0 | 0 | 0 | 0 | 219.8352 | 305.7167 | 297.5301 | 291.9374 | 0 | 0 | 0 | 0 | 126.8104 | 81.3693 | 70.1925 | 60.9014 | 0 | 0 | 0 | 0 | 0 | 12.4349 | 14.8175 | 8.7396 | 0 | 0 | 0 | 0 | 99.3028 | 53.4689 | 79.8856 | 108.5736 | 0.37223 | 0.39077 | 0.38906 | 0.37051 | 36.9639 | 20.8943 | 31.0801 | 40.2273
8 | 25 | 2 | 426.6507 | 431.5908 | 438.6264 | 444.2427 | 0 | 0 | 0 | 0 | 197.0045 | 297.0088 | 284.6018 | 252.3969 | 0 | 0 | 0 | 0 | 126.4527 | 84.5471 | 71.4755 | 60.281 | 0 | 0 | 0 | 0 | 0 | 16.8685 | 11.7777 | 0.021722 | 0 | 0 | 0 | 0 | 103.1935 | 33.1665 | 70.7714 | 131.543 | 0.3725 | 0.38904 | 0.38716 | 0.37014 | 38.4391 | 12.9032 | 27.3996 | 48.689
8 | 25 | 3 | 414.7637 | 417.6252 | 422.3351 | 425.9229 | 0 | 0 | 0 | 0 | 186.8497 | 289.0429 | 269.1936 | 244.791 | 0 | 0 | 0 | 0 | 123.4182 | 81.516 | 69.4531 | 59.116 | 0 | 0 | 0 | 0 | 0 | 1.4332 | 13.2802 | -0.48256 | 0 | 0 | 0 | 0 | 104.4958 | 45.633 | 70.4083 | 122.4984 | 0.3732 | 0.38992 | 0.38586 | 0.37025 | 38.9983 | 17.7932 | 27.1681 | 45.3554
8 | 25 | 4 | 412.8947 | 413.8355 | 416.4118 | 418.102 | 0 | 0 | 0 | 0 | 194.8433 | 229.009 | 221.7177 | 222.7567 | 0 | 0 | 0 | 0 | 121.3652 | 74.5378 | 63.0133 | 53.1411 | 0 | 0 | 0 | 0 | 0 | 21.6769 | 3.442 | 0.65397 | 0 | 0 | 0 | 0 | 96.6863 | 88.6118 | 128.2387 | 141.5502 | 0.37386 | 0.38754 | 0.38853 | 0.36998 | 36.1473 | 34.3407 | 49.8249 | 52.3714
8 | 25 | 5 | 419.2621 | 418.5066 | 419.2349 | 419.2772 | 0 | 0 | 0 | 0 | 240.4799 | 217.2797 | 223.8303 | 223.1619 | 0 | 0 | 0 | 0 | 117.5373 | 68.4248 | 58.5821 | 50.2819 | 0 | 0 | 0 | 0 | 0 | 12.3755 | 10.0635 | -5.6361 | 0 | 0 | 0 | 0 | 61.2449 | 120.4266 | 126.7589 | 151.4695 | 0.37065 | 0.39036 | 0.39029 | 0.37126 | 22.7004 | 47.0102 | 49.4725 | 56.2343
8 | 25 | 6 | 423.066 | 420.4991 | 419.2997 | 417.695 | 0 | 0 | 0 | 0 | 243.9826 | 225.4676 | 215.106 | 188.9462 | 0 | 0 | 0 | 0 | 119.8353 | 79.152 | 69.2456 | 60.8124 | 0 | 0 | 0 | 0 | 0 | 12.9451 | 23.1073 | -6.8474 | 0 | 0 | 0 | 0 | 59.2481 | 102.9344 | 111.8407 | 174.7838 | 0.37177 | 0.38885 | 0.38239 | 0.37131 | 22.0268 | 40.0255 | 42.7667 | 64.8996
8 | 25 | 7 | 440.895 | 437.496 | 435.6598 | 433.7225 | 0 | 0 | 0 | 0 | 198.0926 | 202.0994 | 193.9904 | 175.5455 | 0 | 0 | 0 | 0 | 166.231 | 171.1116 | 162.8023 | 155.4986 | 0 | 0 | 0 | 0 | 0 | -7.3307 | -5.7318 | -0.54477 | 0 | 0 | 0 | 0 | 76.5713 | 71.6156 | 84.5989 | 103.2231 | 0.3667 | 0.37732 | 0.37117 | 0.37991 | 28.0788 | 27.022 | 31.4006 | 39.2158
8 | 25 | 8 | 477.0312 | 474.069 | 473.2625 | 472.6824 | 0 | 0 | 0 | 0 | 171.1784 | 142.0321 | 142.9024 | 161.209 | 0 | 0 | 0 | 0 | 214.8436 | 269.5257 | 279.7384 | 288.9973 | 0 | 0 | 0 | 0 | 0 | -13.2428 | -13.6438 | 3.2698 | 0 | 0 | 0 | 0 | 91.0092 | 75.754 | 64.2655 | 19.2064 | 0.37186 | 0.38691 | 0.38697 | 0.38173 | 33.8424 | 29.3103 | 24.8688 | 7.3317
8 | 25 | 9 | 513.2191 | 511.705 | 513.0287 | 514.763 | 0 | 0 | 0 | 0 | 154.7384 | 121.4035 | 126.1043 | 135.1819 | 0 | 0 | 0 | 0 | 267.4777 | 345.8327 | 376.8648 | 404.9461 | 0 | 0 | 0 | 0 | 0 | -23.1656 | -22.8423 | -19.7815 | 0 | 0 | 0 | 0 | 91.003 | 67.6344 | 32.9019 | -5.5835 | 0.37575 | 0.32651 | 0.32636 | 0.067785 | 34.1942 | 22.0833 | 10.7379 | -0.37848
8 | 25 | 10 | 544.2138 | 543.1996 | 545.1543 | 547.3605 | 0 | 0 | 0 | 0 | 181.7802 | 114.3673 | 112.2589 | 102.4744 | 0 | 0 | 0 | 0 | 297.0481 | 399.0767 | 442.9433 | 482.5471 | 0 | 0 | 0 | 0 | 0 | -20.7995 | -23.0674 | -27.9994 | 0 | 0 | 0 | 0 | 65.3855 | 50.5551 | 13.0194 | -9.6616 | 0.38219 | 0.32795 | 0.328 | 0.071605 | 24.9899 | 16.5795 | 4.2704 | -0.69182
8 | 25 | 11 | 569.5174 | 568.917 | 571.153 | 573.2489 | 0 | 0 | 0 | 0 | 206.352 | 117.6579 | 111.4572 | 102.8046 | 0 | 0 | 0 | 0 | 321.1659 | 430.2592 | 479.5556 | 523.9917 | 0 | 0 | 0 | 0 | 0 | -25.168 | -28.113 | -28.2 | 0 | 0 | 0 | 0 | 41.9995 | 46.1679 | 8.2531 | -25.3473 | 0.37921 | 0.32752 | 0.328 | 0.071605 | 15.9265 | 15.121 | 2.707 | -1.815
8 | 25 | 12 | 590.5021 | 590.4962 | 593.2684 | 595.5716 | 0 | 0 | 0 | 0 | 217.8824 | 115.7556 | 111.6713 | 104.3121 | 0 | 0 | 0 | 0 | 355.3191 | 450.1064 | 504.3757 | 553.4364 | 0 | 0 | 0 | 0 | 0 | -23.4151 | -26.8767 | -28.4724 | 0 | 0 | 0 | 0 | 17.3006 | 48.0493 | 4.098 | -33.7046 | 0.37557 | 0.32768 | 0.328 | 0.071605 | 6.4975 | 15.745 | 1.3441 | -2.4134
8 | 25 | 13 | 605.4927 | 606.4778 | 610.3243 | 613.4672 | 0 | 0 | 0 | 0 | 227.4481 | 128.7745 | 122.3887 | 114.2417 | 0 | 0 | 0 | 0 | 372.5642 | 458.303 | 510.2942 | 557.3149 | 0 | 0 | 0 | 0 | 0 | -8.9988 | -20.6289 | -19.5542 | 0 | 0 | 0 | 0 | 5.4804 | 28.3991 | -1.7297 | -38.5353 | 0.37374 | 0.32755 | 0.32763 | 0.071605 | 2.0482 | 9.3022 | -0.56671 | -2.7593
8 | 25 | 14 | 616.6333 | 618.3739 | 623.1231 | 627.0824 | 0 | 0 | 0 | 0 | 266.719 | 126.7236 | 123.2713 | 120.1078 | 0 | 0 | 0 | 0 | 404.9651 | 484.9141 | 531.3614 | 573.3082 | 0 | 0 | 0 | 0 | 0 | -4.7449 | -5.6645 | -7.723 | 0 | 0 | 0 | 0 | -55.0507 | 11.4811 | -25.8451 | -58.6106 | 0.37404 | 0.327 | 0.32733 | 0.070824 | -20.5911 | 3.7544 | -8.4599 | -4.151
8 | 25 | 15 | 622.0226 | 624.5905 | 630.2463 | 634.9693 | 0 | 0 | 0 | 0 | 287.0455 | 166.0647 | 145.4192 | 171.8616 | 0 | 0 | 0 | 0 | 414.6702 | 492.9549 | 527.8165 | 559.161 | 0 | 0 | 0 | 0 | 0 | -4.3672 | -0.73553 | -2.7569 | 0 | 0 | 0 | 0 | -79.6932 | -30.062 | -42.2538 | -93.2964 | 0.38108 | 0.31254 | 0.31233 | 0.32609 | -30.3692 | -9.3956 | -13.1973 | -30.4231
8 | 25 | 16 | 624.7166 | 629.3758 | 637.3571 | 644.1456 | 0 | 0 | 0 | 0 | 278.5556 | 211.2875 | 208.2854 | 180.6521 | 0 | 0 | 0 | 0 | 395.2701 | 471.6395 | 488.5944 | 503.4574 | 0 | 0 | 0 | 0 | 0 | -5.4216 | -2.0146 | 0.57815 | 0 | 0 | 0 | 0 | -49.1091 | -48.1297 | -57.5081 | -40.5421 | 0.38915 | 0.32585 | 0.31944 | 0.31698 | -19.1106 | -15.6831 | -18.3707 | -12.8511
8 | 25 | 17 | 627.4617 | 634.7574 | 645.6306 | 654.9447 | 0 | 0 | 0 | 0 | 274.3403 | 206.7519 | 204.7765 | 208.1674 | 0 | 0 | 0 | 0 | 423.1291 | 406.176 | 416.9036 | 426.8274 | 0 | 0 | 0 | 0 | 0 | -6.477 | -1.9783 | 1.5122 | 0 | 0 | 0 | 0 | -70.0077 | 28.3065 | 25.9288 | 18.4377 | 0.39 | 0.39598 | 0.39187 | 0.36712 | -27.3032 | 11.2087 | 10.1606 | 6.7689
8 | 25 | 18 | 609.7529 | 619.2941 | 632.5721 | 644.0321 | 0 | 0 | 0 | 0 | 297.8347 | 224.6323 | 215.1387 | 209.8945 | 0 | 0 | 0 | 0 | 377.7101 | 295.8521 | 290.0606 | 285.5587 | 0 | 0 | 0 | 0 | 0 | -3.788 | -3.0404 | 0 | 0 | 0 | 0 | 0 | -65.7919 | 102.5978 | 130.4132 | 148.5789 | 0.3917 | 0.40014 | 0.39346 | 0.38236 | -25.771 | 41.054 | 51.3129 | 56.8105
8 | 25 | 19 | 598.3127 | 609.3209 | 624.1451 | 636.9537 | 0 | 0 | 0 | 0 | 312.6745 | 253.1376 | 241.2797 | 255.4715 | 0 | 0 | 0 | 0 | 364.2532 | 210.5984 | 204.3056 | 200.0064 | 0 | 0 | 0 | 0 | 0 | 1.5865 | -2.2517 | 6.0226 | 0 | 0 | 0 | 0 | -78.615 | 143.9984 | 180.8116 | 175.4532 | 0.39028 | 0.3992 | 0.39311 | 0.38685 | -30.6822 | 57.4848 | 71.0796 | 67.8742
8 | 25 | 20 | 603.4186 | 615.3409 | 631.1062 | 644.6383 | 0 | 0 | 0 | 0 | 311.0989 | 283.9952 | 281.6741 | 268.8711 | 0 | 0 | 0 | 0 | 347.8032 | 182.2563 | 181.9305 | 183.4107 | 0 | 0 | 0 | 0 | 0 | 6.343 | 7.7412 | 28.8446 | 0 | 0 | 0 | 0 | -55.4836 | 142.7465 | 159.7604 | 163.5119 | 0.39125 | 0.40133 | 0.39529 | 0.38828 | -21.7078 | 57.2886 | 63.1523 | 63.4877
8 | 25 | 21 | 578.4224 | 590.4482 | 606.1239 | 619.4808 | 0 | 0 | 0 | 0 | 304.6766 | 285.2444 | 289.7176 | 293.6025 | 0 | 0 | 0 | 0 | 292.3683 | 172.3052 | 169.8679 | 169.1996 | 0 | 0 | 0 | 0 | 0 | 1.2196 | 1.1001 | 23.6854 | 0 | 0 | 0 | 0 | -18.6226 | 131.679 | 145.4383 | 132.9934 | 0.3882 | 0.39886 | 0.39319 | 0.38634 | -7.2293 | 52.5217 | 57.1854 | 51.381
8 | 25 | 22 | 544.0535 | 556.3673 | 572.1898 | 585.6769 | 0 | 0 | 0 | 0 | 298.5573 | 287.7125 | 294.9467 | 303.2956 | 0 | 0 | 0 | 0 | 244.3046 | 164.3099 | 159.5572 | 156.5945 | 0 | 0 | 0 | 0 | 0 | 5.0266 | 7.9551 | 11.0816 | 0 | 0 | 0 | 0 | 1.1916 | 99.3183 | 109.7307 | 114.7052 | 0.38109 | 0.39369 | 0.38812 | 0.38014 | 0.45412 | 39.1011 | 42.589 | 43.6045
8 | 25 | 23 | 500.6699 | 512.2959 | 527.1477 | 539.7772 | 0 | 0 | 0 | 0 | 293.5791 | 286.6654 | 301.229 | 322.1923 | 0 | 0 | 0 | 0 | 219.5852 | 158.8594 | 153.5488 | 150.0575 | 0 | 0 | 0 | 0 | 0 | 8.6378 | 6.3297 | 8.2204 | 0 | 0 | 0 | 0 | -12.4943 | 58.1334 | 66.0402 | 59.307 | 0.37177 | 0.39333 | 0.38899 | 0.37327 | -4.645 | 22.8655 | 25.6888 | 22.1375
8 | 25 | 24 | 460.5305 | 469.894 | 482.0281 | 492.2212 | 0 | 0 | 0 | 0 | 260.3077 | 308.9842 | 308.0117 | 307.7474 | 0 | 0 | 0 | 0 | 200.2398 | 152.9124 | 145.2031 | 139.3998 | 0 | 0 | 0 | 0 | 0 | 4.9363 | 9.8657 | 8.1627 | 0 | 0 | 0 | 0 | -0.017059 | 3.0612 | 18.9476 | 36.9114 | 0.36952 | 0.39289 | 0.39083 | 0.37129 | -0.0063039 | 1.2027 | 7.4053 | 13.7049
8 | 26 | 1 | 432.4659 | 439.0701 | 447.9691 | 455.2328 | 0 | 0 | 0 | 0 | 219.8352 | 305.7167 | 297.5301 | 291.9374 | 0 | 0 | 0 | 0 | 197.674 | 148.1021 | 139.5275 | 132.8421 | 0 | 0 | 0 | 0 | 0 | 12.4349 | 14.8175 | 8.7396 | 0 | 0 | 0 | 0 | 14.9567 | -27.1837 | -3.906 | 21.7137 | 0.37223 | 0.39077 | 0.38906 | 0.37051 | 5.5674 | -10.6227 | -1.5197 | 8.0451
8 | 26 | 2 | 413.9644 | 418.4932 | 425.0236 | 430.2046 | 0 | 0 | 0 | 0 | 197.0045 | 297.0088 | 284.6018 | 252.3969 | 0 | 0 | 0 | 0 | 181.7917 | 134.6476 | 125.1822 | 117.5159 | 0 | 0 | 0 | 0 | 0 | 16.8685 | 11.7777 | 0.021722 | 0 | 0 | 0 | 0 | 35.1682 | -30.0317 | 3.4618 | 60.2701 | 0.3725 | 0.38904 | 0.38716 | 0.37014 | 13.1 | -11.6836 | 1.3403 | 22.3082
8 | 26 | 3 | 402.449 | 404.9111 | 409.1307 | 412.2959 | 0 | 0 | 0 | 0 | 186.8497 | 289.0429 | 269.1936 | 244.791 | 0 | 0 | 0 | 0 | 159.0646 | 125.1765 | 113.7561 | 104.101 | 0 | 0 | 0 | 0 | 0 | 1.4332 | 13.2802 | -0.48256 | 0 | 0 | 0 | 0 | 56.5347 | -10.7416 | 12.9009 | 63.8864 | 0.3732 | 0.38992 | 0.38586 | 0.37025 | 21.099 | -4.1884 | 4.978 | 23.6541
8 | 26 | 4 | 396.9352 | 397.3584 | 399.2991 | 400.4418 | 0 | 0 | 0 | 0 | 194.8433 | 229.009 | 221.7177 | 222.7567 | 0 | 0 | 0 | 0 | 154.9503 | 113.1543 | 102.2288 | 92.9957 | 0 | 0 | 0 | 0 | 0 | 21.6769 | 3.442 | 0.65397 | 0 | 0 | 0 | 0 | 47.1416 | 33.5181 | 71.9106 | 84.0354 | 0.37386 | 0.38754 | 0.38853 | 0.36998 | 17.6244 | 12.9897 | 27.9396 | 31.0918
8 | 26 | 5 | 399.1445 | 397.7367 | 397.6638 | 397.016 | 0 | 0 | 0 | 0 | 240.4799 | 217.2797 | 223.8303 | 223.1619 | 0 | 0 | 0 | 0 | 158.5759 | 105.9097 | 96.1283 | 87.9702 | 0 | 0 | 0 | 0 | 0 | 12.3755 | 10.0635 | -5.6361 | 0 | 0 | 0 | 0 | 0.088736 | 62.1718 | 67.6418 | 91.52 | 0.37065 | 0.39036 | 0.39029 | 0.37126 | 0.03289 | 24.2696 | 26.3998 | 33.9775
8 | 26 | 6 | 397.375 | 393.9749 | 391.7525 | 389.2663 | 0 | 0 | 0 | 0 | 243.9826 | 225.4676 | 215.106 | 188.9462 | 0 | 0 | 0 | 0 | 171.3229 | 117.019 | 107.0257 | 98.5803 | 0 | 0 | 0 | 0 | 0 | 12.9451 | 23.1073 | -6.8474 | 0 | 0 | 0 | 0 | -17.9305 | 38.5432 | 46.5135 | 108.5872 | 0.37177 | 0.38885 | 0.38239 | 0.37131 | -6.6661 | 14.9874 | 17.7862 | 40.3199
8 | 26 | 7 | 410.7629 | 406.3868 | 403.3507 | 400.3795 | 0 | 0 | 0 | 0 | 198.0926 | 202.0994 | 193.9904 | 175.5455 | 0 | 0 | 0 | 0 | 227.5654 | 207.3501 | 198.8426 | 191.374 | 0 | 0 | 0 | 0 | 0 | -7.3307 | -5.7318 | -0.54477 | 0 | 0 | 0 | 0 | -14.8952 | 4.2679 | 16.2495 | 34.0048 | 0.3667 | 0.37732 | 0.37117 | 0.37991 | -5.4621 | 1.6104 | 6.0313 | 12.9189
8 | 26 | 8 | 441.4141 | 437.2969 | 435.0721 | 433.2699 | 0 | 0 | 0 | 0 | 171.1784 | 142.0321 | 142.9024 | 161.209 | 0 | 0 | 0 | 0 | 285.5876 | 304.0299 | 311.5072 | 318.3103 | 0 | 0 | 0 | 0 | 0 | -13.2428 | -13.6438 | 3.2698 | 0 | 0 | 0 | 0 | -15.3518 | 4.4776 | -5.6937 | -49.5191 | 0.37186 | 0.38691 | 0.38697 | 0.38173 | -5.7087 | 1.7325 | -2.2033 | -18.903
8 | 26 | 9 | 474.2226 | 471.4438 | 471.2148 | 471.611 | 0 | 0 | 0 | 0 | 154.7384 | 121.4035 | 126.1043 | 135.1819 | 0 | 0 | 0 | 0 | 341.0976 | 376.0974 | 397.2175 | 416.2087 | 0 | 0 | 0 | 0 | 0 | -23.1656 | -22.8423 | -19.7815 | 0 | 0 | 0 | 0 | -21.6134 | -2.8915 | -29.2647 | -59.9982 | 0.37575 | 0.32651 | 0.32636 | 0.067785 | -8.1212 | -0.94409 | -9.5509 | -4.067
8 | 26 | 10 | 497.6975 | 495.1749 | 495.2773 | 495.8874 | 0 | 0 | 0 | 0 | 181.7802 | 114.3673 | 112.2589 | 102.4744 | 0 | 0 | 0 | 0 | 352.5177 | 411.9646 | 443.8025 | 472.46 | 0 | 0 | 0 | 0 | 0 | -20.7995 | -23.0674 | -27.9994 | 0 | 0 | 0 | 0 | -36.6004 | -10.3575 | -37.7169 | -51.0477 | 0.38219 | 0.32795 | 0.328 | 0.071605 | -13.9884 | -3.3967 | -12.3711 | -3.6553
8 | 26 | 11 | 516.6491 | 514.3343 | 514.4651 | 514.747 | 0 | 0 | 0 | 0 | 206.352 | 117.6579 | 111.4572 | 102.8046 | 0 | 0 | 0 | 0 | 356.14 | 429.8956 | 463.7076 | 494.0707 | 0 | 0 | 0 | 0 | 0 | -25.168 | -28.113 | -28.2 | 0 | 0 | 0 | 0 | -45.8429 | -8.0512 | -32.5868 | -53.9283 | 0.37921 | 0.32752 | 0.328 | 0.071605 | -17.384 | -2.6369 | -10.6885 | -3.8615
8 | 26 | 12 | 532.8211 | 530.9448 | 531.4201 | 531.7442 | 0 | 0 | 0 | 0 | 217.8824 | 115.7556 | 111.6713 | 104.3121 | 0 | 0 | 0 | 0 | 375.0026 | 445.2278 | 475.6649 | 502.8923 | 0 | 0 | 0 | 0 | 0 | -23.4151 | -26.8767 | -28.4724 | 0 | 0 | 0 | 0 | -60.0639 | -6.6235 | -29.0394 | -46.9878 | 0.37557 | 0.32768 | 0.328 | 0.071605 | -22.558 | -2.1704 | -9.5249 | -3.3646
8 | 26 | 13 | 555.4377 | 554.7996 | 556.6529 | 558.0783 | 0 | 0 | 0 | 0 | 227.4481 | 128.7745 | 122.3887 | 114.2417 | 0 | 0 | 0 | 0 | 423.6238 | 457.403 | 493.9103 | 526.9457 | 0 | 0 | 0 | 0 | 0 | -8.9988 | -20.6289 | -19.5542 | 0 | 0 | 0 | 0 | -95.6342 | -22.3792 | -39.0172 | -63.555 | 0.37374 | 0.32755 | 0.32763 | 0.071605 | -35.7423 | -7.3303 | -12.7831 | -4.5509
8 | 26 | 14 | 575.9382 | 576.3591 | 579.4878 | 582.0508 | 0 | 0 | 0 | 0 | 266.719 | 126.7236 | 123.2713 | 120.1078 | 0 | 0 | 0 | 0 | 415.9044 | 460.6523 | 496.6318 | 529.1893 | 0 | 0 | 0 | 0 | 0 | -4.7449 | -5.6645 | -7.723 | 0 | 0 | 0 | 0 | -106.6852 | -6.2719 | -34.7508 | -59.5233 | 0.37404 | 0.327 | 0.32733 | 0.070824 | -39.9044 | -2.0509 | -11.375 | -4.2157
8 | 26 | 15 | 586.5293 | 587.9462 | 592.1887 | 595.694 | 0 | 0 | 0 | 0 | 287.0455 | 166.0647 | 145.4192 | 171.8616 | 0 | 0 | 0 | 0 | 361.1225 | 444.2968 | 464.2137 | 481.7688 | 0 | 0 | 0 | 0 | 0 | -4.3672 | -0.73553 | -2.7569 | 0 | 0 | 0 | 0 | -61.6387 | -18.048 | -16.7086 | -55.1796 | 0.38108 | 0.31254 | 0.31233 | 0.32609 | -23.489 | -5.6407 | -5.2187 | -17.9936
8 | 26 | 16 | 597.2563 | 601.0249 | 607.9128 | 613.759 | 0 | 0 | 0 | 0 | 278.5556 | 211.2875 | 208.2854 | 180.6521 | 0 | 0 | 0 | 0 | 389.4624 | 426.0893 | 446.5318 | 465.0292 | 0 | 0 | 0 | 0 | 0 | -5.4216 | -2.0146 | 0.57815 | 0 | 0 | 0 | 0 | -70.7618 | -30.9303 | -44.8898 | -32.5004 | 0.38915 | 0.32585 | 0.31944 | 0.31698 | -27.5366 | -10.0787 | -14.3398 | -10.302
8 | 26 | 17 | 601.3991 | 607.8497 | 617.685 | 626.1049 | 0 | 0 | 0 | 0 | 274.3403 | 206.7519 | 204.7765 | 208.1674 | 0 | 0 | 0 | 0 | 370.1848 | 371.1458 | 383.9909 | 396.0329 | 0 | 0 | 0 | 0 | 0 | -6.477 | -1.9783 | 1.5122 | 0 | 0 | 0 | 0 | -43.126 | 36.429 | 30.8959 | 20.3924 | 0.39 | 0.39598 | 0.39187 | 0.36712 | -16.8193 | 14.4251 | 12.107 | 7.4865
8 | 26 | 18 | 592.6256 | 601.6114 | 614.2074 | 625.0797 | 0 | 0 | 0 | 0 | 297.8347 | 224.6323 | 215.1387 | 209.8945 | 0 | 0 | 0 | 0 | 299.2615 | 272.9887 | 270.4727 | 268.8683 | 0 | 0 | 0 | 0 | 0 | -3.788 | -3.0404 | 0 | 0 | 0 | 0 | 0 | -4.4706 | 107.7785 | 131.6363 | 146.3168 | 0.3917 | 0.40014 | 0.39346 | 0.38236 | -1.7512 | 43.127 | 51.7941 | 55.9456
8 | 26 | 19 | 591.8723 | 602.6716 | 617.2394 | 629.8269 | 0 | 0 | 0 | 0 | 312.6745 | 253.1376 | 241.2797 | 255.4715 | 0 | 0 | 0 | 0 | 242.7352 | 189.7611 | 179.6599 | 171.4854 | 0 | 0 | 0 | 0 | 0 | 1.5865 | -2.2517 | 6.0226 | 0 | 0 | 0 | 0 | 36.4626 | 158.1863 | 198.5515 | 196.8474 | 0.39028 | 0.3992 | 0.39311 | 0.38685 | 14.2308 | 63.1487 | 78.0534 | 76.1506
8 | 26 | 20 | 602.8877 | 614.7929 | 630.5371 | 644.0509 | 0 | 0 | 0 | 0 | 311.0989 | 283.9952 | 281.6741 | 268.8711 | 0 | 0 | 0 | 0 | 252.3658 | 170.4777 | 164.7221 | 160.9032 | 0 | 0 | 0 | 0 | 0 | 6.343 | 7.7412 | 28.8446 | 0 | 0 | 0 | 0 | 39.423 | 153.9771 | 176.3997 | 185.432 | 0.39125 | 0.40133 | 0.39529 | 0.38828 | 15.4241 | 61.7958 | 69.7298 | 71.9988
8 | 26 | 21 | 572.5835 | 584.42 | 599.8631 | 613.0198 | 0 | 0 | 0 | 0 | 304.6766 | 285.2444 | 289.7176 | 293.6025 | 0 | 0 | 0 | 0 | 272.5611 | 161.1798 | 163.6993 | 167.7436 | 0 | 0 | 0 | 0 | 0 | 1.2196 | 1.1001 | 23.6854 | 0 | 0 | 0 | 0 | -4.6542 | 136.7762 | 145.3461 | 127.9883 | 0.3882 | 0.39886 | 0.39319 | 0.38634 | -1.8068 | 54.5548 | 57.1492 | 49.4474
8 | 26 | 22 | 523.2105 | 534.8484 | 549.8409 | 562.6129 | 0 | 0 | 0 | 0 | 298.5573 | 287.7125 | 294.9467 | 303.2956 | 0 | 0 | 0 | 0 | 253.1158 | 160.1419 | 160.0877 | 161.6382 | 0 | 0 | 0 | 0 | 0 | 5.0266 | 7.9551 | 11.0816 | 0 | 0 | 0 | 0 | -28.4626 | 81.9674 | 86.8514 | 86.5976 | 0.38109 | 0.39369 | 0.38812 | 0.38014 | -10.8468 | 32.2701 | 33.709 | 32.9196
8 | 26 | 23 | 474.1827 | 484.9498 | 498.7468 | 510.4675 | 0 | 0 | 0 | 0 | 293.5791 | 286.6654 | 301.229 | 322.1923 | 0 | 0 | 0 | 0 | 225.0076 | 145.3978 | 144.2973 | 144.8105 | 0 | 0 | 0 | 0 | 0 | 8.6378 | 6.3297 | 8.2204 | 0 | 0 | 0 | 0 | -44.404 | 44.2488 | 46.8909 | 35.2443 | 0.37177 | 0.39333 | 0.38899 | 0.37327 | -16.508 | 17.4043 | 18.24 | 13.1556
8 | 26 | 24 | 437.8828 | 446.5119 | 457.7441 | 467.1602 | 0 | 0 | 0 | 0 | 260.3077 | 308.9842 | 308.0117 | 307.7474 | 0 | 0 | 0 | 0 | 204.1535 | 124.5666 | 126.8669 | 130.6089 | 0 | 0 | 0 | 0 | 0 | 4.9363 | 9.8657 | 8.1627 | 0 | 0 | 0 | 0 | -26.5785 | 8.0248 | 12.9998 | 20.6411 | 0.36952 | 0.39289 | 0.39083 | 0.37129 | -9.8214 | 3.1529 | 5.0808 | 7.6639
8 | 27 | 1 | 416.0463 | 422.118 | 430.3632 | 437.0636 | 0 | 0 | 0 | 0 | 219.8352 | 305.7167 | 297.5301 | 291.9374 | 0 | 0 | 0 | 0 | 149.2057 | 89.5743 | 91.8263 | 95.3423 | 0 | 0 | 0 | 0 | 0 | 12.4349 | 14.8175 | 8.7396 | 0 | 0 | 0 | 0 | 47.0054 | 14.3922 | 26.1894 | 41.0443 | 0.37223 | 0.39077 | 0.38906 | 0.37051 | 17.497 | 5.6241 | 10.1892 | 15.2072
8 | 27 | 2 | 404.1622 | 408.3731 | 414.5132 | 419.3578 | 0 | 0 | 0 | 0 | 197.0045 | 297.0088 | 284.6018 | 252.3969 | 0 | 0 | 0 | 0 | 100.9819 | 65.2075 | 64.9042 | 65.8243 | 0 | 0 | 0 | 0 | 0 | 16.8685 | 11.7777 | 0.021722 | 0 | 0 | 0 | 0 | 106.1758 | 29.2884 | 53.2294 | 101.1149 | 0.3725 | 0.38904 | 0.38716 | 0.37014 | 39.55 | 11.3945 | 20.6081 | 37.4264
8 | 27 | 3 | 399.2288 | 401.5865 | 405.6778 | 408.7325 | 0 | 0 | 0 | 0 | 186.8497 | 289.0429 | 269.1936 | 244.791 | 0 | 0 | 0 | 0 | 93.072 | 43.6549 | 45.3374 | 48.0784 | 0 | 0 | 0 | 0 | 0 | 1.4332 | 13.2802 | -0.48256 | 0 | 0 | 0 | 0 | 119.3071 | 67.4554 | 77.8667 | 116.3457 | 0.3732 | 0.38992 | 0.38586 | 0.37025 | 44.5259 | 26.3023 | 30.046 | 43.0773
8 | 27 | 4 | 407.1267 | 407.8803 | 410.2269 | 411.7193 | 0 | 0 | 0 | 0 | 194.8433 | 229.009 | 221.7177 | 222.7567 | 0 | 0 | 0 | 0 | 91.1808 | 32.9585 | 36.2725 | 40.5383 | 0 | 0 | 0 | 0 | 0 | 21.6769 | 3.442 | 0.65397 | 0 | 0 | 0 | 0 | 121.1025 | 124.2359 | 148.7947 | 147.7704 | 0.37386 | 0.38754 | 0.38853 | 0.36998 | 45.2756 | 48.1465 | 57.8115 | 54.6727
8 | 27 | 5 | 434.337 | 434.0704 | 435.3989 | 435.9585 | 0 | 0 | 0 | 0 | 240.4799 | 217.2797 | 223.8303 | 223.1619 | 0 | 0 | 0 | 0 | 69.6878 | 24.3119 | 25.5517 | 27.7652 | 0 | 0 | 0 | 0 | 0 | 12.3755 | 10.0635 | -5.6361 | 0 | 0 | 0 | 0 | 124.1692 | 180.1032 | 175.9534 | 190.6675 | 0.37065 | 0.39036 | 0.39029 | 0.37126 | 46.0233 | 70.3058 | 68.6725 | 70.7869
8 | 27 | 6 | 474.1826 | 473.2733 | 474.1094 | 474.2586 | 0 | 0 | 0 | 0 | 243.9826 | 225.4676 | 215.106 | 188.9462 | 0 | 0 | 0 | 0 | 77.1125 | 35.2415 | 35.1575 | 36.0077 | 0 | 0 | 0 | 0 | 0 | 12.9451 | 23.1073 | -6.8474 | 0 | 0 | 0 | 0 | 153.0876 | 199.6191 | 200.7385 | 256.152 | 0.37177 | 0.38885 | 0.38239 | 0.37131 | 56.9138 | 77.621 | 76.7602 | 95.1128
8 | 27 | 7 | 510.7314 | 509.5971 | 510.5417 | 511.0006 | 0 | 0 | 0 | 0 | 198.0926 | 202.0994 | 193.9904 | 175.5455 | 0 | 0 | 0 | 0 | 133.3594 | 143.0329 | 140.9079 | 139.3726 | 0 | 0 | 0 | 0 | 0 | -7.3307 | -5.7318 | -0.54477 | 0 | 0 | 0 | 0 | 179.2793 | 171.7954 | 181.3752 | 196.6273 | 0.3667 | 0.37732 | 0.37117 | 0.37991 | 65.7419 | 64.8219 | 67.3211 | 74.7012
8 | 27 | 8 | 553.3435 | 552.8559 | 555.0881 | 557.1264 | 0 | 0 | 0 | 0 | 171.1784 | 142.0321 | 142.9024 | 161.209 | 0 | 0 | 0 | 0 | 200.5241 | 259.723 | 274.278 | 287.5147 | 0 | 0 | 0 | 0 | 0 | -13.2428 | -13.6438 | 3.2698 | 0 | 0 | 0 | 0 | 181.6409 | 164.3436 | 151.5515 | 105.133 | 0.37186 | 0.38691 | 0.38697 | 0.38173 | 67.5445 | 63.5868 | 58.6459 | 40.1324
8 | 27 | 9 | 592.6985 | 593.7617 | 598.2503 | 602.7117 | 0 | 0 | 0 | 0 | 154.7384 | 121.4035 | 126.1043 | 135.1819 | 0 | 0 | 0 | 0 | 244.2729 | 340.0859 | 372.5861 | 401.9011 | 0 | 0 | 0 | 0 | 0 | -23.1656 | -22.8423 | -19.7815 | 0 | 0 | 0 | 0 | 193.6872 | 155.4379 | 122.4023 | 85.4101 | 0.37575 | 0.32651 | 0.32636 | 0.067785 | 72.7775 | 50.752 | 39.9473 | 5.7896
8 | 27 | 10 | 628.1343 | 629.8415 | 635.1378 | 640.2234 | 0 | 0 | 0 | 0 | 181.7802 | 114.3673 | 112.2589 | 102.4744 | 0 | 0 | 0 | 0 | 266.5022 | 389.6009 | 434.2138 | 474.3208 | 0 | 0 | 0 | 0 | 0 | -20.7995 | -23.0674 | -27.9994 | 0 | 0 | 0 | 0 | 179.8518 | 146.6728 | 111.7324 | 91.4276 | 0.38219 | 0.32795 | 0.328 | 0.071605 | 68.7382 | 48.1013 | 36.6482 | 6.5467
8 | 27 | 11 | 664.0894 | 666.5558 | 672.5576 | 677.8984 | 0 | 0 | 0 | 0 | 206.352 | 117.6579 | 111.4572 | 102.8046 | 0 | 0 | 0 | 0 | 271.6485 | 419.4197 | 470.4537 | 516.2404 | 0 | 0 | 0 | 0 | 0 | -25.168 | -28.113 | -28.2 | 0 | 0 | 0 | 0 | 186.0889 | 154.6461 | 118.7596 | 87.0535 | 0.37921 | 0.32752 | 0.328 | 0.071605 | 70.5664 | 50.6498 | 38.9531 | 6.2335
8 | 27 | 12 | 684.8617 | 687.9158 | 694.4453 | 699.9862 | 0 | 0 | 0 | 0 | 217.8824 | 115.7556 | 111.6713 | 104.3121 | 0 | 0 | 0 | 0 | 275.0671 | 428.0098 | 480.6592 | 527.8598 | 0 | 0 | 0 | 0 | 0 | -23.4151 | -26.8767 | -28.4724 | 0 | 0 | 0 | 0 | 191.9122 | 167.5655 | 128.9915 | 96.2866 | 0.37557 | 0.32768 | 0.328 | 0.071605 | 72.0758 | 54.9085 | 42.3092 | 6.8946
8 | 27 | 13 | 710.38 | 714.7664 | 722.7895 | 729.5312 | 0 | 0 | 0 | 0 | 227.4481 | 128.7745 | 122.3887 | 114.2417 | 0 | 0 | 0 | 0 | 283.4556 | 420.8772 | 469.2531 | 512.5443 | 0 | 0 | 0 | 0 | 0 | -8.9988 | -20.6289 | -19.5542 | 0 | 0 | 0 | 0 | 199.4763 | 174.1134 | 151.7766 | 122.2994 | 0.37374 | 0.32755 | 0.32763 | 0.071605 | 74.5523 | 57.0313 | 49.7261 | 8.7572
8 | 27 | 14 | 728.2973 | 733.6589 | 742.8545 | 750.6452 | 0 | 0 | 0 | 0 | 266.719 | 126.7236 | 123.2713 | 120.1078 | 0 | 0 | 0 | 0 | 308.8792 | 414.9367 | 465.041 | 510.2238 | 0 | 0 | 0 | 0 | 0 | -4.7449 | -5.6645 | -7.723 | 0 | 0 | 0 | 0 | 152.6991 | 196.7434 | 160.2067 | 128.0365 | 0.37404 | 0.327 | 0.32733 | 0.070824 | 57.1155 | 64.3356 | 52.4407 | 9.0681
8 | 27 | 15 | 738.9945 | 745.3556 | 755.6693 | 764.4058 | 0 | 0 | 0 | 0 | 287.0455 | 166.0647 | 145.4192 | 171.8616 | 0 | 0 | 0 | 0 | 287.0508 | 404.3055 | 449.9409 | 491.0469 | 0 | 0 | 0 | 0 | 0 | -4.3672 | -0.73553 | -2.7569 | 0 | 0 | 0 | 0 | 164.8981 | 179.3525 | 161.0447 | 104.2542 | 0.38108 | 0.31254 | 0.31233 | 0.32609 | 62.8387 | 56.0547 | 50.2998 | 33.9963
8 | 27 | 16 | 744.1657 | 752.6983 | 765.4361 | 776.3231 | 0 | 0 | 0 | 0 | 278.5556 | 211.2875 | 208.2854 | 180.6521 | 0 | 0 | 0 | 0 | 264.5827 | 361.8242 | 397.6989 | 430.1553 | 0 | 0 | 0 | 0 | 0 | -5.4216 | -2.0146 | 0.57815 | 0 | 0 | 0 | 0 | 201.0274 | 185.0083 | 161.4664 | 164.9375 | 0.38915 | 0.32585 | 0.31944 | 0.31698 | 78.2289 | 60.2852 | 51.5796 | 52.282
8 | 27 | 17 | 735.8346 | 746.6447 | 761.8332 | 774.8658 | 0 | 0 | 0 | 0 | 274.3403 | 206.7519 | 204.7765 | 208.1674 | 0 | 0 | 0 | 0 | 283.0323 | 301.3966 | 332.6891 | 361.805 | 0 | 0 | 0 | 0 | 0 | -6.477 | -1.9783 | 1.5122 | 0 | 0 | 0 | 0 | 178.462 | 244.9732 | 226.3459 | 203.3812 | 0.39 | 0.39598 | 0.39187 | 0.36712 | 69.6008 | 97.0037 | 88.6973 | 74.6657
8 | 27 | 18 | 707.9874 | 720.7142 | 737.9039 | 752.7345 | 0 | 0 | 0 | 0 | 297.8347 | 224.6323 | 215.1387 | 209.8945 | 0 | 0 | 0 | 0 | 211.6365 | 194.1252 | 204.7124 | 215.3538 | 0 | 0 | 0 | 0 | 0 | -3.788 | -3.0404 | 0 | 0 | 0 | 0 | 0 | 198.5162 | 305.7448 | 321.0933 | 327.4861 | 0.3917 | 0.40014 | 0.39346 | 0.38236 | 77.7598 | 122.3422 | 126.3386 | 125.2174
8 | 27 | 19 | 689.6645 | 703.635 | 722.0968 | 738.0398 | 0 | 0 | 0 | 0 | 312.6745 | 253.1376 | 241.2797 | 255.4715 | 0 | 0 | 0 | 0 | 185.5713 | 117.5575 | 122.619 | 128.7177 | 0 | 0 | 0 | 0 | 0 | 1.5865 | -2.2517 | 6.0226 | 0 | 0 | 0 | 0 | 191.4187 | 331.3533 | 360.4499 | 347.828 | 0.39028 | 0.3992 | 0.39311 | 0.38685 | 74.7076 | 132.2777 | 141.6979 | 134.5575
8 | 27 | 20 | 692.0632 | 706.8601 | 726.1553 | 742.7289 | 0 | 0 | 0 | 0 | 311.0989 | 283.9952 | 281.6741 | 268.8711 | 0 | 0 | 0 | 0 | 162.886 | 77.2841 | 82.6244 | 89.0718 | 0 | 0 | 0 | 0 | 0 | 6.343 | 7.7412 | 28.8446 | 0 | 0 | 0 | 0 | 218.0782 | 339.2379 | 354.1155 | 355.9414 | 0.39125 | 0.40133 | 0.39529 | 0.38828 | 85.3224 | 136.1468 | 139.9798 | 138.2034
8 | 27 | 21 | 645.0563 | 659.2428 | 677.5719 | 693.2152 | 0 | 0 | 0 | 0 | 304.6766 | 285.2444 | 289.7176 | 293.6025 | 0 | 0 | 0 | 0 | 150.887 | 69.3631 | 73.505 | 78.7473 | 0 | 0 | 0 | 0 | 0 | 1.2196 | 1.1001 | 23.6854 | 0 | 0 | 0 | 0 | 189.4926 | 303.4157 | 313.2492 | 297.18 | 0.3882 | 0.39886 | 0.39319 | 0.38634 | 73.5611 | 121.0209 | 123.1676 | 114.8133
8 | 27 | 22 | 582.6077 | 596.1717 | 613.5295 | 628.3394 | 0 | 0 | 0 | 0 | 298.5573 | 287.7125 | 294.9467 | 303.2956 | 0 | 0 | 0 | 0 | 113.145 | 76.7326 | 76.8999 | 78.2118 | 0 | 0 | 0 | 0 | 0 | 5.0266 | 7.9551 | 11.0816 | 0 | 0 | 0 | 0 | 170.9054 | 226.7001 | 233.7277 | 235.7505 | 0.38109 | 0.39369 | 0.38812 | 0.38014 | 65.1302 | 89.2506 | 90.7151 | 89.6192
8 | 27 | 23 | 522.5037 | 534.8378 | 550.559 | 563.9376 | 0 | 0 | 0 | 0 | 293.5791 | 286.6654 | 301.229 | 322.1923 | 0 | 0 | 0 | 0 | 97.0962 | 72.84 | 73.0001 | 74.2684 | 0 | 0 | 0 | 0 | 0 | 8.6378 | 6.3297 | 8.2204 | 0 | 0 | 0 | 0 | 131.8285 | 166.6946 | 170.0002 | 159.2566 | 0.37177 | 0.39333 | 0.38899 | 0.37327 | 49.0096 | 65.5656 | 66.1281 | 59.4456
8 | 27 | 24 | 477.6756 | 487.5951 | 500.4118 | 511.1932 | 0 | 0 | 0 | 0 | 260.3077 | 308.9842 | 308.0117 | 307.7474 | 0 | 0 | 0 | 0 | 93.0338 | 65.3135 | 65.2476 | 66.319 | 0 | 0 | 0 | 0 | 0 | 4.9363 | 9.8657 | 8.1627 | 0 | 0 | 0 | 0 | 124.334 | 108.3611 | 117.2869 | 128.9642 | 0.36952 | 0.39289 | 0.39083 | 0.37129 | 45.9444 | 42.5739 | 45.8395 | 47.8833
8 | 28 | 1 | 449.9648 | 457.1365 | 466.7322 | 474.5964 | 0 | 0 | 0 | 0 | 219.8352 | 305.7167 | 297.5301 | 291.9374 | 0 | 0 | 0 | 0 | 86.5783 | 58.4157 | 57.8497 | 58.4397 | 0 | 0 | 0 | 0 | 0 | 12.4349 | 14.8175 | 8.7396 | 0 | 0 | 0 | 0 | 143.5512 | 80.5692 | 96.5349 | 115.4797 | 0.37223 | 0.39077 | 0.38906 | 0.37051 | 53.4348 | 31.4844 | 37.5577 | 42.786
8 | 28 | 2 | 432.9496 | 438.094 | 445.3804 | 451.2128 | 0 | 0 | 0 | 0 | 197.0045 | 297.0088 | 284.6018 | 252.3969 | 0 | 0 | 0 | 0 | 69.7097 | 50.9517 | 50.0699 | 50.2893 | 0 | 0 | 0 | 0 | 0 | 16.8685 | 11.7777 | 0.021722 | 0 | 0 | 0 | 0 | 166.2354 | 73.265 | 98.931 | 148.5049 | 0.3725 | 0.38904 | 0.38716 | 0.37014 | 61.9219 | 28.5033 | 38.3018 | 54.9672
8 | 28 | 3 | 423.3981 | 426.5396 | 431.5934 | 435.4774 | 0 | 0 | 0 | 0 | 186.8497 | 289.0429 | 269.1936 | 244.791 | 0 | 0 | 0 | 0 | 54.5151 | 53.4599 | 51.5034 | 50.6456 | 0 | 0 | 0 | 0 | 0 | 1.4332 | 13.2802 | -0.48256 | 0 | 0 | 0 | 0 | 182.0334 | 82.6035 | 97.6163 | 140.5234 | 0.3732 | 0.38992 | 0.38586 | 0.37025 | 67.9357 | 32.2089 | 37.6667 | 52.0292
8 | 28 | 4 | 426.5188 | 427.9013 | 431.0201 | 433.1778 | 0 | 0 | 0 | 0 | 194.8433 | 229.009 | 221.7177 | 222.7567 | 0 | 0 | 0 | 0 | 44.3105 | 50.0919 | 47.6682 | 46.3229 | 0 | 0 | 0 | 0 | 0 | 21.6769 | 3.442 | 0.65397 | 0 | 0 | 0 | 0 | 187.365 | 127.1235 | 158.1921 | 163.4443 | 0.37386 | 0.38754 | 0.38853 | 0.36998 | 70.0486 | 49.2656 | 61.4627 | 60.4719
8 | 28 | 5 | 451.1635 | 451.4426 | 453.4411 | 454.5781 | 0 | 0 | 0 | 0 | 240.4799 | 217.2797 | 223.8303 | 223.1619 | 0 | 0 | 0 | 0 | 45.2787 | 47.4021 | 44.8966 | 43.4839 | 0 | 0 | 0 | 0 | 0 | 12.3755 | 10.0635 | -5.6361 | 0 | 0 | 0 | 0 | 165.4049 | 174.3852 | 174.6507 | 193.5683 | 0.37065 | 0.39036 | 0.39029 | 0.37126 | 61.3073 | 68.0737 | 68.1641 | 71.8638
8 | 28 | 6 | 488.8152 | 488.3804 | 489.7991 | 490.4503 | 0 | 0 | 0 | 0 | 243.9826 | 225.4676 | 215.106 | 188.9462 | 0 | 0 | 0 | 0 | 53.7663 | 59.0929 | 55.0833 | 52.1693 | 0 | 0 | 0 | 0 | 0 | 12.9451 | 23.1073 | -6.8474 | 0 | 0 | 0 | 0 | 191.0663 | 190.8748 | 196.5024 | 256.1822 | 0.37177 | 0.38885 | 0.38239 | 0.37131 | 71.0332 | 74.2208 | 75.1403 | 95.124
8 | 28 | 7 | 526.3725 | 525.7454 | 527.3129 | 528.3084 | 0 | 0 | 0 | 0 | 198.0926 | 202.0994 | 193.9904 | 175.5455 | 0 | 0 | 0 | 0 | 121.6069 | 159.736 | 155.3598 | 151.6681 | 0 | 0 | 0 | 0 | 0 | -7.3307 | -5.7318 | -0.54477 | 0 | 0 | 0 | 0 | 206.6729 | 171.2406 | 183.6945 | 201.6396 | 0.3667 | 0.37732 | 0.37117 | 0.37991 | 75.7872 | 64.6126 | 68.182 | 76.6054
8 | 28 | 8 | 569.3561 | 569.3878 | 572.2576 | 574.8454 | 0 | 0 | 0 | 0 | 171.1784 | 142.0321 | 142.9024 | 161.209 | 0 | 0 | 0 | 0 | 188.4511 | 272.5849 | 284.5034 | 295.1804 | 0 | 0 | 0 | 0 | 0 | -13.2428 | -13.6438 | 3.2698 | 0 | 0 | 0 | 0 | 209.7266 | 168.0136 | 158.4956 | 115.1863 | 0.37186 | 0.38691 | 0.38697 | 0.38173 | 77.9884 | 65.0068 | 61.333 | 43.9701
8 | 28 | 9 | 612.8514 | 614.5681 | 619.8593 | 625.0121 | 0 | 0 | 0 | 0 | 154.7384 | 121.4035 | 126.1043 | 135.1819 | 0 | 0 | 0 | 0 | 236.6138 | 350.8287 | 380.5067 | 407.0257 | 0 | 0 | 0 | 0 | 0 | -23.1656 | -22.8423 | -19.7815 | 0 | 0 | 0 | 0 | 221.4992 | 165.5016 | 136.0906 | 102.5859 | 0.37575 | 0.32651 | 0.32636 | 0.067785 | 83.2278 | 54.0379 | 44.4146 | 6.9538
8 | 28 | 10 | 655.5592 | 658.1558 | 664.5442 | 670.5708 | 0 | 0 | 0 | 0 | 181.7802 | 114.3673 | 112.2589 | 102.4744 | 0 | 0 | 0 | 0 | 267.2185 | 398.695 | 441.0339 | 478.8723 | 0 | 0 | 0 | 0 | 0 | -20.7995 | -23.0674 | -27.9994 | 0 | 0 | 0 | 0 | 206.5606 | 165.893 | 134.3187 | 117.2235 | 0.38219 | 0.32795 | 0.328 | 0.071605 | 78.9461 | 54.4045 | 44.0565 | 8.3938
8 | 28 | 11 | 692.4167 | 695.8017 | 702.9315 | 709.2443 | 0 | 0 | 0 | 0 | 206.352 | 117.6579 | 111.4572 | 102.8046 | 0 | 0 | 0 | 0 | 278.7579 | 420.707 | 469.2443 | 512.6283 | 0 | 0 | 0 | 0 | 0 | -25.168 | -28.113 | -28.2 | 0 | 0 | 0 | 0 | 207.3068 | 182.6048 | 150.343 | 122.0114 | 0.37921 | 0.32752 | 0.328 | 0.071605 | 78.6124 | 59.8069 | 49.3124 | 8.7366
8 | 28 | 12 | 724.4067 | 728.7432 | 736.8474 | 743.7451 | 0 | 0 | 0 | 0 | 217.8824 | 115.7556 | 111.6713 | 104.3121 | 0 | 0 | 0 | 0 | 282.9701 | 428.9316 | 479.7798 | 525.2206 | 0 | 0 | 0 | 0 | 0 | -23.4151 | -26.8767 | -28.4724 | 0 | 0 | 0 | 0 | 223.5542 | 207.4711 | 172.273 | 142.6848 | 0.37557 | 0.32768 | 0.328 | 0.071605 | 83.9595 | 67.985 | 56.5055 | 10.2169
8 | 28 | 13 | 759.9042 | 765.8965 | 775.8918 | 784.3327 | 0 | 0 | 0 | 0 | 227.4481 | 128.7745 | 122.3887 | 114.2417 | 0 | 0 | 0 | 0 | 278.5558 | 425.3478 | 475.6491 | 520.6431 | 0 | 0 | 0 | 0 | 0 | -8.9988 | -20.6289 | -19.5542 | 0 | 0 | 0 | 0 | 253.9003 | 220.773 | 198.4828 | 169.002 | 0.37374 | 0.32755 | 0.32763 | 0.071605 | 94.8928 | 72.3147 | 65.0283 | 12.1014
8 | 28 | 14 | 784.1204 | 791.2922 | 802.7108 | 812.4168 | 0 | 0 | 0 | 0 | 266.719 | 126.7236 | 123.2713 | 120.1078 | 0 | 0 | 0 | 0 | 291.5021 | 419.7252 | 468.617 | 512.5345 | 0 | 0 | 0 | 0 | 0 | -4.7449 | -5.6645 | -7.723 | 0 | 0 | 0 | 0 | 225.8993 | 249.5883 | 216.487 | 187.4975 | 0.37404 | 0.327 | 0.32733 | 0.070824 | 84.4952 | 81.6161 | 70.8629 | 13.2794
8 | 28 | 15 | 803.4875 | 811.9399 | 824.8217 | 835.7711 | 0 | 0 | 0 | 0 | 287.0455 | 166.0647 | 145.4192 | 171.8616 | 0 | 0 | 0 | 0 | 292.3978 | 392.7416 | 435.5123 | 474.0736 | 0 | 0 | 0 | 0 | 0 | -4.3672 | -0.73553 | -2.7569 | 0 | 0 | 0 | 0 | 224.0441 | 257.5008 | 244.6258 | 192.5928 | 0.38108 | 0.31254 | 0.31233 | 0.32609 | 85.3778 | 80.4791 | 76.405 | 62.8027
8 | 28 | 16 | 812.6397 | 823.3928 | 838.8572 | 852.0936 | 0 | 0 | 0 | 0 | 278.5556 | 211.2875 | 208.2854 | 180.6521 | 0 | 0 | 0 | 0 | 259.0622 | 357.9919 | 392.367 | 423.3203 | 0 | 0 | 0 | 0 | 0 | -5.4216 | -2.0146 | 0.57815 | 0 | 0 | 0 | 0 | 275.0219 | 259.535 | 240.2194 | 247.5431 | 0.38915 | 0.32585 | 0.31944 | 0.31698 | 107.0235 | 84.5699 | 76.7368 | 78.4664
8 | 28 | 17 | 799.0536 | 811.9138 | 829.6197 | 844.8214 | 0 | 0 | 0 | 0 | 274.3403 | 206.7519 | 204.7765 | 208.1674 | 0 | 0 | 0 | 0 | 214.6429 | 294.7847 | 315.0932 | 333.5055 | 0 | 0 | 0 | 0 | 0 | -6.477 | -1.9783 | 1.5122 | 0 | 0 | 0 | 0 | 310.0704 | 316.8542 | 311.7283 | 301.6363 | 0.39 | 0.39598 | 0.39187 | 0.36712 | 120.9285 | 125.4669 | 122.1557 | 110.7372
8 | 28 | 18 | 769.8264 | 784.5584 | 804.2106 | 821.1629 | 0 | 0 | 0 | 0 | 297.8347 | 224.6323 | 215.1387 | 209.8945 | 0 | 0 | 0 | 0 | 158.3588 | 186.4028 | 187.4762 | 188.8973 | 0 | 0 | 0 | 0 | 0 | -3.788 | -3.0404 | 0 | 0 | 0 | 0 | 0 | 313.6329 | 377.3114 | 404.636 | 422.3711 | 0.3917 | 0.40014 | 0.39346 | 0.38236 | 122.8515 | 150.9792 | 159.2097 | 161.4976
8 | 28 | 19 | 745.5229 | 761.3049 | 781.991 | 799.8506 | 0 | 0 | 0 | 0 | 312.6745 | 253.1376 | 241.2797 | 255.4715 | 0 | 0 | 0 | 0 | 125.2891 | 111.3324 | 108.0622 | 106.075 | 0 | 0 | 0 | 0 | 0 | 1.5865 | -2.2517 | 6.0226 | 0 | 0 | 0 | 0 | 307.5593 | 395.2483 | 434.9009 | 432.2815 | 0.39028 | 0.3992 | 0.39311 | 0.38685 | 120.0354 | 157.7849 | 170.9656 | 167.2284
8 | 28 | 20 | 734.4923 | 750.6651 | 771.6498 | 789.6792 | 0 | 0 | 0 | 0 | 311.0989 | 283.9952 | 281.6741 | 268.8711 | 0 | 0 | 0 | 0 | 126.324 | 99.7035 | 96.1171 | 94.0233 | 0 | 0 | 0 | 0 | 0 | 6.343 | 7.7412 | 28.8446 | 0 | 0 | 0 | 0 | 297.0694 | 360.6235 | 386.1174 | 397.9403 | 0.39125 | 0.40133 | 0.39529 | 0.38828 | 116.2274 | 144.7295 | 152.6299 | 154.5106
8 | 28 | 21 | 685.9637 | 701.4768 | 721.4348 | 738.4817 | 0 | 0 | 0 | 0 | 304.6766 | 285.2444 | 289.7176 | 293.6025 | 0 | 0 | 0 | 0 | 128.5543 | 102.7648 | 99.9171 | 98.5243 | 0 | 0 | 0 | 0 | 0 | 1.2196 | 1.1001 | 23.6854 | 0 | 0 | 0 | 0 | 252.7328 | 312.248 | 330.7 | 322.6695 | 0.3882 | 0.39886 | 0.39319 | 0.38634 | 98.1109 | 124.5438 | 130.0292 | 124.661
8 | 28 | 22 | 614.9338 | 629.5461 | 648.1911 | 664.1102 | 0 | 0 | 0 | 0 | 298.5573 | 287.7125 | 294.9467 | 303.2956 | 0 | 0 | 0 | 0 | 102.369 | 101.0438 | 97.1639 | 94.6848 | 0 | 0 | 0 | 0 | 0 | 5.0266 | 7.9551 | 11.0816 | 0 | 0 | 0 | 0 | 214.0075 | 235.7632 | 248.1253 | 255.0482 | 0.38109 | 0.39369 | 0.38812 | 0.38014 | 81.556 | 92.8187 | 96.3031 | 96.9551
8 | 28 | 23 | 549.9818 | 563.2069 | 580.0223 | 594.3437 | 0 | 0 | 0 | 0 | 293.5791 | 286.6654 | 301.229 | 322.1923 | 0 | 0 | 0 | 0 | 79.7705 | 88.511 | 83.9144 | 80.6539 | 0 | 0 | 0 | 0 | 0 | 8.6378 | 6.3297 | 8.2204 | 0 | 0 | 0 | 0 | 176.6323 | 179.3928 | 188.5492 | 183.2771 | 0.37177 | 0.39333 | 0.38899 | 0.37327 | 65.6662 | 70.5602 | 73.3434 | 68.4117
8 | 28 | 24 | 502.1103 | 512.8222 | 526.612 | 538.2318 | 0 | 0 | 0 | 0 | 260.3077 | 308.9842 | 308.0117 | 307.7474 | 0 | 0 | 0 | 0 | 73.4519 | 80.163 | 74.5859 | 70.3872 | 0 | 0 | 0 | 0 | 0 | 4.9363 | 9.8657 | 8.1627 | 0 | 0 | 0 | 0 | 168.3507 | 118.7387 | 134.1487 | 151.9345 | 0.36952 | 0.39289 | 0.39083 | 0.37129 | 62.2096 | 46.6512 | 52.4297 | 56.412
8 | 29 | 1 | 471.2147 | 479.0755 | 489.5174 | 498.1107 | 0 | 0 | 0 | 0 | 219.8352 | 305.7167 | 297.5301 | 291.9374 | 0 | 0 | 0 | 0 | 63.8578 | 72.4754 | 66.2145 | 61.333 | 0 | 0 | 0 | 0 | 0 | 12.4349 | 14.8175 | 8.7396 | 0 | 0 | 0 | 0 | 187.5217 | 88.4485 | 110.9554 | 136.1008 | 0.37223 | 0.39077 | 0.38906 | 0.37051 | 69.8021 | 34.5634 | 43.1681 | 50.4263
8 | 29 | 2 | 450.1477 | 455.8498 | 463.821 | 470.2435 | 0 | 0 | 0 | 0 | 197.0045 | 297.0088 | 284.6018 | 252.3969 | 0 | 0 | 0 | 0 | 55.0446 | 55.8239 | 50.581 | 46.6016 | 0 | 0 | 0 | 0 | 0 | 16.8685 | 11.7777 | 0.021722 | 0 | 0 | 0 | 0 | 198.0986 | 86.1487 | 116.8605 | 171.2233 | 0.3725 | 0.38904 | 0.38716 | 0.37014 | 73.7908 | 33.5156 | 45.2433 | 63.3761
8 | 29 | 3 | 440.0301 | 443.7109 | 449.427 | 453.8816 | 0 | 0 | 0 | 0 | 186.8497 | 289.0429 | 269.1936 | 244.791 | 0 | 0 | 0 | 0 | 50.6764 | 50.7715 | 46.079 | 42.6003 | 0 | 0 | 0 | 0 | 0 | 1.4332 | 13.2802 | -0.48256 | 0 | 0 | 0 | 0 | 202.504 | 102.4632 | 120.8742 | 166.9729 | 0.3732 | 0.38992 | 0.38586 | 0.37025 | 75.5754 | 39.9525 | 46.6411 | 61.8222
8 | 29 | 4 | 443.6815 | 445.6206 | 449.4228 | 452.1694 | 0 | 0 | 0 | 0 | 194.8433 | 229.009 | 221.7177 | 222.7567 | 0 | 0 | 0 | 0 | 49.5018 | 52.941 | 48.4164 | 45.0755 | 0 | 0 | 0 | 0 | 0 | 21.6769 | 3.442 | 0.65397 | 0 | 0 | 0 | 0 | 199.3364 | 141.9936 | 175.8467 | 183.6833 | 0.37386 | 0.38754 | 0.38853 | 0.36998 | 74.5242 | 55.0284 | 68.3221 | 67.96
8 | 29 | 5 | 467.9724 | 468.7965 | 471.4644 | 473.1781 | 0 | 0 | 0 | 0 | 240.4799 | 217.2797 | 223.8303 | 223.1619 | 0 | 0 | 0 | 0 | 50.6109 | 49.4671 | 44.8062 | 41.3387 | 0 | 0 | 0 | 0 | 0 | 12.3755 | 10.0635 | -5.6361 | 0 | 0 | 0 | 0 | 176.8815 | 189.6742 | 192.7644 | 214.3136 | 0.37065 | 0.39036 | 0.39029 | 0.37126 | 65.5611 | 74.042 | 75.2336 | 79.5657
8 | 29 | 6 | 506.9333 | 507.0861 | 509.2263 | 510.4992 | 0 | 0 | 0 | 0 | 243.9826 | 225.4676 | 215.106 | 188.9462 | 0 | 0 | 0 | 0 | 66.0901 | 61.1881 | 55.5398 | 51.0847 | 0 | 0 | 0 | 0 | 0 | 12.9451 | 23.1073 | -6.8474 | 0 | 0 | 0 | 0 | 196.8607 | 207.4853 | 215.4731 | 277.3157 | 0.37177 | 0.38885 | 0.38239 | 0.37131 | 73.1874 | 80.6797 | 82.3945 | 102.9712
8 | 29 | 7 | 547.4455 | 547.5017 | 549.9083 | 551.6269 | 0 | 0 | 0 | 0 | 198.0926 | 202.0994 | 193.9904 | 175.5455 | 0 | 0 | 0 | 0 | 130.5971 | 164.6816 | 158.9514 | 154.0139 | 0 | 0 | 0 | 0 | 0 | -7.3307 | -5.7318 | -0.54477 | 0 | 0 | 0 | 0 | 218.7557 | 188.0514 | 202.6984 | 222.6123 | 0.3667 | 0.37732 | 0.37117 | 0.37991 | 80.2179 | 70.9556 | 75.2356 | 84.5732
8 | 29 | 8 | 594.0386 | 594.8707 | 598.7234 | 602.158 | 0 | 0 | 0 | 0 | 171.1784 | 142.0321 | 142.9024 | 161.209 | 0 | 0 | 0 | 0 | 187.205 | 268.8789 | 280.1985 | 290.3756 | 0 | 0 | 0 | 0 | 0 | -13.2428 | -13.6438 | 3.2698 | 0 | 0 | 0 | 0 | 235.6551 | 197.2024 | 189.2663 | 147.3037 | 0.37186 | 0.38691 | 0.38697 | 0.38173 | 87.6301 | 76.3003 | 73.2404 | 56.2303
8 | 29 | 9 | 642.9481 | 645.6408 | 652.1304 | 658.3159 | 0 | 0 | 0 | 0 | 154.7384 | 121.4035 | 126.1043 | 135.1819 | 0 | 0 | 0 | 0 | 233.3412 | 347.1741 | 376.0411 | 401.9014 | 0 | 0 | 0 | 0 | 0 | -23.1656 | -22.8423 | -19.7815 | 0 | 0 | 0 | 0 | 254.8685 | 200.2288 | 172.8274 | 141.014 | 0.37575 | 0.32651 | 0.32636 | 0.067785 | 95.7662 | 65.3767 | 56.4041 | 9.5587
8 | 29 | 10 | 693.848 | 697.6862 | 705.5993 | 712.9397 | 0 | 0 | 0 | 0 | 181.7802 | 114.3673 | 112.2589 | 102.4744 | 0 | 0 | 0 | 0 | 255.7686 | 377.9538 | 419.0935 | 456.0658 | 0 | 0 | 0 | 0 | 0 | -20.7995 | -23.0674 | -27.9994 | 0 | 0 | 0 | 0 | 256.2992 | 226.1646 | 197.3142 | 182.3989 | 0.38219 | 0.32795 | 0.328 | 0.071605 | 97.9559 | 74.1706 | 64.719 | 13.0607
8 | 29 | 11 | 738.2253 | 743.0958 | 752.0497 | 759.9342 | 0 | 0 | 0 | 0 | 206.352 | 117.6579 | 111.4572 | 102.8046 | 0 | 0 | 0 | 0 | 263.1283 | 388.9155 | 437.8389 | 481.8995 | 0 | 0 | 0 | 0 | 0 | -25.168 | -28.113 | -28.2 | 0 | 0 | 0 | 0 | 268.745 | 261.6904 | 230.8665 | 203.4301 | 0.37921 | 0.32752 | 0.328 | 0.071605 | 101.9102 | 85.7091 | 75.7242 | 14.5666
8 | 29 | 12 | 777.8058 | 783.8739 | 794.1045 | 802.8344 | 0 | 0 | 0 | 0 | 217.8824 | 115.7556 | 111.6713 | 104.3121 | 0 | 0 | 0 | 0 | 268.5688 | 388.0006 | 438.2218 | 483.5368 | 0 | 0 | 0 | 0 | 0 | -23.4151 | -26.8767 | -28.4724 | 0 | 0 | 0 | 0 | 291.3547 | 303.5328 | 271.088 | 243.4579 | 0.37557 | 0.32768 | 0.328 | 0.071605 | 109.4231 | 99.4629 | 88.9168 | 17.4328
8 | 29 | 13 | 809.9062 | 817.5199 | 829.5062 | 839.6628 | 0 | 0 | 0 | 0 | 227.4481 | 128.7745 | 122.3887 | 114.2417 | 0 | 0 | 0 | 0 | 277.0933 | 390.9656 | 437.7617 | 479.9622 | 0 | 0 | 0 | 0 | 0 | -8.9988 | -20.6289 | -19.5542 | 0 | 0 | 0 | 0 | 305.3647 | 306.7787 | 289.9847 | 265.0131 | 0.37374 | 0.32755 | 0.32763 | 0.071605 | 114.1271 | 100.4861 | 95.0068 | 18.9763
8 | 29 | 14 | 832.3352 | 841.0706 | 854.4091 | 865.7695 | 0 | 0 | 0 | 0 | 266.719 | 126.7236 | 123.2713 | 120.1078 | 0 | 0 | 0 | 0 | 271.0266 | 362.2031 | 399.0385 | 432.2544 | 0 | 0 | 0 | 0 | 0 | -4.7449 | -5.6645 | -7.723 | 0 | 0 | 0 | 0 | 294.5897 | 356.8888 | 337.7638 | 321.1303 | 0.37404 | 0.327 | 0.32733 | 0.070824 | 110.1881 | 116.7036 | 110.5606 | 22.7438
8 | 29 | 15 | 849.3137 | 859.2523 | 873.9588 | 886.4806 | 0 | 0 | 0 | 0 | 287.0455 | 166.0647 | 145.4192 | 171.8616 | 0 | 0 | 0 | 0 | 271.5639 | 360.7693 | 391.1817 | 418.4676 | 0 | 0 | 0 | 0 | 0 | -4.3672 | -0.73553 | -2.7569 | 0 | 0 | 0 | 0 | 290.7043 | 336.7854 | 338.0935 | 298.9083 | 0.38108 | 0.31254 | 0.31233 | 0.32609 | 110.7804 | 105.2587 | 105.5982 | 97.4712
8 | 29 | 16 | 852.5386 | 864.5856 | 881.6388 | 896.2442 | 0 | 0 | 0 | 0 | 278.5556 | 211.2875 | 208.2854 | 180.6521 | 0 | 0 | 0 | 0 | 255.3506 | 332.193 | 354.6217 | 374.6636 | 0 | 0 | 0 | 0 | 0 | -5.4216 | -2.0146 | 0.57815 | 0 | 0 | 0 | 0 | 318.6324 | 326.5267 | 320.7463 | 340.3503 | 0.38915 | 0.32585 | 0.31944 | 0.31698 | 123.9944 | 106.3993 | 102.4607 | 107.8844
8 | 29 | 17 | 834.8476 | 848.8685 | 867.9998 | 884.4296 | 0 | 0 | 0 | 0 | 274.3403 | 206.7519 | 204.7765 | 208.1674 | 0 | 0 | 0 | 0 | 205.1027 | 259.9082 | 269.9395 | 279.0352 | 0 | 0 | 0 | 0 | 0 | -6.477 | -1.9783 | 1.5122 | 0 | 0 | 0 | 0 | 355.4045 | 388.6854 | 395.2621 | 395.7149 | 0.39 | 0.39598 | 0.39187 | 0.36712 | 138.6089 | 153.9104 | 154.8898 | 145.2755
8 | 29 | 18 | 803.4795 | 819.3029 | 840.2951 | 858.4021 | 0 | 0 | 0 | 0 | 297.8347 | 224.6323 | 215.1387 | 209.8945 | 0 | 0 | 0 | 0 | 175.0683 | 181.2287 | 175.7463 | 171.209 | 0 | 0 | 0 | 0 | 0 | -3.788 | -3.0404 | 0 | 0 | 0 | 0 | 0 | 330.5764 | 417.2299 | 452.4505 | 477.2986 | 0.3917 | 0.40014 | 0.39346 | 0.38236 | 129.4884 | 166.9524 | 178.0229 | 182.4996
8 | 29 | 19 | 793.1539 | 810.4805 | 833.0633 | 852.5571 | 0 | 0 | 0 | 0 | 312.6745 | 253.1376 | 241.2797 | 255.4715 | 0 | 0 | 0 | 0 | 153.5344 | 132.0457 | 123.8424 | 117.3346 | 0 | 0 | 0 | 0 | 0 | 1.5865 | -2.2517 | 6.0226 | 0 | 0 | 0 | 0 | 326.945 | 423.7106 | 470.1929 | 473.7284 | 0.39028 | 0.3992 | 0.39311 | 0.38685 | 127.6013 | 169.1472 | 184.8394 | 183.2621
8 | 29 | 20 | 781.7163 | 799.4206 | 822.2857 | 841.9354 | 0 | 0 | 0 | 0 | 311.0989 | 283.9952 | 281.6741 | 268.8711 | 0 | 0 | 0 | 0 | 131.516 | 114.0529 | 103.7399 | 95.2564 | 0 | 0 | 0 | 0 | 0 | 6.343 | 7.7412 | 28.8446 | 0 | 0 | 0 | 0 | 339.1014 | 395.0296 | 429.1305 | 448.9633 | 0.39125 | 0.40133 | 0.39529 | 0.38828 | 132.6723 | 158.5377 | 169.6328 | 174.3216
8 | 29 | 21 | 724.7126 | 741.4822 | 762.9832 | 781.3596 | 0 | 0 | 0 | 0 | 304.6766 | 285.2444 | 289.7176 | 293.6025 | 0 | 0 | 0 | 0 | 98.0037 | 78.0184 | 69.0906 | 61.7287 | 0 | 0 | 0 | 0 | 0 | 1.2196 | 1.1001 | 23.6854 | 0 | 0 | 0 | 0 | 322.0322 | 376.9999 | 403.075 | 402.3431 | 0.3882 | 0.39886 | 0.39319 | 0.38634 | 125.013 | 150.3708 | 158.4866 | 155.4423
8 | 29 | 22 | 650.0554 | 665.8067 | 685.8502 | 702.9744 | 0 | 0 | 0 | 0 | 298.5573 | 287.7125 | 294.9467 | 303.2956 | 0 | 0 | 0 | 0 | 99.2706 | 65.6924 | 58.5208 | 52.8011 | 0 | 0 | 0 | 0 | 0 | 5.0266 | 7.9551 | 11.0816 | 0 | 0 | 0 | 0 | 252.2276 | 307.3752 | 324.4275 | 335.7962 | 0.38109 | 0.39369 | 0.38812 | 0.38014 | 96.1212 | 121.012 | 125.9177 | 127.651
8 | 29 | 23 | 584.2188 | 598.5542 | 616.7328 | 632.229 | 0 | 0 | 0 | 0 | 293.5791 | 286.6654 | 301.229 | 322.1923 | 0 | 0 | 0 | 0 | 87.0903 | 52.6766 | 46.1983 | 41.1072 | 0 | 0 | 0 | 0 | 0 | 8.6378 | 6.3297 | 8.2204 | 0 | 0 | 0 | 0 | 203.5494 | 250.5744 | 262.9759 | 260.7091 | 0.37177 | 0.39333 | 0.38899 | 0.37327 | 75.6731 | 98.5579 | 102.2945 | 97.3147
8 | 29 | 24 | 534.0472 | 545.7947 | 560.8562 | 573.5718 | 0 | 0 | 0 | 0 | 260.3077 | 308.9842 | 308.0117 | 307.7474 | 0 | 0 | 0 | 0 | 103.205 | 60.7523 | 51.6896 | 44.1007 | 0 | 0 | 0 | 0 | 0 | 4.9363 | 9.8657 | 8.1627 | 0 | 0 | 0 | 0 | 170.5344 | 171.122 | 191.2892 | 213.561 | 0.36952 | 0.39289 | 0.39083 | 0.37129 | 63.0166 | 67.232 | 74.7621 | 79.2935
8 | 30 | 1 | 501.8776 | 510.7327 | 522.3957 | 532.0411 | 0 | 0 | 0 | 0 | 219.8352 | 305.7167 | 297.5301 | 291.9374 | 0 | 0 | 0 | 0 | 117.7079 | 69.7606 | 58.5047 | 48.8041 | 0 | 0 | 0 | 0 | 0 | 12.4349 | 14.8175 | 8.7396 | 0 | 0 | 0 | 0 | 164.3345 | 122.8205 | 151.5434 | 182.5601 | 0.37223 | 0.39077 | 0.38906 | 0.37051 | 61.171 | 47.9951 | 58.9592 | 67.6398
8 | 30 | 2 | 478.3866 | 485.0044 | 494.1001 | 501.4915 | 0 | 0 | 0 | 0 | 197.0045 | 297.0088 | 284.6018 | 252.3969 | 0 | 0 | 0 | 0 | 101.9365 | 64.6178 | 53.9053 | 44.6912 | 0 | 0 | 0 | 0 | 0 | 16.8685 | 11.7777 | 0.021722 | 0 | 0 | 0 | 0 | 179.4456 | 106.5094 | 143.8153 | 204.3817 | 0.3725 | 0.38904 | 0.38716 | 0.37014 | 66.8426 | 41.4368 | 55.679 | 75.6493
8 | 30 | 3 | 465.8449 | 470.3629 | 477.1069 | 482.4473 | 0 | 0 | 0 | 0 | 186.8497 | 289.0429 | 269.1936 | 244.791 | 0 | 0 | 0 | 0 | 98.5709 | 78.6279 | 68.2307 | 59.3139 | 0 | 0 | 0 | 0 | 0 | 1.4332 | 13.2802 | -0.48256 | 0 | 0 | 0 | 0 | 180.4244 | 101.2588 | 126.4025 | 178.8249 | 0.3732 | 0.38992 | 0.38586 | 0.37025 | 67.3352 | 39.4829 | 48.7743 | 66.2105
8 | 30 | 4 | 467.1431 | 469.843 | 474.5795 | 478.1311 | 0 | 0 | 0 | 0 | 194.8433 | 229.009 | 221.7177 | 222.7567 | 0 | 0 | 0 | 0 | 84.3143 | 75.5784 | 66.879 | 59.5809 | 0 | 0 | 0 | 0 | 0 | 21.6769 | 3.442 | 0.65397 | 0 | 0 | 0 | 0 | 187.9855 | 143.5788 | 182.5407 | 195.1395 | 0.37386 | 0.38754 | 0.38853 | 0.36998 | 70.2806 | 55.6426 | 70.9229 | 72.1986
8 | 30 | 5 | 492.3541 | 493.9689 | 497.6076 | 500.1579 | 0 | 0 | 0 | 0 | 240.4799 | 217.2797 | 223.8303 | 223.1619 | 0 | 0 | 0 | 0 | 74.8806 | 66.8507 | 59.2944 | 53.0704 | 0 | 0 | 0 | 0 | 0 | 12.3755 | 10.0635 | -5.6361 | 0 | 0 | 0 | 0 | 176.9935 | 197.4629 | 204.4194 | 229.5616 | 0.37065 | 0.39036 | 0.39029 | 0.37126 | 65.6026 | 77.0824 | 79.7825 | 85.2266
8 | 30 | 6 | 536.7646 | 537.8848 | 541.2129 | 543.5093 | 0 | 0 | 0 | 0 | 243.9826 | 225.4676 | 215.106 | 188.9462 | 0 | 0 | 0 | 0 | 78.6061 | 69.2662 | 61.4738 | 54.9531 | 0 | 0 | 0 | 0 | 0 | 12.9451 | 23.1073 | -6.8474 | 0 | 0 | 0 | 0 | 214.176 | 230.2059 | 241.5257 | 306.4574 | 0.37177 | 0.38885 | 0.38239 | 0.37131 | 79.6247 | 89.5145 | 92.3567 | 113.7919
8 | 30 | 7 | 575.3482 | 576.3093 | 579.827 | 582.503 | 0 | 0 | 0 | 0 | 198.0926 | 202.0994 | 193.9904 | 175.5455 | 0 | 0 | 0 | 0 | 130.0827 | 151.3606 | 141.3708 | 132.3602 | 0 | 0 | 0 | 0 | 0 | -7.3307 | -5.7318 | -0.54477 | 0 | 0 | 0 | 0 | 247.1729 | 230.18 | 250.1976 | 275.142 | 0.3667 | 0.37732 | 0.37117 | 0.37991 | 90.6385 | 86.8516 | 92.866 | 104.5299
8 | 30 | 8 | 620.3312 | 622.0159 | 626.9156 | 631.2523 | 0 | 0 | 0 | 0 | 171.1784 | 142.0321 | 142.9024 | 161.209 | 0 | 0 | 0 | 0 | 166.6058 | 218.176 | 217.4136 | 216.5104 | 0 | 0 | 0 | 0 | 0 | -13.2428 | -13.6438 | 3.2698 | 0 | 0 | 0 | 0 | 282.547 | 275.0505 | 280.2434 | 250.2632 | 0.37186 | 0.38691 | 0.38697 | 0.38173 | 105.0672 | 106.4208 | 108.4458 | 95.5331
8 | 30 | 9 | 668.6038 | 672.1284 | 679.6396 | 686.7054 | 0 | 0 | 0 | 0 | 154.7384 | 121.4035 | 126.1043 | 135.1819 | 0 | 0 | 0 | 0 | 214.8995 | 297.937 | 310.4083 | 321.2292 | 0 | 0 | 0 | 0 | 0 | -23.1656 | -22.8423 | -19.7815 | 0 | 0 | 0 | 0 | 298.9659 | 275.9535 | 265.9694 | 250.0757 | 0.37575 | 0.32651 | 0.32636 | 0.067785 | 112.3357 | 90.1015 | 86.8019 | 16.9515
8 | 30 | 10 | 716.9381 | 721.5251 | 730.3576 | 738.4902 | 0 | 0 | 0 | 0 | 181.7802 | 114.3673 | 112.2589 | 102.4744 | 0 | 0 | 0 | 0 | 255.8269 | 357.2915 | 378.2034 | 396.4504 | 0 | 0 | 0 | 0 | 0 | -20.7995 | -23.0674 | -27.9994 | 0 | 0 | 0 | 0 | 279.331 | 270.6657 | 262.9626 | 267.5648 | 0.38219 | 0.32795 | 0.328 | 0.071605 | 106.7585 | 88.7647 | 86.2517 | 19.159
8 | 30 | 11 | 756.8389 | 762.313 | 772.0081 | 780.5313 | 0 | 0 | 0 | 0 | 206.352 | 117.6579 | 111.4572 | 102.8046 | 0 | 0 | 0 | 0 | 257.884 | 349.7137 | 375.1205 | 397.5456 | 0 | 0 | 0 | 0 | 0 | -25.168 | -28.113 | -28.2 | 0 | 0 | 0 | 0 | 292.6029 | 320.1094 | 313.5433 | 308.3812 | 0.37921 | 0.32752 | 0.328 | 0.071605 | 110.9573 | 104.8425 | 102.8421 | 22.0816
8 | 30 | 12 | 787.1303 | 793.5008 | 804.1027 | 813.1525 | 0 | 0 | 0 | 0 | 217.8824 | 115.7556 | 111.6713 | 104.3121 | 0 | 0 | 0 | 0 | 272.7761 | 344.6519 | 375.5803 | 403.2388 | 0 | 0 | 0 | 0 | 0 | -23.4151 | -26.8767 | -28.4724 | 0 | 0 | 0 | 0 | 296.4718 | 356.5084 | 343.7278 | 334.074 | 0.37557 | 0.32768 | 0.328 | 0.071605 | 111.3449 | 116.8221 | 112.7426 | 23.9214
8 | 30 | 13 | 815.3204 | 823.1097 | 835.3116 | 845.654 | 0 | 0 | 0 | 0 | 227.4481 | 128.7745 | 122.3887 | 114.2417 | 0 | 0 | 0 | 0 | 290.034 | 342.6721 | 374.6095 | 403.3816 | 0 | 0 | 0 | 0 | 0 | -8.9988 | -20.6289 | -19.5542 | 0 | 0 | 0 | 0 | 297.8382 | 360.6619 | 358.9423 | 347.5848 | 0.37374 | 0.32755 | 0.32763 | 0.071605 | 111.3141 | 118.1357 | 117.5992 | 24.8888
8 | 30 | 14 | 831.4152 | 840.1207 | 853.4226 | 864.7514 | 0 | 0 | 0 | 0 | 266.719 | 126.7236 | 123.2713 | 120.1078 | 0 | 0 | 0 | 0 | 340.7795 | 353.0458 | 392.3288 | 428.2595 | 0 | 0 | 0 | 0 | 0 | -4.7449 | -5.6645 | -7.723 | 0 | 0 | 0 | 0 | 223.9167 | 365.0962 | 343.4869 | 324.107 | 0.37404 | 0.327 | 0.32733 | 0.070824 | 83.7537 | 119.3875 | 112.434 | 22.9546
8 | 30 | 15 | 839.6707 | 849.2966 | 863.6192 | 875.8101 | 0 | 0 | 0 | 0 | 287.0455 | 166.0647 | 145.4192 | 171.8616 | 0 | 0 | 0 | 0 | 336.3058 | 330.919 | 363.6216 | 393.7972 | 0 | 0 | 0 | 0 | 0 | -4.3672 | -0.73553 | -2.7569 | 0 | 0 | 0 | 0 | 216.3194 | 356.68 | 355.3139 | 312.9081 | 0.38108 | 0.31254 | 0.31233 | 0.32609 | 82.4341 | 111.4765 | 110.9767 | 102.0364
8 | 30 | 16 | 835.0397 | 846.5192 | 862.8756 | 876.8806 | 0 | 0 | 0 | 0 | 278.5556 | 211.2875 | 208.2854 | 180.6521 | 0 | 0 | 0 | 0 | 379.1453 | 363.2387 | 383.1358 | 401.4066 | 0 | 0 | 0 | 0 | 0 | -5.4216 | -2.0146 | 0.57815 | 0 | 0 | 0 | 0 | 177.3388 | 277.4147 | 273.469 | 294.2437 | 0.38915 | 0.32585 | 0.31944 | 0.31698 | 69.0106 | 90.396 | 87.3582 | 93.2696
8 | 30 | 17 | 815.4378 | 828.8293 | 847.1876 | 862.9515 | 0 | 0 | 0 | 0 | 274.3403 | 206.7519 | 204.7765 | 208.1674 | 0 | 0 | 0 | 0 | 320.5055 | 312.4867 | 316.7769 | 320.7152 | 0 | 0 | 0 | 0 | 0 | -6.477 | -1.9783 | 1.5122 | 0 | 0 | 0 | 0 | 220.592 | 316.0676 | 327.6125 | 332.5567 | 0.39 | 0.39598 | 0.39187 | 0.36712 | 86.0316 | 125.1555 | 128.3802 | 122.0888
8 | 30 | 18 | 784.5297 | 799.7386 | 819.9762 | 837.433 | 0 | 0 | 0 | 0 | 297.8347 | 224.6323 | 215.1387 | 209.8945 | 0 | 0 | 0 | 0 | 252.042 | 216.8455 | 201.8331 | 188.4385 | 0 | 0 | 0 | 0 | 0 | -3.788 | -3.0404 | 0 | 0 | 0 | 0 | 0 | 234.653 | 362.0488 | 406.0448 | 439.1 | 0.3917 | 0.40014 | 0.39346 | 0.38236 | 91.9147 | 144.872 | 159.7639 | 167.894
8 | 30 | 19 | 772.0102 | 788.651 | 810.3919 | 829.1603 | 0 | 0 | 0 | 0 | 312.6745 | 253.1376 | 241.2797 | 255.4715 | 0 | 0 | 0 | 0 | 190.308 | 132.0925 | 112.6457 | 95.3792 | 0 | 0 | 0 | 0 | 0 | 1.5865 | -2.2517 | 6.0226 | 0 | 0 | 0 | 0 | 269.0277 | 401.8344 | 458.7183 | 472.287 | 0.39028 | 0.3992 | 0.39311 | 0.38685 | 104.9971 | 160.4141 | 180.3286 | 182.7045
8 | 30 | 20 | 772.4449 | 789.8485 | 812.3444 | 831.6761 | 0 | 0 | 0 | 0 | 311.0989 | 283.9952 | 281.6741 | 268.8711 | 0 | 0 | 0 | 0 | 160.7158 | 112.9273 | 96.6734 | 82.3114 | 0 | 0 | 0 | 0 | 0 | 6.343 | 7.7412 | 28.8446 | 0 | 0 | 0 | 0 | 300.6302 | 386.5831 | 426.2557 | 451.649 | 0.39125 | 0.40133 | 0.39529 | 0.38828 | 117.6206 | 155.1479 | 168.4964 | 175.3644
8 | 30 | 21 | 724.0402 | 740.7881 | 762.2623 | 780.6156 | 0 | 0 | 0 | 0 | 304.6766 | 285.2444 | 289.7176 | 293.6025 | 0 | 0 | 0 | 0 | 148.0489 | 97.2432 | 85.0445 | 74.5248 | 0 | 0 | 0 | 0 | 0 | 1.2196 | 1.1001 | 23.6854 | 0 | 0 | 0 | 0 | 271.3147 | 357.0809 | 386.4 | 388.803 | 0.3882 | 0.39886 | 0.39319 | 0.38634 | 105.3244 | 142.4259 | 151.9301 | 150.2112
8 | 30 | 22 | 652.1787 | 667.9988 | 688.1268 | 705.3239 | 0 | 0 | 0 | 0 | 298.5573 | 287.7125 | 294.9467 | 303.2956 | 0 | 0 | 0 | 0 | 117.6171 | 84.6707 | 72.2126 | 61.3851 | 0 | 0 | 0 | 0 | 0 | 5.0266 | 7.9551 | 11.0816 | 0 | 0 | 0 | 0 | 236.0044 | 290.589 | 313.0123 | 329.5616 | 0.38109 | 0.39369 | 0.38812 | 0.38014 | 89.9387 | 114.4034 | 121.4872 | 125.281
8 | 30 | 23 | 585.1212 | 599.4858 | 617.7004 | 633.2276 | 0 | 0 | 0 | 0 | 293.5791 | 286.6654 | 301.229 | 322.1923 | 0 | 0 | 0 | 0 | 95.5179 | 69.1607 | 59.1137 | 50.5414 | 0 | 0 | 0 | 0 | 0 | 8.6378 | 6.3297 | 8.2204 | 0 | 0 | 0 | 0 | 196.0242 | 235.0219 | 251.0281 | 252.2735 | 0.37177 | 0.39333 | 0.38899 | 0.37327 | 72.8755 | 92.4407 | 97.6469 | 94.1659
8 | 30 | 24 | 534.7372 | 546.5071 | 561.5961 | 574.3354 | 0 | 0 | 0 | 0 | 260.3077 | 308.9842 | 308.0117 | 307.7474 | 0 | 0 | 0 | 0 | 92.0996 | 68.1885 | 58.5381 | 50.3523 | 0 | 0 | 0 | 0 | 0 | 4.9363 | 9.8657 | 8.1627 | 0 | 0 | 0 | 0 | 182.3299 | 164.3981 | 185.1806 | 208.0729 | 0.36952 | 0.39289 | 0.39083 | 0.37129 | 67.3753 | 64.5903 | 72.3746 | 77.2558
8 | 31 | 1 | 501.8599 | 510.7145 | 522.3767 | 532.0215 | 0 | 0 | 0 | 0 | 219.8352 | 305.7167 | 297.5301 | 291.9374 | 0 | 0 | 0 | 0 | 133.2758 | 91.5067 | 76.936 | 64.0724 | 0 | 0 | 0 | 0 | 0 | 12.4349 | 14.8175 | 8.7396 | 0 | 0 | 0 | 0 | 148.7489 | 101.0562 | 133.0932 | 167.2722 | 0.37223 | 0.39077 | 0.38906 | 0.37051 | 55.3695 | 39.4902 | 51.781 | 61.9755
8 | 31 | 2 | 481.4299 | 488.1464 | 497.3633 | 504.8591 | 0 | 0 | 0 | 0 | 197.0045 | 297.0088 | 284.6018 | 252.3969 | 0 | 0 | 0 | 0 | 135.9126 | 90.9507 | 76.0555 | 62.8909 | 0 | 0 | 0 | 0 | 0 | 16.8685 | 11.7777 | 0.021722 | 0 | 0 | 0 | 0 | 148.5128 | 83.3185 | 124.9283 | 189.5497 | 0.3725 | 0.38904 | 0.38716 | 0.37014 | 55.3203 | 32.4146 | 48.3668 | 70.1594
8 | 31 | 3 | 468.6051 | 473.2126 | 480.0665 | 485.5016 | 0 | 0 | 0 | 0 | 186.8497 | 289.0429 | 269.1936 | 244.791 | 0 | 0 | 0 | 0 | 140.1599 | 92.6148 | 77.2072 | 63.5593 | 0 | 0 | 0 | 0 | 0 | 1.4332 | 13.2802 | -0.48256 | 0 | 0 | 0 | 0 | 141.5956 | 90.1216 | 120.3856 | 177.6339 | 0.3732 | 0.38992 | 0.38586 | 0.37025 | 52.8441 | 35.1403 | 46.4526 | 65.7695
8 | 31 | 4 | 469.1425 | 471.9072 | 476.7233 | 480.3435 | 0 | 0 | 0 | 0 | 194.8433 | 229.009 | 221.7177 | 222.7567 | 0 | 0 | 0 | 0 | 135.6743 | 91.2771 | 76.394 | 63.2538 | 0 | 0 | 0 | 0 | 0 | 21.6769 | 3.442 | 0.65397 | 0 | 0 | 0 | 0 | 138.6249 | 129.9442 | 175.1695 | 193.679 | 0.37386 | 0.38754 | 0.38853 | 0.36998 | 51.8265 | 50.3587 | 68.059 | 71.6582
8 | 31 | 5 | 494.6188 | 496.3071 | 500.036 | 502.664 | 0 | 0 | 0 | 0 | 240.4799 | 217.2797 | 223.8303 | 223.1619 | 0 | 0 | 0 | 0 | 111.3463 | 73.1121 | 61.1588 | 50.8049 | 0 | 0 | 0 | 0 | 0 | 12.3755 | 10.0635 | -5.6361 | 0 | 0 | 0 | 0 | 142.7926 | 193.5398 | 204.9834 | 234.3333 | 0.37065 | 0.39036 | 0.39029 | 0.37126 | 52.9261 | 75.551 | 80.0026 | 86.9981
8 | 31 | 6 | 535.2253 | 536.2955 | 539.5623 | 541.8059 | 0 | 0 | 0 | 0 | 243.9826 | 225.4676 | 215.106 | 188.9462 | 0 | 0 | 0 | 0 | 111.3387 | 71.6846 | 60.5172 | 50.8671 | 0 | 0 | 0 | 0 | 0 | 12.9451 | 23.1073 | -6.8474 | 0 | 0 | 0 | 0 | 179.904 | 226.1983 | 240.8318 | 308.8401 | 0.37177 | 0.38885 | 0.38239 | 0.37131 | 66.8834 | 87.9561 | 92.0914 | 114.6766
8 | 31 | 7 | 576.1798 | 577.1678 | 580.7187 | 583.4232 | 0 | 0 | 0 | 0 | 198.0926 | 202.0994 | 193.9904 | 175.5455 | 0 | 0 | 0 | 0 | 152.539 | 152.3483 | 143.1081 | 134.9117 | 0 | 0 | 0 | 0 | 0 | -7.3307 | -5.7318 | -0.54477 | 0 | 0 | 0 | 0 | 225.5481 | 230.0508 | 249.3519 | 273.5107 | 0.3667 | 0.37732 | 0.37117 | 0.37991 | 82.7087 | 86.8029 | 92.5521 | 103.9101
8 | 31 | 8 | 625.9577 | 627.8249 | 632.9486 | 637.4784 | 0 | 0 | 0 | 0 | 171.1784 | 142.0321 | 142.9024 | 161.209 | 0 | 0 | 0 | 0 | 200.9469 | 254.4271 | 262.6908 | 270.0624 | 0 | 0 | 0 | 0 | 0 | -13.2428 | -13.6438 | 3.2698 | 0 | 0 | 0 | 0 | 253.8324 | 244.6085 | 240.9992 | 202.9373 | 0.37186 | 0.38691 | 0.38697 | 0.38173 | 94.3895 | 94.6424 | 93.2595 | 77.4673
8 | 31 | 9 | 679.0606 | 682.9244 | 690.852 | 698.2765 | 0 | 0 | 0 | 0 | 154.7384 | 121.4035 | 126.1043 | 135.1819 | 0 | 0 | 0 | 0 | 261.8545 | 352.0381 | 376.5601 | 398.3926 | 0 | 0 | 0 | 0 | 0 | -23.1656 | -22.8423 | -19.7815 | 0 | 0 | 0 | 0 | 262.4678 | 232.6484 | 211.0299 | 184.4835 | 0.37575 | 0.32651 | 0.32636 | 0.067785 | 98.6216 | 75.962 | 68.8719 | 12.5053
8 | 31 | 10 | 733.8708 | 739.0069 | 748.5137 | 757.2273 | 0 | 0 | 0 | 0 | 181.7802 | 114.3673 | 112.2589 | 102.4744 | 0 | 0 | 0 | 0 | 313.999 | 416.7304 | 450.8277 | 481.1225 | 0 | 0 | 0 | 0 | 0 | -20.7995 | -23.0674 | -27.9994 | 0 | 0 | 0 | 0 | 238.0917 | 228.7086 | 208.4944 | 201.6297 | 0.38219 | 0.32795 | 0.328 | 0.071605 | 90.9971 | 75.0049 | 68.3861 | 14.4377
8 | 31 | 11 | 777.5226 | 783.6674 | 794.1862 | 803.4191 | 0 | 0 | 0 | 0 | 206.352 | 117.6579 | 111.4572 | 102.8046 | 0 | 0 | 0 | 0 | 335.3565 | 423.5427 | 463.0049 | 498.2197 | 0 | 0 | 0 | 0 | 0 | -25.168 | -28.113 | -28.2 | 0 | 0 | 0 | 0 | 235.8141 | 267.6348 | 247.837 | 230.5948 | 0.37921 | 0.32752 | 0.328 | 0.071605 | 89.4226 | 87.656 | 81.2905 | 16.5117
8 | 31 | 12 | 807.354 | 814.3803 | 825.7875 | 835.5313 | 0 | 0 | 0 | 0 | 217.8824 | 115.7556 | 111.6713 | 104.3121 | 0 | 0 | 0 | 0 | 351.7813 | 434.2917 | 472.5213 | 506.5653 | 0 | 0 | 0 | 0 | 0 | -23.4151 | -26.8767 | -28.4724 | 0 | 0 | 0 | 0 | 237.6903 | 287.7481 | 268.4716 | 253.1262 | 0.37557 | 0.32768 | 0.328 | 0.071605 | 89.2686 | 94.2905 | 88.0586 | 18.1251
8 | 31 | 13 | 836.128 | 844.5921 | 857.6225 | 868.6788 | 0 | 0 | 0 | 0 | 227.4481 | 128.7745 | 122.3887 | 114.2417 | 0 | 0 | 0 | 0 | 359.8363 | 410.9562 | 442.8421 | 471.2303 | 0 | 0 | 0 | 0 | 0 | -8.9988 | -20.6289 | -19.5542 | 0 | 0 | 0 | 0 | 248.8436 | 313.8601 | 313.0206 | 302.761 | 0.37374 | 0.32755 | 0.32763 | 0.071605 | 93.0029 | 102.8056 | 102.554 | 21.6792
8 | 31 | 14 | 849.9226 | 859.2283 | 873.2671 | 885.231 | 0 | 0 | 0 | 0 | 266.719 | 126.7236 | 123.2713 | 120.1078 | 0 | 0 | 0 | 0 | 400.4765 | 429.2635 | 453.3263 | 474.7028 | 0 | 0 | 0 | 0 | 0 | -4.7449 | -5.6645 | -7.723 | 0 | 0 | 0 | 0 | 182.7272 | 307.9861 | 302.334 | 298.1433 | 0.37404 | 0.327 | 0.32733 | 0.070824 | 68.3472 | 100.7123 | 98.9634 | 21.1157
8 | 31 | 15 | 856.6388 | 866.8149 | 881.8132 | 894.5863 | 0 | 0 | 0 | 0 | 287.0455 | 166.0647 | 145.4192 | 171.8616 | 0 | 0 | 0 | 0 | 390.2274 | 420.5563 | 433.3274 | 444.3054 | 0 | 0 | 0 | 0 | 0 | -4.3672 | -0.73553 | -2.7569 | 0 | 0 | 0 | 0 | 179.3659 | 284.5611 | 303.8022 | 281.1762 | 0.38108 | 0.31254 | 0.31233 | 0.32609 | 68.352 | 88.9365 | 94.8878 | 91.689
8 | 31 | 16 | 847.9029 | 859.7996 | 876.6682 | 891.1145 | 0 | 0 | 0 | 0 | 278.5556 | 211.2875 | 208.2854 | 180.6521 | 0 | 0 | 0 | 0 | 377.9759 | 411.6782 | 420.3211 | 427.762 | 0 | 0 | 0 | 0 | 0 | -5.4216 | -2.0146 | 0.57815 | 0 | 0 | 0 | 0 | 191.3713 | 242.2555 | 250.0763 | 282.1223 | 0.38915 | 0.32585 | 0.31944 | 0.31698 | 74.4713 | 78.9393 | 79.8855 | 89.4273
8 | 31 | 17 | 829.398 | 843.2422 | 862.1564 | 878.3993 | 0 | 0 | 0 | 0 | 274.3403 | 206.7519 | 204.7765 | 208.1674 | 0 | 0 | 0 | 0 | 337.4529 | 323.1446 | 328.963 | 334.4385 | 0 | 0 | 0 | 0 | 0 | -6.477 | -1.9783 | 1.5122 | 0 | 0 | 0 | 0 | 217.6048 | 319.8227 | 330.3952 | 334.2812 | 0.39 | 0.39598 | 0.39187 | 0.36712 | 84.8666 | 126.6424 | 129.4707 | 122.7219
8 | 31 | 18 | 795.8005 | 811.3749 | 832.0613 | 849.9048 | 0 | 0 | 0 | 0 | 297.8347 | 224.6323 | 215.1387 | 209.8945 | 0 | 0 | 0 | 0 | 235.7046 | 208.9731 | 198.3784 | 189.1271 | 0 | 0 | 0 | 0 | 0 | -3.788 | -3.0404 | 0 | 0 | 0 | 0 | 0 | 262.2612 | 381.5575 | 421.5846 | 450.8832 | 0.3917 | 0.40014 | 0.39346 | 0.38236 | 102.729 | 152.6783 | 165.8783 | 172.3995
8 | 31 | 19 | 772.8948 | 789.5644 | 811.3405 | 830.1392 | 0 | 0 | 0 | 0 | 312.6745 | 253.1376 | 241.2797 | 255.4715 | 0 | 0 | 0 | 0 | 198.4698 | 130.3284 | 119.1138 | 109.8255 | 0 | 0 | 0 | 0 | 0 | 1.5865 | -2.2517 | 6.0226 | 0 | 0 | 0 | 0 | 261.7506 | 404.5118 | 453.1987 | 458.8197 | 0.39028 | 0.3992 | 0.39311 | 0.38685 | 102.157 | 161.4829 | 178.1588 | 177.4947
8 | 31 | 20 | 765.8452 | 783.0348 | 805.2679 | 824.3731 | 0 | 0 | 0 | 0 | 311.0989 | 283.9952 | 281.6741 | 268.8711 | 0 | 0 | 0 | 0 | 186.8498 | 105.2141 | 97.747 | 92.0426 | 0 | 0 | 0 | 0 | 0 | 6.343 | 7.7412 | 28.8446 | 0 | 0 | 0 | 0 | 267.8964 | 387.4826 | 418.1057 | 434.6149 | 0.39125 | 0.40133 | 0.39529 | 0.38828 | 104.8136 | 155.5089 | 165.2747 | 168.7505
8 | 31 | 21 | 721.3508 | 738.0115 | 759.3786 | 777.6396 | 0 | 0 | 0 | 0 | 304.6766 | 285.2444 | 289.7176 | 293.6025 | 0 | 0 | 0 | 0 | 172.9442 | 89.9537 | 85.5707 | 82.7379 | 0 | 0 | 0 | 0 | 0 | 1.2196 | 1.1001 | 23.6854 | 0 | 0 | 0 | 0 | 243.7299 | 361.5938 | 382.9901 | 377.6139 | 0.3882 | 0.39886 | 0.39319 | 0.38634 | 94.616 | 144.2259 | 150.5893 | 145.8883
8 | 31 | 22 | 659.0792 | 675.123 | 695.5258 | 712.9597 | 0 | 0 | 0 | 0 | 298.5573 | 287.7125 | 294.9467 | 303.2956 | 0 | 0 | 0 | 0 | 178.5066 | 91.9399 | 91.2199 | 91.8913 | 0 | 0 | 0 | 0 | 0 | 5.0266 | 7.9551 | 11.0816 | 0 | 0 | 0 | 0 | 182.0153 | 290.4441 | 301.4041 | 306.6913 | 0.38109 | 0.39369 | 0.38812 | 0.38014 | 69.3641 | 114.3463 | 116.9818 | 116.5869
8 | 31 | 23 | 595.0118 | 609.6972 | 628.3056 | 644.1722 | 0 | 0 | 0 | 0 | 293.5791 | 286.6654 | 301.229 | 322.1923 | 0 | 0 | 0 | 0 | 185.2573 | 85.0181 | 86.9507 | 90.1709 | 0 | 0 | 0 | 0 | 0 | 8.6378 | 6.3297 | 8.2204 | 0 | 0 | 0 | 0 | 116.1755 | 229.376 | 233.7963 | 223.5886 | 0.37177 | 0.39333 | 0.38899 | 0.37327 | 43.1903 | 90.22 | 90.944 | 83.4587
8 | 31 | 24 | 542.8939 | 554.9283 | 570.3421 | 583.3613 | 0 | 0 | 0 | 0 | 260.3077 | 308.9842 | 308.0117 | 307.7474 | 0 | 0 | 0 | 0 | 172.7887 | 94.2348 | 91.4722 | 90.2478 | 0 | 0 | 0 | 0 | 0 | 4.9363 | 9.8657 | 8.1627 | 0 | 0 | 0 | 0 | 109.7975 | 146.7731 | 160.9925 | 177.2034 | 0.36952 | 0.39289 | 0.39083 | 0.37129 | 40.5728 | 57.6656 | 62.9211 | 65.7942
9 | 1 | 1 | 503.507 | 512.8938 | 525.1365 | 535.2792 | 0 | 0 | 0 | 0 | 194.8538 | 209.1426 | 244.1752 | 212.7549 | 0 | 0 | 0 | 0 | 149.1282 | 85.2356 | 80.2242 | 76.8547 | 0 | 0 | 0 | 0 | 0 | 20.4746 | 7.2139 | 4.4203 | 0 | 0 | 0 | 0 | 159.525 | 198.0409 | 193.5232 | 241.2492 | 0.37067 | 0.37067 | 0.37608 | 0.37093 | 59.1318 | 73.4076 | 72.7804 | 89.4863
9 | 1 | 2 | 477.504 | 484.3137 | 493.6142 | 501.1844 | 0 | 0 | 0 | 0 | 159.4891 | 224.1269 | 207.4264 | 201.7127 | 0 | 0 | 0 | 0 | 130.4891 | 74.3445 | 70.5183 | 68.2077 | 0 | 0 | 0 | 0 | 0 | 19.4796 | 7.033 | 0.31788 | 0 | 0 | 0 | 0 | 187.5258 | 166.3627 | 208.6365 | 230.9461 | 0.36983 | 0.36895 | 0.37442 | 0.36801 | 69.3523 | 61.379 | 78.117 | 84.991
9 | 1 | 3 | 459.5562 | 464.2037 | 471.0655 | 476.5175 | 0 | 0 | 0 | 0 | 139.4566 | 190.7611 | 189.6476 | 182.9331 | 0 | 0 | 0 | 0 | 118.2691 | 76.1109 | 72.6404 | 70.6175 | 0 | 0 | 0 | 0 | 0 | 12.8559 | 6.4728 | -1.7084 | 0 | 0 | 0 | 0 | 201.8304 | 184.4759 | 202.3047 | 224.6753 | 0.37068 | 0.36878 | 0.37239 | 0.3659 | 74.8138 | 68.0318 | 75.3364 | 82.2086
9 | 1 | 4 | 449.9204 | 452.4004 | 456.8256 | 460.1202 | 0 | 0 | 0 | 0 | 150.3431 | 184.7073 | 185.2488 | 186.9581 | 0 | 0 | 0 | 0 | 111.0851 | 67.3232 | 64.9494 | 63.9254 | 0 | 0 | 0 | 0 | 0 | 2.2532 | 5.6396 | 0 | 0 | 0 | 0 | 0 | 188.4922 | 198.1167 | 200.9878 | 209.2367 | 0.3692 | 0.37208 | 0.37262 | 0.36651 | 69.5921 | 73.7144 | 74.8916 | 76.6863
9 | 1 | 5 | 450.8395 | 450.8565 | 452.561 | 453.4332 | 0 | 0 | 0 | 0 | 207.0293 | 210.9795 | 216.7968 | 198.923 | 0 | 0 | 0 | 0 | 99.337 | 56.9103 | 52.5979 | 49.6873 | 0 | 0 | 0 | 0 | 0 | 14.2797 | 2.3196 | -8.6289 | 0 | 0 | 0 | 0 | 144.4733 | 168.687 | 180.8467 | 213.4518 | 0.36849 | 0.37169 | 0.3739 | 0.36618 | 53.2369 | 62.6984 | 67.6181 | 78.1607
9 | 1 | 6 | 454.6503 | 452.8119 | 452.5429 | 451.7298 | 0 | 0 | 0 | 0 | 217.0387 | 197.3131 | 199.4994 | 192.5222 | 0 | 0 | 0 | 0 | 104.4344 | 66.8744 | 60.5964 | 55.7196 | 0 | 0 | 0 | 0 | 0 | 2.6939 | 12.4318 | -9.4 | 0 | 0 | 0 | 0 | 133.1773 | 185.9305 | 180.0153 | 212.888 | 0.37162 | 0.37651 | 0.37574 | 0.37098 | 49.4914 | 70.0048 | 67.6384 | 78.9772
9 | 1 | 7 | 474.0474 | 471.1241 | 469.948 | 468.5636 | 0 | 0 | 0 | 0 | 193.613 | 161.3324 | 155.3161 | 149.3985 | 0 | 0 | 0 | 0 | 151.5548 | 169.7307 | 161.7372 | 154.7424 | 0 | 0 | 0 | 0 | 0 | -7.8292 | -6.019 | -1.2598 | 0 | 0 | 0 | 0 | 128.8796 | 147.8902 | 158.9136 | 165.6825 | 0.37194 | 0.38123 | 0.37528 | 0.36663 | 47.9351 | 56.3805 | 59.6377 | 60.7434
9 | 1 | 8 | 528.7734 | 527.1274 | 527.9965 | 528.8672 | 0 | 0 | 0 | 0 | 164.8476 | 117.4328 | 125.0637 | 138.1419 | 0 | 0 | 0 | 0 | 209.4832 | 280.9243 | 289.838 | 297.7243 | 0 | 0 | 0 | 0 | 0 | -16.9997 | -11.614 | -1.2898 | 0 | 0 | 0 | 0 | 154.4426 | 145.77 | 124.7089 | 94.2909 | 0.36962 | 0.37552 | 0.37235 | 0.38036 | 57.0858 | 54.7399 | 46.4351 | 35.8649
9 | 1 | 9 | 588.3158 | 588.8557 | 592.7755 | 596.7673 | 0 | 0 | 0 | 0 | 128.6156 | 101.8763 | 103.6844 | 117.9145 | 0 | 0 | 0 | 0 | 268.9344 | 371.829 | 396.9827 | 419.3078 | 0 | 0 | 0 | 0 | 0 | -25.7666 | -19.0466 | -14.2305 | 0 | 0 | 0 | 0 | 190.7658 | 140.917 | 111.1549 | 73.7755 | 0.37229 | 0.38397 | 0.38397 | 0.17588 | 71.0204 | 54.1086 | 42.6807 | 12.9753
9 | 1 | 10 | 646.4498 | 648.6394 | 654.5677 | 660.2263 | 0 | 0 | 0 | 0 | 131.5677 | 104.4285 | 102.1442 | 107.3192 | 0 | 0 | 0 | 0 | 316.1794 | 435.7838 | 471.8569 | 503.9125 | 0 | 0 | 0 | 0 | 0 | -34.2914 | -30.7287 | -28.573 | 0 | 0 | 0 | 0 | 198.7028 | 142.7185 | 111.2954 | 77.5676 | 0.37171 | 0.38397 | 0.38397 | 0.17588 | 73.8603 | 54.8003 | 42.7346 | 13.6422
9 | 1 | 11 | 696.0525 | 699.6006 | 706.9408 | 713.4554 | 0 | 0 | 0 | 0 | 154.7307 | 100.0186 | 103.6079 | 96.4705 | 0 | 0 | 0 | 0 | 335.9363 | 464.1713 | 500.205 | 532.1088 | 0 | 0 | 0 | 0 | 0 | -21.73 | -24.0455 | -28.2 | 0 | 0 | 0 | 0 | 205.3855 | 157.1406 | 127.1735 | 113.0761 | 0.37104 | 0.38397 | 0.38397 | 0.17588 | 76.206 | 60.338 | 48.8314 | 19.8873
9 | 1 | 12 | 732.7693 | 737.5002 | 746.0827 | 753.4073 | 0 | 0 | 0 | 0 | 173.7398 | 107.5147 | 109.6783 | 98.6017 | 0 | 0 | 0 | 0 | 345.4342 | 475.9871 | 510.5979 | 541.1424 | 0 | 0 | 0 | 0 | 0 | -15.2833 | -16.336 | -26.1309 | 0 | 0 | 0 | 0 | 213.5952 | 169.2817 | 142.1424 | 139.794 | 0.37287 | 0.38397 | 0.38397 | 0.17588 | 79.6427 | 64.9999 | 54.5791 | 24.5863
9 | 1 | 13 | 763.6883 | 769.7508 | 779.841 | 788.3651 | 0 | 0 | 0 | 0 | 211.6312 | 104.0706 | 106.7344 | 101.6617 | 0 | 0 | 0 | 0 | 348.0648 | 489.6453 | 522.1238 | 550.7725 | 0 | 0 | 0 | 0 | 0 | -14.394 | -15.2833 | -24.371 | 0 | 0 | 0 | 0 | 203.9923 | 190.4288 | 166.2662 | 160.3019 | 0.37446 | 0.38065 | 0.38397 | 0.16813 | 76.3862 | 72.4876 | 63.842 | 26.9516
9 | 1 | 14 | 775.6213 | 782.4215 | 793.3981 | 802.7237 | 0 | 0 | 0 | 0 | 212.834 | 135.2467 | 118.932 | 122.666 | 0 | 0 | 0 | 0 | 349.5177 | 496.5287 | 526.373 | 552.6765 | 0 | 0 | 0 | 0 | 0 | -6.1821 | -12.8158 | -4.6699 | 0 | 0 | 0 | 0 | 213.2695 | 156.8282 | 160.9089 | 132.0511 | 0.37539 | 0.37471 | 0.37695 | 0.16849 | 80.0583 | 58.7656 | 60.654 | 22.2494
9 | 1 | 15 | 783.9811 | 791.6306 | 803.548 | 813.6621 | 0 | 0 | 0 | 0 | 225.1769 | 155.7722 | 137.3865 | 129.766 | 0 | 0 | 0 | 0 | 339.9161 | 459.8967 | 487.3853 | 511.6889 | 0 | 0 | 0 | 0 | 0 | -1.489 | -0.95665 | -2.4084 | 0 | 0 | 0 | 0 | 218.888 | 177.4506 | 179.7329 | 174.6155 | 0.37558 | 0.37413 | 0.37546 | 0.16764 | 82.2093 | 66.3899 | 67.4828 | 29.2718
9 | 1 | 16 | 782.1146 | 791.8185 | 806.0022 | 818.1337 | 0 | 0 | 0 | 0 | 207.4954 | 166.8191 | 151.5919 | 155.1377 | 0 | 0 | 0 | 0 | 343.4917 | 411.1422 | 435.6807 | 457.8259 | 0 | 0 | 0 | 0 | 0 | -2.5827 | -2.2122 | 0.18993 | 0 | 0 | 0 | 0 | 231.1275 | 216.4399 | 220.9418 | 204.9802 | 0.38077 | 0.3675 | 0.37018 | 0.37865 | 88.0057 | 79.5411 | 81.7882 | 77.6163
9 | 1 | 17 | 770.7058 | 782.6822 | 799.2983 | 813.5618 | 0 | 0 | 0 | 0 | 221.6883 | 177.742 | 172.3122 | 167.1293 | 0 | 0 | 0 | 0 | 302.8956 | 332.7793 | 346.6722 | 359.5798 | 0 | 0 | 0 | 0 | 0 | -3.066 | -2.6849 | -0.64583 | 0 | 0 | 0 | 0 | 246.1219 | 275.2269 | 282.9988 | 287.4986 | 0.38859 | 0.37976 | 0.38475 | 0.37375 | 95.6406 | 104.5195 | 108.8839 | 107.4516
9 | 1 | 18 | 746.2385 | 759.9093 | 778.291 | 794.1348 | 0 | 0 | 0 | 0 | 257.1661 | 224.9034 | 190.4119 | 191.9287 | 0 | 0 | 0 | 0 | 217.1483 | 196.9508 | 193.3707 | 190.804 | 0 | 0 | 0 | 0 | 0 | -4.2213 | -0.4237 | 0 | 0 | 0 | 0 | 0 | 271.924 | 342.2763 | 394.9322 | 411.4021 | 0.39913 | 0.39052 | 0.39482 | 0.38967 | 108.5325 | 133.6674 | 155.9288 | 160.3123
9 | 1 | 19 | 726.6644 | 741.4398 | 760.9315 | 777.7408 | 0 | 0 | 0 | 0 | 284.5298 | 252.0824 | 247.5569 | 221.0398 | 0 | 0 | 0 | 0 | 176.4774 | 100.6967 | 96.2181 | 93.3095 | 0 | 0 | 0 | 0 | 0 | 8.9247 | 16.8709 | 24.1862 | 0 | 0 | 0 | 0 | 265.6572 | 379.736 | 400.2856 | 439.2053 | 0.40014 | 0.39646 | 0.4013 | 0.39601 | 106.299 | 150.5505 | 160.6346 | 173.93
9 | 1 | 20 | 718.2117 | 734.0357 | 754.5654 | 772.2023 | 0 | 0 | 0 | 0 | 280.6125 | 248.8953 | 255.5344 | 245.764 | 0 | 0 | 0 | 0 | 179.1848 | 85.7981 | 83.1063 | 81.9891 | 0 | 0 | 0 | 0 | 0 | 2.3665 | 2.3463 | 21.1839 | 0 | 0 | 0 | 0 | 258.4144 | 396.9759 | 413.5784 | 423.2653 | 0.39652 | 0.39181 | 0.39756 | 0.39343 | 102.4666 | 155.5407 | 164.4215 | 166.5263
9 | 1 | 21 | 681.5524 | 697.253 | 717.3924 | 734.5958 | 0 | 0 | 0 | 0 | 254.4817 | 254.2492 | 265.8098 | 257.5814 | 0 | 0 | 0 | 0 | 183.2434 | 83.3986 | 82.4091 | 82.8884 | 0 | 0 | 0 | 0 | 0 | 2.6713 | 4.0883 | 16.5085 | 0 | 0 | 0 | 0 | 243.8274 | 356.934 | 365.0853 | 377.6176 | 0.39092 | 0.38892 | 0.39029 | 0.38929 | 95.3164 | 138.8186 | 142.4896 | 147.0015
9 | 1 | 22 | 628.6662 | 644.2039 | 663.9192 | 680.7669 | 0 | 0 | 0 | 0 | 274.3358 | 250.3313 | 246.8798 | 263.3588 | 0 | 0 | 0 | 0 | 170.7021 | 70.9486 | 72.0209 | 74.3527 | 0 | 0 | 0 | 0 | 0 | 4.7591 | 9.4347 | 25.1009 | 0 | 0 | 0 | 0 | 183.6282 | 318.165 | 335.5837 | 317.9546 | 0.38531 | 0.3837 | 0.387 | 0.38422 | 70.7531 | 122.0798 | 129.8712 | 122.1638
9 | 1 | 23 | 572.0807 | 586.4402 | 604.5909 | 620.0683 | 0 | 0 | 0 | 0 | 265.8636 | 263.017 | 254.0215 | 267.4392 | 0 | 0 | 0 | 0 | 153.363 | 67.2213 | 67.0825 | 68.1613 | 0 | 0 | 0 | 0 | 0 | 4.4736 | 9.6378 | 9.883 | 0 | 0 | 0 | 0 | 152.854 | 251.7283 | 273.8491 | 274.5848 | 0.37862 | 0.38317 | 0.38456 | 0.38119 | 57.8743 | 96.4558 | 105.3112 | 104.6699
9 | 1 | 24 | 523.7396 | 535.3077 | 550.1213 | 562.6178 | 0 | 0 | 0 | 0 | 261.2755 | 250.083 | 217.7684 | 227.6617 | 0 | 0 | 0 | 0 | 145.8992 | 70.9102 | 69.3741 | 69.0846 | 0 | 0 | 0 | 0 | 0 | 14.3978 | 15.0735 | 3.617 | 0 | 0 | 0 | 0 | 116.565 | 199.9166 | 247.9054 | 262.2545 | 0.37097 | 0.3792 | 0.38104 | 0.37743 | 43.2419 | 75.8088 | 94.4627 | 98.9829
9 | 2 | 1 | 487.9898 | 496.8734 | 508.4982 | 518.1084 | 0 | 0 | 0 | 0 | 194.8538 | 209.1426 | 244.1752 | 212.7549 | 0 | 0 | 0 | 0 | 142.5584 | 61.7959 | 62.3873 | 64.0976 | 0 | 0 | 0 | 0 | 0 | 20.4746 | 7.2139 | 4.4203 | 0 | 0 | 0 | 0 | 150.5775 | 205.4602 | 194.7218 | 236.8356 | 0.37067 | 0.37067 | 0.37608 | 0.37093 | 55.8152 | 76.1577 | 73.2312 | 87.8492
9 | 2 | 2 | 461.1198 | 467.3981 | 476.0462 | 483.0543 | 0 | 0 | 0 | 0 | 159.4891 | 224.1269 | 207.4264 | 201.7127 | 0 | 0 | 0 | 0 | 142.2299 | 51.7551 | 55.8698 | 60.9474 | 0 | 0 | 0 | 0 | 0 | 19.4796 | 7.033 | 0.31788 | 0 | 0 | 0 | 0 | 159.4008 | 172.0366 | 205.7171 | 220.0763 | 0.36983 | 0.36895 | 0.37442 | 0.36801 | 58.9509 | 63.4723 | 77.0239 | 80.9907
9 | 2 | 3 | 444.1451 | 448.2929 | 454.541 | 459.4642 | 0 | 0 | 0 | 0 | 139.4566 | 190.7611 | 189.6476 | 182.9331 | 0 | 0 | 0 | 0 | 125.1936 | 44.7076 | 49.1182 | 54.4593 | 0 | 0 | 0 | 0 | 0 | 12.8559 | 6.4728 | -1.7084 | 0 | 0 | 0 | 0 | 179.4949 | 199.9684 | 209.3024 | 223.7802 | 0.37068 | 0.36878 | 0.37239 | 0.3659 | 66.5346 | 73.7452 | 77.9423 | 81.8811
9 | 2 | 4 | 435.624 | 437.6404 | 441.4963 | 444.3004 | 0 | 0 | 0 | 0 | 150.3431 | 184.7073 | 185.2488 | 186.9581 | 0 | 0 | 0 | 0 | 90.0035 | 41.4495 | 41.3182 | 42.262 | 0 | 0 | 0 | 0 | 0 | 2.2532 | 5.6396 | 0 | 0 | 0 | 0 | 0 | 195.2775 | 209.2304 | 209.2897 | 215.0803 | 0.3692 | 0.37208 | 0.37262 | 0.36651 | 72.0973 | 77.8495 | 77.985 | 78.8281
9 | 2 | 5 | 435.6231 | 435.1466 | 436.2452 | 436.5953 | 0 | 0 | 0 | 0 | 207.0293 | 210.9795 | 216.7968 | 198.923 | 0 | 0 | 0 | 0 | 73.0198 | 38.9688 | 36.7626 | 35.6976 | 0 | 0 | 0 | 0 | 0 | 14.2797 | 2.3196 | -8.6289 | 0 | 0 | 0 | 0 | 155.574 | 170.9185 | 180.3662 | 210.6036 | 0.36849 | 0.37169 | 0.3739 | 0.36618 | 57.3274 | 63.5279 | 67.4385 | 77.1178
9 | 2 | 6 | 434.4266 | 431.9324 | 430.858 | 429.351 | 0 | 0 | 0 | 0 | 217.0387 | 197.3131 | 199.4994 | 192.5222 | 0 | 0 | 0 | 0 | 82.2225 | 61.8989 | 56.6314 | 52.5451 | 0 | 0 | 0 | 0 | 0 | 2.6939 | 12.4318 | -9.4 | 0 | 0 | 0 | 0 | 135.1655 | 170.0264 | 162.2955 | 193.6837 | 0.37162 | 0.37651 | 0.37574 | 0.37098 | 50.2302 | 64.0168 | 60.9804 | 71.8528
9 | 2 | 7 | 451.1697 | 447.5045 | 445.4174 | 443.248 | 0 | 0 | 0 | 0 | 193.613 | 161.3324 | 155.3161 | 149.3985 | 0 | 0 | 0 | 0 | 146.5245 | 168.1188 | 161.7224 | 156.1218 | 0 | 0 | 0 | 0 | 0 | -7.8292 | -6.019 | -1.2598 | 0 | 0 | 0 | 0 | 111.0322 | 125.8825 | 134.3978 | 138.9875 | 0.37194 | 0.38123 | 0.37528 | 0.36663 | 41.297 | 47.9904 | 50.4373 | 50.9564
9 | 2 | 8 | 500.8 | 498.2468 | 498.002 | 497.9129 | 0 | 0 | 0 | 0 | 164.8476 | 117.4328 | 125.0637 | 138.1419 | 0 | 0 | 0 | 0 | 202.2603 | 277.9435 | 288.0028 | 296.8955 | 0 | 0 | 0 | 0 | 0 | -16.9997 | -11.614 | -1.2898 | 0 | 0 | 0 | 0 | 133.692 | 119.8702 | 96.5496 | 64.1653 | 0.36962 | 0.37552 | 0.37235 | 0.38036 | 49.4159 | 45.014 | 35.95 | 24.4062
9 | 2 | 9 | 554.468 | 553.9104 | 556.4823 | 559.3128 | 0 | 0 | 0 | 0 | 128.6156 | 101.8763 | 103.6844 | 117.9145 | 0 | 0 | 0 | 0 | 252.071 | 359.8939 | 386.8458 | 410.7867 | 0 | 0 | 0 | 0 | 0 | -25.7666 | -19.0466 | -14.2305 | 0 | 0 | 0 | 0 | 173.7814 | 117.9068 | 84.9987 | 44.8421 | 0.37229 | 0.38397 | 0.38397 | 0.17588 | 64.6973 | 45.2732 | 32.6373 | 7.8866
9 | 2 | 10 | 610.1781 | 611.1914 | 615.6754 | 620.0894 | 0 | 0 | 0 | 0 | 131.5677 | 104.4285 | 102.1442 | 107.3192 | 0 | 0 | 0 | 0 | 286.1515 | 413.5661 | 451.3112 | 484.8358 | 0 | 0 | 0 | 0 | 0 | -34.2914 | -30.7287 | -28.573 | 0 | 0 | 0 | 0 | 192.4589 | 127.4882 | 92.9487 | 56.5074 | 0.37171 | 0.38397 | 0.38397 | 0.17588 | 71.5394 | 48.9522 | 35.6899 | 9.9383
9 | 2 | 11 | 660.6123 | 663.0112 | 668.9402 | 674.2388 | 0 | 0 | 0 | 0 | 154.7307 | 100.0186 | 103.6079 | 96.4705 | 0 | 0 | 0 | 0 | 307.7383 | 443.5539 | 488.7794 | 528.995 | 0 | 0 | 0 | 0 | 0 | -21.73 | -24.0455 | -28.2 | 0 | 0 | 0 | 0 | 198.1433 | 141.1686 | 100.5985 | 76.9733 | 0.37104 | 0.38397 | 0.38397 | 0.17588 | 73.5188 | 54.2052 | 38.6273 | 13.5377
9 | 2 | 12 | 700.0185 | 703.6874 | 710.9657 | 717.1666 | 0 | 0 | 0 | 0 | 173.7398 | 107.5147 | 109.6783 | 98.6017 | 0 | 0 | 0 | 0 | 318.1142 | 458.8009 | 505.3552 | 546.7344 | 0 | 0 | 0 | 0 | 0 | -15.2833 | -16.336 | -26.1309 | 0 | 0 | 0 | 0 | 208.1644 | 152.6551 | 112.2682 | 97.9615 | 0.37287 | 0.38397 | 0.38397 | 0.17588 | 77.6177 | 58.6157 | 43.1081 | 17.229
9 | 2 | 13 | 730.1767 | 735.1525 | 743.9083 | 751.2825 | 0 | 0 | 0 | 0 | 211.6312 | 104.0706 | 106.7344 | 101.6617 | 0 | 0 | 0 | 0 | 320.0524 | 460.8961 | 505.7454 | 545.5786 | 0 | 0 | 0 | 0 | 0 | -14.394 | -15.2833 | -24.371 | 0 | 0 | 0 | 0 | 198.4932 | 184.5798 | 146.7119 | 128.4132 | 0.37446 | 0.38065 | 0.38397 | 0.16813 | 74.327 | 70.2611 | 56.3337 | 21.5901
9 | 2 | 14 | 752.3366 | 758.3817 | 768.4311 | 776.9578 | 0 | 0 | 0 | 0 | 212.834 | 135.2467 | 118.932 | 122.666 | 0 | 0 | 0 | 0 | 328.7981 | 449.416 | 487.641 | 521.4989 | 0 | 0 | 0 | 0 | 0 | -6.1821 | -12.8158 | -4.6699 | 0 | 0 | 0 | 0 | 210.7044 | 179.9011 | 174.6741 | 137.4628 | 0.37539 | 0.37471 | 0.37695 | 0.16849 | 79.0954 | 67.4113 | 65.8427 | 23.1612
9 | 2 | 15 | 762.9081 | 769.8742 | 780.9525 | 790.3435 | 0 | 0 | 0 | 0 | 225.1769 | 155.7722 | 137.3865 | 129.766 | 0 | 0 | 0 | 0 | 341.1207 | 432.8094 | 468.6561 | 500.6321 | 0 | 0 | 0 | 0 | 0 | -1.489 | -0.95665 | -2.4084 | 0 | 0 | 0 | 0 | 196.6104 | 182.7816 | 175.8666 | 162.3538 | 0.37558 | 0.37413 | 0.37546 | 0.16764 | 73.8423 | 68.3844 | 66.0311 | 27.2163
9 | 2 | 16 | 766.102 | 775.2866 | 788.8326 | 800.4147 | 0 | 0 | 0 | 0 | 207.4954 | 166.8191 | 151.5919 | 155.1377 | 0 | 0 | 0 | 0 | 310.8701 | 399.5618 | 425.7046 | 448.9438 | 0 | 0 | 0 | 0 | 0 | -2.5827 | -2.2122 | 0.18993 | 0 | 0 | 0 | 0 | 247.7365 | 211.4883 | 213.7484 | 196.1433 | 0.38077 | 0.3675 | 0.37018 | 0.37865 | 94.3299 | 77.7214 | 79.1253 | 74.2702
9 | 2 | 17 | 760.762 | 772.416 | 788.6361 | 802.5584 | 0 | 0 | 0 | 0 | 221.6883 | 177.742 | 172.3122 | 167.1293 | 0 | 0 | 0 | 0 | 279.2687 | 325.6256 | 342.3692 | 357.5866 | 0 | 0 | 0 | 0 | 0 | -3.066 | -2.6849 | -0.64583 | 0 | 0 | 0 | 0 | 259.805 | 272.1144 | 276.6396 | 278.4884 | 0.38859 | 0.37976 | 0.38475 | 0.37375 | 100.9577 | 103.3375 | 106.4372 | 104.084
9 | 2 | 18 | 741.9036 | 755.4338 | 773.6429 | 789.338 | 0 | 0 | 0 | 0 | 257.1661 | 224.9034 | 190.4119 | 191.9287 | 0 | 0 | 0 | 0 | 194.5362 | 193.7589 | 192.3919 | 191.6628 | 0 | 0 | 0 | 0 | 0 | -4.2213 | -0.4237 | 0 | 0 | 0 | 0 | 0 | 290.2013 | 340.9928 | 391.2628 | 405.7465 | 0.39913 | 0.39052 | 0.39482 | 0.38967 | 115.8275 | 133.1662 | 154.4801 | 158.1084
9 | 2 | 19 | 727.7968 | 742.6089 | 762.1457 | 778.9939 | 0 | 0 | 0 | 0 | 284.5298 | 252.0824 | 247.5569 | 221.0398 | 0 | 0 | 0 | 0 | 175.8836 | 108.4454 | 107.4277 | 107.6702 | 0 | 0 | 0 | 0 | 0 | 8.9247 | 16.8709 | 24.1862 | 0 | 0 | 0 | 0 | 267.3835 | 373.1565 | 390.2902 | 426.0976 | 0.40014 | 0.39646 | 0.4013 | 0.39601 | 106.9897 | 147.9419 | 156.6234 | 168.7393
9 | 2 | 20 | 719.8572 | 735.7346 | 756.3298 | 774.0232 | 0 | 0 | 0 | 0 | 280.6125 | 248.8953 | 255.5344 | 245.764 | 0 | 0 | 0 | 0 | 180.4533 | 100.1386 | 101.9119 | 104.8795 | 0 | 0 | 0 | 0 | 0 | 2.3665 | 2.3463 | 21.1839 | 0 | 0 | 0 | 0 | 258.7914 | 384.3343 | 396.5372 | 402.1957 | 0.39652 | 0.39181 | 0.39756 | 0.39343 | 102.6161 | 150.5875 | 157.6466 | 158.2368
9 | 2 | 21 | 678.6684 | 694.2754 | 714.3 | 731.4045 | 0 | 0 | 0 | 0 | 254.4817 | 254.2492 | 265.8098 | 257.5814 | 0 | 0 | 0 | 0 | 160.8269 | 92.076 | 93.587 | 96.2069 | 0 | 0 | 0 | 0 | 0 | 2.6713 | 4.0883 | 16.5085 | 0 | 0 | 0 | 0 | 263.3597 | 345.279 | 350.815 | 361.1077 | 0.39092 | 0.38892 | 0.39029 | 0.38929 | 102.952 | 134.2857 | 136.92 | 140.5744
9 | 2 | 22 | 621.6064 | 636.9153 | 656.3494 | 672.9549 | 0 | 0 | 0 | 0 | 274.3358 | 250.3313 | 246.8798 | 263.3588 | 0 | 0 | 0 | 0 | 136.5676 | 84.5196 | 85.2059 | 86.9896 | 0 | 0 | 0 | 0 | 0 | 4.7591 | 9.4347 | 25.1009 | 0 | 0 | 0 | 0 | 210.703 | 297.3053 | 314.829 | 297.5056 | 0.38531 | 0.3837 | 0.387 | 0.38422 | 81.1852 | 114.0759 | 121.8391 | 114.3069
9 | 2 | 23 | 566.1356 | 580.3024 | 598.2164 | 613.4897 | 0 | 0 | 0 | 0 | 265.8636 | 263.017 | 254.0215 | 267.4392 | 0 | 0 | 0 | 0 | 97.6588 | 69.779 | 68.1527 | 67.6492 | 0 | 0 | 0 | 0 | 0 | 4.4736 | 9.6378 | 9.883 | 0 | 0 | 0 | 0 | 202.6132 | 243.0328 | 266.4044 | 268.5183 | 0.37862 | 0.38317 | 0.38456 | 0.38119 | 76.7143 | 93.1239 | 102.4483 | 102.3574
9 | 2 | 24 | 514.132 | 525.3885 | 539.8196 | 551.9865 | 0 | 0 | 0 | 0 | 261.2755 | 250.083 | 217.7684 | 227.6617 | 0 | 0 | 0 | 0 | 83.4338 | 55.478 | 55.5865 | 56.7304 | 0 | 0 | 0 | 0 | 0 | 14.3978 | 15.0735 | 3.617 | 0 | 0 | 0 | 0 | 169.4228 | 205.4297 | 251.3912 | 263.9773 | 0.37097 | 0.3792 | 0.38104 | 0.37743 | 62.8505 | 77.8994 | 95.791 | 99.6331
9 | 3 | 1 | 478.8953 | 487.484 | 498.7467 | 508.0449 | 0 | 0 | 0 | 0 | 194.8538 | 209.1426 | 244.1752 | 212.7549 | 0 | 0 | 0 | 0 | 59.5965 | 44.5813 | 42.9139 | 42.3214 | 0 | 0 | 0 | 0 | 0 | 20.4746 | 7.2139 | 4.4203 | 0 | 0 | 0 | 0 | 224.445 | 213.2854 | 204.4437 | 248.5482 | 0.37067 | 0.37067 | 0.37608 | 0.37093 | 83.1959 | 79.0583 | 76.8874 | 92.1938
9 | 3 | 2 | 453.4408 | 459.4701 | 467.8124 | 474.557 | 0 | 0 | 0 | 0 | 159.4891 | 224.1269 | 207.4264 | 201.7127 | 0 | 0 | 0 | 0 | 71.4085 | 36.0159 | 37.2344 | 39.4096 | 0 | 0 | 0 | 0 | 0 | 19.4796 | 7.033 | 0.31788 | 0 | 0 | 0 | 0 | 222.5432 | 179.8478 | 216.1187 | 233.1168 | 0.36983 | 0.36895 | 0.37442 | 0.36801 | 82.3027 | 66.3542 | 80.9185 | 85.7898
9 | 3 | 3 | 432.255 | 436.0172 | 441.7919 | 446.3071 | 0 | 0 | 0 | 0 | 139.4566 | 190.7611 | 189.6476 | 182.9331 | 0 | 0 | 0 | 0 | 59.2745 | 32.1737 | 30.7403 | 30.3657 | 0 | 0 | 0 | 0 | 0 | 12.8559 | 6.4728 | -1.7084 | 0 | 0 | 0 | 0 | 233.5239 | 200.2266 | 214.9312 | 234.7167 | 0.37068 | 0.36878 | 0.37239 | 0.3659 | 86.5619 | 73.8404 | 80.0384 | 85.8828
9 | 3 | 4 | 426.6534 | 428.3789 | 431.8776 | 434.3739 | 0 | 0 | 0 | 0 | 150.3431 | 184.7073 | 185.2488 | 186.9581 | 0 | 0 | 0 | 0 | 46.6242 | 26.6451 | 22.921 | 20.3309 | 0 | 0 | 0 | 0 | 0 | 2.2532 | 5.6396 | 0 | 0 | 0 | 0 | 0 | 229.6862 | 214.7732 | 218.0682 | 227.0849 | 0.3692 | 0.37208 | 0.37262 | 0.36651 | 84.8011 | 79.9119 | 81.256 | 83.2278
9 | 3 | 5 | 431.2705 | 430.6528 | 431.5782 | 431.7789 | 0 | 0 | 0 | 0 | 207.0293 | 210.9795 | 216.7968 | 198.923 | 0 | 0 | 0 | 0 | 56.5143 | 23.6558 | 21.8652 | 21.1386 | 0 | 0 | 0 | 0 | 0 | 14.2797 | 2.3196 | -8.6289 | 0 | 0 | 0 | 0 | 167.7269 | 181.7378 | 190.5965 | 220.3462 | 0.36849 | 0.37169 | 0.3739 | 0.36618 | 61.8056 | 67.5492 | 71.2636 | 80.6853
9 | 3 | 6 | 439.8585 | 437.5405 | 436.6824 | 435.3618 | 0 | 0 | 0 | 0 | 217.0387 | 197.3131 | 199.4994 | 192.5222 | 0 | 0 | 0 | 0 | 94.4012 | 37.7997 | 39.5707 | 42.2401 | 0 | 0 | 0 | 0 | 0 | 2.6939 | 12.4318 | -9.4 | 0 | 0 | 0 | 0 | 128.4187 | 199.7337 | 185.1805 | 209.9995 | 0.37162 | 0.37651 | 0.37574 | 0.37098 | 47.723 | 75.2019 | 69.5792 | 77.9056
9 | 3 | 7 | 462.122 | 458.8119 | 457.1609 | 455.3674 | 0 | 0 | 0 | 0 | 193.613 | 161.3324 | 155.3161 | 149.3985 | 0 | 0 | 0 | 0 | 155.3143 | 149.82 | 149.5018 | 149.7507 | 0 | 0 | 0 | 0 | 0 | -7.8292 | -6.019 | -1.2598 | 0 | 0 | 0 | 0 | 113.1946 | 155.4887 | 158.362 | 157.478 | 0.37194 | 0.38123 | 0.37528 | 0.36663 | 42.1013 | 59.2773 | 59.4307 | 57.7354
9 | 3 | 8 | 514.6009 | 512.4953 | 512.8001 | 513.1845 | 0 | 0 | 0 | 0 | 164.8476 | 117.4328 | 125.0637 | 138.1419 | 0 | 0 | 0 | 0 | 228.1996 | 266.8052 | 285.1356 | 301.9601 | 0 | 0 | 0 | 0 | 0 | -16.9997 | -11.614 | -1.2898 | 0 | 0 | 0 | 0 | 121.5536 | 145.257 | 114.2148 | 74.3723 | 0.36962 | 0.37552 | 0.37235 | 0.38036 | 44.9292 | 54.5473 | 42.5276 | 28.2885
9 | 3 | 9 | 576.2311 | 576.3792 | 579.8177 | 583.3949 | 0 | 0 | 0 | 0 | 128.6156 | 101.8763 | 103.6844 | 117.9145 | 0 | 0 | 0 | 0 | 265.4641 | 352.9912 | 385.9003 | 415.5115 | 0 | 0 | 0 | 0 | 0 | -25.7666 | -19.0466 | -14.2305 | 0 | 0 | 0 | 0 | 182.1515 | 147.2783 | 109.2796 | 64.1994 | 0.37229 | 0.38397 | 0.38397 | 0.17588 | 67.8133 | 56.5511 | 41.9606 | 11.2911
9 | 3 | 10 | 638.3639 | 640.2912 | 645.8976 | 651.2787 | 0 | 0 | 0 | 0 | 131.5677 | 104.4285 | 102.1442 | 107.3192 | 0 | 0 | 0 | 0 | 290.7024 | 409.9122 | 450.9019 | 487.515 | 0 | 0 | 0 | 0 | 0 | -34.2914 | -30.7287 | -28.573 | 0 | 0 | 0 | 0 | 216.0938 | 160.2419 | 123.5802 | 85.0175 | 0.37171 | 0.38397 | 0.38397 | 0.17588 | 80.3247 | 61.5288 | 47.4517 | 14.9525
9 | 3 | 11 | 695.0086 | 698.5228 | 705.8215 | 712.3003 | 0 | 0 | 0 | 0 | 154.7307 | 100.0186 | 103.6079 | 96.4705 | 0 | 0 | 0 | 0 | 318.6449 | 448.3387 | 494.0087 | 534.7157 | 0 | 0 | 0 | 0 | 0 | -21.73 | -24.0455 | -28.2 | 0 | 0 | 0 | 0 | 221.6329 | 171.8955 | 132.2505 | 109.314 | 0.37104 | 0.38397 | 0.38397 | 0.17588 | 82.2344 | 66.0035 | 50.7809 | 19.2256
9 | 3 | 12 | 730.9291 | 735.6004 | 744.1096 | 751.3711 | 0 | 0 | 0 | 0 | 173.7398 | 107.5147 | 109.6783 | 98.6017 | 0 | 0 | 0 | 0 | 342.75 | 463.8904 | 507.8083 | 546.8989 | 0 | 0 | 0 | 0 | 0 | -15.2833 | -16.336 | -26.1309 | 0 | 0 | 0 | 0 | 214.4393 | 179.4786 | 142.959 | 132.0014 | 0.37287 | 0.38397 | 0.38397 | 0.17588 | 79.9574 | 68.9152 | 54.8926 | 23.2158
9 | 3 | 13 | 756.2216 | 762.042 | 771.8349 | 780.1027 | 0 | 0 | 0 | 0 | 211.6312 | 104.0706 | 106.7344 | 101.6617 | 0 | 0 | 0 | 0 | 398.7977 | 461.882 | 506.0343 | 545.7759 | 0 | 0 | 0 | 0 | 0 | -14.394 | -15.2833 | -24.371 | 0 | 0 | 0 | 0 | 145.7928 | 210.4834 | 174.3495 | 157.0361 | 0.37446 | 0.38065 | 0.38397 | 0.16813 | 54.593 | 80.1215 | 66.9458 | 26.4025
9 | 3 | 14 | 773.6042 | 780.339 | 791.2353 | 800.4917 | 0 | 0 | 0 | 0 | 212.834 | 135.2467 | 118.932 | 122.666 | 0 | 0 | 0 | 0 | 419.7662 | 462.6859 | 506.6395 | 546.3638 | 0 | 0 | 0 | 0 | 0 | -6.1821 | -12.8158 | -4.6699 | 0 | 0 | 0 | 0 | 141.004 | 188.5885 | 178.4797 | 136.1318 | 0.37539 | 0.37471 | 0.37695 | 0.16849 | 52.9309 | 70.6666 | 67.2772 | 22.937
9 | 3 | 15 | 780.2831 | 787.8127 | 799.5829 | 809.5701 | 0 | 0 | 0 | 0 | 225.1769 | 155.7722 | 137.3865 | 129.766 | 0 | 0 | 0 | 0 | 395.1954 | 447.4474 | 479.9649 | 509.1913 | 0 | 0 | 0 | 0 | 0 | -1.489 | -0.95665 | -2.4084 | 0 | 0 | 0 | 0 | 159.9108 | 186.0821 | 183.1881 | 173.0212 | 0.37558 | 0.37413 | 0.37546 | 0.16764 | 60.0588 | 69.6192 | 68.7801 | 29.0045
9 | 3 | 16 | 780.7522 | 790.4119 | 804.5413 | 816.6261 | 0 | 0 | 0 | 0 | 207.4954 | 166.8191 | 151.5919 | 155.1377 | 0 | 0 | 0 | 0 | 394.8541 | 422.7565 | 446.0684 | 467.1497 | 0 | 0 | 0 | 0 | 0 | -2.5827 | -2.2122 | 0.18993 | 0 | 0 | 0 | 0 | 178.4028 | 203.4191 | 209.0933 | 194.1489 | 0.38077 | 0.3675 | 0.37018 | 0.37865 | 67.9299 | 74.756 | 77.4021 | 73.515
9 | 3 | 17 | 776.7039 | 788.8748 | 805.7298 | 820.1991 | 0 | 0 | 0 | 0 | 221.6883 | 177.742 | 172.3122 | 167.1293 | 0 | 0 | 0 | 0 | 362.0309 | 355.3418 | 363.974 | 372.0986 | 0 | 0 | 0 | 0 | 0 | -3.066 | -2.6849 | -0.64583 | 0 | 0 | 0 | 0 | 192.9847 | 258.857 | 272.1285 | 281.6171 | 0.38859 | 0.37976 | 0.38475 | 0.37375 | 74.992 | 98.3029 | 104.7016 | 105.2534
9 | 3 | 18 | 750.308 | 764.1108 | 782.6546 | 798.638 | 0 | 0 | 0 | 0 | 257.1661 | 224.9034 | 190.4119 | 191.9287 | 0 | 0 | 0 | 0 | 286.5534 | 239.4774 | 232.4327 | 226.8842 | 0 | 0 | 0 | 0 | 0 | -4.2213 | -0.4237 | 0 | 0 | 0 | 0 | 0 | 206.5885 | 303.9512 | 360.2337 | 379.8251 | 0.39913 | 0.39052 | 0.39482 | 0.38967 | 82.4552 | 118.7005 | 142.229 | 148.0076
9 | 3 | 19 | 741.8986 | 757.1679 | 777.2663 | 794.5983 | 0 | 0 | 0 | 0 | 284.5298 | 252.0824 | 247.5569 | 221.0398 | 0 | 0 | 0 | 0 | 230.612 | 167.1152 | 154.4574 | 144.0533 | 0 | 0 | 0 | 0 | 0 | 8.9247 | 16.8709 | 24.1862 | 0 | 0 | 0 | 0 | 226.7568 | 329.0457 | 358.3811 | 405.319 | 0.40014 | 0.39646 | 0.4013 | 0.39601 | 90.7336 | 130.4538 | 143.8183 | 160.5107
9 | 3 | 20 | 733.3397 | 749.6543 | 770.7863 | 788.9423 | 0 | 0 | 0 | 0 | 280.6125 | 248.8953 | 255.5344 | 245.764 | 0 | 0 | 0 | 0 | 231.5132 | 157.2268 | 148.3454 | 141.4988 | 0 | 0 | 0 | 0 | 0 | 2.3665 | 2.3463 | 21.1839 | 0 | 0 | 0 | 0 | 221.214 | 341.1657 | 364.5603 | 380.4957 | 0.39652 | 0.39181 | 0.39756 | 0.39343 | 87.7159 | 133.6735 | 144.934 | 149.6993
9 | 3 | 21 | 683.1802 | 698.9336 | 719.1379 | 736.3971 | 0 | 0 | 0 | 0 | 254.4817 | 254.2492 | 265.8098 | 257.5814 | 0 | 0 | 0 | 0 | 230.9777 | 156.7669 | 150.3614 | 145.7826 | 0 | 0 | 0 | 0 | 0 | 2.6713 | 4.0883 | 16.5085 | 0 | 0 | 0 | 0 | 197.7208 | 285.2463 | 298.8784 | 316.5246 | 0.39092 | 0.38892 | 0.39029 | 0.38929 | 77.2926 | 110.9378 | 116.6496 | 123.2188
9 | 3 | 22 | 610.6011 | 625.553 | 644.5489 | 660.7768 | 0 | 0 | 0 | 0 | 274.3358 | 250.3313 | 246.8798 | 263.3588 | 0 | 0 | 0 | 0 | 209.4914 | 159.0451 | 148.0682 | 139.0523 | 0 | 0 | 0 | 0 | 0 | 4.7591 | 9.4347 | 25.1009 | 0 | 0 | 0 | 0 | 126.7738 | 211.4175 | 240.1662 | 233.2648 | 0.38531 | 0.3837 | 0.387 | 0.38422 | 48.8467 | 81.1208 | 92.9445 | 89.6245
9 | 3 | 23 | 545.735 | 559.2402 | 576.3418 | 590.9152 | 0 | 0 | 0 | 0 | 265.8636 | 263.017 | 254.0215 | 267.4392 | 0 | 0 | 0 | 0 | 220.6012 | 152.0704 | 142.9951 | 135.8699 | 0 | 0 | 0 | 0 | 0 | 4.4736 | 9.6378 | 9.883 | 0 | 0 | 0 | 0 | 59.2702 | 139.6792 | 169.6874 | 177.7231 | 0.37862 | 0.38317 | 0.38456 | 0.38119 | 22.4411 | 53.5215 | 65.2549 | 67.7469
9 | 3 | 24 | 498.3317 | 509.0758 | 522.8777 | 534.5025 | 0 | 0 | 0 | 0 | 261.2755 | 250.083 | 217.7684 | 227.6617 | 0 | 0 | 0 | 0 | 229.1046 | 133.9491 | 129.8517 | 127.487 | 0 | 0 | 0 | 0 | 0 | 14.3978 | 15.0735 | 3.617 | 0 | 0 | 0 | 0 | 7.9516 | 110.6459 | 160.1841 | 175.7368 | 0.37097 | 0.3792 | 0.38104 | 0.37743 | 2.9498 | 41.9572 | 61.0371 | 66.3284
9 | 4 | 1 | 467.3768 | 475.592 | 486.396 | 495.299 | 0 | 0 | 0 | 0 | 194.8538 | 209.1426 | 244.1752 | 212.7549 | 0 | 0 | 0 | 0 | 232.8244 | 126.5889 | 122.337 | 119.8364 | 0 | 0 | 0 | 0 | 0 | 20.4746 | 7.2139 | 4.4203 | 0 | 0 | 0 | 0 | 39.6987 | 119.3858 | 112.6699 | 158.2874 | 0.37067 | 0.37067 | 0.37608 | 0.37093 | 14.7153 | 44.2526 | 42.373 | 58.7134
9 | 4 | 2 | 444.187 | 449.9163 | 457.8901 | 464.3172 | 0 | 0 | 0 | 0 | 159.4891 | 224.1269 | 207.4264 | 201.7127 | 0 | 0 | 0 | 0 | 226.5405 | 115.8106 | 108.4613 | 102.9539 | 0 | 0 | 0 | 0 | 0 | 19.4796 | 7.033 | 0.31788 | 0 | 0 | 0 | 0 | 58.1575 | 90.4992 | 134.9695 | 159.3327 | 0.36983 | 0.36895 | 0.37442 | 0.36801 | 21.5083 | 33.3894 | 50.5349 | 58.6364
9 | 4 | 3 | 433.7059 | 437.5152 | 443.3476 | 447.9126 | 0 | 0 | 0 | 0 | 139.4566 | 190.7611 | 189.6476 | 182.9331 | 0 | 0 | 0 | 0 | 229.9834 | 113.239 | 105.4734 | 99.5396 | 0 | 0 | 0 | 0 | 0 | 12.8559 | 6.4728 | -1.7084 | 0 | 0 | 0 | 0 | 64.2659 | 120.6592 | 141.7538 | 167.1484 | 0.37068 | 0.36878 | 0.37239 | 0.3659 | 23.8219 | 44.4972 | 52.7878 | 61.1595
9 | 4 | 4 | 439.375 | 441.5131 | 445.5184 | 448.4512 | 0 | 0 | 0 | 0 | 150.3431 | 184.7073 | 185.2488 | 186.9581 | 0 | 0 | 0 | 0 | 230.4238 | 116.0933 | 107.4453 | 100.6452 | 0 | 0 | 0 | 0 | 0 | 2.2532 | 5.6396 | 0 | 0 | 0 | 0 | 0 | 58.6082 | 138.4593 | 147.1847 | 160.8478 | 0.3692 | 0.37208 | 0.37262 | 0.36651 | 21.6384 | 51.5173 | 54.8436 | 58.9516
9 | 4 | 5 | 466.8699 | 467.4067 | 469.7495 | 471.1718 | 0 | 0 | 0 | 0 | 207.0293 | 210.9795 | 216.7968 | 198.923 | 0 | 0 | 0 | 0 | 218.3805 | 111.4399 | 104.0461 | 98.3968 | 0 | 0 | 0 | 0 | 0 | 14.2797 | 2.3196 | -8.6289 | 0 | 0 | 0 | 0 | 41.4601 | 130.7076 | 146.5871 | 182.4809 | 0.36849 | 0.37169 | 0.3739 | 0.36618 | 15.2776 | 48.5821 | 54.8085 | 66.82
9 | 4 | 6 | 521.3373 | 521.6614 | 524.0478 | 525.5228 | 0 | 0 | 0 | 0 | 217.0387 | 197.3131 | 199.4994 | 192.5222 | 0 | 0 | 0 | 0 | 206.7893 | 117.3809 | 111.2551 | 106.7118 | 0 | 0 | 0 | 0 | 0 | 2.6939 | 12.4318 | -9.4 | 0 | 0 | 0 | 0 | 97.5093 | 204.2735 | 200.8615 | 235.6889 | 0.37162 | 0.37651 | 0.37574 | 0.37098 | 36.2364 | 76.9112 | 75.4711 | 87.4359
9 | 4 | 7 | 563.5944 | 563.5749 | 565.9646 | 567.6527 | 0 | 0 | 0 | 0 | 193.613 | 161.3324 | 155.3161 | 149.3985 | 0 | 0 | 0 | 0 | 245.4194 | 211.7074 | 205.2298 | 199.8833 | 0 | 0 | 0 | 0 | 0 | -7.8292 | -6.019 | -1.2598 | 0 | 0 | 0 | 0 | 124.562 | 198.3643 | 211.4377 | 219.6307 | 0.37194 | 0.38123 | 0.37528 | 0.36663 | 46.3292 | 75.6228 | 79.3491 | 80.5222
9 | 4 | 8 | 606.5896 | 607.467 | 611.4348 | 614.9755 | 0 | 0 | 0 | 0 | 164.8476 | 117.4328 | 125.0637 | 138.1419 | 0 | 0 | 0 | 0 | 259.5646 | 308.1709 | 319.03 | 328.8152 | 0 | 0 | 0 | 0 | 0 | -16.9997 | -11.614 | -1.2898 | 0 | 0 | 0 | 0 | 182.1774 | 198.863 | 178.9551 | 149.3082 | 0.36962 | 0.37552 | 0.37235 | 0.38036 | 67.3372 | 74.6776 | 66.6336 | 56.7915
9 | 4 | 9 | 655.0381 | 657.7418 | 664.3184 | 670.5996 | 0 | 0 | 0 | 0 | 128.6156 | 101.8763 | 103.6844 | 117.9145 | 0 | 0 | 0 | 0 | 307.7252 | 386.2733 | 417.6663 | 445.9036 | 0 | 0 | 0 | 0 | 0 | -25.7666 | -19.0466 | -14.2305 | 0 | 0 | 0 | 0 | 218.6973 | 195.3588 | 162.0143 | 121.0119 | 0.37229 | 0.38397 | 0.38397 | 0.17588 | 81.419 | 75.0128 | 62.2094 | 21.283
9 | 4 | 10 | 688.1004 | 691.6406 | 699.2275 | 706.3151 | 0 | 0 | 0 | 0 | 131.5677 | 104.4285 | 102.1442 | 107.3192 | 0 | 0 | 0 | 0 | 337.7664 | 418.5486 | 464.6253 | 506.1424 | 0 | 0 | 0 | 0 | 0 | -34.2914 | -30.7287 | -28.573 | 0 | 0 | 0 | 0 | 218.7664 | 202.9549 | 163.1867 | 121.4265 | 0.37171 | 0.38397 | 0.38397 | 0.17588 | 81.3182 | 77.9295 | 62.6596 | 21.3559
9 | 4 | 11 | 725.3884 | 729.8878 | 738.3962 | 745.9173 | 0 | 0 | 0 | 0 | 154.7307 | 100.0186 | 103.6079 | 96.4705 | 0 | 0 | 0 | 0 | 359.4013 | 432.4292 | 489.0218 | 540.2012 | 0 | 0 | 0 | 0 | 0 | -21.73 | -24.0455 | -28.2 | 0 | 0 | 0 | 0 | 211.2563 | 219.1699 | 169.8121 | 137.4456 | 0.37104 | 0.38397 | 0.38397 | 0.17588 | 78.3843 | 84.1557 | 65.2035 | 24.1733
9 | 4 | 12 | 744.3231 | 749.4287 | 758.4713 | 766.1923 | 0 | 0 | 0 | 0 | 173.7398 | 107.5147 | 109.6783 | 98.6017 | 0 | 0 | 0 | 0 | 397.9622 | 448.6961 | 514.7221 | 574.7666 | 0 | 0 | 0 | 0 | 0 | -15.2833 | -16.336 | -26.1309 | 0 | 0 | 0 | 0 | 172.6211 | 208.5013 | 150.4069 | 118.9549 | 0.37287 | 0.38397 | 0.38397 | 0.17588 | 64.3648 | 80.0592 | 57.7525 | 20.9212
9 | 4 | 13 | 759.4595 | 765.3849 | 775.3068 | 783.6857 | 0 | 0 | 0 | 0 | 211.6312 | 104.0706 | 106.7344 | 101.6617 | 0 | 0 | 0 | 0 | 407.0338 | 422.3435 | 492.1924 | 556.1254 | 0 | 0 | 0 | 0 | 0 | -14.394 | -15.2833 | -24.371 | 0 | 0 | 0 | 0 | 140.7946 | 253.3647 | 191.6633 | 150.2696 | 0.37446 | 0.38065 | 0.38397 | 0.16813 | 52.7214 | 96.4444 | 73.5939 | 25.2649
9 | 4 | 14 | 770.8617 | 777.5076 | 788.2947 | 797.4569 | 0 | 0 | 0 | 0 | 212.834 | 135.2467 | 118.932 | 122.666 | 0 | 0 | 0 | 0 | 398.9043 | 396.2675 | 464.2302 | 526.771 | 0 | 0 | 0 | 0 | 0 | -6.1821 | -12.8158 | -4.6699 | 0 | 0 | 0 | 0 | 159.1233 | 252.1755 | 217.9483 | 152.6899 | 0.37539 | 0.37471 | 0.37695 | 0.16849 | 59.7326 | 94.4935 | 82.1548 | 25.7269
9 | 4 | 15 | 779.5046 | 787.009 | 798.7481 | 808.7086 | 0 | 0 | 0 | 0 | 225.1769 | 155.7722 | 137.3865 | 129.766 | 0 | 0 | 0 | 0 | 406.5744 | 369.5797 | 430.536 | 486.9125 | 0 | 0 | 0 | 0 | 0 | -1.489 | -0.95665 | -2.4084 | 0 | 0 | 0 | 0 | 147.7533 | 263.146 | 231.7823 | 194.4385 | 0.37558 | 0.37413 | 0.37546 | 0.16764 | 55.4927 | 98.4513 | 87.0253 | 32.5948
9 | 4 | 16 | 781.5661 | 791.2522 | 805.4141 | 817.5267 | 0 | 0 | 0 | 0 | 207.4954 | 166.8191 | 151.5919 | 155.1377 | 0 | 0 | 0 | 0 | 393.2086 | 328.8821 | 375.2689 | 418.5765 | 0 | 0 | 0 | 0 | 0 | -2.5827 | -2.2122 | 0.18993 | 0 | 0 | 0 | 0 | 180.8621 | 298.1337 | 280.7654 | 243.6226 | 0.38077 | 0.3675 | 0.37018 | 0.37865 | 68.8663 | 109.5634 | 103.9337 | 92.2483
9 | 4 | 17 | 755.5071 | 766.9906 | 783.0015 | 796.7435 | 0 | 0 | 0 | 0 | 221.6883 | 177.742 | 172.3122 | 167.1293 | 0 | 0 | 0 | 0 | 380.3765 | 278.3909 | 308.9774 | 338.1784 | 0 | 0 | 0 | 0 | 0 | -3.066 | -2.6849 | -0.64583 | 0 | 0 | 0 | 0 | 153.4423 | 313.9237 | 304.3968 | 292.0816 | 0.38859 | 0.37976 | 0.38475 | 0.37375 | 59.6262 | 119.2149 | 117.1168 | 109.1645
9 | 4 | 18 | 722.9892 | 735.9061 | 753.362 | 768.4081 | 0 | 0 | 0 | 0 | 257.1661 | 224.9034 | 190.4119 | 191.9287 | 0 | 0 | 0 | 0 | 324.9107 | 199.7103 | 208.9444 | 218.8973 | 0 | 0 | 0 | 0 | 0 | -4.2213 | -0.4237 | 0 | 0 | 0 | 0 | 0 | 140.9123 | 315.5136 | 354.4294 | 357.5821 | 0.39913 | 0.39052 | 0.39482 | 0.38967 | 56.2421 | 123.2159 | 139.9373 | 139.3401
9 | 4 | 19 | 705.7153 | 719.8113 | 738.4689 | 754.5593 | 0 | 0 | 0 | 0 | 284.5298 | 252.0824 | 247.5569 | 221.0398 | 0 | 0 | 0 | 0 | 304.9008 | 145.1834 | 151.0133 | 158.1342 | 0 | 0 | 0 | 0 | 0 | 8.9247 | 16.8709 | 24.1862 | 0 | 0 | 0 | 0 | 116.2847 | 313.6209 | 323.0278 | 351.1991 | 0.40014 | 0.39646 | 0.4013 | 0.39601 | 46.5297 | 124.3384 | 129.631 | 139.0786
9 | 4 | 20 | 695.4401 | 710.5257 | 730.1486 | 747.0042 | 0 | 0 | 0 | 0 | 280.6125 | 248.8953 | 255.5344 | 245.764 | 0 | 0 | 0 | 0 | 305.8903 | 152.3643 | 153.4426 | 156.03 | 0 | 0 | 0 | 0 | 0 | 2.3665 | 2.3463 | 21.1839 | 0 | 0 | 0 | 0 | 108.9373 | 306.8997 | 318.8253 | 324.0263 | 0.39652 | 0.39181 | 0.39756 | 0.39343 | 43.1959 | 120.2476 | 126.7516 | 127.4824
9 | 4 | 21 | 646.9439 | 661.5221 | 680.2835 | 696.2994 | 0 | 0 | 0 | 0 | 254.4817 | 254.2492 | 265.8098 | 257.5814 | 0 | 0 | 0 | 0 | 317.4428 | 149.9565 | 150.9972 | 153.5999 | 0 | 0 | 0 | 0 | 0 | 2.6713 | 4.0883 | 16.5085 | 0 | 0 | 0 | 0 | 75.0194 | 254.6452 | 259.3883 | 268.6096 | 0.39092 | 0.38892 | 0.39029 | 0.38929 | 29.3264 | 99.0365 | 101.237 | 104.5661
9 | 4 | 22 | 581.6367 | 595.6494 | 613.492 | 628.726 | 0 | 0 | 0 | 0 | 274.3358 | 250.3313 | 246.8798 | 263.3588 | 0 | 0 | 0 | 0 | 313.2017 | 150.1051 | 150.1221 | 151.8056 | 0 | 0 | 0 | 0 | 0 | 4.7591 | 9.4347 | 25.1009 | 0 | 0 | 0 | 0 | -5.9008 | 190.4539 | 207.0554 | 188.4608 | 0.38531 | 0.3837 | 0.387 | 0.38422 | -2.2736 | 73.0771 | 80.1306 | 72.41
9 | 4 | 23 | 515.6914 | 528.2223 | 544.1276 | 557.6701 | 0 | 0 | 0 | 0 | 265.8636 | 263.017 | 254.0215 | 267.4392 | 0 | 0 | 0 | 0 | 297.8449 | 151.5492 | 150.0601 | 150.3662 | 0 | 0 | 0 | 0 | 0 | 4.4736 | 9.6378 | 9.883 | 0 | 0 | 0 | 0 | -48.0172 | 109.1825 | 130.4082 | 129.9817 | 0.37862 | 0.38317 | 0.38456 | 0.38119 | -18.1805 | 41.8359 | 50.1497 | 49.5482
9 | 4 | 24 | 479.1873 | 489.3106 | 502.3502 | 513.318 | 0 | 0 | 0 | 0 | 261.2755 | 250.083 | 217.7684 | 227.6617 | 0 | 0 | 0 | 0 | 275.2279 | 157.9024 | 153.3656 | 150.7965 | 0 | 0 | 0 | 0 | 0 | 14.3978 | 15.0735 | 3.617 | 0 | 0 | 0 | 0 | -57.3161 | 66.9274 | 116.1426 | 131.2428 | 0.37097 | 0.3792 | 0.38104 | 0.37743 | -21.2625 | 25.379 | 44.2554 | 49.535
9 | 5 | 1 | 452.2312 | 459.9552 | 470.1561 | 478.5394 | 0 | 0 | 0 | 0 | 194.8538 | 209.1426 | 244.1752 | 212.7549 | 0 | 0 | 0 | 0 | 273.8022 | 173.2895 | 166.3274 | 161.5365 | 0 | 0 | 0 | 0 | 0 | 20.4746 | 7.2139 | 4.4203 | 0 | 0 | 0 | 0 | -16.4248 | 57.0484 | 52.4395 | 99.8277 | 0.37067 | 0.37067 | 0.37608 | 0.37093 | -6.0883 | 21.1461 | 19.7215 | 37.029
9 | 5 | 2 | 434.5971 | 440.0154 | 447.6074 | 453.7054 | 0 | 0 | 0 | 0 | 159.4891 | 224.1269 | 207.4264 | 201.7127 | 0 | 0 | 0 | 0 | 275.3744 | 186.2562 | 180.0852 | 176.1234 | 0 | 0 | 0 | 0 | 0 | 19.4796 | 7.033 | 0.31788 | 0 | 0 | 0 | 0 | -0.26631 | 10.1528 | 53.0629 | 75.5514 | 0.36983 | 0.36895 | 0.37442 | 0.36801 | -0.09849 | 3.7458 | 19.8676 | 27.8038
9 | 5 | 3 | 424.116 | 427.6143 | 433.0649 | 437.3008 | 0 | 0 | 0 | 0 | 139.4566 | 190.7611 | 189.6476 | 182.9331 | 0 | 0 | 0 | 0 | 278.8973 | 199.0736 | 193.4815 | 190.1173 | 0 | 0 | 0 | 0 | 0 | 12.8559 | 6.4728 | -1.7084 | 0 | 0 | 0 | 0 | 5.7621 | 24.9237 | 43.463 | 65.9589 | 0.37068 | 0.36878 | 0.37239 | 0.3659 | 2.1359 | 9.1915 | 16.1852 | 24.1343
9 | 5 | 4 | 428.9358 | 430.7354 | 434.325 | 436.8996 | 0 | 0 | 0 | 0 | 150.3431 | 184.7073 | 185.2488 | 186.9581 | 0 | 0 | 0 | 0 | 264.3437 | 200.6365 | 193.1557 | 187.996 | 0 | 0 | 0 | 0 | 0 | 2.2532 | 5.6396 | 0 | 0 | 0 | 0 | 0 | 14.249 | 43.1384 | 50.2809 | 61.9455 | 0.3692 | 0.37208 | 0.37262 | 0.36651 | 5.2608 | 16.0507 | 18.7355 | 22.7033
9 | 5 | 5 | 453.7059 | 453.8158 | 455.6345 | 456.605 | 0 | 0 | 0 | 0 | 207.0293 | 210.9795 | 216.7968 | 198.923 | 0 | 0 | 0 | 0 | 242.6473 | 201.2837 | 192.6675 | 186.3758 | 0 | 0 | 0 | 0 | 0 | 14.2797 | 2.3196 | -8.6289 | 0 | 0 | 0 | 0 | 4.0293 | 27.2729 | 43.8506 | 79.9352 | 0.36849 | 0.37169 | 0.3739 | 0.36618 | 1.4847 | 10.1369 | 16.3956 | 29.2703
9 | 5 | 6 | 495.1862 | 494.6623 | 496.0074 | 496.5852 | 0 | 0 | 0 | 0 | 217.0387 | 197.3131 | 199.4994 | 192.5222 | 0 | 0 | 0 | 0 | 226.0963 | 205.6502 | 195.0771 | 186.7942 | 0 | 0 | 0 | 0 | 0 | 2.6939 | 12.4318 | -9.4 | 0 | 0 | 0 | 0 | 52.0513 | 89.0051 | 88.9991 | 126.6687 | 0.37162 | 0.37651 | 0.37574 | 0.37098 | 19.3433 | 33.5114 | 33.4403 | 46.9916
9 | 5 | 7 | 526.8803 | 525.6703 | 526.598 | 527.0263 | 0 | 0 | 0 | 0 | 193.613 | 161.3324 | 155.3161 | 149.3985 | 0 | 0 | 0 | 0 | 262.1511 | 288.4933 | 274.8602 | 263.1734 | 0 | 0 | 0 | 0 | 0 | -7.8292 | -6.019 | -1.2598 | 0 | 0 | 0 | 0 | 71.1162 | 83.6738 | 102.4406 | 115.7143 | 0.37194 | 0.38123 | 0.37528 | 0.36663 | 26.4507 | 31.8991 | 38.4443 | 42.4238
9 | 5 | 8 | 561.0465 | 560.447 | 562.6012 | 564.5793 | 0 | 0 | 0 | 0 | 164.8476 | 117.4328 | 125.0637 | 138.1419 | 0 | 0 | 0 | 0 | 315.61 | 395.3346 | 400.1228 | 404.7268 | 0 | 0 | 0 | 0 | 0 | -16.9997 | -11.614 | -1.2898 | 0 | 0 | 0 | 0 | 80.5888 | 64.6792 | 49.0288 | 23.0003 | 0.36962 | 0.37552 | 0.37235 | 0.38036 | 29.7876 | 24.2885 | 18.2558 | 8.7485
9 | 5 | 9 | 598.5957 | 599.4691 | 603.7981 | 608.1427 | 0 | 0 | 0 | 0 | 128.6156 | 101.8763 | 103.6844 | 117.9145 | 0 | 0 | 0 | 0 | 384.4086 | 474.9468 | 503.3893 | 529.4035 | 0 | 0 | 0 | 0 | 0 | -25.7666 | -19.0466 | -14.2305 | 0 | 0 | 0 | 0 | 85.5716 | 48.4126 | 15.771 | -24.9448 | 0.37229 | 0.38397 | 0.38397 | 0.17588 | 31.8575 | 18.5892 | 6.0557 | -4.3872
9 | 5 | 10 | 628.774 | 630.3903 | 635.6148 | 640.6669 | 0 | 0 | 0 | 0 | 131.5677 | 104.4285 | 102.1442 | 107.3192 | 0 | 0 | 0 | 0 | 416.081 | 516.1504 | 560.5257 | 600.9435 | 0 | 0 | 0 | 0 | 0 | -34.2914 | -30.7287 | -28.573 | 0 | 0 | 0 | 0 | 81.1253 | 44.1028 | 3.6736 | -39.0228 | 0.37171 | 0.38397 | 0.38397 | 0.17588 | 30.1553 | 16.9344 | 1.4106 | -6.8631
9 | 5 | 11 | 654.7912 | 657.0013 | 662.6984 | 667.7973 | 0 | 0 | 0 | 0 | 154.7307 | 100.0186 | 103.6079 | 96.4705 | 0 | 0 | 0 | 0 | 413.239 | 521.5408 | 574.5279 | 622.6488 | 0 | 0 | 0 | 0 | 0 | -21.73 | -24.0455 | -28.2 | 0 | 0 | 0 | 0 | 86.8214 | 57.1718 | 8.6083 | -23.122 | 0.37104 | 0.38397 | 0.38397 | 0.17588 | 32.2141 | 21.9525 | 3.3054 | -4.0666
9 | 5 | 12 | 669.621 | 672.3042 | 678.3721 | 683.53 | 0 | 0 | 0 | 0 | 173.7398 | 107.5147 | 109.6783 | 98.6017 | 0 | 0 | 0 | 0 | 406.9662 | 512.9165 | 571.0438 | 623.7632 | 0 | 0 | 0 | 0 | 0 | -15.2833 | -16.336 | -26.1309 | 0 | 0 | 0 | 0 | 88.915 | 67.1563 | 13.986 | -12.704 | 0.37287 | 0.38397 | 0.38397 | 0.17588 | 33.1535 | 25.7863 | 5.3703 | -2.2343
9 | 5 | 13 | 690.6671 | 694.3617 | 701.5442 | 707.5627 | 0 | 0 | 0 | 0 | 211.6312 | 104.0706 | 106.7344 | 101.6617 | 0 | 0 | 0 | 0 | 396.6328 | 502.949 | 560.266 | 612.174 | 0 | 0 | 0 | 0 | 0 | -14.394 | -15.2833 | -24.371 | 0 | 0 | 0 | 0 | 82.4031 | 101.736 | 49.8271 | 18.098 | 0.37446 | 0.38065 | 0.38397 | 0.16813 | 30.8563 | 38.7263 | 19.1323 | 3.0428
9 | 5 | 14 | 706.5457 | 711.1059 | 719.332 | 726.2874 | 0 | 0 | 0 | 0 | 212.834 | 135.2467 | 118.932 | 122.666 | 0 | 0 | 0 | 0 | 380.253 | 478.7856 | 535.2718 | 586.449 | 0 | 0 | 0 | 0 | 0 | -6.1821 | -12.8158 | -4.6699 | 0 | 0 | 0 | 0 | 113.4587 | 103.2557 | 77.944 | 21.8423 | 0.37539 | 0.37471 | 0.37695 | 0.16849 | 42.5908 | 38.6913 | 29.3807 | 3.6802
9 | 5 | 15 | 717.5595 | 723.0551 | 732.3276 | 740.1627 | 0 | 0 | 0 | 0 | 225.1769 | 155.7722 | 137.3865 | 129.766 | 0 | 0 | 0 | 0 | 359.9475 | 478.0054 | 525.014 | 567.4731 | 0 | 0 | 0 | 0 | 0 | -1.489 | -0.95665 | -2.4084 | 0 | 0 | 0 | 0 | 132.4351 | 90.7665 | 70.8838 | 45.332 | 0.37558 | 0.37413 | 0.37546 | 0.16764 | 49.7396 | 33.9586 | 26.6141 | 7.5993
9 | 5 | 16 | 718.8956 | 726.5494 | 738.2157 | 748.1781 | 0 | 0 | 0 | 0 | 207.4954 | 166.8191 | 151.5919 | 155.1377 | 0 | 0 | 0 | 0 | 327.7569 | 436.1001 | 470.9472 | 502.5294 | 0 | 0 | 0 | 0 | 0 | -2.5827 | -2.2122 | 0.18993 | 0 | 0 | 0 | 0 | 183.6433 | 126.2129 | 117.8888 | 90.3211 | 0.38077 | 0.3675 | 0.37018 | 0.37865 | 69.9253 | 46.3829 | 43.6401 | 34.2003
9 | 5 | 17 | 701.3472 | 711.0744 | 724.9286 | 736.8123 | 0 | 0 | 0 | 0 | 221.6883 | 177.742 | 172.3122 | 167.1293 | 0 | 0 | 0 | 0 | 299.1582 | 366.7736 | 384.4639 | 400.8448 | 0 | 0 | 0 | 0 | 0 | -3.066 | -2.6849 | -0.64583 | 0 | 0 | 0 | 0 | 180.5006 | 169.6248 | 170.8374 | 169.4841 | 0.38859 | 0.37976 | 0.38475 | 0.37375 | 70.1408 | 64.4163 | 65.7298 | 63.3441
9 | 5 | 18 | 666.6707 | 677.7612 | 692.9746 | 706.0883 | 0 | 0 | 0 | 0 | 257.1661 | 224.9034 | 190.4119 | 191.9287 | 0 | 0 | 0 | 0 | 258.2984 | 237.4383 | 237.4832 | 238.5459 | 0 | 0 | 0 | 0 | 0 | -4.2213 | -0.4237 | 0 | 0 | 0 | 0 | 0 | 151.2061 | 219.6408 | 265.5031 | 275.6137 | 0.39913 | 0.39052 | 0.39482 | 0.38967 | 60.3506 | 85.7752 | 104.8271 | 107.3992
9 | 5 | 19 | 659.0928 | 671.677 | 688.478 | 702.9688 | 0 | 0 | 0 | 0 | 284.5298 | 252.0824 | 247.5569 | 221.0398 | 0 | 0 | 0 | 0 | 261.3718 | 151.0337 | 147.012 | 144.8797 | 0 | 0 | 0 | 0 | 0 | 8.9247 | 16.8709 | 24.1862 | 0 | 0 | 0 | 0 | 113.1913 | 259.6362 | 277.0382 | 312.8631 | 0.40014 | 0.39646 | 0.4013 | 0.39601 | 45.2919 | 102.9356 | 111.1754 | 123.8972
9 | 5 | 20 | 660.7608 | 674.7218 | 692.9638 | 708.6294 | 0 | 0 | 0 | 0 | 280.6125 | 248.8953 | 255.5344 | 245.764 | 0 | 0 | 0 | 0 | 280.1942 | 156.4851 | 149.3888 | 144.4127 | 0 | 0 | 0 | 0 | 0 | 2.3665 | 2.3463 | 21.1839 | 0 | 0 | 0 | 0 | 99.954 | 266.975 | 285.6943 | 297.2688 | 0.39652 | 0.39181 | 0.39756 | 0.39343 | 39.6338 | 104.6045 | 113.5801 | 116.9552
9 | 5 | 21 | 614.8655 | 628.4035 | 645.8875 | 660.8027 | 0 | 0 | 0 | 0 | 254.4817 | 254.2492 | 265.8098 | 257.5814 | 0 | 0 | 0 | 0 | 276.6892 | 183.0433 | 171.8718 | 162.9621 | 0 | 0 | 0 | 0 | 0 | 2.6713 | 4.0883 | 16.5085 | 0 | 0 | 0 | 0 | 83.6946 | 188.4398 | 204.1177 | 223.7507 | 0.39092 | 0.38892 | 0.39029 | 0.38929 | 32.7177 | 73.2879 | 79.6653 | 87.1032
9 | 5 | 22 | 554.2825 | 567.4082 | 584.1615 | 598.457 | 0 | 0 | 0 | 0 | 274.3358 | 250.3313 | 246.8798 | 263.3588 | 0 | 0 | 0 | 0 | 278.0769 | 194.169 | 180.2438 | 168.7517 | 0 | 0 | 0 | 0 | 0 | 4.7591 | 9.4347 | 25.1009 | 0 | 0 | 0 | 0 | 1.8698 | 118.1488 | 147.6032 | 141.2456 | 0.38531 | 0.3837 | 0.387 | 0.38422 | 0.72044 | 45.3336 | 57.1225 | 54.2691
9 | 5 | 23 | 498.7586 | 510.7405 | 525.9715 | 538.9331 | 0 | 0 | 0 | 0 | 265.8636 | 263.017 | 254.0215 | 267.4392 | 0 | 0 | 0 | 0 | 252.9956 | 193.1404 | 177.8442 | 165.0004 | 0 | 0 | 0 | 0 | 0 | 4.4736 | 9.6378 | 9.883 | 0 | 0 | 0 | 0 | -20.1006 | 50.1095 | 84.468 | 96.6104 | 0.37862 | 0.38317 | 0.38456 | 0.38119 | -7.6106 | 19.2007 | 32.483 | 36.8273
9 | 5 | 24 | 458.1674 | 467.609 | 479.8116 | 490.0582 | 0 | 0 | 0 | 0 | 261.2755 | 250.083 | 217.7684 | 227.6617 | 0 | 0 | 0 | 0 | 221.4157 | 179.0264 | 165.4435 | 154.1852 | 0 | 0 | 0 | 0 | 0 | 14.3978 | 15.0735 | 3.617 | 0 | 0 | 0 | 0 | -24.5238 | 24.1018 | 81.5262 | 104.5943 | 0.37097 | 0.3792 | 0.38104 | 0.37743 | -9.0976 | 9.1395 | 31.065 | 39.4771
9 | 6 | 1 | 433.3345 | 440.4457 | 449.8941 | 457.629 | 0 | 0 | 0 | 0 | 194.8538 | 209.1426 | 244.1752 | 212.7549 | 0 | 0 | 0 | 0 | 195.143 | 174.5202 | 162.1353 | 151.981 | 0 | 0 | 0 | 0 | 0 | 20.4746 | 7.2139 | 4.4203 | 0 | 0 | 0 | 0 | 43.3377 | 36.3082 | 36.3697 | 88.4728 | 0.37067 | 0.37067 | 0.37608 | 0.37093 | 16.0641 | 13.4583 | 13.678 | 32.8171
9 | 6 | 2 | 417.7352 | 422.6067 | 429.5272 | 435.0467 | 0 | 0 | 0 | 0 | 159.4891 | 224.1269 | 207.4264 | 201.7127 | 0 | 0 | 0 | 0 | 174.3287 | 159.938 | 146.9486 | 136.1789 | 0 | 0 | 0 | 0 | 0 | 19.4796 | 7.033 | 0.31788 | 0 | 0 | 0 | 0 | 83.9174 | 19.0622 | 68.1193 | 96.8373 | 0.36983 | 0.36895 | 0.37442 | 0.36801 | 31.035 | 7.0329 | 25.505 | 35.6373
9 | 6 | 3 | 409.8904 | 412.9274 | 417.8115 | 421.5593 | 0 | 0 | 0 | 0 | 139.4566 | 190.7611 | 189.6476 | 182.9331 | 0 | 0 | 0 | 0 | 157.1001 | 144.4119 | 129.5715 | 117.0087 | 0 | 0 | 0 | 0 | 0 | 12.8559 | 6.4728 | -1.7084 | 0 | 0 | 0 | 0 | 113.3337 | 64.8985 | 92.1196 | 123.326 | 0.37068 | 0.36878 | 0.37239 | 0.3659 | 42.0102 | 23.9335 | 34.3045 | 45.125
9 | 6 | 4 | 415.1526 | 416.5051 | 419.5459 | 421.6476 | 0 | 0 | 0 | 0 | 150.3431 | 184.7073 | 185.2488 | 186.9581 | 0 | 0 | 0 | 0 | 142.4642 | 156.9993 | 141.3958 | 128.069 | 0 | 0 | 0 | 0 | 0 | 2.2532 | 5.6396 | 0 | 0 | 0 | 0 | 0 | 122.3454 | 72.5453 | 87.2617 | 106.6204 | 0.3692 | 0.37208 | 0.37262 | 0.36651 | 45.1704 | 26.9923 | 32.5152 | 39.0769
9 | 6 | 5 | 442.7182 | 442.4718 | 443.853 | 444.4465 | 0 | 0 | 0 | 0 | 207.0293 | 210.9795 | 216.7968 | 198.923 | 0 | 0 | 0 | 0 | 133.7284 | 164.3449 | 149.174 | 136.2456 | 0 | 0 | 0 | 0 | 0 | 14.2797 | 2.3196 | -8.6289 | 0 | 0 | 0 | 0 | 101.9605 | 52.8677 | 75.5625 | 117.9068 | 0.36849 | 0.37169 | 0.3739 | 0.36618 | 37.5714 | 19.6501 | 28.2526 | 43.1745
9 | 6 | 6 | 488.0911 | 487.3371 | 488.3997 | 488.734 | 0 | 0 | 0 | 0 | 217.0387 | 197.3131 | 199.4994 | 192.5222 | 0 | 0 | 0 | 0 | 139.7911 | 161.1812 | 147.0788 | 135.1257 | 0 | 0 | 0 | 0 | 0 | 2.6939 | 12.4318 | -9.4 | 0 | 0 | 0 | 0 | 131.2614 | 126.1489 | 129.3897 | 170.4861 | 0.37162 | 0.37651 | 0.37574 | 0.37098 | 48.7794 | 47.4964 | 48.6165 | 63.2469
9 | 6 | 7 | 521.7492 | 520.3728 | 521.0961 | 521.3484 | 0 | 0 | 0 | 0 | 193.613 | 161.3324 | 155.3161 | 149.3985 | 0 | 0 | 0 | 0 | 187.0694 | 230.4466 | 218.4054 | 207.9882 | 0 | 0 | 0 | 0 | 0 | -7.8292 | -6.019 | -1.2598 | 0 | 0 | 0 | 0 | 141.0668 | 136.423 | 153.3936 | 165.2216 | 0.37194 | 0.38123 | 0.37528 | 0.36663 | 52.468 | 52.0088 | 57.5661 | 60.5744
9 | 6 | 8 | 549.758 | 548.7925 | 550.4972 | 552.0879 | 0 | 0 | 0 | 0 | 164.8476 | 117.4328 | 125.0637 | 138.1419 | 0 | 0 | 0 | 0 | 227.2824 | 333.495 | 341.4873 | 348.7998 | 0 | 0 | 0 | 0 | 0 | -16.9997 | -11.614 | -1.2898 | 0 | 0 | 0 | 0 | 157.6279 | 114.8643 | 95.5602 | 66.436 | 0.36962 | 0.37552 | 0.37235 | 0.38036 | 58.2631 | 43.1342 | 35.5816 | 25.2699
9 | 6 | 9 | 579.5752 | 579.8317 | 583.4034 | 587.0953 | 0 | 0 | 0 | 0 | 128.6156 | 101.8763 | 103.6844 | 117.9145 | 0 | 0 | 0 | 0 | 260.1038 | 399.2755 | 426.6598 | 451.2668 | 0 | 0 | 0 | 0 | 0 | -25.7666 | -19.0466 | -14.2305 | 0 | 0 | 0 | 0 | 190.8558 | 104.4465 | 72.1057 | 32.1445 | 0.37229 | 0.38397 | 0.38397 | 0.17588 | 71.0539 | 40.1048 | 27.6868 | 5.6534
9 | 6 | 10 | 607.5948 | 608.5244 | 612.9055 | 617.2309 | 0 | 0 | 0 | 0 | 131.5677 | 104.4285 | 102.1442 | 107.3192 | 0 | 0 | 0 | 0 | 291.7404 | 448.5392 | 489.7921 | 526.7948 | 0 | 0 | 0 | 0 | 0 | -34.2914 | -30.7287 | -28.573 | 0 | 0 | 0 | 0 | 184.2868 | 89.8481 | 51.6979 | 11.6899 | 0.37171 | 0.38397 | 0.38397 | 0.17588 | 68.5017 | 34.4994 | 19.8507 | 2.056
9 | 6 | 11 | 629.6487 | 631.0434 | 635.7394 | 639.9756 | 0 | 0 | 0 | 0 | 154.7307 | 100.0186 | 103.6079 | 96.4705 | 0 | 0 | 0 | 0 | 302.3681 | 468.7795 | 518.3762 | 562.8297 | 0 | 0 | 0 | 0 | 0 | -21.73 | -24.0455 | -28.2 | 0 | 0 | 0 | 0 | 172.5498 | 83.9752 | 37.8009 | 8.8754 | 0.37104 | 0.38397 | 0.38397 | 0.17588 | 64.0227 | 32.2444 | 14.5146 | 1.561
9 | 6 | 12 | 642.6207 | 644.4283 | 649.421 | 653.6525 | 0 | 0 | 0 | 0 | 173.7398 | 107.5147 | 109.6783 | 98.6017 | 0 | 0 | 0 | 0 | 304.6575 | 474.4962 | 528.7628 | 577.3819 | 0 | 0 | 0 | 0 | 0 | -15.2833 | -16.336 | -26.1309 | 0 | 0 | 0 | 0 | 164.2233 | 77.7007 | 27.3159 | 3.7998 | 0.37287 | 0.38397 | 0.38397 | 0.17588 | 61.2335 | 29.8351 | 10.4886 | 0.66828
9 | 6 | 13 | 663.4013 | 666.2117 | 672.3085 | 677.3915 | 0 | 0 | 0 | 0 | 211.6312 | 104.0706 | 106.7344 | 101.6617 | 0 | 0 | 0 | 0 | 296.7092 | 473.4703 | 529.4306 | 579.5936 | 0 | 0 | 0 | 0 | 0 | -14.394 | -15.2833 | -24.371 | 0 | 0 | 0 | 0 | 155.0609 | 103.0648 | 51.4268 | 20.5072 | 0.37446 | 0.38065 | 0.38397 | 0.16813 | 58.0635 | 39.2321 | 19.7466 | 3.4479
9 | 6 | 14 | 681.297 | 685.0385 | 692.2591 | 698.3483 | 0 | 0 | 0 | 0 | 212.834 | 135.2467 | 118.932 | 122.666 | 0 | 0 | 0 | 0 | 275.1412 | 459.9998 | 515.6221 | 565.6302 | 0 | 0 | 0 | 0 | 0 | -6.1821 | -12.8158 | -4.6699 | 0 | 0 | 0 | 0 | 193.3217 | 95.9741 | 70.5209 | 14.722 | 0.37539 | 0.37471 | 0.37695 | 0.16849 | 72.5702 | 35.9628 | 26.5826 | 2.4805
9 | 6 | 15 | 689.7276 | 694.3207 | 702.4849 | 709.365 | 0 | 0 | 0 | 0 | 225.1769 | 155.7722 | 137.3865 | 129.766 | 0 | 0 | 0 | 0 | 264.4448 | 444.0317 | 493.1689 | 537.3528 | 0 | 0 | 0 | 0 | 0 | -1.489 | -0.95665 | -2.4084 | 0 | 0 | 0 | 0 | 200.1059 | 96.0057 | 72.8862 | 44.6546 | 0.37558 | 0.37413 | 0.37546 | 0.16764 | 75.1551 | 35.9188 | 27.3659 | 7.4857
9 | 6 | 16 | 690.5506 | 697.2852 | 707.8228 | 716.8126 | 0 | 0 | 0 | 0 | 207.4954 | 166.8191 | 151.5919 | 155.1377 | 0 | 0 | 0 | 0 | 239.3682 | 408.4124 | 449.24 | 486.2505 | 0 | 0 | 0 | 0 | 0 | -2.5827 | -2.2122 | 0.18993 | 0 | 0 | 0 | 0 | 243.687 | 124.6364 | 109.2031 | 75.2345 | 0.38077 | 0.3675 | 0.37018 | 0.37865 | 92.788 | 45.8036 | 40.4248 | 28.4877
9 | 6 | 17 | 670.7727 | 679.5085 | 692.1452 | 702.9799 | 0 | 0 | 0 | 0 | 221.6883 | 177.742 | 172.3122 | 167.1293 | 0 | 0 | 0 | 0 | 209.6158 | 296.2287 | 323.5515 | 348.875 | 0 | 0 | 0 | 0 | 0 | -3.066 | -2.6849 | -0.64583 | 0 | 0 | 0 | 0 | 239.4686 | 208.6038 | 198.9664 | 187.6215 | 0.38859 | 0.37976 | 0.38475 | 0.37375 | 93.0552 | 79.2189 | 76.5524 | 70.1228
9 | 6 | 18 | 642.1828 | 652.4793 | 666.7175 | 678.991 | 0 | 0 | 0 | 0 | 257.1661 | 224.9034 | 190.4119 | 191.9287 | 0 | 0 | 0 | 0 | 159.2645 | 146.9739 | 156.593 | 166.5131 | 0 | 0 | 0 | 0 | 0 | -4.2213 | -0.4237 | 0 | 0 | 0 | 0 | 0 | 225.7522 | 284.8231 | 320.1363 | 320.5491 | 0.39913 | 0.39052 | 0.39482 | 0.38967 | 90.104 | 111.2306 | 126.3976 | 124.9093
9 | 6 | 19 | 643.4517 | 655.5287 | 671.7069 | 685.661 | 0 | 0 | 0 | 0 | 284.5298 | 252.0824 | 247.5569 | 221.0398 | 0 | 0 | 0 | 0 | 134.6238 | 74.5069 | 79.7029 | 85.8726 | 0 | 0 | 0 | 0 | 0 | 8.9247 | 16.8709 | 24.1862 | 0 | 0 | 0 | 0 | 224.2981 | 320.0147 | 327.5762 | 354.5624 | 0.40014 | 0.39646 | 0.4013 | 0.39601 | 89.7498 | 126.8733 | 131.4563 | 140.4106
9 | 6 | 20 | 639.1924 | 652.454 | 669.8371 | 684.7627 | 0 | 0 | 0 | 0 | 280.6125 | 248.8953 | 255.5344 | 245.764 | 0 | 0 | 0 | 0 | 138.3958 | 87.9941 | 90.7452 | 94.6727 | 0 | 0 | 0 | 0 | 0 | 2.3665 | 2.3463 | 21.1839 | 0 | 0 | 0 | 0 | 220.1841 | 313.1981 | 321.2112 | 323.1421 | 0.39652 | 0.39181 | 0.39756 | 0.39343 | 87.3075 | 122.7154 | 127.7002 | 127.1346
9 | 6 | 21 | 600.1975 | 613.2599 | 630.1598 | 644.5718 | 0 | 0 | 0 | 0 | 254.4817 | 254.2492 | 265.8098 | 257.5814 | 0 | 0 | 0 | 0 | 119.8577 | 90.1155 | 91.2036 | 93.5187 | 0 | 0 | 0 | 0 | 0 | 2.6713 | 4.0883 | 16.5085 | 0 | 0 | 0 | 0 | 225.8582 | 266.224 | 269.0583 | 276.9632 | 0.39092 | 0.38892 | 0.39029 | 0.38929 | 88.2919 | 103.5397 | 105.0111 | 107.8181
9 | 6 | 22 | 540.3931 | 553.0683 | 569.2686 | 583.0875 | 0 | 0 | 0 | 0 | 274.3358 | 250.3313 | 246.8798 | 263.3588 | 0 | 0 | 0 | 0 | 107.6306 | 80.6465 | 81.2842 | 83.1371 | 0 | 0 | 0 | 0 | 0 | 4.7591 | 9.4347 | 25.1009 | 0 | 0 | 0 | 0 | 158.4267 | 217.3314 | 231.6698 | 211.4908 | 0.38531 | 0.3837 | 0.387 | 0.38422 | 61.0428 | 83.39 | 89.6564 | 81.2585
9 | 6 | 23 | 486.5147 | 498.0995 | 512.843 | 525.3844 | 0 | 0 | 0 | 0 | 265.8636 | 263.017 | 254.0215 | 267.4392 | 0 | 0 | 0 | 0 | 113.1692 | 86.0738 | 86.8291 | 88.8326 | 0 | 0 | 0 | 0 | 0 | 4.4736 | 9.6378 | 9.883 | 0 | 0 | 0 | 0 | 107.4819 | 144.5351 | 162.3546 | 159.2296 | 0.37862 | 0.38317 | 0.38456 | 0.38119 | 40.6953 | 55.3822 | 62.435 | 60.6973
9 | 6 | 24 | 448.7721 | 457.9091 | 469.7375 | 479.6618 | 0 | 0 | 0 | 0 | 261.2755 | 250.083 | 217.7684 | 227.6617 | 0 | 0 | 0 | 0 | 116.4853 | 82.3533 | 82.5341 | 84.0242 | 0 | 0 | 0 | 0 | 0 | 14.3978 | 15.0735 | 3.617 | 0 | 0 | 0 | 0 | 71.0113 | 111.075 | 154.3616 | 164.3588 | 0.37097 | 0.3792 | 0.38104 | 0.37743 | 26.343 | 42.1199 | 58.8185 | 62.034
9 | 7 | 1 | 425.5847 | 432.4446 | 441.5845 | 449.0535 | 0 | 0 | 0 | 0 | 194.8538 | 209.1426 | 244.1752 | 212.7549 | 0 | 0 | 0 | 0 | 112.3292 | 88.1151 | 86.264 | 85.8316 | 0 | 0 | 0 | 0 | 0 | 20.4746 | 7.2139 | 4.4203 | 0 | 0 | 0 | 0 | 118.4017 | 114.7123 | 103.9313 | 146.0467 | 0.37067 | 0.37067 | 0.37608 | 0.37093 | 43.8884 | 42.5203 | 39.0866 | 54.1729
9 | 7 | 2 | 410.5162 | 415.1536 | 421.7867 | 427.0585 | 0 | 0 | 0 | 0 | 159.4891 | 224.1269 | 207.4264 | 201.7127 | 0 | 0 | 0 | 0 | 94.1688 | 95.9055 | 90.5268 | 86.6675 | 0 | 0 | 0 | 0 | 0 | 19.4796 | 7.033 | 0.31788 | 0 | 0 | 0 | 0 | 156.8583 | 75.6417 | 116.8005 | 138.3605 | 0.36983 | 0.36895 | 0.37442 | 0.36801 | 58.0106 | 27.9078 | 43.7321 | 50.9183
9 | 7 | 3 | 403.7861 | 406.6251 | 411.2662 | 414.8046 | 0 | 0 | 0 | 0 | 139.4566 | 190.7611 | 189.6476 | 182.9331 | 0 | 0 | 0 | 0 | 73.5959 | 98.6843 | 91.8825 | 86.583 | 0 | 0 | 0 | 0 | 0 | 12.8559 | 6.4728 | -1.7084 | 0 | 0 | 0 | 0 | 190.7336 | 104.3239 | 123.2633 | 146.9969 | 0.37068 | 0.36878 | 0.37239 | 0.3659 | 70.7005 | 38.473 | 45.9021 | 53.7861
9 | 7 | 4 | 408.8714 | 410.0202 | 412.8109 | 414.697 | 0 | 0 | 0 | 0 | 150.3431 | 184.7073 | 185.2488 | 186.9581 | 0 | 0 | 0 | 0 | 63.7335 | 95.0967 | 88.7 | 83.746 | 0 | 0 | 0 | 0 | 0 | 2.2532 | 5.6396 | 0 | 0 | 0 | 0 | 0 | 194.7948 | 127.963 | 133.2225 | 143.9929 | 0.3692 | 0.37208 | 0.37262 | 0.36651 | 71.9191 | 47.6119 | 49.6411 | 52.7742
9 | 7 | 5 | 433.4822 | 432.9363 | 433.9496 | 434.2263 | 0 | 0 | 0 | 0 | 207.0293 | 210.9795 | 216.7968 | 198.923 | 0 | 0 | 0 | 0 | 59.933 | 87.2138 | 81.2744 | 76.7219 | 0 | 0 | 0 | 0 | 0 | 14.2797 | 2.3196 | -8.6289 | 0 | 0 | 0 | 0 | 166.5199 | 120.4633 | 133.5588 | 167.2102 | 0.36849 | 0.37169 | 0.3739 | 0.36618 | 61.3608 | 44.7744 | 49.9373 | 61.2282
9 | 7 | 6 | 474.0955 | 472.8877 | 473.3929 | 473.247 | 0 | 0 | 0 | 0 | 217.0387 | 197.3131 | 199.4994 | 192.5222 | 0 | 0 | 0 | 0 | 64.028 | 93.8959 | 88.3575 | 84.1212 | 0 | 0 | 0 | 0 | 0 | 2.6939 | 12.4318 | -9.4 | 0 | 0 | 0 | 0 | 193.0288 | 178.9847 | 173.1043 | 206.0037 | 0.37162 | 0.37651 | 0.37574 | 0.37098 | 71.7334 | 67.3897 | 65.0417 | 76.4233
9 | 7 | 7 | 504.8165 | 502.891 | 502.94 | 502.6114 | 0 | 0 | 0 | 0 | 193.613 | 161.3324 | 155.3161 | 149.3985 | 0 | 0 | 0 | 0 | 112.5813 | 183.6537 | 179.3602 | 175.9137 | 0 | 0 | 0 | 0 | 0 | -7.8292 | -6.019 | -1.2598 | 0 | 0 | 0 | 0 | 198.6221 | 165.7341 | 174.2828 | 178.559 | 0.37194 | 0.38123 | 0.37528 | 0.36663 | 73.8749 | 63.1831 | 65.4055 | 65.4643
9 | 7 | 8 | 534.1877 | 532.7172 | 533.8019 | 534.8584 | 0 | 0 | 0 | 0 | 164.8476 | 117.4328 | 125.0637 | 138.1419 | 0 | 0 | 0 | 0 | 176.5329 | 297.6494 | 310.5101 | 322.1458 | 0 | 0 | 0 | 0 | 0 | -16.9997 | -11.614 | -1.2898 | 0 | 0 | 0 | 0 | 192.8071 | 134.6347 | 109.8422 | 75.8605 | 0.36962 | 0.37552 | 0.37235 | 0.38036 | 71.2662 | 50.5584 | 40.8995 | 28.8546
9 | 7 | 9 | 562.554 | 562.2586 | 565.1524 | 568.2604 | 0 | 0 | 0 | 0 | 128.6156 | 101.8763 | 103.6844 | 117.9145 | 0 | 0 | 0 | 0 | 232.0291 | 389.1449 | 419.5075 | 446.7025 | 0 | 0 | 0 | 0 | 0 | -25.7666 | -19.0466 | -14.2305 | 0 | 0 | 0 | 0 | 201.9093 | 97.004 | 61.0071 | 17.8739 | 0.37229 | 0.38397 | 0.38397 | 0.17588 | 75.169 | 37.2471 | 23.4252 | 3.1436
9 | 7 | 10 | 587.2649 | 587.5352 | 591.1069 | 594.7347 | 0 | 0 | 0 | 0 | 131.5677 | 104.4285 | 102.1442 | 107.3192 | 0 | 0 | 0 | 0 | 273.2692 | 445.0653 | 489.2425 | 528.7463 | 0 | 0 | 0 | 0 | 0 | -34.2914 | -30.7287 | -28.573 | 0 | 0 | 0 | 0 | 182.428 | 72.3329 | 30.4488 | -12.7578 | 0.37171 | 0.38397 | 0.38397 | 0.17588 | 67.8108 | 27.774 | 11.6916 | -2.2438
9 | 7 | 11 | 604.4177 | 604.9942 | 608.6855 | 612.056 | 0 | 0 | 0 | 0 | 154.7307 | 100.0186 | 103.6079 | 96.4705 | 0 | 0 | 0 | 0 | 294.2221 | 468.4464 | 520.8635 | 567.7502 | 0 | 0 | 0 | 0 | 0 | -21.73 | -24.0455 | -28.2 | 0 | 0 | 0 | 0 | 155.4648 | 58.2591 | 8.2597 | -23.9647 | 0.37104 | 0.38397 | 0.38397 | 0.17588 | 57.6835 | 22.37 | 3.1715 | -4.2148
9 | 7 | 12 | 611.8516 | 612.6614 | 616.429 | 619.6047 | 0 | 0 | 0 | 0 | 173.7398 | 107.5147 | 109.6783 | 98.6017 | 0 | 0 | 0 | 0 | 307.9908 | 477.5154 | 533.381 | 583.3249 | 0 | 0 | 0 | 0 | 0 | -15.2833 | -16.336 | -26.1309 | 0 | 0 | 0 | 0 | 130.121 | 42.9147 | -10.2943 | -36.191 | 0.37287 | 0.38397 | 0.38397 | 0.17588 | 48.5179 | 16.4781 | -3.9528 | -6.3651
9 | 7 | 13 | 628.4389 | 630.1155 | 634.8201 | 638.7035 | 0 | 0 | 0 | 0 | 211.6312 | 104.0706 | 106.7344 | 101.6617 | 0 | 0 | 0 | 0 | 313.7851 | 475.7571 | 531.5346 | 581.3651 | 0 | 0 | 0 | 0 | 0 | -14.394 | -15.2833 | -24.371 | 0 | 0 | 0 | 0 | 103.0226 | 64.6818 | 11.8344 | -19.9523 | 0.37446 | 0.38065 | 0.38397 | 0.16813 | 38.5774 | 24.6214 | 4.5441 | -3.3546
9 | 7 | 14 | 638.9564 | 641.3248 | 646.8594 | 651.4958 | 0 | 0 | 0 | 0 | 212.834 | 135.2467 | 118.932 | 122.666 | 0 | 0 | 0 | 0 | 307.9111 | 462.0175 | 514.7344 | 561.8406 | 0 | 0 | 0 | 0 | 0 | -6.1821 | -12.8158 | -4.6699 | 0 | 0 | 0 | 0 | 118.2112 | 50.2427 | 26.0089 | -28.3409 | 0.37539 | 0.37471 | 0.37695 | 0.16849 | 44.3748 | 18.8266 | 9.804 | -4.7752
9 | 7 | 15 | 645.5291 | 648.6889 | 655.0932 | 660.4567 | 0 | 0 | 0 | 0 | 225.1769 | 155.7722 | 137.3865 | 129.766 | 0 | 0 | 0 | 0 | 301.4853 | 439.479 | 484.8292 | 525.3285 | 0 | 0 | 0 | 0 | 0 | -1.489 | -0.95665 | -2.4084 | 0 | 0 | 0 | 0 | 118.8669 | 54.9267 | 33.8341 | 7.7707 | 0.37558 | 0.37413 | 0.37546 | 0.16764 | 44.6437 | 20.5498 | 12.7034 | 1.3026
9 | 7 | 16 | 643.2204 | 648.4202 | 657.0731 | 664.4389 | 0 | 0 | 0 | 0 | 207.4954 | 166.8191 | 151.5919 | 155.1377 | 0 | 0 | 0 | 0 | 290.6831 | 402.1095 | 434.4049 | 463.1825 | 0 | 0 | 0 | 0 | 0 | -2.5827 | -2.2122 | 0.18993 | 0 | 0 | 0 | 0 | 145.0419 | 82.0742 | 73.2885 | 45.9288 | 0.38077 | 0.3675 | 0.37018 | 0.37865 | 55.2272 | 30.1621 | 27.1299 | 17.3911
9 | 7 | 17 | 624.7165 | 631.9587 | 642.7615 | 652.0158 | 0 | 0 | 0 | 0 | 221.6883 | 177.742 | 172.3122 | 167.1293 | 0 | 0 | 0 | 0 | 246.487 | 340.0158 | 352.5738 | 363.7499 | 0 | 0 | 0 | 0 | 0 | -3.066 | -2.6849 | -0.64583 | 0 | 0 | 0 | 0 | 156.5412 | 117.2668 | 120.5604 | 121.7825 | 0.38859 | 0.37976 | 0.38475 | 0.37375 | 60.8304 | 44.533 | 46.3857 | 45.5158
9 | 7 | 18 | 592.924 | 601.6231 | 613.8999 | 624.4832 | 0 | 0 | 0 | 0 | 257.1661 | 224.9034 | 190.4119 | 191.9287 | 0 | 0 | 0 | 0 | 185.1113 | 203.6699 | 196.4096 | 190.195 | 0 | 0 | 0 | 0 | 0 | -4.2213 | -0.4237 | 0 | 0 | 0 | 0 | 0 | 150.6465 | 177.271 | 227.502 | 242.3595 | 0.39913 | 0.39052 | 0.39482 | 0.38967 | 60.1273 | 69.2288 | 89.8233 | 94.441
9 | 7 | 19 | 599.0056 | 609.6412 | 624.0496 | 636.4787 | 0 | 0 | 0 | 0 | 284.5298 | 252.0824 | 247.5569 | 221.0398 | 0 | 0 | 0 | 0 | 208.2118 | 127.237 | 119.6869 | 113.8092 | 0 | 0 | 0 | 0 | 0 | 8.9247 | 16.8709 | 24.1862 | 0 | 0 | 0 | 0 | 106.264 | 221.3972 | 239.9349 | 277.4435 | 0.40014 | 0.39646 | 0.4013 | 0.39601 | 42.5201 | 87.7753 | 96.2858 | 109.8706
9 | 7 | 20 | 599.1696 | 611.1333 | 626.9227 | 640.4751 | 0 | 0 | 0 | 0 | 280.6125 | 248.8953 | 255.5344 | 245.764 | 0 | 0 | 0 | 0 | 222.772 | 119.2983 | 114.0427 | 110.4434 | 0 | 0 | 0 | 0 | 0 | 2.3665 | 2.3463 | 21.1839 | 0 | 0 | 0 | 0 | 95.7851 | 240.5733 | 254.9993 | 263.0838 | 0.39652 | 0.39181 | 0.39756 | 0.39343 | 37.9808 | 94.26 | 101.3771 | 103.5057
9 | 7 | 21 | 568.6677 | 580.7076 | 596.352 | 609.6821 | 0 | 0 | 0 | 0 | 254.4817 | 254.2492 | 265.8098 | 257.5814 | 0 | 0 | 0 | 0 | 193.9922 | 96.6844 | 94.2424 | 93.2668 | 0 | 0 | 0 | 0 | 0 | 2.6713 | 4.0883 | 16.5085 | 0 | 0 | 0 | 0 | 120.1938 | 227.1028 | 232.2116 | 242.3254 | 0.39092 | 0.38892 | 0.39029 | 0.38929 | 46.9859 | 88.3247 | 90.6302 | 94.334
9 | 7 | 22 | 526.1852 | 538.3997 | 554.0342 | 567.3656 | 0 | 0 | 0 | 0 | 274.3358 | 250.3313 | 246.8798 | 263.3588 | 0 | 0 | 0 | 0 | 154.7894 | 78.4255 | 76.4432 | 75.8143 | 0 | 0 | 0 | 0 | 0 | 4.7591 | 9.4347 | 25.1009 | 0 | 0 | 0 | 0 | 97.06 | 204.8838 | 221.2764 | 203.0917 | 0.38531 | 0.3837 | 0.387 | 0.38422 | 37.3978 | 78.6138 | 85.6342 | 78.0314
9 | 7 | 23 | 479.4019 | 490.7561 | 505.2163 | 517.5137 | 0 | 0 | 0 | 0 | 265.8636 | 263.017 | 254.0215 | 267.4392 | 0 | 0 | 0 | 0 | 140.5547 | 86.5782 | 82.6177 | 80.1008 | 0 | 0 | 0 | 0 | 0 | 4.4736 | 9.6378 | 9.883 | 0 | 0 | 0 | 0 | 72.9836 | 136.6873 | 158.9393 | 160.0907 | 0.37862 | 0.38317 | 0.38456 | 0.38119 | 27.6334 | 52.3751 | 61.1216 | 61.0255
9 | 7 | 24 | 444.3664 | 453.3605 | 465.0136 | 474.7867 | 0 | 0 | 0 | 0 | 261.2755 | 250.083 | 217.7684 | 227.6617 | 0 | 0 | 0 | 0 | 130.966 | 86.9609 | 82.0977 | 78.7066 | 0 | 0 | 0 | 0 | 0 | 14.3978 | 15.0735 | 3.617 | 0 | 0 | 0 | 0 | 52.1249 | 101.9188 | 150.0739 | 164.8013 | 0.37097 | 0.3792 | 0.38104 | 0.37743 | 19.3367 | 38.6478 | 57.1847 | 62.201
9 | 8 | 1 | 419.8697 | 426.5443 | 435.4566 | 442.7295 | 0 | 0 | 0 | 0 | 194.8538 | 209.1426 | 244.1752 | 212.7549 | 0 | 0 | 0 | 0 | 124.1807 | 80.4702 | 75.4899 | 71.9577 | 0 | 0 | 0 | 0 | 0 | 20.4746 | 7.2139 | 4.4203 | 0 | 0 | 0 | 0 | 100.8352 | 116.4568 | 108.5776 | 153.5965 | 0.37067 | 0.37067 | 0.37608 | 0.37093 | 37.377 | 43.1669 | 40.834 | 56.9734
9 | 8 | 2 | 403.1734 | 407.5727 | 413.9134 | 418.9332 | 0 | 0 | 0 | 0 | 159.4891 | 224.1269 | 207.4264 | 201.7127 | 0 | 0 | 0 | 0 | 110.1787 | 74.1741 | 69.7798 | 66.7374 | 0 | 0 | 0 | 0 | 0 | 19.4796 | 7.033 | 0.31788 | 0 | 0 | 0 | 0 | 133.5056 | 89.7922 | 129.6743 | 150.1652 | 0.36983 | 0.36895 | 0.37442 | 0.36801 | 49.3741 | 33.1285 | 48.5522 | 55.2626
9 | 8 | 3 | 393.3469 | 395.8474 | 400.0728 | 403.253 | 0 | 0 | 0 | 0 | 139.4566 | 190.7611 | 189.6476 | 182.9331 | 0 | 0 | 0 | 0 | 94.9577 | 69.0603 | 63.9269 | 60.1249 | 0 | 0 | 0 | 0 | 0 | 12.8559 | 6.4728 | -1.7084 | 0 | 0 | 0 | 0 | 158.9326 | 123.1701 | 140.0255 | 161.9035 | 0.37068 | 0.36878 | 0.37239 | 0.3659 | 58.9126 | 45.4232 | 52.1442 | 59.2404
9 | 8 | 4 | 392.5226 | 393.1412 | 395.2809 | 396.6061 | 0 | 0 | 0 | 0 | 150.3431 | 184.7073 | 185.2488 | 186.9581 | 0 | 0 | 0 | 0 | 82.4521 | 60.7777 | 54.3385 | 49.245 | 0 | 0 | 0 | 0 | 0 | 2.2532 | 5.6396 | 0 | 0 | 0 | 0 | 0 | 159.7274 | 145.403 | 150.0539 | 160.4029 | 0.3692 | 0.37208 | 0.37262 | 0.36651 | 58.972 | 54.1009 | 55.9127 | 58.7885
9 | 8 | 5 | 400.4837 | 398.8677 | 398.5671 | 397.7115 | 0 | 0 | 0 | 0 | 207.0293 | 210.9795 | 216.7968 | 198.923 | 0 | 0 | 0 | 0 | 77.1714 | 56.0929 | 49.3852 | 44.0395 | 0 | 0 | 0 | 0 | 0 | 14.2797 | 2.3196 | -8.6289 | 0 | 0 | 0 | 0 | 116.2831 | 117.5156 | 130.0655 | 163.3779 | 0.36849 | 0.37169 | 0.3739 | 0.36618 | 42.8491 | 43.6788 | 48.6312 | 59.8249
9 | 8 | 6 | 409.0541 | 405.7371 | 403.6524 | 401.2748 | 0 | 0 | 0 | 0 | 217.0387 | 197.3131 | 199.4994 | 192.5222 | 0 | 0 | 0 | 0 | 84.7068 | 59.959 | 52.5825 | 46.5508 | 0 | 0 | 0 | 0 | 0 | 2.6939 | 12.4318 | -9.4 | 0 | 0 | 0 | 0 | 107.3086 | 145.7711 | 139.1387 | 171.6018 | 0.37162 | 0.37651 | 0.37574 | 0.37098 | 39.8781 | 54.8844 | 52.2796 | 63.6609
9 | 8 | 7 | 422.2407 | 417.6374 | 414.3984 | 411.2364 | 0 | 0 | 0 | 0 | 193.613 | 161.3324 | 155.3161 | 149.3985 | 0 | 0 | 0 | 0 | 140.1026 | 149.5867 | 142.6515 | 136.6336 | 0 | 0 | 0 | 0 | 0 | -7.8292 | -6.019 | -1.2598 | 0 | 0 | 0 | 0 | 88.5251 | 114.5476 | 122.4497 | 126.4641 | 0.37194 | 0.38123 | 0.37528 | 0.36663 | 32.9258 | 43.6692 | 45.9534 | 46.365
9 | 8 | 8 | 456.2299 | 452.2315 | 450.2119 | 448.5935 | 0 | 0 | 0 | 0 | 164.8476 | 117.4328 | 125.0637 | 138.1419 | 0 | 0 | 0 | 0 | 208.1476 | 271.1255 | 282.0655 | 291.8288 | 0 | 0 | 0 | 0 | 0 | -16.9997 | -11.614 | -1.2898 | 0 | 0 | 0 | 0 | 83.2347 | 80.6728 | 54.6967 | 19.9126 | 0.36962 | 0.37552 | 0.37235 | 0.38036 | 30.7656 | 30.2945 | 20.3662 | 7.5741
9 | 8 | 9 | 488.2057 | 485.4993 | 485.4327 | 485.9896 | 0 | 0 | 0 | 0 | 128.6156 | 101.8763 | 103.6844 | 117.9145 | 0 | 0 | 0 | 0 | 258.204 | 357.5917 | 386.7071 | 412.6498 | 0 | 0 | 0 | 0 | 0 | -25.7666 | -19.0466 | -14.2305 | 0 | 0 | 0 | 0 | 101.3862 | 51.798 | 14.0878 | -30.3442 | 0.37229 | 0.38397 | 0.38397 | 0.17588 | 37.7452 | 19.8891 | 5.4094 | -5.3368
9 | 8 | 10 | 515.6592 | 513.6075 | 514.3277 | 515.4986 | 0 | 0 | 0 | 0 | 131.5677 | 104.4285 | 102.1442 | 107.3192 | 0 | 0 | 0 | 0 | 291.0308 | 411.0862 | 453.7823 | 491.8576 | 0 | 0 | 0 | 0 | 0 | -34.2914 | -30.7287 | -28.573 | 0 | 0 | 0 | 0 | 93.0608 | 32.3842 | -10.8701 | -55.1052 | 0.37171 | 0.38397 | 0.38397 | 0.17588 | 34.5918 | 12.4347 | -4.1738 | -9.6916
9 | 8 | 11 | 535.3952 | 533.7335 | 534.6763 | 535.6785 | 0 | 0 | 0 | 0 | 154.7307 | 100.0186 | 103.6079 | 96.4705 | 0 | 0 | 0 | 0 | 307.0377 | 436.4774 | 487.2475 | 532.5636 | 0 | 0 | 0 | 0 | 0 | -21.73 | -24.0455 | -28.2 | 0 | 0 | 0 | 0 | 73.6267 | 18.9674 | -32.1335 | -65.1556 | 0.37104 | 0.38397 | 0.38397 | 0.17588 | 27.3184 | 7.283 | -12.3385 | -11.4593
9 | 8 | 12 | 550.2427 | 549.0547 | 550.3689 | 551.4308 | 0 | 0 | 0 | 0 | 173.7398 | 107.5147 | 109.6783 | 98.6017 | 0 | 0 | 0 | 0 | 316.9896 | 452.1184 | 506.3642 | 554.7529 | 0 | 0 | 0 | 0 | 0 | -15.2833 | -16.336 | -26.1309 | 0 | 0 | 0 | 0 | 59.5133 | 4.7049 | -49.3376 | -75.7929 | 0.37287 | 0.38397 | 0.38397 | 0.17588 | 22.1906 | 1.8066 | -18.9444 | -13.3301
9 | 8 | 13 | 563.7867 | 563.3668 | 565.4969 | 567.162 | 0 | 0 | 0 | 0 | 211.6312 | 104.0706 | 106.7344 | 101.6617 | 0 | 0 | 0 | 0 | 314.4367 | 452.2914 | 506.7614 | 555.3614 | 0 | 0 | 0 | 0 | 0 | -14.394 | -15.2833 | -24.371 | 0 | 0 | 0 | 0 | 37.7188 | 21.3988 | -32.7155 | -65.4901 | 0.37446 | 0.38065 | 0.38397 | 0.16813 | 14.124 | 8.1455 | -12.5619 | -11.0109
9 | 8 | 14 | 577.436 | 577.8094 | 580.8943 | 583.4198 | 0 | 0 | 0 | 0 | 212.834 | 135.2467 | 118.932 | 122.666 | 0 | 0 | 0 | 0 | 297.5688 | 444.4342 | 492.0683 | 534.5305 | 0 | 0 | 0 | 0 | 0 | -6.1821 | -12.8158 | -4.6699 | 0 | 0 | 0 | 0 | 67.0331 | 4.3106 | -17.2901 | -69.1068 | 0.37539 | 0.37471 | 0.37695 | 0.16849 | 25.1633 | 1.6153 | -6.5174 | -11.6439
9 | 8 | 15 | 586.3089 | 587.5483 | 591.5943 | 594.926 | 0 | 0 | 0 | 0 | 225.1769 | 155.7722 | 137.3865 | 129.766 | 0 | 0 | 0 | 0 | 284.5881 | 436.8973 | 480.7549 | 519.9125 | 0 | 0 | 0 | 0 | 0 | -1.489 | -0.95665 | -2.4084 | 0 | 0 | 0 | 0 | 76.5439 | -3.6322 | -25.5904 | -52.3441 | 0.37558 | 0.37413 | 0.37546 | 0.16764 | 28.7481 | -1.3589 | -9.6082 | -8.7747
9 | 8 | 16 | 591.3429 | 594.8604 | 601.4476 | 607.0334 | 0 | 0 | 0 | 0 | 207.4954 | 166.8191 | 151.5919 | 155.1377 | 0 | 0 | 0 | 0 | 258.3117 | 414.3294 | 447.8279 | 477.7619 | 0 | 0 | 0 | 0 | 0 | -2.5827 | -2.2122 | 0.18993 | 0 | 0 | 0 | 0 | 125.5358 | 16.2947 | 4.24 | -26.0561 | 0.38077 | 0.3675 | 0.37018 | 0.37865 | 47.7999 | 5.9882 | 1.5696 | -9.8662
9 | 8 | 17 | 586.1445 | 592.1359 | 601.4028 | 609.3337 | 0 | 0 | 0 | 0 | 221.6883 | 177.742 | 172.3122 | 167.1293 | 0 | 0 | 0 | 0 | 208.4653 | 305.0808 | 321.9928 | 337.3093 | 0 | 0 | 0 | 0 | 0 | -3.066 | -2.6849 | -0.64583 | 0 | 0 | 0 | 0 | 155.9909 | 112.3792 | 109.7828 | 105.541 | 0.38859 | 0.37976 | 0.38475 | 0.37375 | 60.6166 | 42.6768 | 42.239 | 39.4456
9 | 8 | 18 | 569.3916 | 577.3276 | 588.6673 | 598.4432 | 0 | 0 | 0 | 0 | 257.1661 | 224.9034 | 190.4119 | 191.9287 | 0 | 0 | 0 | 0 | 152.6185 | 145.9117 | 144.266 | 143.3961 | 0 | 0 | 0 | 0 | 0 | -4.2213 | -0.4237 | 0 | 0 | 0 | 0 | 0 | 159.607 | 210.7337 | 254.4131 | 263.1183 | 0.39913 | 0.39052 | 0.39482 | 0.38967 | 63.7036 | 82.2968 | 100.4485 | 102.5301
9 | 8 | 19 | 574.9954 | 584.8525 | 598.3047 | 609.91 | 0 | 0 | 0 | 0 | 284.5298 | 252.0824 | 247.5569 | 221.0398 | 0 | 0 | 0 | 0 | 159.3316 | 93.1728 | 87.6374 | 83.634 | 0 | 0 | 0 | 0 | 0 | 8.9247 | 16.8709 | 24.1862 | 0 | 0 | 0 | 0 | 131.1341 | 230.6726 | 246.2396 | 281.05 | 0.40014 | 0.39646 | 0.4013 | 0.39601 | 52.4715 | 91.4527 | 98.8159 | 111.2988
9 | 8 | 20 | 577.7604 | 589.0299 | 603.9668 | 616.7846 | 0 | 0 | 0 | 0 | 280.6125 | 248.8953 | 255.5344 | 245.764 | 0 | 0 | 0 | 0 | 173.1958 | 88.8364 | 82.4164 | 77.7425 | 0 | 0 | 0 | 0 | 0 | 2.3665 | 2.3463 | 21.1839 | 0 | 0 | 0 | 0 | 123.9521 | 248.9318 | 263.6696 | 272.0941 | 0.39652 | 0.39181 | 0.39756 | 0.39343 | 49.1496 | 97.5349 | 104.824 | 107.0506
9 | 8 | 21 | 547.7539 | 559.1156 | 573.9272 | 586.5398 | 0 | 0 | 0 | 0 | 254.4817 | 254.2492 | 265.8098 | 257.5814 | 0 | 0 | 0 | 0 | 172.9114 | 77.924 | 75.4477 | 74.506 | 0 | 0 | 0 | 0 | 0 | 2.6713 | 4.0883 | 16.5085 | 0 | 0 | 0 | 0 | 120.3608 | 224.2712 | 228.5815 | 237.9439 | 0.39092 | 0.38892 | 0.39029 | 0.38929 | 47.0512 | 87.2234 | 89.2134 | 92.6284
9 | 8 | 22 | 509.0755 | 520.7352 | 535.6884 | 548.4327 | 0 | 0 | 0 | 0 | 274.3358 | 250.3313 | 246.8798 | 263.3588 | 0 | 0 | 0 | 0 | 147.1023 | 75.5504 | 73.4537 | 72.7707 | 0 | 0 | 0 | 0 | 0 | 4.7591 | 9.4347 | 25.1009 | 0 | 0 | 0 | 0 | 87.6374 | 190.0944 | 205.9202 | 187.2024 | 0.38531 | 0.3837 | 0.387 | 0.38422 | 33.7672 | 72.9391 | 79.6913 | 71.9265
9 | 8 | 23 | 465.6363 | 476.5441 | 490.4562 | 502.2813 | 0 | 0 | 0 | 0 | 265.8636 | 263.017 | 254.0215 | 267.4392 | 0 | 0 | 0 | 0 | 156.4206 | 70.4922 | 70.3994 | 71.667 | 0 | 0 | 0 | 0 | 0 | 4.4736 | 9.6378 | 9.883 | 0 | 0 | 0 | 0 | 43.3522 | 138.5613 | 156.3975 | 153.292 | 0.37862 | 0.38317 | 0.38456 | 0.38119 | 16.4142 | 53.0932 | 60.1441 | 58.4339
9 | 8 | 24 | 432.4764 | 441.0849 | 452.2645 | 461.6296 | 0 | 0 | 0 | 0 | 261.2755 | 250.083 | 217.7684 | 227.6617 | 0 | 0 | 0 | 0 | 156.1436 | 71.3489 | 70.1316 | 70.3105 | 0 | 0 | 0 | 0 | 0 | 14.3978 | 15.0735 | 3.617 | 0 | 0 | 0 | 0 | 15.0572 | 105.2551 | 149.291 | 160.0404 | 0.37097 | 0.3792 | 0.38104 | 0.37743 | 5.5858 | 39.913 | 56.8864 | 60.4041
9 | 9 | 1 | 408.1566 | 414.4513 | 422.8972 | 429.7682 | 0 | 0 | 0 | 0 | 194.8538 | 209.1426 | 244.1752 | 212.7549 | 0 | 0 | 0 | 0 | 129.9729 | 69.1574 | 65.114 | 62.5263 | 0 | 0 | 0 | 0 | 0 | 20.4746 | 7.2139 | 4.4203 | 0 | 0 | 0 | 0 | 83.3299 | 115.6767 | 106.394 | 150.0666 | 0.37067 | 0.37067 | 0.37608 | 0.37093 | 30.8882 | 42.8778 | 40.0128 | 55.6641
9 | 9 | 2 | 392.9643 | 397.0325 | 402.9666 | 407.6362 | 0 | 0 | 0 | 0 | 159.4891 | 224.1269 | 207.4264 | 201.7127 | 0 | 0 | 0 | 0 | 101.5824 | 64.7981 | 58.1765 | 53.0216 | 0 | 0 | 0 | 0 | 0 | 19.4796 | 7.033 | 0.31788 | 0 | 0 | 0 | 0 | 131.8928 | 88.6279 | 130.3308 | 152.584 | 0.36983 | 0.36895 | 0.37442 | 0.36801 | 48.7777 | 32.699 | 48.798 | 56.1527
9 | 9 | 3 | 382.9078 | 385.0697 | 388.8794 | 391.7014 | 0 | 0 | 0 | 0 | 139.4566 | 190.7611 | 189.6476 | 182.9331 | 0 | 0 | 0 | 0 | 87.1646 | 58.1393 | 50.8324 | 44.9611 | 0 | 0 | 0 | 0 | 0 | 12.8559 | 6.4728 | -1.7084 | 0 | 0 | 0 | 0 | 156.2866 | 123.3134 | 141.9267 | 165.5156 | 0.37068 | 0.36878 | 0.37239 | 0.3659 | 57.9318 | 45.4761 | 52.8522 | 60.5621
9 | 9 | 4 | 378.8985 | 379.0754 | 380.6726 | 381.5303 | 0 | 0 | 0 | 0 | 150.3431 | 184.7073 | 185.2488 | 186.9581 | 0 | 0 | 0 | 0 | 81.4824 | 56.2652 | 49.7309 | 44.5535 | 0 | 0 | 0 | 0 | 0 | 2.2532 | 5.6396 | 0 | 0 | 0 | 0 | 0 | 147.0731 | 135.8497 | 140.0532 | 150.0186 | 0.3692 | 0.37208 | 0.37262 | 0.36651 | 54.3 | 50.5463 | 52.1863 | 54.9826
9 | 9 | 5 | 381.7109 | 379.4861 | 378.438 | 376.9383 | 0 | 0 | 0 | 0 | 207.0293 | 210.9795 | 216.7968 | 198.923 | 0 | 0 | 0 | 0 | 79.0098 | 64.7907 | 57.679 | 51.9424 | 0 | 0 | 0 | 0 | 0 | 14.2797 | 2.3196 | -8.6289 | 0 | 0 | 0 | 0 | 95.6718 | 89.4362 | 101.6426 | 134.7018 | 0.36849 | 0.37169 | 0.3739 | 0.36618 | 35.2541 | 33.2421 | 38.0039 | 49.3244
9 | 9 | 6 | 384.0531 | 379.9254 | 376.8451 | 373.6097 | 0 | 0 | 0 | 0 | 217.0387 | 197.3131 | 199.4994 | 192.5222 | 0 | 0 | 0 | 0 | 84.2205 | 78.5567 | 70.3947 | 63.6239 | 0 | 0 | 0 | 0 | 0 | 2.6939 | 12.4318 | -9.4 | 0 | 0 | 0 | 0 | 82.794 | 101.3616 | 94.5192 | 126.8636 | 0.37162 | 0.37651 | 0.37574 | 0.37098 | 30.7679 | 38.1637 | 35.5144 | 47.0639
9 | 9 | 7 | 393.9134 | 388.3915 | 384.0244 | 379.8905 | 0 | 0 | 0 | 0 | 193.613 | 161.3324 | 155.3161 | 149.3985 | 0 | 0 | 0 | 0 | 143.8005 | 179.4017 | 171.4353 | 164.4773 | 0 | 0 | 0 | 0 | 0 | -7.8292 | -6.019 | -1.2598 | 0 | 0 | 0 | 0 | 56.4999 | 55.4866 | 63.292 | 67.2745 | 0.37194 | 0.38123 | 0.37528 | 0.36663 | 21.0144 | 21.1533 | 23.7525 | 24.6646
9 | 9 | 8 | 423.7623 | 418.711 | 415.3985 | 412.6662 | 0 | 0 | 0 | 0 | 164.8476 | 117.4328 | 125.0637 | 138.1419 | 0 | 0 | 0 | 0 | 213.0352 | 295.0778 | 305.0507 | 313.9404 | 0 | 0 | 0 | 0 | 0 | -16.9997 | -11.614 | -1.2898 | 0 | 0 | 0 | 0 | 45.8795 | 23.2 | -3.1018 | -38.1264 | 0.36962 | 0.37552 | 0.37235 | 0.38036 | 16.9582 | 8.7121 | -1.155 | -14.5019
9 | 9 | 9 | 454.128 | 450.3165 | 448.8929 | 448.2805 | 0 | 0 | 0 | 0 | 128.6156 | 101.8763 | 103.6844 | 117.9145 | 0 | 0 | 0 | 0 | 262.1549 | 373.3384 | 401.2844 | 426.1762 | 0 | 0 | 0 | 0 | 0 | -25.7666 | -19.0466 | -14.2305 | 0 | 0 | 0 | 0 | 63.3575 | 0.86847 | -37.0293 | -81.5797 | 0.37229 | 0.38397 | 0.38397 | 0.17588 | 23.5874 | 0.33347 | -14.2183 | -14.3478
9 | 9 | 10 | 481.2629 | 478.0958 | 477.4464 | 477.4371 | 0 | 0 | 0 | 0 | 131.5677 | 104.4285 | 102.1442 | 107.3192 | 0 | 0 | 0 | 0 | 292.3767 | 422.4722 | 463.7613 | 500.6012 | 0 | 0 | 0 | 0 | 0 | -34.2914 | -30.7287 | -28.573 | 0 | 0 | 0 | 0 | 57.3186 | -14.5135 | -57.7304 | -101.9102 | 0.37171 | 0.38397 | 0.38397 | 0.17588 | 21.306 | -5.5728 | -22.167 | -17.9235
9 | 9 | 11 | 500.8043 | 498.0209 | 497.5863 | 497.4017 | 0 | 0 | 0 | 0 | 154.7307 | 100.0186 | 103.6079 | 96.4705 | 0 | 0 | 0 | 0 | 316.0149 | 452.2592 | 501.8497 | 546.1317 | 0 | 0 | 0 | 0 | 0 | -21.73 | -24.0455 | -28.2 | 0 | 0 | 0 | 0 | 30.0587 | -32.527 | -83.8257 | -117.0005 | 0.37104 | 0.38397 | 0.38397 | 0.17588 | 11.1529 | -12.4895 | -32.187 | -20.5775
9 | 9 | 12 | 516.7666 | 514.4929 | 514.4742 | 514.3874 | 0 | 0 | 0 | 0 | 173.7398 | 107.5147 | 109.6783 | 98.6017 | 0 | 0 | 0 | 0 | 352.5365 | 464.8004 | 521.1148 | 571.7086 | 0 | 0 | 0 | 0 | 0 | -15.2833 | -16.336 | -26.1309 | 0 | 0 | 0 | 0 | -9.5097 | -42.5388 | -99.9829 | -129.792 | 0.37287 | 0.38397 | 0.38397 | 0.17588 | -3.5459 | -16.3338 | -38.3909 | -22.8272
9 | 9 | 13 | 535.7956 | 534.4679 | 535.4834 | 536.1881 | 0 | 0 | 0 | 0 | 211.6312 | 104.0706 | 106.7344 | 101.6617 | 0 | 0 | 0 | 0 | 337.0762 | 472.3209 | 522.548 | 567.3229 | 0 | 0 | 0 | 0 | 0 | -14.394 | -15.2833 | -24.371 | 0 | 0 | 0 | 0 | -12.9118 | -27.5296 | -78.5156 | -108.4254 | 0.37446 | 0.38065 | 0.38397 | 0.16813 | -4.8349 | -10.4793 | -30.148 | -18.2296
9 | 9 | 14 | 549.6217 | 549.0932 | 551.0705 | 552.6417 | 0 | 0 | 0 | 0 | 212.834 | 135.2467 | 118.932 | 122.666 | 0 | 0 | 0 | 0 | 351.5973 | 463.3413 | 514.0977 | 559.5694 | 0 | 0 | 0 | 0 | 0 | -6.1821 | -12.8158 | -4.6699 | 0 | 0 | 0 | 0 | -14.8096 | -43.3127 | -69.1433 | -124.9238 | 0.37539 | 0.37471 | 0.37695 | 0.16849 | -5.5593 | -16.2299 | -26.0633 | -21.0485
9 | 9 | 15 | 558.9547 | 559.307 | 562.2638 | 564.6569 | 0 | 0 | 0 | 0 | 225.1769 | 155.7722 | 137.3865 | 129.766 | 0 | 0 | 0 | 0 | 348.7175 | 457.8279 | 502.1852 | 541.947 | 0 | 0 | 0 | 0 | 0 | -1.489 | -0.95665 | -2.4084 | 0 | 0 | 0 | 0 | -14.9397 | -52.8041 | -76.3512 | -104.6476 | 0.37558 | 0.37413 | 0.37546 | 0.16764 | -5.611 | -19.7557 | -28.6669 | -17.5427
9 | 9 | 16 | 566.6604 | 569.3775 | 574.9818 | 579.7208 | 0 | 0 | 0 | 0 | 207.4954 | 166.8191 | 151.5919 | 155.1377 | 0 | 0 | 0 | 0 | 329.3946 | 449.2129 | 483.9872 | 515.262 | 0 | 0 | 0 | 0 | 0 | -2.5827 | -2.2122 | 0.18993 | 0 | 0 | 0 | 0 | 29.7704 | -44.0718 | -58.3851 | -90.8688 | 0.38077 | 0.3675 | 0.37018 | 0.37865 | 11.3356 | -16.1963 | -21.613 | -34.4077
9 | 9 | 17 | 566.8232 | 572.188 | 580.6855 | 587.9535 | 0 | 0 | 0 | 0 | 221.6883 | 177.742 | 172.3122 | 167.1293 | 0 | 0 | 0 | 0 | 300.409 | 322.018 | 341.5335 | 359.4764 | 0 | 0 | 0 | 0 | 0 | -3.066 | -2.6849 | -0.64583 | 0 | 0 | 0 | 0 | 44.7259 | 75.4941 | 69.5248 | 61.9937 | 0.38859 | 0.37976 | 0.38475 | 0.37375 | 17.38 | 28.6694 | 26.7497 | 23.1699
9 | 9 | 18 | 555.5022 | 562.9878 | 573.7744 | 583.0737 | 0 | 0 | 0 | 0 | 257.1661 | 224.9034 | 190.4119 | 191.9287 | 0 | 0 | 0 | 0 | 206.7554 | 150.6611 | 146.3119 | 143.1191 | 0 | 0 | 0 | 0 | 0 | -4.2213 | -0.4237 | 0 | 0 | 0 | 0 | 0 | 91.5806 | 191.6444 | 237.4743 | 248.0259 | 0.39913 | 0.39052 | 0.39482 | 0.38967 | 36.5524 | 74.8419 | 93.7606 | 96.649
9 | 9 | 19 | 569.7935 | 579.4819 | 592.727 | 604.1538 | 0 | 0 | 0 | 0 | 284.5298 | 252.0824 | 247.5569 | 221.0398 | 0 | 0 | 0 | 0 | 238.7535 | 137.8071 | 131.8345 | 127.8041 | 0 | 0 | 0 | 0 | 0 | 8.9247 | 16.8709 | 24.1862 | 0 | 0 | 0 | 0 | 46.5103 | 180.6677 | 196.4647 | 231.1237 | 0.40014 | 0.39646 | 0.4013 | 0.39601 | 18.6104 | 71.6277 | 78.8412 | 91.5275
9 | 9 | 20 | 573.974 | 585.1207 | 599.9068 | 612.5947 | 0 | 0 | 0 | 0 | 280.6125 | 248.8953 | 255.5344 | 245.764 | 0 | 0 | 0 | 0 | 263.3923 | 141.9891 | 141.6891 | 143.1937 | 0 | 0 | 0 | 0 | 0 | 2.3665 | 2.3463 | 21.1839 | 0 | 0 | 0 | 0 | 29.9692 | 191.8698 | 200.337 | 202.453 | 0.39652 | 0.39181 | 0.39756 | 0.39343 | 11.8834 | 75.1773 | 79.6456 | 79.6516
9 | 9 | 21 | 539.3141 | 550.4021 | 564.8776 | 577.2006 | 0 | 0 | 0 | 0 | 254.4817 | 254.2492 | 265.8098 | 257.5814 | 0 | 0 | 0 | 0 | 238.2731 | 106.8947 | 107.7329 | 110.2695 | 0 | 0 | 0 | 0 | 0 | 2.6713 | 4.0883 | 16.5085 | 0 | 0 | 0 | 0 | 46.5593 | 186.587 | 187.2467 | 192.8413 | 0.39092 | 0.38892 | 0.39029 | 0.38929 | 18.2009 | 72.5673 | 73.0808 | 75.0705
9 | 9 | 22 | 493.4522 | 504.6052 | 518.9362 | 531.1445 | 0 | 0 | 0 | 0 | 274.3358 | 250.3313 | 246.8798 | 263.3588 | 0 | 0 | 0 | 0 | 235.2465 | 85.9229 | 89.2893 | 94.2218 | 0 | 0 | 0 | 0 | 0 | 4.7591 | 9.4347 | 25.1009 | 0 | 0 | 0 | 0 | -16.1301 | 163.592 | 173.3324 | 148.4631 | 0.38531 | 0.3837 | 0.387 | 0.38422 | -6.215 | 62.7702 | 67.0798 | 57.0421
9 | 9 | 23 | 445.6426 | 455.9021 | 469.018 | 480.157 | 0 | 0 | 0 | 0 | 265.8636 | 263.017 | 254.0215 | 267.4392 | 0 | 0 | 0 | 0 | 231.3302 | 78.1094 | 83.5934 | 90.4828 | 0 | 0 | 0 | 0 | 0 | 4.4736 | 9.6378 | 9.883 | 0 | 0 | 0 | 0 | -51.5511 | 110.3021 | 121.7653 | 112.352 | 0.37862 | 0.38317 | 0.38456 | 0.38119 | -19.5185 | 42.2649 | 46.826 | 42.8278
9 | 9 | 24 | 414.7652 | 422.7993 | 433.2736 | 442.0311 | 0 | 0 | 0 | 0 | 261.2755 | 250.083 | 217.7684 | 227.6617 | 0 | 0 | 0 | 0 | 207.3159 | 67.8646 | 73.4299 | 80.253 | 0 | 0 | 0 | 0 | 0 | 14.3978 | 15.0735 | 3.617 | 0 | 0 | 0 | 0 | -53.8263 | 90.4539 | 127.0018 | 130.4993 | 0.37097 | 0.3792 | 0.38104 | 0.37743 | -19.9678 | 34.3003 | 48.3932 | 49.2544
9 | 10 | 1 | 395.6295 | 401.518 | 409.4651 | 415.9063 | 0 | 0 | 0 | 0 | 194.8538 | 209.1426 | 244.1752 | 212.7549 | 0 | 0 | 0 | 0 | 189.8398 | 62.4736 | 67.3283 | 73.4019 | 0 | 0 | 0 | 0 | 0 | 20.4746 | 7.2139 | 4.4203 | 0 | 0 | 0 | 0 | 10.9359 | 109.4272 | 90.7477 | 125.3292 | 0.37067 | 0.37067 | 0.37608 | 0.37093 | 4.0537 | 40.5613 | 34.1285 | 46.4882
9 | 10 | 2 | 384.7014 | 388.5016 | 394.1067 | 398.4928 | 0 | 0 | 0 | 0 | 159.4891 | 224.1269 | 207.4264 | 201.7127 | 0 | 0 | 0 | 0 | 171.0048 | 58.4554 | 61.9284 | 66.6061 | 0 | 0 | 0 | 0 | 0 | 19.4796 | 7.033 | 0.31788 | 0 | 0 | 0 | 0 | 54.2075 | 86.4398 | 117.7191 | 129.8561 | 0.36983 | 0.36895 | 0.37442 | 0.36801 | 20.0475 | 31.8917 | 44.076 | 47.7886
9 | 10 | 3 | 380.873 | 382.969 | 386.6976 | 389.4499 | 0 | 0 | 0 | 0 | 139.4566 | 190.7611 | 189.6476 | 182.9331 | 0 | 0 | 0 | 0 | 155.9951 | 56.3494 | 57.9732 | 60.8309 | 0 | 0 | 0 | 0 | 0 | 12.8559 | 6.4728 | -1.7084 | 0 | 0 | 0 | 0 | 85.4213 | 123.0026 | 132.6041 | 147.3943 | 0.37068 | 0.36878 | 0.37239 | 0.3659 | 31.6637 | 45.3614 | 49.3805 | 53.9315
9 | 10 | 4 | 388.5946 | 389.0859 | 391.0691 | 392.2596 | 0 | 0 | 0 | 0 | 150.3431 | 184.7073 | 185.2488 | 186.9581 | 0 | 0 | 0 | 0 | 142.1819 | 61.1635 | 61.0007 | 62.1058 | 0 | 0 | 0 | 0 | 0 | 2.2532 | 5.6396 | 0 | 0 | 0 | 0 | 0 | 96.0697 | 140.9619 | 139.18 | 143.1957 | 0.3692 | 0.37208 | 0.37262 | 0.36651 | 35.4693 | 52.4485 | 51.8609 | 52.482
9 | 10 | 5 | 416.0894 | 414.9795 | 415.3003 | 414.9802 | 0 | 0 | 0 | 0 | 207.0293 | 210.9795 | 216.7968 | 198.923 | 0 | 0 | 0 | 0 | 133.4514 | 57.7543 | 57.2953 | 58.1014 | 0 | 0 | 0 | 0 | 0 | 14.2797 | 2.3196 | -8.6289 | 0 | 0 | 0 | 0 | 75.6088 | 131.966 | 138.8886 | 166.5846 | 0.36849 | 0.37169 | 0.3739 | 0.36618 | 27.861 | 49.0498 | 51.9301 | 60.9991
9 | 10 | 6 | 460.0645 | 458.4017 | 458.3483 | 457.7209 | 0 | 0 | 0 | 0 | 217.0387 | 197.3131 | 199.4994 | 192.5222 | 0 | 0 | 0 | 0 | 125.27 | 63.783 | 60.3074 | 58.1519 | 0 | 0 | 0 | 0 | 0 | 2.6939 | 12.4318 | -9.4 | 0 | 0 | 0 | 0 | 117.7559 | 194.6117 | 186.1096 | 216.4469 | 0.37162 | 0.37651 | 0.37574 | 0.37098 | 43.7605 | 73.2734 | 69.9283 | 80.2975
9 | 10 | 7 | 493.0326 | 490.7249 | 490.3048 | 489.5718 | 0 | 0 | 0 | 0 | 193.613 | 161.3324 | 155.3161 | 149.3985 | 0 | 0 | 0 | 0 | 176.3799 | 156.4916 | 151.5856 | 147.6508 | 0 | 0 | 0 | 0 | 0 | -7.8292 | -6.019 | -1.2598 | 0 | 0 | 0 | 0 | 123.0397 | 180.7302 | 189.4221 | 193.7823 | 0.37194 | 0.38123 | 0.37528 | 0.36663 | 45.763 | 68.9001 | 71.087 | 71.0455
9 | 10 | 8 | 525.164 | 523.4009 | 524.1263 | 524.8731 | 0 | 0 | 0 | 0 | 164.8476 | 117.4328 | 125.0637 | 138.1419 | 0 | 0 | 0 | 0 | 244.4726 | 277.905 | 290.289 | 301.5794 | 0 | 0 | 0 | 0 | 0 | -16.9997 | -11.614 | -1.2898 | 0 | 0 | 0 | 0 | 115.8437 | 145.0627 | 120.3876 | 86.4416 | 0.36962 | 0.37552 | 0.37235 | 0.38036 | 42.8187 | 54.4744 | 44.8261 | 32.8793
9 | 10 | 9 | 556.0958 | 555.591 | 558.2277 | 561.114 | 0 | 0 | 0 | 0 | 128.6156 | 101.8763 | 103.6844 | 117.9145 | 0 | 0 | 0 | 0 | 289.281 | 360.9232 | 392.0048 | 419.978 | 0 | 0 | 0 | 0 | 0 | -25.7666 | -19.0466 | -14.2305 | 0 | 0 | 0 | 0 | 138.1993 | 118.5581 | 81.5851 | 37.452 | 0.37229 | 0.38397 | 0.38397 | 0.17588 | 51.4504 | 45.5233 | 31.3266 | 6.5869
9 | 10 | 10 | 583.4431 | 583.5895 | 587.0089 | 590.5056 | 0 | 0 | 0 | 0 | 131.5677 | 104.4285 | 102.1442 | 107.3192 | 0 | 0 | 0 | 0 | 319.6575 | 414.3496 | 456.1605 | 493.6195 | 0 | 0 | 0 | 0 | 0 | -34.2914 | -30.7287 | -28.573 | 0 | 0 | 0 | 0 | 132.218 | 99.1027 | 59.4329 | 18.1399 | 0.37171 | 0.38397 | 0.38397 | 0.17588 | 49.1471 | 38.0529 | 22.8207 | 3.1904
9 | 10 | 11 | 602.843 | 603.3685 | 606.997 | 610.3135 | 0 | 0 | 0 | 0 | 154.7307 | 100.0186 | 103.6079 | 96.4705 | 0 | 0 | 0 | 0 | 332.3649 | 439.115 | 487.2526 | 530.3476 | 0 | 0 | 0 | 0 | 0 | -21.73 | -24.0455 | -28.2 | 0 | 0 | 0 | 0 | 115.7473 | 85.9648 | 40.1821 | 11.6953 | 0.37104 | 0.38397 | 0.38397 | 0.17588 | 42.9467 | 33.0083 | 15.4289 | 2.0569
9 | 10 | 12 | 613.3379 | 614.1959 | 618.0226 | 621.2493 | 0 | 0 | 0 | 0 | 173.7398 | 107.5147 | 109.6783 | 98.6017 | 0 | 0 | 0 | 0 | 330.3025 | 449.8219 | 501.9998 | 548.7435 | 0 | 0 | 0 | 0 | 0 | -15.2833 | -16.336 | -26.1309 | 0 | 0 | 0 | 0 | 109.2956 | 72.1426 | 22.6804 | 0.034999 | 0.37287 | 0.38397 | 0.38397 | 0.17588 | 40.7528 | 27.7009 | 8.7087 | 0.0061554
9 | 10 | 13 | 633.11 | 634.9381 | 639.8287 | 643.8724 | 0 | 0 | 0 | 0 | 211.6312 | 104.0706 | 106.7344 | 101.6617 | 0 | 0 | 0 | 0 | 334.7044 | 477.8831 | 533.4216 | 583.204 | 0 | 0 | 0 | 0 | 0 | -14.394 | -15.2833 | -24.371 | 0 | 0 | 0 | 0 | 86.7744 | 67.3783 | 14.956 | -16.6223 | 0.37446 | 0.38065 | 0.38397 | 0.16813 | 32.4932 | 25.6479 | 5.7427 | -2.7947
9 | 10 | 14 | 644.5122 | 647.0607 | 652.8166 | 657.6436 | 0 | 0 | 0 | 0 | 212.834 | 135.2467 | 118.932 | 122.666 | 0 | 0 | 0 | 0 | 325.6687 | 490.1057 | 543.4699 | 591.3853 | 0 | 0 | 0 | 0 | 0 | -6.1821 | -12.8158 | -4.6699 | 0 | 0 | 0 | 0 | 106.0094 | 27.8905 | 3.2305 | -51.7378 | 0.37539 | 0.37471 | 0.37695 | 0.16849 | 39.7944 | 10.4509 | 1.2177 | -8.7174
9 | 10 | 15 | 656.4284 | 659.9416 | 666.7798 | 672.5174 | 0 | 0 | 0 | 0 | 225.1769 | 155.7722 | 137.3865 | 129.766 | 0 | 0 | 0 | 0 | 310.5884 | 423.1766 | 471.4561 | 514.9141 | 0 | 0 | 0 | 0 | 0 | -1.489 | -0.95665 | -2.4084 | 0 | 0 | 0 | 0 | 120.663 | 82.4818 | 58.8939 | 30.2456 | 0.37558 | 0.37413 | 0.37546 | 0.16764 | 45.3182 | 30.859 | 22.1124 | 5.0702
9 | 10 | 16 | 659.233 | 664.9521 | 674.2426 | 682.1579 | 0 | 0 | 0 | 0 | 207.4954 | 166.8191 | 151.5919 | 155.1377 | 0 | 0 | 0 | 0 | 284.2915 | 365.0149 | 402.6096 | 436.651 | 0 | 0 | 0 | 0 | 0 | -2.5827 | -2.2122 | 0.18993 | 0 | 0 | 0 | 0 | 167.4462 | 135.7007 | 122.2533 | 90.1792 | 0.38077 | 0.3675 | 0.37018 | 0.37865 | 63.758 | 49.8697 | 45.2557 | 34.1466
9 | 10 | 17 | 646.2495 | 654.19 | 665.8502 | 675.8434 | 0 | 0 | 0 | 0 | 221.6883 | 177.742 | 172.3122 | 167.1293 | 0 | 0 | 0 | 0 | 240.2489 | 294.3986 | 315.6242 | 335.2189 | 0 | 0 | 0 | 0 | 0 | -3.066 | -2.6849 | -0.64583 | 0 | 0 | 0 | 0 | 184.3123 | 185.1154 | 180.5987 | 174.1411 | 0.38859 | 0.37976 | 0.38475 | 0.37375 | 71.622 | 70.299 | 69.4855 | 65.0846
9 | 10 | 18 | 621.3221 | 630.9421 | 644.3497 | 655.9074 | 0 | 0 | 0 | 0 | 257.1661 | 224.9034 | 190.4119 | 191.9287 | 0 | 0 | 0 | 0 | 178.0122 | 134.2209 | 139.5558 | 145.6163 | 0 | 0 | 0 | 0 | 0 | -4.2213 | -0.4237 | 0 | 0 | 0 | 0 | 0 | 186.1438 | 276.0391 | 314.8057 | 318.3624 | 0.39913 | 0.39052 | 0.39482 | 0.38967 | 74.2952 | 107.8002 | 124.2929 | 124.0572
9 | 10 | 19 | 628.8192 | 640.4216 | 656.0171 | 669.4692 | 0 | 0 | 0 | 0 | 284.5298 | 252.0824 | 247.5569 | 221.0398 | 0 | 0 | 0 | 0 | 184.0993 | 84.8116 | 87.0448 | 90.6812 | 0 | 0 | 0 | 0 | 0 | 8.9247 | 16.8709 | 24.1862 | 0 | 0 | 0 | 0 | 160.1901 | 294.603 | 304.5445 | 333.562 | 0.40014 | 0.39646 | 0.4013 | 0.39601 | 64.0978 | 116.7986 | 122.2137 | 132.0942
9 | 10 | 20 | 629.0363 | 641.9685 | 658.9472 | 673.5244 | 0 | 0 | 0 | 0 | 280.6125 | 248.8953 | 255.5344 | 245.764 | 0 | 0 | 0 | 0 | 186.534 | 109.548 | 111.1173 | 114.1792 | 0 | 0 | 0 | 0 | 0 | 2.3665 | 2.3463 | 21.1839 | 0 | 0 | 0 | 0 | 161.8898 | 281.1588 | 289.9493 | 292.3972 | 0.39652 | 0.39181 | 0.39756 | 0.39343 | 64.1927 | 110.1619 | 115.2717 | 115.0385
9 | 10 | 21 | 588.6437 | 601.3314 | 617.7712 | 631.7867 | 0 | 0 | 0 | 0 | 254.4817 | 254.2492 | 265.8098 | 257.5814 | 0 | 0 | 0 | 0 | 185.0838 | 114.5884 | 119.0565 | 124.8199 | 0 | 0 | 0 | 0 | 0 | 2.6713 | 4.0883 | 16.5085 | 0 | 0 | 0 | 0 | 149.0782 | 229.8225 | 228.8167 | 232.877 | 0.39092 | 0.38892 | 0.39029 | 0.38929 | 58.2773 | 89.3825 | 89.3052 | 90.6559
9 | 10 | 22 | 528.3969 | 540.6831 | 556.4057 | 569.8129 | 0 | 0 | 0 | 0 | 274.3358 | 250.3313 | 246.8798 | 263.3588 | 0 | 0 | 0 | 0 | 165.9935 | 102.6225 | 106.3998 | 111.4243 | 0 | 0 | 0 | 0 | 0 | 4.7591 | 9.4347 | 25.1009 | 0 | 0 | 0 | 0 | 88.0676 | 182.9702 | 193.6913 | 169.929 | 0.38531 | 0.3837 | 0.387 | 0.38422 | 33.933 | 70.2056 | 74.9587 | 65.2897
9 | 10 | 23 | 475.8278 | 487.0661 | 501.384 | 513.5587 | 0 | 0 | 0 | 0 | 265.8636 | 263.017 | 254.0215 | 267.4392 | 0 | 0 | 0 | 0 | 150.9932 | 85.661 | 87.3951 | 90.4113 | 0 | 0 | 0 | 0 | 0 | 4.4736 | 9.6378 | 9.883 | 0 | 0 | 0 | 0 | 58.971 | 133.9144 | 150.3296 | 145.8252 | 0.37862 | 0.38317 | 0.38456 | 0.38119 | 22.3279 | 51.3126 | 57.8106 | 55.5876
9 | 10 | 24 | 438.6514 | 447.4602 | 458.8856 | 468.4627 | 0 | 0 | 0 | 0 | 261.2755 | 250.083 | 217.7684 | 227.6617 | 0 | 0 | 0 | 0 | 133.5856 | 83.0211 | 83.6429 | 85.5074 | 0 | 0 | 0 | 0 | 0 | 14.3978 | 15.0735 | 3.617 | 0 | 0 | 0 | 0 | 43.7903 | 99.9583 | 142.4009 | 151.6765 | 0.37097 | 0.3792 | 0.38104 | 0.37743 | 16.2448 | 37.9044 | 54.2609 | 57.2473
9 | 11 | 1 | 415.694 | 422.2332 | 430.9792 | 438.1088 | 0 | 0 | 0 | 0 | 194.8538 | 209.1426 | 244.1752 | 212.7549 | 0 | 0 | 0 | 0 | 106.8326 | 67.0883 | 65.6351 | 65.4165 | 0 | 0 | 0 | 0 | 0 | 20.4746 | 7.2139 | 4.4203 | 0 | 0 | 0 | 0 | 114.0076 | 125.5277 | 113.955 | 155.5171 | 0.37067 | 0.37067 | 0.37608 | 0.37093 | 42.2596 | 46.5292 | 42.8563 | 57.6858
9 | 11 | 2 | 400.7848 | 405.1066 | 411.3522 | 416.2901 | 0 | 0 | 0 | 0 | 159.4891 | 224.1269 | 207.4264 | 201.7127 | 0 | 0 | 0 | 0 | 87.5105 | 54.1766 | 51.0782 | 49.233 | 0 | 0 | 0 | 0 | 0 | 19.4796 | 7.033 | 0.31788 | 0 | 0 | 0 | 0 | 153.7852 | 107.3235 | 145.8146 | 165.0265 | 0.36983 | 0.36895 | 0.37442 | 0.36801 | 56.8741 | 39.5967 | 54.5955 | 60.7318
9 | 11 | 3 | 393.8247 | 396.3407 | 400.5851 | 403.7817 | 0 | 0 | 0 | 0 | 139.4566 | 190.7611 | 189.6476 | 182.9331 | 0 | 0 | 0 | 0 | 74.8561 | 49.9713 | 46.6392 | 44.5287 | 0 | 0 | 0 | 0 | 0 | 12.8559 | 6.4728 | -1.7084 | 0 | 0 | 0 | 0 | 179.512 | 142.7524 | 157.8255 | 178.0282 | 0.37068 | 0.36878 | 0.37239 | 0.3659 | 66.5409 | 52.6448 | 58.7728 | 65.1405
9 | 11 | 4 | 398.9099 | 399.7357 | 402.1297 | 403.6741 | 0 | 0 | 0 | 0 | 150.3431 | 184.7073 | 185.2488 | 186.9581 | 0 | 0 | 0 | 0 | 62.1978 | 42.1821 | 38.2936 | 35.604 | 0 | 0 | 0 | 0 | 0 | 2.2532 | 5.6396 | 0 | 0 | 0 | 0 | 0 | 186.369 | 170.5932 | 172.9477 | 181.112 | 0.3692 | 0.37208 | 0.37262 | 0.36651 | 68.8082 | 63.4736 | 64.4434 | 66.3785
9 | 11 | 5 | 425.1662 | 424.3506 | 425.0329 | 425.0242 | 0 | 0 | 0 | 0 | 207.0293 | 210.9795 | 216.7968 | 198.923 | 0 | 0 | 0 | 0 | 51.0562 | 40.5509 | 35.9722 | 32.5784 | 0 | 0 | 0 | 0 | 0 | 14.2797 | 2.3196 | -8.6289 | 0 | 0 | 0 | 0 | 167.0808 | 158.5405 | 169.9443 | 202.1516 | 0.36849 | 0.37169 | 0.3739 | 0.36618 | 61.5675 | 58.9271 | 63.5418 | 74.0229
9 | 11 | 6 | 469.2475 | 467.8825 | 468.1946 | 467.8824 | 0 | 0 | 0 | 0 | 217.0387 | 197.3131 | 199.4994 | 192.5222 | 0 | 0 | 0 | 0 | 59.2983 | 56.3023 | 51.3329 | 47.5096 | 0 | 0 | 0 | 0 | 0 | 2.6939 | 12.4318 | -9.4 | 0 | 0 | 0 | 0 | 192.9106 | 211.5731 | 204.9305 | 237.2506 | 0.37162 | 0.37651 | 0.37574 | 0.37098 | 71.6895 | 79.6595 | 77 | 88.0153
9 | 11 | 7 | 498.3229 | 496.1869 | 495.9774 | 495.4259 | 0 | 0 | 0 | 0 | 193.613 | 161.3324 | 155.3161 | 149.3985 | 0 | 0 | 0 | 0 | 112.7946 | 141.945 | 137.8799 | 134.5511 | 0 | 0 | 0 | 0 | 0 | -7.8292 | -6.019 | -1.2598 | 0 | 0 | 0 | 0 | 191.9153 | 200.7387 | 208.8003 | 212.7362 | 0.37194 | 0.38123 | 0.37528 | 0.36663 | 71.3804 | 76.528 | 78.3594 | 77.9945
9 | 11 | 8 | 530.2774 | 528.6802 | 529.6091 | 530.5315 | 0 | 0 | 0 | 0 | 164.8476 | 117.4328 | 125.0637 | 138.1419 | 0 | 0 | 0 | 0 | 181.8217 | 258.2351 | 271.1987 | 282.8936 | 0 | 0 | 0 | 0 | 0 | -16.9997 | -11.614 | -1.2898 | 0 | 0 | 0 | 0 | 183.6081 | 170.0119 | 144.9608 | 110.7858 | 0.36962 | 0.37552 | 0.37235 | 0.38036 | 67.866 | 63.8434 | 53.9758 | 42.1389
9 | 11 | 9 | 561.3685 | 561.0346 | 563.8813 | 566.9486 | 0 | 0 | 0 | 0 | 128.6156 | 101.8763 | 103.6844 | 117.9145 | 0 | 0 | 0 | 0 | 233.4782 | 347.5806 | 377.9328 | 405.0799 | 0 | 0 | 0 | 0 | 0 | -25.7666 | -19.0466 | -14.2305 | 0 | 0 | 0 | 0 | 199.2748 | 137.3444 | 101.3107 | 58.1847 | 0.37229 | 0.38397 | 0.38397 | 0.17588 | 74.1882 | 52.7368 | 38.9008 | 10.2332
9 | 11 | 10 | 591.4052 | 591.8098 | 595.5463 | 599.3161 | 0 | 0 | 0 | 0 | 131.5677 | 104.4285 | 102.1442 | 107.3192 | 0 | 0 | 0 | 0 | 265.8643 | 404.0027 | 446.9005 | 485.2293 | 0 | 0 | 0 | 0 | 0 | -34.2914 | -30.7287 | -28.573 | 0 | 0 | 0 | 0 | 193.9732 | 117.67 | 77.2303 | 35.3406 | 0.37171 | 0.38397 | 0.38397 | 0.17588 | 72.1023 | 45.1823 | 29.6545 | 6.2155
9 | 11 | 11 | 614.3614 | 615.2605 | 619.3477 | 623.0594 | 0 | 0 | 0 | 0 | 154.7307 | 100.0186 | 103.6079 | 96.4705 | 0 | 0 | 0 | 0 | 282.5153 | 431.5651 | 482.377 | 527.7979 | 0 | 0 | 0 | 0 | 0 | -21.73 | -24.0455 | -28.2 | 0 | 0 | 0 | 0 | 177.1155 | 105.4067 | 57.4084 | 26.991 | 0.37104 | 0.38397 | 0.38397 | 0.17588 | 65.7167 | 40.4735 | 22.0434 | 4.747
9 | 11 | 12 | 630.943 | 632.3719 | 636.8996 | 640.7304 | 0 | 0 | 0 | 0 | 173.7398 | 107.5147 | 109.6783 | 98.6017 | 0 | 0 | 0 | 0 | 287.1304 | 438.9954 | 495.7479 | 546.584 | 0 | 0 | 0 | 0 | 0 | -15.2833 | -16.336 | -26.1309 | 0 | 0 | 0 | 0 | 170.0727 | 101.1451 | 47.8093 | 21.6756 | 0.37287 | 0.38397 | 0.38397 | 0.17588 | 63.4146 | 38.8371 | 18.3576 | 3.8122
9 | 11 | 13 | 653.3691 | 655.8542 | 661.5515 | 666.2903 | 0 | 0 | 0 | 0 | 211.6312 | 104.0706 | 106.7344 | 101.6617 | 0 | 0 | 0 | 0 | 283.3818 | 433.8231 | 491.2272 | 542.698 | 0 | 0 | 0 | 0 | 0 | -14.394 | -15.2833 | -24.371 | 0 | 0 | 0 | 0 | 158.3561 | 132.3544 | 78.8733 | 46.3015 | 0.37446 | 0.38065 | 0.38397 | 0.16813 | 59.2974 | 50.3813 | 30.2853 | 7.7847
9 | 11 | 14 | 672.0787 | 675.5212 | 682.3748 | 688.1476 | 0 | 0 | 0 | 0 | 212.834 | 135.2467 | 118.932 | 122.666 | 0 | 0 | 0 | 0 | 268.7043 | 416.2906 | 472.3176 | 522.6855 | 0 | 0 | 0 | 0 | 0 | -6.1821 | -12.8158 | -4.6699 | 0 | 0 | 0 | 0 | 190.5404 | 130.166 | 103.941 | 47.4661 | 0.37539 | 0.37471 | 0.37695 | 0.16849 | 71.5261 | 48.7749 | 39.1802 | 7.9976
9 | 11 | 15 | 682.5794 | 686.9407 | 694.8202 | 701.4551 | 0 | 0 | 0 | 0 | 225.1769 | 155.7722 | 137.3865 | 129.766 | 0 | 0 | 0 | 0 | 258.0693 | 394.9371 | 443.5987 | 487.3328 | 0 | 0 | 0 | 0 | 0 | -1.489 | -0.95665 | -2.4084 | 0 | 0 | 0 | 0 | 199.3332 | 137.7203 | 114.7918 | 86.7647 | 0.37558 | 0.37413 | 0.37546 | 0.16764 | 74.8649 | 51.5255 | 43.0999 | 14.5449
9 | 11 | 16 | 684.7825 | 691.3301 | 701.638 | 710.4299 | 0 | 0 | 0 | 0 | 207.4954 | 166.8191 | 151.5919 | 155.1377 | 0 | 0 | 0 | 0 | 234.8741 | 351.1069 | 386.7789 | 418.8473 | 0 | 0 | 0 | 0 | 0 | -2.5827 | -2.2122 | 0.18993 | 0 | 0 | 0 | 0 | 242.413 | 175.9868 | 165.4793 | 136.255 | 0.38077 | 0.3675 | 0.37018 | 0.37865 | 92.3029 | 64.6747 | 61.2571 | 51.5933
9 | 11 | 17 | 669.2334 | 677.9192 | 690.4947 | 701.2765 | 0 | 0 | 0 | 0 | 221.6883 | 177.742 | 172.3122 | 167.1293 | 0 | 0 | 0 | 0 | 193.1444 | 265.7928 | 284.8933 | 302.3719 | 0 | 0 | 0 | 0 | 0 | -3.066 | -2.6849 | -0.64583 | 0 | 0 | 0 | 0 | 254.4006 | 237.4504 | 235.9741 | 232.4212 | 0.38859 | 0.37976 | 0.38475 | 0.37375 | 98.8576 | 90.1736 | 90.7912 | 86.8666
9 | 11 | 18 | 640.6789 | 650.9266 | 665.1049 | 677.3268 | 0 | 0 | 0 | 0 | 257.1661 | 224.9034 | 190.4119 | 191.9287 | 0 | 0 | 0 | 0 | 134.0232 | 118.1041 | 120.0524 | 122.7543 | 0 | 0 | 0 | 0 | 0 | -4.2213 | -0.4237 | 0 | 0 | 0 | 0 | 0 | 249.4895 | 312.1403 | 355.0642 | 362.6438 | 0.39913 | 0.39052 | 0.39482 | 0.38967 | 99.5782 | 121.8986 | 140.188 | 141.3125
9 | 11 | 19 | 646.2119 | 658.3784 | 674.6665 | 688.7153 | 0 | 0 | 0 | 0 | 284.5298 | 252.0824 | 247.5569 | 221.0398 | 0 | 0 | 0 | 0 | 138.7894 | 68.3542 | 66.9236 | 66.9484 | 0 | 0 | 0 | 0 | 0 | 8.9247 | 16.8709 | 24.1862 | 0 | 0 | 0 | 0 | 222.8927 | 329.0171 | 343.3151 | 376.5409 | 0.40014 | 0.39646 | 0.4013 | 0.39601 | 89.1874 | 130.4424 | 137.7723 | 149.1143
9 | 11 | 20 | 643.2442 | 656.6372 | 674.1816 | 689.2463 | 0 | 0 | 0 | 0 | 280.6125 | 248.8953 | 255.5344 | 245.764 | 0 | 0 | 0 | 0 | 156.4199 | 79.8703 | 77.1344 | 76.016 | 0 | 0 | 0 | 0 | 0 | 2.3665 | 2.3463 | 21.1839 | 0 | 0 | 0 | 0 | 206.2118 | 325.5051 | 339.1665 | 346.2824 | 0.39652 | 0.39181 | 0.39756 | 0.39343 | 81.7672 | 127.5374 | 134.8385 | 136.2387
9 | 11 | 21 | 598.4636 | 611.4697 | 628.3006 | 642.6531 | 0 | 0 | 0 | 0 | 254.4817 | 254.2492 | 265.8098 | 257.5814 | 0 | 0 | 0 | 0 | 166.4217 | 81.1152 | 76.8438 | 74.215 | 0 | 0 | 0 | 0 | 0 | 2.6713 | 4.0883 | 16.5085 | 0 | 0 | 0 | 0 | 177.5602 | 273.4342 | 281.5588 | 294.3481 | 0.39092 | 0.38892 | 0.39029 | 0.38929 | 69.4114 | 106.3439 | 109.8899 | 114.5858
9 | 11 | 22 | 535.3858 | 547.8987 | 563.8996 | 577.5466 | 0 | 0 | 0 | 0 | 274.3358 | 250.3313 | 246.8798 | 263.3588 | 0 | 0 | 0 | 0 | 191.7534 | 92.7342 | 86.5386 | 82.0693 | 0 | 0 | 0 | 0 | 0 | 4.7591 | 9.4347 | 25.1009 | 0 | 0 | 0 | 0 | 69.2967 | 200.0741 | 221.0464 | 207.0177 | 0.38531 | 0.3837 | 0.387 | 0.38422 | 26.7004 | 76.7683 | 85.5451 | 79.5399
9 | 11 | 23 | 478.9419 | 490.2811 | 504.7231 | 517.0046 | 0 | 0 | 0 | 0 | 265.8636 | 263.017 | 254.0215 | 267.4392 | 0 | 0 | 0 | 0 | 190.3672 | 94.2051 | 85.3011 | 78.2185 | 0 | 0 | 0 | 0 | 0 | 4.4736 | 9.6378 | 9.883 | 0 | 0 | 0 | 0 | 22.7111 | 128.5854 | 155.7627 | 161.464 | 0.37862 | 0.38317 | 0.38456 | 0.38119 | 8.599 | 49.2706 | 59.9 | 61.549
9 | 11 | 24 | 441.2878 | 450.182 | 461.7124 | 471.3799 | 0 | 0 | 0 | 0 | 261.2755 | 250.083 | 217.7684 | 227.6617 | 0 | 0 | 0 | 0 | 189.4474 | 101.7161 | 90.2318 | 80.6694 | 0 | 0 | 0 | 0 | 0 | 14.3978 | 15.0735 | 3.617 | 0 | 0 | 0 | 0 | -9.4352 | 83.9851 | 138.6387 | 159.4318 | 0.37097 | 0.3792 | 0.38104 | 0.37743 | -3.5002 | 31.8473 | 52.8274 | 60.1744
9 | 12 | 1 | 417.2687 | 423.859 | 432.6677 | 439.8514 | 0 | 0 | 0 | 0 | 194.8538 | 209.1426 | 244.1752 | 212.7549 | 0 | 0 | 0 | 0 | 183.3225 | 107.1209 | 95.5724 | 85.8842 | 0 | 0 | 0 | 0 | 0 | 20.4746 | 7.2139 | 4.4203 | 0 | 0 | 0 | 0 | 39.0924 | 87.1208 | 85.7061 | 136.7919 | 0.37067 | 0.37067 | 0.37608 | 0.37093 | 14.4905 | 32.293 | 32.2325 | 50.7401
9 | 12 | 2 | 403.4034 | 407.8102 | 414.16 | 419.1877 | 0 | 0 | 0 | 0 | 159.4891 | 224.1269 | 207.4264 | 201.7127 | 0 | 0 | 0 | 0 | 165.4722 | 106.8613 | 96.3687 | 87.6008 | 0 | 0 | 0 | 0 | 0 | 19.4796 | 7.033 | 0.31788 | 0 | 0 | 0 | 0 | 78.4421 | 57.3424 | 103.332 | 129.5564 | 0.36983 | 0.36895 | 0.37442 | 0.36801 | 29.0101 | 21.1563 | 38.6892 | 47.6783
9 | 12 | 3 | 397.3457 | 399.9758 | 404.3605 | 407.6779 | 0 | 0 | 0 | 0 | 139.4566 | 190.7611 | 189.6476 | 182.9331 | 0 | 0 | 0 | 0 | 154.1182 | 99.6937 | 91.2784 | 84.4436 | 0 | 0 | 0 | 0 | 0 | 12.8559 | 6.4728 | -1.7084 | 0 | 0 | 0 | 0 | 103.7709 | 96.6652 | 116.9617 | 142.0096 | 0.37068 | 0.36878 | 0.37239 | 0.3659 | 38.4655 | 35.6486 | 43.5555 | 51.9613
9 | 12 | 4 | 403.0679 | 404.0286 | 406.5881 | 408.2751 | 0 | 0 | 0 | 0 | 150.3431 | 184.7073 | 185.2488 | 186.9581 | 0 | 0 | 0 | 0 | 141.7145 | 94.757 | 88.7142 | 84.1019 | 0 | 0 | 0 | 0 | 0 | 2.2532 | 5.6396 | 0 | 0 | 0 | 0 | 0 | 111.0103 | 122.311 | 126.9855 | 137.2151 | 0.3692 | 0.37208 | 0.37262 | 0.36651 | 40.9855 | 45.5089 | 47.317 | 50.29
9 | 12 | 5 | 428.351 | 427.6387 | 428.4478 | 428.5484 | 0 | 0 | 0 | 0 | 207.0293 | 210.9795 | 216.7968 | 198.923 | 0 | 0 | 0 | 0 | 122.2401 | 91.798 | 87.1956 | 83.937 | 0 | 0 | 0 | 0 | 0 | 14.2797 | 2.3196 | -8.6289 | 0 | 0 | 0 | 0 | 99.0817 | 110.5815 | 122.1358 | 154.3173 | 0.36849 | 0.37169 | 0.3739 | 0.36618 | 36.5106 | 41.1015 | 45.6663 | 56.5071
9 | 12 | 6 | 473.9717 | 472.7598 | 473.2601 | 473.11 | 0 | 0 | 0 | 0 | 217.0387 | 197.3131 | 199.4994 | 192.5222 | 0 | 0 | 0 | 0 | 112.0367 | 91.4964 | 86.3401 | 82.4992 | 0 | 0 | 0 | 0 | 0 | 2.6939 | 12.4318 | -9.4 | 0 | 0 | 0 | 0 | 144.8963 | 181.2564 | 174.9888 | 207.4886 | 0.37162 | 0.37651 | 0.37574 | 0.37098 | 53.8464 | 68.245 | 65.7498 | 76.9742
9 | 12 | 7 | 505.188 | 503.2746 | 503.3384 | 503.0225 | 0 | 0 | 0 | 0 | 193.613 | 161.3324 | 155.3161 | 149.3985 | 0 | 0 | 0 | 0 | 149.7559 | 145.4421 | 141.3693 | 138.165 | 0 | 0 | 0 | 0 | 0 | -7.8292 | -6.019 | -1.2598 | 0 | 0 | 0 | 0 | 161.8191 | 204.3293 | 212.672 | 216.7188 | 0.37194 | 0.38123 | 0.37528 | 0.36663 | 60.1865 | 77.8969 | 79.8123 | 79.4546
9 | 12 | 8 | 535.497 | 534.069 | 535.2058 | 536.3073 | 0 | 0 | 0 | 0 | 164.8476 | 117.4328 | 125.0637 | 138.1419 | 0 | 0 | 0 | 0 | 196.5263 | 251.5175 | 263.4219 | 274.1677 | 0 | 0 | 0 | 0 | 0 | -16.9997 | -11.614 | -1.2898 | 0 | 0 | 0 | 0 | 174.1231 | 182.1184 | 158.3343 | 125.2874 | 0.36962 | 0.37552 | 0.37235 | 0.38036 | 64.3602 | 68.3896 | 58.9554 | 47.6548
9 | 12 | 9 | 564.6595 | 564.4324 | 567.4101 | 570.5903 | 0 | 0 | 0 | 0 | 128.6156 | 101.8763 | 103.6844 | 117.9145 | 0 | 0 | 0 | 0 | 242.0167 | 345.306 | 374.1239 | 399.8557 | 0 | 0 | 0 | 0 | 0 | -25.7666 | -19.0466 | -14.2305 | 0 | 0 | 0 | 0 | 194.0272 | 143.0167 | 108.6484 | 67.0505 | 0.37229 | 0.38397 | 0.38397 | 0.17588 | 72.2346 | 54.9148 | 41.7182 | 11.7925
9 | 12 | 10 | 593.2453 | 593.7096 | 597.5193 | 601.3524 | 0 | 0 | 0 | 0 | 131.5677 | 104.4285 | 102.1442 | 107.3192 | 0 | 0 | 0 | 0 | 279.3863 | 406.2226 | 448.7473 | 486.7584 | 0 | 0 | 0 | 0 | 0 | -34.2914 | -30.7287 | -28.573 | 0 | 0 | 0 | 0 | 182.2914 | 117.3498 | 77.3565 | 35.8478 | 0.37171 | 0.38397 | 0.38397 | 0.17588 | 67.76 | 45.0594 | 29.7029 | 6.3047
9 | 12 | 11 | 613.1229 | 613.9818 | 618.0197 | 621.6889 | 0 | 0 | 0 | 0 | 154.7307 | 100.0186 | 103.6079 | 96.4705 | 0 | 0 | 0 | 0 | 304.6789 | 443.1125 | 494.7269 | 540.9595 | 0 | 0 | 0 | 0 | 0 | -21.73 | -24.0455 | -28.2 | 0 | 0 | 0 | 0 | 153.7133 | 92.5806 | 43.7304 | 12.4589 | 0.37104 | 0.38397 | 0.38397 | 0.17588 | 57.0336 | 35.5486 | 16.7914 | 2.1912
9 | 12 | 12 | 628.3597 | 629.7048 | 634.1297 | 637.8719 | 0 | 0 | 0 | 0 | 173.7398 | 107.5147 | 109.6783 | 98.6017 | 0 | 0 | 0 | 0 | 319.9583 | 457.7779 | 512.4584 | 561.4718 | 0 | 0 | 0 | 0 | 0 | -15.2833 | -16.336 | -26.1309 | 0 | 0 | 0 | 0 | 134.6616 | 79.6955 | 28.329 | 3.9292 | 0.37287 | 0.38397 | 0.38397 | 0.17588 | 50.2109 | 30.601 | 10.8776 | 0.69106
9 | 12 | 13 | 648.6449 | 650.9768 | 656.486 | 661.0627 | 0 | 0 | 0 | 0 | 211.6312 | 104.0706 | 106.7344 | 101.6617 | 0 | 0 | 0 | 0 | 329.0405 | 455.731 | 509.6734 | 558.1267 | 0 | 0 | 0 | 0 | 0 | -14.394 | -15.2833 | -24.371 | 0 | 0 | 0 | 0 | 107.9732 | 105.5691 | 55.3615 | 25.6452 | 0.37446 | 0.38065 | 0.38397 | 0.16813 | 40.4312 | 40.1854 | 21.2574 | 4.3117
9 | 12 | 14 | 667.0006 | 670.2785 | 676.9298 | 682.5285 | 0 | 0 | 0 | 0 | 212.834 | 135.2467 | 118.932 | 122.666 | 0 | 0 | 0 | 0 | 320.9979 | 447.0855 | 498.6347 | 545.0476 | 0 | 0 | 0 | 0 | 0 | -6.1821 | -12.8158 | -4.6699 | 0 | 0 | 0 | 0 | 133.1687 | 94.1284 | 72.179 | 19.4848 | 0.37539 | 0.37471 | 0.37695 | 0.16849 | 49.9896 | 35.2712 | 27.2076 | 3.283
9 | 12 | 15 | 674.635 | 678.7386 | 686.3019 | 692.6641 | 0 | 0 | 0 | 0 | 225.1769 | 155.7722 | 137.3865 | 129.766 | 0 | 0 | 0 | 0 | 334.4276 | 437.3851 | 486.7149 | 531.4195 | 0 | 0 | 0 | 0 | 0 | -1.489 | -0.95665 | -2.4084 | 0 | 0 | 0 | 0 | 115.0304 | 87.0704 | 63.1572 | 33.887 | 0.37558 | 0.37413 | 0.37546 | 0.16764 | 43.2028 | 32.5758 | 23.7131 | 5.6807
9 | 12 | 16 | 674.1487 | 680.3514 | 690.2359 | 698.6629 | 0 | 0 | 0 | 0 | 207.4954 | 166.8191 | 151.5919 | 155.1377 | 0 | 0 | 0 | 0 | 328.6595 | 385.3908 | 425.1299 | 461.4828 | 0 | 0 | 0 | 0 | 0 | -2.5827 | -2.2122 | 0.18993 | 0 | 0 | 0 | 0 | 137.9938 | 130.7242 | 115.7262 | 81.8525 | 0.38077 | 0.3675 | 0.37018 | 0.37865 | 52.5435 | 48.0408 | 42.8395 | 30.9937
9 | 12 | 17 | 656.7771 | 665.059 | 677.1385 | 687.4929 | 0 | 0 | 0 | 0 | 221.6883 | 177.742 | 172.3122 | 167.1293 | 0 | 0 | 0 | 0 | 286.7156 | 304.243 | 324.9011 | 344.2206 | 0 | 0 | 0 | 0 | 0 | -3.066 | -2.6849 | -0.64583 | 0 | 0 | 0 | 0 | 148.3732 | 186.1401 | 182.6102 | 176.7889 | 0.38859 | 0.37976 | 0.38475 | 0.37375 | 57.6564 | 70.6881 | 70.2594 | 66.0742
9 | 12 | 18 | 628.4703 | 638.3221 | 652.0143 | 663.8173 | 0 | 0 | 0 | 0 | 257.1661 | 224.9034 | 190.4119 | 191.9287 | 0 | 0 | 0 | 0 | 203.4835 | 130.0297 | 133.6391 | 138.3863 | 0 | 0 | 0 | 0 | 0 | -4.2213 | -0.4237 | 0 | 0 | 0 | 0 | 0 | 167.8207 | 287.6103 | 328.387 | 333.5023 | 0.39913 | 0.39052 | 0.39482 | 0.38967 | 66.9819 | 112.319 | 129.6552 | 129.9568
9 | 12 | 19 | 634.0211 | 645.7922 | 661.5949 | 675.2254 | 0 | 0 | 0 | 0 | 284.5298 | 252.0824 | 247.5569 | 221.0398 | 0 | 0 | 0 | 0 | 230.6791 | 102.9387 | 102.0293 | 102.9691 | 0 | 0 | 0 | 0 | 0 | 8.9247 | 16.8709 | 24.1862 | 0 | 0 | 0 | 0 | 118.8122 | 281.8464 | 295.1378 | 327.0303 | 0.40014 | 0.39646 | 0.4013 | 0.39601 | 47.541 | 111.7411 | 118.4387 | 129.5075
9 | 12 | 20 | 616.4385 | 628.9622 | 645.4393 | 659.5842 | 0 | 0 | 0 | 0 | 280.6125 | 248.8953 | 255.5344 | 245.764 | 0 | 0 | 0 | 0 | 224.6386 | 94.1509 | 95.6769 | 98.96 | 0 | 0 | 0 | 0 | 0 | 2.3665 | 2.3463 | 21.1839 | 0 | 0 | 0 | 0 | 111.1874 | 283.5496 | 291.8817 | 293.6762 | 0.39652 | 0.39181 | 0.39756 | 0.39343 | 44.0881 | 111.0987 | 116.04 | 115.5417
9 | 12 | 21 | 572.5426 | 584.7081 | 600.5068 | 613.9699 | 0 | 0 | 0 | 0 | 254.4817 | 254.2492 | 265.8098 | 257.5814 | 0 | 0 | 0 | 0 | 201.255 | 89.5264 | 92.9758 | 97.9939 | 0 | 0 | 0 | 0 | 0 | 2.6713 | 4.0883 | 16.5085 | 0 | 0 | 0 | 0 | 116.8059 | 238.2613 | 237.633 | 241.8861 | 0.39092 | 0.38892 | 0.39029 | 0.38929 | 45.6615 | 92.6645 | 92.7461 | 94.163
9 | 12 | 22 | 513.2866 | 525.0828 | 540.2037 | 553.0925 | 0 | 0 | 0 | 0 | 274.3358 | 250.3313 | 246.8798 | 263.3588 | 0 | 0 | 0 | 0 | 182.9158 | 98.1644 | 102.3327 | 107.9541 | 0 | 0 | 0 | 0 | 0 | 4.7591 | 9.4347 | 25.1009 | 0 | 0 | 0 | 0 | 56.035 | 171.8281 | 181.5564 | 156.6787 | 0.38531 | 0.3837 | 0.387 | 0.38422 | 21.5906 | 65.9304 | 70.2625 | 60.1988
9 | 12 | 23 | 459.5675 | 470.2784 | 483.9489 | 495.5657 | 0 | 0 | 0 | 0 | 265.8636 | 263.017 | 254.0215 | 267.4392 | 0 | 0 | 0 | 0 | 164.3252 | 113.7785 | 116.1592 | 119.9953 | 0 | 0 | 0 | 0 | 0 | 4.4736 | 9.6378 | 9.883 | 0 | 0 | 0 | 0 | 29.3787 | 89.0093 | 104.1303 | 98.2481 | 0.37862 | 0.38317 | 0.38456 | 0.38119 | 11.1235 | 34.1061 | 40.0443 | 37.4515
9 | 12 | 24 | 428.4599 | 436.9382 | 447.9578 | 457.1852 | 0 | 0 | 0 | 0 | 261.2755 | 250.083 | 217.7684 | 227.6617 | 0 | 0 | 0 | 0 | 151.1614 | 121.3715 | 121.9629 | 124.0361 | 0 | 0 | 0 | 0 | 0 | 14.3978 | 15.0735 | 3.617 | 0 | 0 | 0 | 0 | 16.023 | 51.0859 | 93.153 | 101.8703 | 0.37097 | 0.3792 | 0.38104 | 0.37743 | 5.944 | 19.3719 | 35.4954 | 38.449
9 | 13 | 1 | 404.3348 | 410.5056 | 418.7993 | 425.5391 | 0 | 0 | 0 | 0 | 194.8538 | 209.1426 | 244.1752 | 212.7549 | 0 | 0 | 0 | 0 | 153.5562 | 127.8758 | 127.4856 | 128.6012 | 0 | 0 | 0 | 0 | 0 | 20.4746 | 7.2139 | 4.4203 | 0 | 0 | 0 | 0 | 55.9248 | 53.0125 | 39.9245 | 79.7627 | 0.37067 | 0.37067 | 0.37608 | 0.37093 | 20.7299 | 19.6501 | 15.0149 | 29.5863
9 | 13 | 2 | 390.6464 | 394.6395 | 400.4813 | 405.0713 | 0 | 0 | 0 | 0 | 159.4891 | 224.1269 | 207.4264 | 201.7127 | 0 | 0 | 0 | 0 | 153.4851 | 123.8373 | 122.9286 | 123.5304 | 0 | 0 | 0 | 0 | 0 | 19.4796 | 7.033 | 0.31788 | 0 | 0 | 0 | 0 | 77.6722 | 27.1957 | 63.0934 | 79.5104 | 0.36983 | 0.36895 | 0.37442 | 0.36801 | 28.7254 | 10.0338 | 23.6232 | 29.2608
9 | 13 | 3 | 383.5978 | 385.7822 | 389.6193 | 392.465 | 0 | 0 | 0 | 0 | 139.4566 | 190.7611 | 189.6476 | 182.9331 | 0 | 0 | 0 | 0 | 149.619 | 125.935 | 125.264 | 126.0369 | 0 | 0 | 0 | 0 | 0 | 12.8559 | 6.4728 | -1.7084 | 0 | 0 | 0 | 0 | 94.5222 | 56.2301 | 68.2349 | 85.2034 | 0.37068 | 0.36878 | 0.37239 | 0.3659 | 35.0372 | 20.7368 | 25.41 | 31.1759
9 | 13 | 4 | 390.2401 | 390.7848 | 392.8335 | 394.0804 | 0 | 0 | 0 | 0 | 150.3431 | 184.7073 | 185.2488 | 186.9581 | 0 | 0 | 0 | 0 | 150.021 | 133.1866 | 134.021 | 136.1768 | 0 | 0 | 0 | 0 | 0 | 2.2532 | 5.6396 | 0 | 0 | 0 | 0 | 0 | 89.8761 | 70.6376 | 67.9241 | 70.9454 | 0.3692 | 0.37208 | 0.37262 | 0.36651 | 33.1826 | 26.2825 | 25.3097 | 26.0019
9 | 13 | 5 | 414.9924 | 413.8469 | 414.124 | 413.7663 | 0 | 0 | 0 | 0 | 207.0293 | 210.9795 | 216.7968 | 198.923 | 0 | 0 | 0 | 0 | 148.2422 | 130.5144 | 131.7031 | 134.1604 | 0 | 0 | 0 | 0 | 0 | 14.2797 | 2.3196 | -8.6289 | 0 | 0 | 0 | 0 | 59.721 | 58.0733 | 63.3046 | 89.3118 | 0.36849 | 0.37169 | 0.3739 | 0.36618 | 22.0066 | 21.585 | 23.6694 | 32.7037
9 | 13 | 6 | 460.4184 | 458.7671 | 458.7277 | 458.1125 | 0 | 0 | 0 | 0 | 217.0387 | 197.3131 | 199.4994 | 192.5222 | 0 | 0 | 0 | 0 | 153.1271 | 131.458 | 132.6317 | 135.0021 | 0 | 0 | 0 | 0 | 0 | 2.6939 | 12.4318 | -9.4 | 0 | 0 | 0 | 0 | 90.2527 | 127.302 | 114.1648 | 139.9882 | 0.37162 | 0.37651 | 0.37574 | 0.37098 | 33.5397 | 47.9306 | 42.8959 | 51.9328
9 | 13 | 7 | 490.6085 | 488.2223 | 487.7056 | 486.8895 | 0 | 0 | 0 | 0 | 193.613 | 161.3324 | 155.3161 | 149.3985 | 0 | 0 | 0 | 0 | 194.3617 | 183.6247 | 186.4655 | 190.0703 | 0 | 0 | 0 | 0 | 0 | -7.8292 | -6.019 | -1.2598 | 0 | 0 | 0 | 0 | 102.6339 | 151.0944 | 151.943 | 148.6805 | 0.37194 | 0.38123 | 0.37528 | 0.36663 | 38.1733 | 57.602 | 57.0217 | 54.51
9 | 13 | 8 | 525.4117 | 523.6566 | 524.3919 | 525.1472 | 0 | 0 | 0 | 0 | 164.8476 | 117.4328 | 125.0637 | 138.1419 | 0 | 0 | 0 | 0 | 231.2615 | 267.6127 | 289.442 | 309.8884 | 0 | 0 | 0 | 0 | 0 | -16.9997 | -11.614 | -1.2898 | 0 | 0 | 0 | 0 | 129.3025 | 155.6108 | 121.5003 | 78.4068 | 0.36962 | 0.37552 | 0.37235 | 0.38036 | 47.7934 | 58.4354 | 45.2404 | 29.8231
9 | 13 | 9 | 555.512 | 554.9882 | 557.6016 | 560.4679 | 0 | 0 | 0 | 0 | 128.6156 | 101.8763 | 103.6844 | 117.9145 | 0 | 0 | 0 | 0 | 294.5016 | 342.8245 | 385.0837 | 423.9649 | 0 | 0 | 0 | 0 | 0 | -25.7666 | -19.0466 | -14.2305 | 0 | 0 | 0 | 0 | 132.3948 | 136.054 | 87.8801 | 32.819 | 0.37229 | 0.38397 | 0.38397 | 0.17588 | 49.2894 | 52.2413 | 33.7438 | 5.772
9 | 13 | 10 | 580.4883 | 580.5389 | 583.8406 | 587.2359 | 0 | 0 | 0 | 0 | 131.5677 | 104.4285 | 102.1442 | 107.3192 | 0 | 0 | 0 | 0 | 341.2348 | 385.6383 | 442.9091 | 495.3932 | 0 | 0 | 0 | 0 | 0 | -34.2914 | -30.7287 | -28.573 | 0 | 0 | 0 | 0 | 107.6858 | 124.7634 | 69.5161 | 13.0965 | 0.37171 | 0.38397 | 0.38397 | 0.17588 | 40.0282 | 47.906 | 26.6924 | 2.3033
9 | 13 | 11 | 605.1962 | 605.798 | 609.5203 | 612.9175 | 0 | 0 | 0 | 0 | 154.7307 | 100.0186 | 103.6079 | 96.4705 | 0 | 0 | 0 | 0 | 354.5571 | 392.1781 | 456.9019 | 516.077 | 0 | 0 | 0 | 0 | 0 | -21.73 | -24.0455 | -28.2 | 0 | 0 | 0 | 0 | 95.9083 | 135.3312 | 73.0561 | 28.57 | 0.37104 | 0.38397 | 0.38397 | 0.17588 | 35.5857 | 51.9638 | 28.0517 | 5.0248
9 | 13 | 12 | 610.6308 | 611.401 | 615.1199 | 618.2538 | 0 | 0 | 0 | 0 | 173.7398 | 107.5147 | 109.6783 | 98.6017 | 0 | 0 | 0 | 0 | 374.5908 | 414.1784 | 481.5575 | 543.0868 | 0 | 0 | 0 | 0 | 0 | -15.2833 | -16.336 | -26.1309 | 0 | 0 | 0 | 0 | 62.3001 | 104.9912 | 40.2201 | 2.6961 | 0.37287 | 0.38397 | 0.38397 | 0.17588 | 23.2297 | 40.314 | 15.4435 | 0.47419
9 | 13 | 13 | 628.3681 | 630.0425 | 634.7442 | 638.6252 | 0 | 0 | 0 | 0 | 211.6312 | 104.0706 | 106.7344 | 101.6617 | 0 | 0 | 0 | 0 | 409.3784 | 432.9321 | 503.3149 | 567.732 | 0 | 0 | 0 | 0 | 0 | -14.394 | -15.2833 | -24.371 | 0 | 0 | 0 | 0 | 7.3586 | 107.4338 | 39.9783 | -6.3975 | 0.37446 | 0.38065 | 0.38397 | 0.16813 | 2.7555 | 40.8951 | 15.3506 | -1.0756
9 | 13 | 14 | 640.4957 | 642.9141 | 648.51 | 653.1992 | 0 | 0 | 0 | 0 | 212.834 | 135.2467 | 118.932 | 122.666 | 0 | 0 | 0 | 0 | 413.5723 | 435.0738 | 503.0151 | 565.2358 | 0 | 0 | 0 | 0 | 0 | -6.1821 | -12.8158 | -4.6699 | 0 | 0 | 0 | 0 | 14.0894 | 78.7757 | 39.3788 | -30.0327 | 0.37539 | 0.37471 | 0.37695 | 0.16849 | 5.289 | 29.5183 | 14.8437 | -5.0602
9 | 13 | 15 | 642.3974 | 645.4556 | 651.7351 | 656.9913 | 0 | 0 | 0 | 0 | 225.1769 | 155.7722 | 137.3865 | 129.766 | 0 | 0 | 0 | 0 | 408.1453 | 405.7387 | 466.46 | 522.2756 | 0 | 0 | 0 | 0 | 0 | -1.489 | -0.95665 | -2.4084 | 0 | 0 | 0 | 0 | 9.0751 | 85.4337 | 48.8453 | 7.3581 | 0.37558 | 0.37413 | 0.37546 | 0.16764 | 3.4084 | 31.9634 | 18.3395 | 1.2335
9 | 13 | 16 | 640.9025 | 646.0271 | 654.5877 | 661.8741 | 0 | 0 | 0 | 0 | 207.4954 | 166.8191 | 151.5919 | 155.1377 | 0 | 0 | 0 | 0 | 404.3943 | 380.8513 | 428.6524 | 472.8664 | 0 | 0 | 0 | 0 | 0 | -2.5827 | -2.2122 | 0.18993 | 0 | 0 | 0 | 0 | 29.0128 | 100.9395 | 76.5556 | 33.6801 | 0.38077 | 0.3675 | 0.37018 | 0.37865 | 11.0471 | 37.095 | 28.3393 | 12.7531
9 | 13 | 17 | 618.2583 | 625.2911 | 635.8367 | 644.8695 | 0 | 0 | 0 | 0 | 221.6883 | 177.742 | 172.3122 | 167.1293 | 0 | 0 | 0 | 0 | 361.5544 | 309.1512 | 340.8527 | 370.7565 | 0 | 0 | 0 | 0 | 0 | -3.066 | -2.6849 | -0.64583 | 0 | 0 | 0 | 0 | 35.0156 | 141.4639 | 125.3568 | 107.6296 | 0.38859 | 0.37976 | 0.38475 | 0.37375 | 13.6067 | 53.722 | 48.2311 | 40.2262
9 | 13 | 18 | 592.1986 | 600.8741 | 613.122 | 623.6804 | 0 | 0 | 0 | 0 | 257.1661 | 224.9034 | 190.4119 | 191.9287 | 0 | 0 | 0 | 0 | 245.8733 | 127.1632 | 139.5732 | 152.6299 | 0 | 0 | 0 | 0 | 0 | -4.2213 | -0.4237 | 0 | 0 | 0 | 0 | 0 | 89.1591 | 253.0287 | 283.5605 | 279.1219 | 0.39913 | 0.39052 | 0.39482 | 0.38967 | 35.5859 | 98.814 | 111.9566 | 108.7663
9 | 13 | 19 | 602.6327 | 613.386 | 627.9388 | 640.4923 | 0 | 0 | 0 | 0 | 284.5298 | 252.0824 | 247.5569 | 221.0398 | 0 | 0 | 0 | 0 | 242.5929 | 104.3073 | 110.5221 | 118.0272 | 0 | 0 | 0 | 0 | 0 | 8.9247 | 16.8709 | 24.1862 | 0 | 0 | 0 | 0 | 75.5101 | 248.0717 | 252.9889 | 277.2392 | 0.40014 | 0.39646 | 0.4013 | 0.39601 | 30.2143 | 98.3507 | 101.5244 | 109.7897
9 | 13 | 20 | 599.0634 | 611.0237 | 626.8089 | 640.3576 | 0 | 0 | 0 | 0 | 280.6125 | 248.8953 | 255.5344 | 245.764 | 0 | 0 | 0 | 0 | 227.988 | 101.7707 | 105.6723 | 110.9259 | 0 | 0 | 0 | 0 | 0 | 2.3665 | 2.3463 | 21.1839 | 0 | 0 | 0 | 0 | 90.4629 | 257.9913 | 263.2559 | 262.4838 | 0.39652 | 0.39181 | 0.39756 | 0.39343 | 35.8704 | 101.0846 | 104.6595 | 103.2696
9 | 13 | 21 | 558.8124 | 570.5327 | 585.7846 | 598.7766 | 0 | 0 | 0 | 0 | 254.4817 | 254.2492 | 265.8098 | 257.5814 | 0 | 0 | 0 | 0 | 212.7348 | 83.1838 | 88.4884 | 95.0353 | 0 | 0 | 0 | 0 | 0 | 2.6713 | 4.0883 | 16.5085 | 0 | 0 | 0 | 0 | 91.5959 | 230.4285 | 227.3982 | 229.6515 | 0.39092 | 0.38892 | 0.39029 | 0.38929 | 35.8065 | 89.6181 | 88.7515 | 89.4002
9 | 13 | 22 | 500.2465 | 511.6198 | 526.2214 | 538.6628 | 0 | 0 | 0 | 0 | 274.3358 | 250.3313 | 246.8798 | 263.3588 | 0 | 0 | 0 | 0 | 215.8381 | 82.8589 | 87.0278 | 92.4311 | 0 | 0 | 0 | 0 | 0 | 4.7591 | 9.4347 | 25.1009 | 0 | 0 | 0 | 0 | 10.0726 | 173.6706 | 182.8791 | 157.7721 | 0.38531 | 0.3837 | 0.387 | 0.38422 | 3.881 | 66.6373 | 70.7744 | 60.6188
9 | 13 | 23 | 447.9959 | 458.3316 | 471.5413 | 482.7611 | 0 | 0 | 0 | 0 | 265.8636 | 263.017 | 254.0215 | 267.4392 | 0 | 0 | 0 | 0 | 215.3254 | 81.8432 | 85.8092 | 90.9388 | 0 | 0 | 0 | 0 | 0 | 4.4736 | 9.6378 | 9.883 | 0 | 0 | 0 | 0 | -33.1931 | 108.9978 | 122.0728 | 114.5001 | 0.37862 | 0.38317 | 0.38456 | 0.38119 | -12.5677 | 41.7652 | 46.9442 | 43.6467
9 | 13 | 24 | 421.5595 | 429.814 | 440.5588 | 449.5494 | 0 | 0 | 0 | 0 | 261.2755 | 250.083 | 217.7684 | 227.6617 | 0 | 0 | 0 | 0 | 205.0515 | 78.3253 | 79.9771 | 82.8312 | 0 | 0 | 0 | 0 | 0 | 14.3978 | 15.0735 | 3.617 | 0 | 0 | 0 | 0 | -44.7676 | 87.0079 | 127.7398 | 135.4395 | 0.37097 | 0.3792 | 0.38104 | 0.37743 | -16.6074 | 32.9936 | 48.6744 | 51.119
9 | 14 | 1 | 402.8131 | 408.9346 | 417.1677 | 423.8553 | 0 | 0 | 0 | 0 | 194.8538 | 209.1426 | 244.1752 | 212.7549 | 0 | 0 | 0 | 0 | 173.661 | 58.7242 | 63.9121 | 70.1085 | 0 | 0 | 0 | 0 | 0 | 20.4746 | 7.2139 | 4.4203 | 0 | 0 | 0 | 0 | 34.2983 | 120.5932 | 101.8664 | 136.5716 | 0.37067 | 0.37067 | 0.37608 | 0.37093 | 12.7135 | 44.7002 | 38.31 | 50.6584
9 | 14 | 2 | 389.1778 | 393.1233 | 398.9066 | 403.4463 | 0 | 0 | 0 | 0 | 159.4891 | 224.1269 | 207.4264 | 201.7127 | 0 | 0 | 0 | 0 | 176.2556 | 63.4756 | 69.1401 | 75.7758 | 0 | 0 | 0 | 0 | 0 | 19.4796 | 7.033 | 0.31788 | 0 | 0 | 0 | 0 | 53.4332 | 86.0412 | 115.3072 | 125.6399 | 0.36983 | 0.36895 | 0.37442 | 0.36801 | 19.7611 | 31.7446 | 43.173 | 46.237
9 | 14 | 3 | 383.2262 | 385.3985 | 389.2209 | 392.0539 | 0 | 0 | 0 | 0 | 139.4566 | 190.7611 | 189.6476 | 182.9331 | 0 | 0 | 0 | 0 | 176.5822 | 74.2828 | 80.1564 | 86.9615 | 0 | 0 | 0 | 0 | 0 | 12.8559 | 6.4728 | -1.7084 | 0 | 0 | 0 | 0 | 67.1874 | 107.4987 | 112.9441 | 123.8677 | 0.37068 | 0.36878 | 0.37239 | 0.3659 | 24.9048 | 39.6438 | 42.0593 | 45.3231
9 | 14 | 4 | 388.63 | 389.1224 | 391.1071 | 392.2987 | 0 | 0 | 0 | 0 | 150.3431 | 184.7073 | 185.2488 | 186.9581 | 0 | 0 | 0 | 0 | 163.4457 | 59.7065 | 68.7207 | 78.5127 | 0 | 0 | 0 | 0 | 0 | 2.2532 | 5.6396 | 0 | 0 | 0 | 0 | 0 | 74.8412 | 142.4554 | 131.498 | 126.8279 | 0.3692 | 0.37208 | 0.37262 | 0.36651 | 27.6317 | 53.0042 | 48.9985 | 46.4831
9 | 14 | 5 | 413.8423 | 412.6595 | 412.8909 | 412.4937 | 0 | 0 | 0 | 0 | 207.0293 | 210.9795 | 216.7968 | 198.923 | 0 | 0 | 0 | 0 | 164.8957 | 59.6397 | 69.3105 | 79.7199 | 0 | 0 | 0 | 0 | 0 | 14.2797 | 2.3196 | -8.6289 | 0 | 0 | 0 | 0 | 41.9174 | 127.7606 | 124.464 | 142.4796 | 0.36849 | 0.37169 | 0.3739 | 0.36618 | 15.4461 | 47.4867 | 46.5368 | 52.1725
9 | 14 | 6 | 457.8529 | 456.1183 | 455.9768 | 455.2736 | 0 | 0 | 0 | 0 | 217.0387 | 197.3131 | 199.4994 | 192.5222 | 0 | 0 | 0 | 0 | 160.5751 | 53.3817 | 62.3435 | 72.0096 | 0 | 0 | 0 | 0 | 0 | 2.6939 | 12.4318 | -9.4 | 0 | 0 | 0 | 0 | 80.2391 | 202.7296 | 181.7021 | 200.1418 | 0.37162 | 0.37651 | 0.37574 | 0.37098 | 29.8185 | 76.3299 | 68.2722 | 74.2486
9 | 14 | 7 | 485.1412 | 482.5777 | 481.8433 | 480.8396 | 0 | 0 | 0 | 0 | 193.613 | 161.3324 | 155.3161 | 149.3985 | 0 | 0 | 0 | 0 | 195.9491 | 112.9339 | 122.4514 | 132.3219 | 0 | 0 | 0 | 0 | 0 | -7.8292 | -6.019 | -1.2598 | 0 | 0 | 0 | 0 | 95.5792 | 216.1406 | 210.0948 | 200.379 | 0.37194 | 0.38123 | 0.37528 | 0.36663 | 35.5494 | 82.3997 | 78.8452 | 73.464
9 | 14 | 8 | 513.9463 | 511.8194 | 512.0981 | 512.4601 | 0 | 0 | 0 | 0 | 164.8476 | 117.4328 | 125.0637 | 138.1419 | 0 | 0 | 0 | 0 | 258.4176 | 233.2929 | 259.3512 | 283.7166 | 0 | 0 | 0 | 0 | 0 | -16.9997 | -11.614 | -1.2898 | 0 | 0 | 0 | 0 | 90.681 | 178.0934 | 139.2973 | 91.8914 | 0.36962 | 0.37552 | 0.37235 | 0.38036 | 33.5179 | 66.8781 | 51.867 | 34.9522
9 | 14 | 9 | 544.9489 | 544.0826 | 546.2754 | 548.7793 | 0 | 0 | 0 | 0 | 128.6156 | 101.8763 | 103.6844 | 117.9145 | 0 | 0 | 0 | 0 | 308.8906 | 330.3706 | 373.7506 | 413.4787 | 0 | 0 | 0 | 0 | 0 | -25.7666 | -19.0466 | -14.2305 | 0 | 0 | 0 | 0 | 107.4428 | 137.6023 | 87.887 | 31.6166 | 0.37229 | 0.38397 | 0.38397 | 0.17588 | 40 | 52.8358 | 33.7464 | 5.5606
9 | 14 | 10 | 575.3395 | 575.2231 | 578.3198 | 581.5384 | 0 | 0 | 0 | 0 | 131.5677 | 104.4285 | 102.1442 | 107.3192 | 0 | 0 | 0 | 0 | 342.5562 | 372.966 | 432.856 | 487.6071 | 0 | 0 | 0 | 0 | 0 | -34.2914 | -30.7287 | -28.573 | 0 | 0 | 0 | 0 | 101.2156 | 132.1199 | 74.0484 | 15.1851 | 0.37171 | 0.38397 | 0.38397 | 0.17588 | 37.6231 | 50.7307 | 28.4327 | 2.6707
9 | 14 | 11 | 587.3434 | 587.3663 | 590.3777 | 593.1623 | 0 | 0 | 0 | 0 | 154.7307 | 100.0186 | 103.6079 | 96.4705 | 0 | 0 | 0 | 0 | 365.6795 | 383.4551 | 456.0463 | 522.5773 | 0 | 0 | 0 | 0 | 0 | -21.73 | -24.0455 | -28.2 | 0 | 0 | 0 | 0 | 66.9332 | 125.6225 | 54.769 | 2.3145 | 0.37104 | 0.38397 | 0.38397 | 0.17588 | 24.8348 | 48.2359 | 21.0299 | 0.40706
9 | 14 | 12 | 594.4943 | 594.7412 | 597.8176 | 600.3977 | 0 | 0 | 0 | 0 | 173.7398 | 107.5147 | 109.6783 | 98.6017 | 0 | 0 | 0 | 0 | 368.9138 | 399.1616 | 475.9897 | 546.3642 | 0 | 0 | 0 | 0 | 0 | -15.2833 | -16.336 | -26.1309 | 0 | 0 | 0 | 0 | 51.8406 | 103.3483 | 28.4855 | -18.4372 | 0.37287 | 0.38397 | 0.38397 | 0.17588 | 19.3297 | 39.6831 | 10.9377 | -3.2427
9 | 14 | 13 | 608.5691 | 609.6014 | 613.5147 | 616.7164 | 0 | 0 | 0 | 0 | 211.6312 | 104.0706 | 106.7344 | 101.6617 | 0 | 0 | 0 | 0 | 368.452 | 392.1062 | 470.2169 | 541.8488 | 0 | 0 | 0 | 0 | 0 | -14.394 | -15.2833 | -24.371 | 0 | 0 | 0 | 0 | 28.4859 | 127.8185 | 51.8468 | -2.4231 | 0.37446 | 0.38065 | 0.38397 | 0.16813 | 10.6667 | 48.6547 | 19.9079 | -0.4074
9 | 14 | 14 | 616.6979 | 618.3445 | 622.9928 | 626.8655 | 0 | 0 | 0 | 0 | 212.834 | 135.2467 | 118.932 | 122.666 | 0 | 0 | 0 | 0 | 385.2894 | 399.5074 | 476.7613 | 547.7316 | 0 | 0 | 0 | 0 | 0 | -6.1821 | -12.8158 | -4.6699 | 0 | 0 | 0 | 0 | 18.5745 | 89.7726 | 40.1154 | -38.8622 | 0.37539 | 0.37471 | 0.37695 | 0.16849 | 6.9726 | 33.639 | 15.1214 | -6.5479
9 | 14 | 15 | 620.9528 | 623.3156 | 628.7412 | 633.2616 | 0 | 0 | 0 | 0 | 225.1769 | 155.7722 | 137.3865 | 129.766 | 0 | 0 | 0 | 0 | 381.9214 | 395.8858 | 466.8728 | 532.2811 | 0 | 0 | 0 | 0 | 0 | -1.489 | -0.95665 | -2.4084 | 0 | 0 | 0 | 0 | 13.8545 | 73.1466 | 25.4387 | -26.3772 | 0.37558 | 0.37413 | 0.37546 | 0.16764 | 5.2034 | 27.3665 | 9.5512 | -4.4218
9 | 14 | 16 | 614.1853 | 618.4435 | 625.9402 | 632.3098 | 0 | 0 | 0 | 0 | 207.4954 | 166.8191 | 151.5919 | 155.1377 | 0 | 0 | 0 | 0 | 357.1216 | 367.0076 | 426.2102 | 481.1565 | 0 | 0 | 0 | 0 | 0 | -2.5827 | -2.2122 | 0.18993 | 0 | 0 | 0 | 0 | 49.5683 | 87.1995 | 50.3503 | -4.1743 | 0.38077 | 0.3675 | 0.37018 | 0.37865 | 18.874 | 32.0456 | 18.6387 | -1.5806
9 | 14 | 17 | 594.1597 | 600.411 | 609.9971 | 618.203 | 0 | 0 | 0 | 0 | 221.6883 | 177.742 | 172.3122 | 167.1293 | 0 | 0 | 0 | 0 | 311.7848 | 293.2215 | 333.0781 | 370.7579 | 0 | 0 | 0 | 0 | 0 | -3.066 | -2.6849 | -0.64583 | 0 | 0 | 0 | 0 | 60.6866 | 132.5135 | 107.2917 | 80.9617 | 0.38859 | 0.37976 | 0.38475 | 0.37375 | 23.5822 | 50.323 | 41.2805 | 30.2591
9 | 14 | 18 | 561.4295 | 569.1073 | 580.1299 | 589.6326 | 0 | 0 | 0 | 0 | 257.1661 | 224.9034 | 190.4119 | 191.9287 | 0 | 0 | 0 | 0 | 239.0693 | 145.6208 | 163.4666 | 181.6244 | 0 | 0 | 0 | 0 | 0 | -4.2213 | -0.4237 | 0 | 0 | 0 | 0 | 0 | 65.1941 | 202.8043 | 226.6751 | 216.0795 | 0.39913 | 0.39052 | 0.39482 | 0.38967 | 26.0208 | 79.2002 | 89.4968 | 84.2004
9 | 14 | 19 | 572.7307 | 582.5142 | 595.8763 | 607.4039 | 0 | 0 | 0 | 0 | 284.5298 | 252.0824 | 247.5569 | 221.0398 | 0 | 0 | 0 | 0 | 235.7289 | 122.1419 | 130.8627 | 140.7052 | 0 | 0 | 0 | 0 | 0 | 8.9247 | 16.8709 | 24.1862 | 0 | 0 | 0 | 0 | 52.472 | 199.3652 | 200.5858 | 221.4727 | 0.40014 | 0.39646 | 0.4013 | 0.39601 | 20.9959 | 79.0405 | 80.4951 | 87.7056
9 | 14 | 20 | 570.453 | 581.4855 | 596.1314 | 608.6985 | 0 | 0 | 0 | 0 | 280.6125 | 248.8953 | 255.5344 | 245.764 | 0 | 0 | 0 | 0 | 230.5679 | 143.3706 | 148.9407 | 155.8107 | 0 | 0 | 0 | 0 | 0 | 2.3665 | 2.3463 | 21.1839 | 0 | 0 | 0 | 0 | 59.2725 | 186.8531 | 189.3099 | 185.9398 | 0.39652 | 0.39181 | 0.39756 | 0.39343 | 23.5028 | 73.2117 | 75.2617 | 73.1548
9 | 14 | 21 | 540.7296 | 551.8635 | 566.3954 | 578.7669 | 0 | 0 | 0 | 0 | 254.4817 | 254.2492 | 265.8098 | 257.5814 | 0 | 0 | 0 | 0 | 217.5583 | 135.4312 | 141.548 | 148.8071 | 0 | 0 | 0 | 0 | 0 | 2.6713 | 4.0883 | 16.5085 | 0 | 0 | 0 | 0 | 68.6896 | 159.5119 | 154.9494 | 155.8699 | 0.39092 | 0.38892 | 0.39029 | 0.38929 | 26.852 | 62.0373 | 60.4754 | 60.6781
9 | 14 | 22 | 500.5296 | 511.9121 | 526.525 | 538.9761 | 0 | 0 | 0 | 0 | 274.3358 | 250.3313 | 246.8798 | 263.3588 | 0 | 0 | 0 | 0 | 195.9935 | 131.5575 | 135.1614 | 139.9047 | 0 | 0 | 0 | 0 | 0 | 4.7591 | 9.4347 | 25.1009 | 0 | 0 | 0 | 0 | 30.2002 | 125.2643 | 135.049 | 110.6118 | 0.38531 | 0.3837 | 0.387 | 0.38422 | 11.6363 | 48.0638 | 52.2641 | 42.499
9 | 14 | 23 | 464.734 | 475.6125 | 489.4886 | 501.2827 | 0 | 0 | 0 | 0 | 265.8636 | 263.017 | 254.0215 | 267.4392 | 0 | 0 | 0 | 0 | 173.5099 | 126.42 | 125.2969 | 125.4281 | 0 | 0 | 0 | 0 | 0 | 4.4736 | 9.6378 | 9.883 | 0 | 0 | 0 | 0 | 25.3605 | 81.7018 | 100.5325 | 98.5325 | 0.37862 | 0.38317 | 0.38456 | 0.38119 | 9.6021 | 31.3061 | 38.6607 | 37.5599
9 | 14 | 24 | 430.6716 | 439.2216 | 450.3293 | 459.6325 | 0 | 0 | 0 | 0 | 261.2755 | 250.083 | 217.7684 | 227.6617 | 0 | 0 | 0 | 0 | 167.6511 | 116.6596 | 113.0928 | 110.8524 | 0 | 0 | 0 | 0 | 0 | 14.3978 | 15.0735 | 3.617 | 0 | 0 | 0 | 0 | 1.745 | 58.0812 | 104.3947 | 117.5014 | 0.37097 | 0.3792 | 0.38104 | 0.37743 | 0.64733 | 22.0245 | 39.7789 | 44.3486
9 | 15 | 1 | 405.6795 | 411.8939 | 420.2411 | 427.0271 | 0 | 0 | 0 | 0 | 194.8538 | 209.1426 | 244.1752 | 212.7549 | 0 | 0 | 0 | 0 | 153.8472 | 98.7116 | 96.4465 | 95.4052 | 0 | 0 | 0 | 0 | 0 | 20.4746 | 7.2139 | 4.4203 | 0 | 0 | 0 | 0 | 56.9785 | 83.5651 | 72.4055 | 114.4467 | 0.37067 | 0.37067 | 0.37608 | 0.37093 | 21.1204 | 30.975 | 27.2303 | 42.4516
9 | 15 | 2 | 390.8941 | 394.8952 | 400.7469 | 405.3454 | 0 | 0 | 0 | 0 | 159.4891 | 224.1269 | 207.4264 | 201.7127 | 0 | 0 | 0 | 0 | 152.2469 | 84.4267 | 85.0324 | 86.7011 | 0 | 0 | 0 | 0 | 0 | 19.4796 | 7.033 | 0.31788 | 0 | 0 | 0 | 0 | 79.1581 | 66.862 | 101.2551 | 116.6138 | 0.36983 | 0.36895 | 0.37442 | 0.36801 | 29.2749 | 24.6685 | 37.9116 | 42.9153
9 | 15 | 3 | 382.3062 | 384.4486 | 388.2344 | 391.0358 | 0 | 0 | 0 | 0 | 139.4566 | 190.7611 | 189.6476 | 182.9331 | 0 | 0 | 0 | 0 | 136.3717 | 72.4804 | 75.6128 | 79.6718 | 0 | 0 | 0 | 0 | 0 | 12.8559 | 6.4728 | -1.7084 | 0 | 0 | 0 | 0 | 106.4779 | 108.3513 | 116.5012 | 130.1393 | 0.37068 | 0.36878 | 0.37239 | 0.3659 | 39.4688 | 39.9582 | 43.384 | 47.6179
9 | 15 | 4 | 381.5703 | 381.8338 | 383.5373 | 384.4867 | 0 | 0 | 0 | 0 | 150.3431 | 184.7073 | 185.2488 | 186.9581 | 0 | 0 | 0 | 0 | 112.9668 | 52.7156 | 57.2111 | 62.5518 | 0 | 0 | 0 | 0 | 0 | 2.2532 | 5.6396 | 0 | 0 | 0 | 0 | 0 | 118.2604 | 142.1577 | 135.4378 | 134.9768 | 0.3692 | 0.37208 | 0.37262 | 0.36651 | 43.6622 | 52.8934 | 50.4665 | 49.4697
9 | 15 | 5 | 388.6291 | 386.6286 | 385.856 | 384.5936 | 0 | 0 | 0 | 0 | 207.0293 | 210.9795 | 216.7968 | 198.923 | 0 | 0 | 0 | 0 | 100.3957 | 36.562 | 41.3243 | 46.9118 | 0 | 0 | 0 | 0 | 0 | 14.2797 | 2.3196 | -8.6289 | 0 | 0 | 0 | 0 | 81.2041 | 124.8074 | 125.4152 | 147.3877 | 0.36849 | 0.37169 | 0.3739 | 0.36618 | 29.9229 | 46.3891 | 46.8924 | 53.9697
9 | 15 | 6 | 399.358 | 395.7266 | 393.2558 | 390.5455 | 0 | 0 | 0 | 0 | 217.0387 | 197.3131 | 199.4994 | 192.5222 | 0 | 0 | 0 | 0 | 104.7236 | 44.5689 | 47.7078 | 51.6989 | 0 | 0 | 0 | 0 | 0 | 2.6939 | 12.4318 | -9.4 | 0 | 0 | 0 | 0 | 77.5958 | 151.1507 | 133.6168 | 155.7245 | 0.37162 | 0.37651 | 0.37574 | 0.37098 | 28.8361 | 56.9099 | 50.2048 | 57.7707
9 | 15 | 7 | 411.8546 | 406.9145 | 403.2619 | 399.7435 | 0 | 0 | 0 | 0 | 193.613 | 161.3324 | 155.3161 | 149.3985 | 0 | 0 | 0 | 0 | 158.8014 | 142.4028 | 143.7973 | 145.7225 | 0 | 0 | 0 | 0 | 0 | -7.8292 | -6.019 | -1.2598 | 0 | 0 | 0 | 0 | 59.4402 | 111.0085 | 110.1674 | 105.8824 | 0.37194 | 0.38123 | 0.37528 | 0.36663 | 22.108 | 42.32 | 41.344 | 38.8192
9 | 15 | 8 | 443.5437 | 439.1338 | 436.6091 | 434.5554 | 0 | 0 | 0 | 0 | 164.8476 | 117.4328 | 125.0637 | 138.1419 | 0 | 0 | 0 | 0 | 217.027 | 275.4216 | 292.8317 | 308.6913 | 0 | 0 | 0 | 0 | 0 | -16.9997 | -11.614 | -1.2898 | 0 | 0 | 0 | 0 | 61.669 | 63.279 | 30.3277 | -10.988 | 0.36962 | 0.37552 | 0.37235 | 0.38036 | 22.7944 | 23.7627 | 11.2925 | -4.1794
9 | 15 | 9 | 472.9893 | 469.7895 | 469.1169 | 469.1517 | 0 | 0 | 0 | 0 | 128.6156 | 101.8763 | 103.6844 | 117.9145 | 0 | 0 | 0 | 0 | 266.3474 | 370.5106 | 406.4697 | 438.8501 | 0 | 0 | 0 | 0 | 0 | -25.7666 | -19.0466 | -14.2305 | 0 | 0 | 0 | 0 | 78.0263 | 23.1692 | -21.9907 | -73.3824 | 0.37229 | 0.38397 | 0.38397 | 0.17588 | 29.0485 | 8.8964 | -8.4439 | -12.9062
9 | 15 | 10 | 494.1969 | 491.4492 | 491.3149 | 491.7494 | 0 | 0 | 0 | 0 | 131.5677 | 104.4285 | 102.1442 | 107.3192 | 0 | 0 | 0 | 0 | 301.9996 | 427.8097 | 478.6525 | 524.4895 | 0 | 0 | 0 | 0 | 0 | -34.2914 | -30.7287 | -28.573 | 0 | 0 | 0 | 0 | 60.6296 | -6.4976 | -58.7531 | -111.4863 | 0.37171 | 0.38397 | 0.38397 | 0.17588 | 22.5368 | -2.4949 | -22.5597 | -19.6077
9 | 15 | 11 | 511.0312 | 508.5794 | 508.552 | 508.7183 | 0 | 0 | 0 | 0 | 154.7307 | 100.0186 | 103.6079 | 96.4705 | 0 | 0 | 0 | 0 | 341.2644 | 451.0449 | 515.4455 | 573.858 | 0 | 0 | 0 | 0 | 0 | -21.73 | -24.0455 | -28.2 | 0 | 0 | 0 | 0 | 15.036 | -20.7542 | -86.4557 | -133.4102 | 0.37104 | 0.38397 | 0.38397 | 0.17588 | 5.5789 | -7.9691 | -33.1968 | -23.4635
9 | 15 | 12 | 522.0746 | 519.9731 | 520.1657 | 520.2611 | 0 | 0 | 0 | 0 | 173.7398 | 107.5147 | 109.6783 | 98.6017 | 0 | 0 | 0 | 0 | 346.6623 | 448.2592 | 519.1628 | 583.6848 | 0 | 0 | 0 | 0 | 0 | -15.2833 | -16.336 | -26.1309 | 0 | 0 | 0 | 0 | 1.6725 | -20.5174 | -92.3394 | -135.8945 | 0.37287 | 0.38397 | 0.38397 | 0.17588 | 0.62362 | -7.8782 | -35.456 | -23.9005
9 | 15 | 13 | 529.0012 | 527.4533 | 528.1982 | 528.6698 | 0 | 0 | 0 | 0 | 211.6312 | 104.0706 | 106.7344 | 101.6617 | 0 | 0 | 0 | 0 | 340.7652 | 423.9121 | 496.621 | 563.004 | 0 | 0 | 0 | 0 | 0 | -14.394 | -15.2833 | -24.371 | 0 | 0 | 0 | 0 | -23.3951 | 13.8645 | -59.8738 | -111.6249 | 0.37446 | 0.38065 | 0.38397 | 0.16813 | -8.7605 | 5.2776 | -22.99 | -18.7675
9 | 15 | 14 | 531.999 | 530.899 | 532.1745 | 533.141 | 0 | 0 | 0 | 0 | 212.834 | 135.2467 | 118.932 | 122.666 | 0 | 0 | 0 | 0 | 342.2819 | 407.2965 | 477.9585 | 542.7083 | 0 | 0 | 0 | 0 | 0 | -6.1821 | -12.8158 | -4.6699 | 0 | 0 | 0 | 0 | -23.117 | -5.4621 | -51.9001 | -127.5634 | 0.37539 | 0.37471 | 0.37695 | 0.16849 | -8.6778 | -2.0467 | -19.5636 | -21.4933
9 | 15 | 15 | 537.7932 | 537.4593 | 539.5735 | 541.2405 | 0 | 0 | 0 | 0 | 225.1769 | 155.7722 | 137.3865 | 129.766 | 0 | 0 | 0 | 0 | 327.491 | 365.5872 | 431.3898 | 492.0559 | 0 | 0 | 0 | 0 | 0 | -1.489 | -0.95665 | -2.4084 | 0 | 0 | 0 | 0 | -14.8747 | 17.5889 | -28.2461 | -78.1731 | 0.37558 | 0.37413 | 0.37546 | 0.16764 | -5.5866 | 6.5806 | -10.6053 | -13.1046
9 | 15 | 16 | 542.0133 | 543.9312 | 548.554 | 552.4473 | 0 | 0 | 0 | 0 | 207.4954 | 166.8191 | 151.5919 | 155.1377 | 0 | 0 | 0 | 0 | 319.7464 | 330.0789 | 382.4187 | 431.0375 | 0 | 0 | 0 | 0 | 0 | -2.5827 | -2.2122 | 0.18993 | 0 | 0 | 0 | 0 | 14.7715 | 49.6159 | 16.7556 | -33.9178 | 0.38077 | 0.3675 | 0.37018 | 0.37865 | 5.6245 | 18.2337 | 6.2026 | -12.8431
9 | 15 | 17 | 535.4526 | 539.8001 | 547.0484 | 553.24 | 0 | 0 | 0 | 0 | 221.6883 | 177.742 | 172.3122 | 167.1293 | 0 | 0 | 0 | 0 | 302.8566 | 269.7686 | 305.2513 | 338.8813 | 0 | 0 | 0 | 0 | 0 | -3.066 | -2.6849 | -0.64583 | 0 | 0 | 0 | 0 | 10.9076 | 95.3555 | 72.1699 | 47.8753 | 0.38859 | 0.37976 | 0.38475 | 0.37375 | 4.2386 | 36.212 | 27.7674 | 17.8932
9 | 15 | 18 | 521.6368 | 528.0241 | 537.4622 | 545.5996 | 0 | 0 | 0 | 0 | 257.1661 | 224.9034 | 190.4119 | 191.9287 | 0 | 0 | 0 | 0 | 220.3898 | 116.8841 | 134.4948 | 152.5804 | 0 | 0 | 0 | 0 | 0 | -4.2213 | -0.4237 | 0 | 0 | 0 | 0 | 0 | 44.0808 | 190.4578 | 212.9791 | 201.0904 | 0.39913 | 0.39052 | 0.39482 | 0.38967 | 17.5939 | 74.3785 | 84.0893 | 78.3595
9 | 15 | 19 | 538.5821 | 547.2583 | 559.2607 | 569.6165 | 0 | 0 | 0 | 0 | 284.5298 | 252.0824 | 247.5569 | 221.0398 | 0 | 0 | 0 | 0 | 221.8939 | 127.0153 | 135.6636 | 145.5011 | 0 | 0 | 0 | 0 | 0 | 8.9247 | 16.8709 | 24.1862 | 0 | 0 | 0 | 0 | 32.1585 | 159.236 | 159.1692 | 178.8894 | 0.40014 | 0.39646 | 0.4013 | 0.39601 | 12.8678 | 63.1308 | 63.8746 | 70.8421
9 | 15 | 20 | 536.039 | 545.9556 | 559.2311 | 570.6174 | 0 | 0 | 0 | 0 | 280.6125 | 248.8953 | 255.5344 | 245.764 | 0 | 0 | 0 | 0 | 246.8501 | 155.6668 | 160.789 | 167.3204 | 0 | 0 | 0 | 0 | 0 | 2.3665 | 2.3463 | 21.1839 | 0 | 0 | 0 | 0 | 8.5764 | 139.027 | 140.5614 | 136.3491 | 0.39652 | 0.39181 | 0.39756 | 0.39343 | 3.4007 | 54.4727 | 55.8813 | 53.6442
9 | 15 | 21 | 515.4809 | 525.7961 | 539.3225 | 550.8278 | 0 | 0 | 0 | 0 | 254.4817 | 254.2492 | 265.8098 | 257.5814 | 0 | 0 | 0 | 0 | 262.4865 | 168.1593 | 174.3433 | 181.8491 | 0 | 0 | 0 | 0 | 0 | 2.6713 | 4.0883 | 16.5085 | 0 | 0 | 0 | 0 | -1.4873 | 100.7163 | 95.0813 | 94.8888 | 0.39092 | 0.38892 | 0.39029 | 0.38929 | -0.5814 | 39.1706 | 37.1094 | 36.9389
9 | 15 | 22 | 479.7751 | 490.4846 | 504.271 | 516.01 | 0 | 0 | 0 | 0 | 274.3358 | 250.3313 | 246.8798 | 263.3588 | 0 | 0 | 0 | 0 | 226.4695 | 152.6985 | 159.184 | 166.8421 | 0 | 0 | 0 | 0 | 0 | 4.7591 | 9.4347 | 25.1009 | 0 | 0 | 0 | 0 | -21.0302 | 82.6957 | 88.7724 | 60.7082 | 0.38531 | 0.3837 | 0.387 | 0.38422 | -8.1031 | 31.7303 | 34.355 | 23.3252
9 | 15 | 23 | 443.1832 | 453.3629 | 466.3809 | 477.4356 | 0 | 0 | 0 | 0 | 265.8636 | 263.017 | 254.0215 | 267.4392 | 0 | 0 | 0 | 0 | 196.862 | 142.1724 | 144.5047 | 148.1169 | 0 | 0 | 0 | 0 | 0 | 4.4736 | 9.6378 | 9.883 | 0 | 0 | 0 | 0 | -19.5424 | 43.6999 | 58.2169 | 51.9965 | 0.37862 | 0.38317 | 0.38456 | 0.38119 | -7.3992 | 16.7447 | 22.3879 | 19.8207
9 | 15 | 24 | 410.3241 | 418.2142 | 428.5117 | 437.1167 | 0 | 0 | 0 | 0 | 261.2755 | 250.083 | 217.7684 | 227.6617 | 0 | 0 | 0 | 0 | 179.0273 | 128.6706 | 127.6915 | 128.122 | 0 | 0 | 0 | 0 | 0 | 14.3978 | 15.0735 | 3.617 | 0 | 0 | 0 | 0 | -29.9788 | 25.0629 | 67.9783 | 77.716 | 0.37097 | 0.3792 | 0.38104 | 0.37743 | -11.1212 | 9.5039 | 25.9027 | 29.3324
9 | 16 | 1 | 389.0122 | 394.6861 | 402.3696 | 408.5838 | 0 | 0 | 0 | 0 | 194.8538 | 209.1426 | 244.1752 | 212.7549 | 0 | 0 | 0 | 0 | 178.7503 | 105.8082 | 104.673 | 104.9065 | 0 | 0 | 0 | 0 | 0 | 20.4746 | 7.2139 | 4.4203 | 0 | 0 | 0 | 0 | 15.4081 | 59.2606 | 46.3075 | 86.502 | 0.37067 | 0.37067 | 0.37608 | 0.37093 | 5.7114 | 21.9661 | 17.4154 | 32.0861
9 | 16 | 2 | 373.9968 | 377.4499 | 382.6288 | 386.6475 | 0 | 0 | 0 | 0 | 159.4891 | 224.1269 | 207.4264 | 201.7127 | 0 | 0 | 0 | 0 | 180.2949 | 91.2093 | 91.098 | 92.2185 | 0 | 0 | 0 | 0 | 0 | 19.4796 | 7.033 | 0.31788 | 0 | 0 | 0 | 0 | 34.2128 | 42.6342 | 77.0715 | 92.3985 | 0.36983 | 0.36895 | 0.37442 | 0.36801 | 12.6529 | 15.7297 | 28.8569 | 34.0038
9 | 16 | 3 | 366.0635 | 367.6793 | 370.8182 | 373.0623 | 0 | 0 | 0 | 0 | 139.4566 | 190.7611 | 189.6476 | 182.9331 | 0 | 0 | 0 | 0 | 196.7201 | 105.5639 | 107.0853 | 109.7352 | 0 | 0 | 0 | 0 | 0 | 12.8559 | 6.4728 | -1.7084 | 0 | 0 | 0 | 0 | 29.8868 | 58.4984 | 67.6125 | 82.1024 | 0.37068 | 0.36878 | 0.37239 | 0.3659 | 11.0784 | 21.5733 | 25.1783 | 30.0413
9 | 16 | 4 | 363.5936 | 363.2742 | 364.2619 | 364.5945 | 0 | 0 | 0 | 0 | 150.3431 | 184.7073 | 185.2488 | 186.9581 | 0 | 0 | 0 | 0 | 186.7861 | 111.6622 | 115.3253 | 119.9701 | 0 | 0 | 0 | 0 | 0 | 2.2532 | 5.6396 | 0 | 0 | 0 | 0 | 0 | 26.4644 | 64.6515 | 58.0482 | 57.6663 | 0.3692 | 0.37208 | 0.37262 | 0.36651 | 9.7708 | 24.0552 | 21.6298 | 21.135
9 | 16 | 5 | 367.0429 | 364.3425 | 362.7103 | 360.7073 | 0 | 0 | 0 | 0 | 207.0293 | 210.9795 | 216.7968 | 198.923 | 0 | 0 | 0 | 0 | 176.1011 | 113.2059 | 116.127 | 120.0179 | 0 | 0 | 0 | 0 | 0 | 14.2797 | 2.3196 | -8.6289 | 0 | 0 | 0 | 0 | -16.0874 | 25.8774 | 27.4669 | 50.3953 | 0.36849 | 0.37169 | 0.3739 | 0.36618 | -5.928 | 9.6183 | 10.2698 | 18.4535
9 | 16 | 6 | 371.1899 | 366.6451 | 363.0526 | 359.3758 | 0 | 0 | 0 | 0 | 217.0387 | 197.3131 | 199.4994 | 192.5222 | 0 | 0 | 0 | 0 | 170.0036 | 121.9667 | 122.0113 | 123.0972 | 0 | 0 | 0 | 0 | 0 | 2.6939 | 12.4318 | -9.4 | 0 | 0 | 0 | 0 | -15.8523 | 44.6713 | 29.1101 | 53.1565 | 0.37162 | 0.37651 | 0.37574 | 0.37098 | -5.891 | 16.8192 | 10.9378 | 19.72
9 | 16 | 7 | 380.1655 | 374.1978 | 369.2833 | 364.6776 | 0 | 0 | 0 | 0 | 193.613 | 161.3324 | 155.3161 | 149.3985 | 0 | 0 | 0 | 0 | 231.8157 | 214.1818 | 213.178 | 212.8631 | 0 | 0 | 0 | 0 | 0 | -7.8292 | -6.019 | -1.2598 | 0 | 0 | 0 | 0 | -45.2632 | 6.5128 | 6.8081 | 3.6759 | 0.37194 | 0.38123 | 0.37528 | 0.36663 | -16.8351 | 2.4829 | 2.555 | 1.3477
9 | 16 | 8 | 406.3342 | 400.7177 | 396.7112 | 393.3809 | 0 | 0 | 0 | 0 | 164.8476 | 117.4328 | 125.0637 | 138.1419 | 0 | 0 | 0 | 0 | 308.5977 | 344.9083 | 359.9237 | 373.5908 | 0 | 0 | 0 | 0 | 0 | -16.9997 | -11.614 | -1.2898 | 0 | 0 | 0 | 0 | -67.1111 | -44.6237 | -76.6621 | -117.062 | 0.36962 | 0.37552 | 0.37235 | 0.38036 | -24.8059 | -16.7572 | -28.545 | -44.5262
9 | 16 | 9 | 432.4711 | 427.9573 | 425.6713 | 424.3159 | 0 | 0 | 0 | 0 | 128.6156 | 101.8763 | 103.6844 | 117.9145 | 0 | 0 | 0 | 0 | 385.3884 | 429.2263 | 466.4003 | 500.0599 | 0 | 0 | 0 | 0 | 0 | -25.7666 | -19.0466 | -14.2305 | 0 | 0 | 0 | 0 | -81.5328 | -77.3787 | -125.3668 | -179.428 | 0.37229 | 0.38397 | 0.38397 | 0.17588 | -30.3539 | -29.7115 | -48.1377 | -31.5569
9 | 16 | 10 | 455.0234 | 451.0054 | 449.3112 | 448.4016 | 0 | 0 | 0 | 0 | 131.5677 | 104.4285 | 102.1442 | 107.3192 | 0 | 0 | 0 | 0 | 449.9434 | 475.9842 | 530.6728 | 580.2737 | 0 | 0 | 0 | 0 | 0 | -34.2914 | -30.7287 | -28.573 | 0 | 0 | 0 | 0 | -126.4876 | -95.1159 | -152.7771 | -210.6184 | 0.37171 | 0.38397 | 0.38397 | 0.17588 | -47.017 | -36.5221 | -58.6625 | -37.0426
9 | 16 | 11 | 471.2207 | 467.478 | 465.8654 | 464.6656 | 0 | 0 | 0 | 0 | 154.7307 | 100.0186 | 103.6079 | 96.4705 | 0 | 0 | 0 | 0 | 490.4354 | 501.1414 | 565.6191 | 624.1465 | 0 | 0 | 0 | 0 | 0 | -21.73 | -24.0455 | -28.2 | 0 | 0 | 0 | 0 | -173.9454 | -111.9521 | -179.3161 | -227.7514 | 0.37104 | 0.38397 | 0.38397 | 0.17588 | -64.5405 | -42.9868 | -68.8529 | -40.0558
9 | 16 | 12 | 483.025 | 479.6572 | 478.2948 | 477.0503 | 0 | 0 | 0 | 0 | 173.7398 | 107.5147 | 109.6783 | 98.6017 | 0 | 0 | 0 | 0 | 493.6819 | 500.2622 | 568.3707 | 630.2158 | 0 | 0 | 0 | 0 | 0 | -15.2833 | -16.336 | -26.1309 | 0 | 0 | 0 | 0 | -184.3967 | -112.8364 | -183.4182 | -225.6363 | 0.37287 | 0.38397 | 0.38397 | 0.17588 | -68.7555 | -43.3263 | -70.428 | -39.6838
9 | 16 | 13 | 493.5434 | 490.8456 | 490.1786 | 489.4336 | 0 | 0 | 0 | 0 | 211.6312 | 104.0706 | 106.7344 | 101.6617 | 0 | 0 | 0 | 0 | 499.6692 | 497.4246 | 566.4059 | 629.0921 | 0 | 0 | 0 | 0 | 0 | -14.394 | -15.2833 | -24.371 | 0 | 0 | 0 | 0 | -217.757 | -96.2557 | -167.6783 | -216.9492 | 0.37446 | 0.38065 | 0.38397 | 0.16813 | -81.5405 | -36.6401 | -64.3842 | -36.4757
9 | 16 | 14 | 502.2207 | 500.1551 | 500.2449 | 500.1897 | 0 | 0 | 0 | 0 | 212.834 | 135.2467 | 118.932 | 122.666 | 0 | 0 | 0 | 0 | 510.964 | 489.4772 | 557.3791 | 619.2792 | 0 | 0 | 0 | 0 | 0 | -6.1821 | -12.8158 | -4.6699 | 0 | 0 | 0 | 0 | -221.5772 | -118.3867 | -163.2504 | -237.0856 | 0.37539 | 0.37471 | 0.37695 | 0.16849 | -83.1769 | -44.3611 | -61.5366 | -39.9468
9 | 16 | 15 | 508.3689 | 507.0808 | 508.0233 | 508.6807 | 0 | 0 | 0 | 0 | 225.1769 | 155.7722 | 137.3865 | 129.766 | 0 | 0 | 0 | 0 | 506.4311 | 441.9525 | 503.8477 | 560.6589 | 0 | 0 | 0 | 0 | 0 | -1.489 | -0.95665 | -2.4084 | 0 | 0 | 0 | 0 | -223.2392 | -89.1549 | -132.2542 | -179.3359 | 0.37558 | 0.37413 | 0.37546 | 0.16764 | -83.8435 | -33.3557 | -49.6564 | -30.0631
9 | 16 | 16 | 514.553 | 515.5803 | 519.1097 | 522.0607 | 0 | 0 | 0 | 0 | 207.4954 | 166.8191 | 151.5919 | 155.1377 | 0 | 0 | 0 | 0 | 498.0965 | 406.669 | 455.7403 | 501.0926 | 0 | 0 | 0 | 0 | 0 | -2.5827 | -2.2122 | 0.18993 | 0 | 0 | 0 | 0 | -191.0389 | -55.3251 | -86.0103 | -134.3594 | 0.38077 | 0.3675 | 0.37018 | 0.37865 | -72.7413 | -20.3318 | -31.8393 | -50.8755
9 | 16 | 17 | 513.4064 | 517.0391 | 523.4095 | 528.8446 | 0 | 0 | 0 | 0 | 221.6883 | 177.742 | 172.3122 | 167.1293 | 0 | 0 | 0 | 0 | 431.1043 | 293.0832 | 324.6679 | 354.7137 | 0 | 0 | 0 | 0 | 0 | -3.066 | -2.6849 | -0.64583 | 0 | 0 | 0 | 0 | -139.3862 | 49.2798 | 29.1143 | 7.6475 | 0.38859 | 0.37976 | 0.38475 | 0.37375 | -54.1641 | 18.7144 | 11.2017 | 2.8582
9 | 16 | 18 | 502.3862 | 508.1493 | 516.8208 | 524.2977 | 0 | 0 | 0 | 0 | 257.1661 | 224.9034 | 190.4119 | 191.9287 | 0 | 0 | 0 | 0 | 339.4123 | 166.0444 | 178.5575 | 191.7838 | 0 | 0 | 0 | 0 | 0 | -4.2213 | -0.4237 | 0 | 0 | 0 | 0 | 0 | -94.1923 | 121.4227 | 148.2751 | 140.5851 | 0.39913 | 0.39052 | 0.39482 | 0.38967 | -37.5948 | 47.4186 | 58.5426 | 54.7822
9 | 16 | 19 | 531.8586 | 540.3168 | 552.0513 | 562.1765 | 0 | 0 | 0 | 0 | 284.5298 | 252.0824 | 247.5569 | 221.0398 | 0 | 0 | 0 | 0 | 319.0538 | 161.6144 | 166.9263 | 173.5574 | 0 | 0 | 0 | 0 | 0 | 8.9247 | 16.8709 | 24.1862 | 0 | 0 | 0 | 0 | -71.725 | 117.6953 | 120.6972 | 143.3931 | 0.40014 | 0.39646 | 0.4013 | 0.39601 | -28.6997 | 46.6616 | 48.4358 | 56.7852
9 | 16 | 20 | 534.2343 | 544.0923 | 557.296 | 568.6203 | 0 | 0 | 0 | 0 | 280.6125 | 248.8953 | 255.5344 | 245.764 | 0 | 0 | 0 | 0 | 302.2599 | 187.5135 | 185.8137 | 185.8062 | 0 | 0 | 0 | 0 | 0 | 2.3665 | 2.3463 | 21.1839 | 0 | 0 | 0 | 0 | -48.6381 | 105.3171 | 113.6016 | 115.8662 | 0.39652 | 0.39181 | 0.39756 | 0.39343 | -19.286 | 41.2647 | 45.1633 | 45.5855
9 | 16 | 21 | 507.8019 | 517.8681 | 531.0888 | 542.3305 | 0 | 0 | 0 | 0 | 254.4817 | 254.2492 | 265.8098 | 257.5814 | 0 | 0 | 0 | 0 | 277.931 | 186.8319 | 181.9459 | 178.8935 | 0 | 0 | 0 | 0 | 0 | 2.6713 | 4.0883 | 16.5085 | 0 | 0 | 0 | 0 | -24.6108 | 74.1158 | 79.2448 | 89.3471 | 0.39092 | 0.38892 | 0.39029 | 0.38929 | -9.6208 | 28.8251 | 30.9286 | 34.7816
9 | 16 | 22 | 463.5324 | 473.7152 | 486.8548 | 498.0365 | 0 | 0 | 0 | 0 | 274.3358 | 250.3313 | 246.8798 | 263.3588 | 0 | 0 | 0 | 0 | 257.8902 | 177.6754 | 174.9189 | 173.8283 | 0 | 0 | 0 | 0 | 0 | 4.7591 | 9.4347 | 25.1009 | 0 | 0 | 0 | 0 | -68.6937 | 40.9494 | 55.6214 | 35.7486 | 0.38531 | 0.3837 | 0.387 | 0.38422 | -26.4681 | 15.7123 | 21.5255 | 13.7352
9 | 16 | 23 | 422.7826 | 432.3007 | 444.5064 | 454.861 | 0 | 0 | 0 | 0 | 265.8636 | 263.017 | 254.0215 | 267.4392 | 0 | 0 | 0 | 0 | 240.0321 | 162.5241 | 160.5465 | 160.1175 | 0 | 0 | 0 | 0 | 0 | 4.4736 | 9.6378 | 9.883 | 0 | 0 | 0 | 0 | -83.1131 | 2.286 | 20.3006 | 17.4213 | 0.37862 | 0.38317 | 0.38456 | 0.38119 | -31.4686 | 0.87592 | 7.8068 | 6.6409
9 | 16 | 24 | 395.4615 | 402.8697 | 412.5753 | 420.6704 | 0 | 0 | 0 | 0 | 261.2755 | 250.083 | 217.7684 | 227.6617 | 0 | 0 | 0 | 0 | 247.1366 | 163.2933 | 162.1125 | 162.4473 | 0 | 0 | 0 | 0 | 0 | 14.3978 | 15.0735 | 3.617 | 0 | 0 | 0 | 0 | -112.9506 | -24.9045 | 17.621 | 26.9444 | 0.37097 | 0.3792 | 0.38104 | 0.37743 | -41.9011 | -9.4438 | 6.7144 | 10.1696
9 | 17 | 1 | 378.9445 | 384.292 | 391.5746 | 397.4433 | 0 | 0 | 0 | 0 | 194.8538 | 209.1426 | 244.1752 | 212.7549 | 0 | 0 | 0 | 0 | 253.4022 | 160.5213 | 160.6374 | 162.208 | 0 | 0 | 0 | 0 | 0 | 20.4746 | 7.2139 | 4.4203 | 0 | 0 | 0 | 0 | -69.3114 | -5.8466 | -20.4519 | 18.0601 | 0.37067 | 0.37067 | 0.37608 | 0.37093 | -25.692 | -2.1672 | -7.6916 | 6.699
9 | 17 | 2 | 370.5642 | 373.9061 | 378.9482 | 382.8492 | 0 | 0 | 0 | 0 | 159.4891 | 224.1269 | 207.4264 | 201.7127 | 0 | 0 | 0 | 0 | 258.7727 | 170.4537 | 171.8154 | 174.545 | 0 | 0 | 0 | 0 | 0 | 19.4796 | 7.033 | 0.31788 | 0 | 0 | 0 | 0 | -47.6976 | -40.1541 | -7.3265 | 6.2737 | 0.36983 | 0.36895 | 0.37442 | 0.36801 | -17.6399 | -14.8147 | -2.7432 | 2.3088
9 | 17 | 3 | 368.2221 | 369.9079 | 373.1328 | 375.4509 | 0 | 0 | 0 | 0 | 139.4566 | 190.7611 | 189.6476 | 182.9331 | 0 | 0 | 0 | 0 | 253.7837 | 170.3139 | 172.9553 | 176.8735 | 0 | 0 | 0 | 0 | 0 | 12.8559 | 6.4728 | -1.7084 | 0 | 0 | 0 | 0 | -25.0181 | -4.023 | 4.0571 | 17.3527 | 0.37068 | 0.36878 | 0.37239 | 0.3659 | -9.2736 | -1.4836 | 1.5108 | 6.3494
9 | 17 | 4 | 378.1731 | 378.3265 | 379.8947 | 380.7276 | 0 | 0 | 0 | 0 | 150.3431 | 184.7073 | 185.2488 | 186.9581 | 0 | 0 | 0 | 0 | 225.1347 | 156.6748 | 159.8024 | 164.134 | 0 | 0 | 0 | 0 | 0 | 2.2532 | 5.6396 | 0 | 0 | 0 | 0 | 0 | 2.6953 | 34.6912 | 29.2039 | 29.6355 | 0.3692 | 0.37208 | 0.37262 | 0.36651 | 0.99511 | 12.9077 | 10.8819 | 10.8616
9 | 17 | 5 | 404.9602 | 403.4894 | 403.367 | 402.665 | 0 | 0 | 0 | 0 | 207.0293 | 210.9795 | 216.7968 | 198.923 | 0 | 0 | 0 | 0 | 217.2257 | 152.3663 | 154.9111 | 158.6359 | 0 | 0 | 0 | 0 | 0 | 14.2797 | 2.3196 | -8.6289 | 0 | 0 | 0 | 0 | -19.2948 | 25.8638 | 29.3395 | 53.7349 | 0.36849 | 0.37169 | 0.3739 | 0.36618 | -7.1099 | 9.6132 | 10.97 | 19.6764
9 | 17 | 6 | 448.8999 | 446.8751 | 446.377 | 445.3666 | 0 | 0 | 0 | 0 | 217.0387 | 197.3131 | 199.4994 | 192.5222 | 0 | 0 | 0 | 0 | 200.0762 | 148.4127 | 148.0227 | 148.8421 | 0 | 0 | 0 | 0 | 0 | 2.6939 | 12.4318 | -9.4 | 0 | 0 | 0 | 0 | 31.785 | 98.4554 | 86.4231 | 113.4023 | 0.37162 | 0.37651 | 0.37574 | 0.37098 | 11.812 | 37.0695 | 32.4724 | 42.07
9 | 17 | 7 | 476.1352 | 473.2797 | 472.1867 | 470.8739 | 0 | 0 | 0 | 0 | 193.613 | 161.3324 | 155.3161 | 149.3985 | 0 | 0 | 0 | 0 | 247.0438 | 197.3426 | 200.8002 | 204.9528 | 0 | 0 | 0 | 0 | 0 | -7.8292 | -6.019 | -1.2598 | 0 | 0 | 0 | 0 | 35.4784 | 122.4338 | 122.0893 | 117.7824 | 0.37194 | 0.38123 | 0.37528 | 0.36663 | 13.1957 | 46.6757 | 45.8181 | 43.182
9 | 17 | 8 | 502.127 | 499.6169 | 499.4249 | 499.3813 | 0 | 0 | 0 | 0 | 164.8476 | 117.4328 | 125.0637 | 138.1419 | 0 | 0 | 0 | 0 | 294.5581 | 307.345 | 331.654 | 354.4313 | 0 | 0 | 0 | 0 | 0 | -16.9997 | -11.614 | -1.2898 | 0 | 0 | 0 | 0 | 42.7212 | 91.8387 | 54.3213 | 8.098 | 0.36962 | 0.37552 | 0.37235 | 0.38036 | 15.7908 | 34.4875 | 20.2264 | 3.0802
9 | 17 | 9 | 523.8759 | 522.3262 | 523.6799 | 525.4608 | 0 | 0 | 0 | 0 | 128.6156 | 101.8763 | 103.6844 | 117.9145 | 0 | 0 | 0 | 0 | 354.3164 | 417.6203 | 460.9941 | 500.6293 | 0 | 0 | 0 | 0 | 0 | -25.7666 | -19.0466 | -14.2305 | 0 | 0 | 0 | 0 | 40.944 | 28.5963 | -21.952 | -78.8525 | 0.37229 | 0.38397 | 0.38397 | 0.17588 | 15.2431 | 10.9803 | -8.429 | -13.8682
9 | 17 | 10 | 544.5527 | 543.438 | 545.3088 | 547.4711 | 0 | 0 | 0 | 0 | 131.5677 | 104.4285 | 102.1442 | 107.3192 | 0 | 0 | 0 | 0 | 385.3392 | 470.3715 | 529.2403 | 582.8343 | 0 | 0 | 0 | 0 | 0 | -34.2914 | -30.7287 | -28.573 | 0 | 0 | 0 | 0 | 27.6459 | 2.9294 | -55.347 | -114.1095 | 0.37171 | 0.38397 | 0.38397 | 0.17588 | 10.2763 | 1.1248 | -21.2518 | -20.069
9 | 17 | 11 | 556.7336 | 555.7639 | 557.5564 | 559.2907 | 0 | 0 | 0 | 0 | 154.7307 | 100.0186 | 103.6079 | 96.4705 | 0 | 0 | 0 | 0 | 367.5064 | 451.1602 | 517.359 | 577.6366 | 0 | 0 | 0 | 0 | 0 | -21.73 | -24.0455 | -28.2 | 0 | 0 | 0 | 0 | 34.4965 | 26.315 | -39.3649 | -86.6163 | 0.37104 | 0.38397 | 0.38397 | 0.17588 | 12.7995 | 10.1043 | -15.1151 | -15.2337
9 | 17 | 12 | 558.1518 | 557.2202 | 558.8493 | 560.1826 | 0 | 0 | 0 | 0 | 173.7398 | 107.5147 | 109.6783 | 98.6017 | 0 | 0 | 0 | 0 | 357.0306 | 481.4778 | 547.8604 | 607.9979 | 0 | 0 | 0 | 0 | 0 | -15.2833 | -16.336 | -26.1309 | 0 | 0 | 0 | 0 | 27.3813 | -16.489 | -82.3534 | -120.2862 | 0.37287 | 0.38397 | 0.38397 | 0.17588 | 10.2096 | -6.3314 | -31.6216 | -21.1554
9 | 17 | 13 | 575.4114 | 575.3684 | 577.9614 | 580.0254 | 0 | 0 | 0 | 0 | 211.6312 | 104.0706 | 106.7344 | 101.6617 | 0 | 0 | 0 | 0 | 340.0452 | 485.1512 | 550.3053 | 609.2708 | 0 | 0 | 0 | 0 | 0 | -14.394 | -15.2833 | -24.371 | 0 | 0 | 0 | 0 | 23.735 | 0.54054 | -63.7949 | -106.5361 | 0.37446 | 0.38065 | 0.38397 | 0.16813 | 8.8877 | 0.20576 | -24.4956 | -17.9119
9 | 17 | 14 | 579.3999 | 579.8371 | 583.0002 | 585.5931 | 0 | 0 | 0 | 0 | 212.834 | 135.2467 | 118.932 | 122.666 | 0 | 0 | 0 | 0 | 345.9106 | 482.7729 | 542.7717 | 596.9432 | 0 | 0 | 0 | 0 | 0 | -6.1821 | -12.8158 | -4.6699 | 0 | 0 | 0 | 0 | 20.6553 | -32.0005 | -65.8877 | -129.3462 | 0.37539 | 0.37471 | 0.37695 | 0.16849 | 7.7537 | -11.991 | -24.8361 | -21.7937
9 | 17 | 15 | 579.9215 | 580.9538 | 584.7455 | 587.858 | 0 | 0 | 0 | 0 | 225.1769 | 155.7722 | 137.3865 | 129.766 | 0 | 0 | 0 | 0 | 334.4042 | 434.1784 | 488.9975 | 538.7422 | 0 | 0 | 0 | 0 | 0 | -1.489 | -0.95665 | -2.4084 | 0 | 0 | 0 | 0 | 20.3404 | -7.5079 | -40.6818 | -78.2418 | 0.37558 | 0.37413 | 0.37546 | 0.16764 | 7.6394 | -2.8089 | -15.2745 | -13.1161
9 | 17 | 16 | 580.9391 | 584.1192 | 590.2921 | 595.521 | 0 | 0 | 0 | 0 | 207.4954 | 166.8191 | 151.5919 | 155.1377 | 0 | 0 | 0 | 0 | 330.6497 | 400.4723 | 443.583 | 482.8661 | 0 | 0 | 0 | 0 | 0 | -2.5827 | -2.2122 | 0.18993 | 0 | 0 | 0 | 0 | 42.794 | 19.4105 | -2.6706 | -42.6728 | 0.38077 | 0.3675 | 0.37018 | 0.37865 | 16.2945 | 7.1333 | -0.98859 | -16.1581
9 | 17 | 17 | 564.8769 | 570.1786 | 578.5986 | 585.7998 | 0 | 0 | 0 | 0 | 221.6883 | 177.742 | 172.3122 | 167.1293 | 0 | 0 | 0 | 0 | 307.1505 | 296.8679 | 324.1332 | 349.561 | 0 | 0 | 0 | 0 | 0 | -3.066 | -2.6849 | -0.64583 | 0 | 0 | 0 | 0 | 36.0381 | 98.6348 | 84.8381 | 69.7554 | 0.38859 | 0.37976 | 0.38475 | 0.37375 | 14.004 | 37.4573 | 32.6415 | 26.0708
9 | 17 | 18 | 554.2636 | 561.709 | 572.4463 | 581.7032 | 0 | 0 | 0 | 0 | 257.1661 | 224.9034 | 190.4119 | 191.9287 | 0 | 0 | 0 | 0 | 196.3681 | 128.3192 | 135.9015 | 144.0537 | 0 | 0 | 0 | 0 | 0 | -4.2213 | -0.4237 | 0 | 0 | 0 | 0 | 0 | 100.7294 | 212.7077 | 246.5566 | 245.7208 | 0.39913 | 0.39052 | 0.39482 | 0.38967 | 40.2039 | 83.0677 | 97.3465 | 95.7508
9 | 17 | 19 | 581.5597 | 591.6296 | 605.3433 | 617.1738 | 0 | 0 | 0 | 0 | 284.5298 | 252.0824 | 247.5569 | 221.0398 | 0 | 0 | 0 | 0 | 183.0628 | 87.3156 | 91.4666 | 96.5615 | 0 | 0 | 0 | 0 | 0 | 8.9247 | 16.8709 | 24.1862 | 0 | 0 | 0 | 0 | 113.9672 | 243.3069 | 249.4489 | 275.3863 | 0.40014 | 0.39646 | 0.4013 | 0.39601 | 45.6024 | 96.4617 | 100.1038 | 109.056
9 | 17 | 20 | 579.7775 | 591.1123 | 606.1296 | 619.0166 | 0 | 0 | 0 | 0 | 280.6125 | 248.8953 | 255.5344 | 245.764 | 0 | 0 | 0 | 0 | 194.7049 | 107.7778 | 110.754 | 114.7751 | 0 | 0 | 0 | 0 | 0 | 2.3665 | 2.3463 | 21.1839 | 0 | 0 | 0 | 0 | 104.4601 | 232.0728 | 237.4948 | 237.2936 | 0.39652 | 0.39181 | 0.39756 | 0.39343 | 41.4206 | 90.9294 | 94.418 | 93.359
9 | 17 | 21 | 541.3312 | 552.4846 | 567.0404 | 579.4326 | 0 | 0 | 0 | 0 | 254.4817 | 254.2492 | 265.8098 | 257.5814 | 0 | 0 | 0 | 0 | 240.2074 | 117.0157 | 125.7149 | 135.2656 | 0 | 0 | 0 | 0 | 0 | 2.6713 | 4.0883 | 16.5085 | 0 | 0 | 0 | 0 | 46.6421 | 178.5485 | 171.4275 | 170.0772 | 0.39092 | 0.38892 | 0.39029 | 0.38929 | 18.2332 | 69.441 | 66.9067 | 66.2088
9 | 17 | 22 | 488.1972 | 499.1798 | 513.3016 | 525.3296 | 0 | 0 | 0 | 0 | 274.3358 | 250.3313 | 246.8798 | 263.3588 | 0 | 0 | 0 | 0 | 206.7896 | 113.4039 | 118.2046 | 123.9553 | 0 | 0 | 0 | 0 | 0 | 4.7591 | 9.4347 | 25.1009 | 0 | 0 | 0 | 0 | 7.0718 | 130.6855 | 138.7825 | 112.9146 | 0.38531 | 0.3837 | 0.387 | 0.38422 | 2.7248 | 50.144 | 53.7089 | 43.3838
9 | 17 | 23 | 440.0869 | 450.1661 | 463.0608 | 474.0093 | 0 | 0 | 0 | 0 | 265.8636 | 263.017 | 254.0215 | 267.4392 | 0 | 0 | 0 | 0 | 192.7716 | 110.0268 | 114.7893 | 120.4791 | 0 | 0 | 0 | 0 | 0 | 4.4736 | 9.6378 | 9.883 | 0 | 0 | 0 | 0 | -18.5483 | 72.6487 | 84.6122 | 76.208 | 0.37862 | 0.38317 | 0.38456 | 0.38119 | -7.0229 | 27.8371 | 32.5384 | 29.05
9 | 17 | 24 | 413.0135 | 420.9909 | 431.3954 | 440.0927 | 0 | 0 | 0 | 0 | 261.2755 | 250.083 | 217.7684 | 227.6617 | 0 | 0 | 0 | 0 | 167.5618 | 119.3359 | 121.5397 | 124.7575 | 0 | 0 | 0 | 0 | 0 | 14.3978 | 15.0735 | 3.617 | 0 | 0 | 0 | 0 | -15.8238 | 37.1741 | 77.0138 | 84.0565 | 0.37097 | 0.3792 | 0.38104 | 0.37743 | -5.8701 | 14.0965 | 29.3456 | 31.7255
9 | 18 | 1 | 394.6033 | 400.4585 | 408.3647 | 414.7707 | 0 | 0 | 0 | 0 | 194.8538 | 209.1426 | 244.1752 | 212.7549 | 0 | 0 | 0 | 0 | 142.5388 | 122.879 | 122.0996 | 122.4221 | 0 | 0 | 0 | 0 | 0 | 20.4746 | 7.2139 | 4.4203 | 0 | 0 | 0 | 0 | 57.2107 | 47.9623 | 34.876 | 75.1734 | 0.37067 | 0.37067 | 0.37608 | 0.37093 | 21.2065 | 17.7781 | 13.1162 | 27.884
9 | 18 | 2 | 383.6044 | 387.3691 | 392.9305 | 397.2789 | 0 | 0 | 0 | 0 | 159.4891 | 224.1269 | 207.4264 | 201.7127 | 0 | 0 | 0 | 0 | 114.3416 | 112.2041 | 107.4543 | 103.9459 | 0 | 0 | 0 | 0 | 0 | 19.4796 | 7.033 | 0.31788 | 0 | 0 | 0 | 0 | 109.7737 | 31.5585 | 71.0168 | 91.3025 | 0.36983 | 0.36895 | 0.37442 | 0.36801 | 40.5974 | 11.6434 | 26.5899 | 33.6004
9 | 18 | 3 | 378.272 | 380.2837 | 383.9088 | 386.5718 | 0 | 0 | 0 | 0 | 139.4566 | 190.7611 | 189.6476 | 182.9331 | 0 | 0 | 0 | 0 | 91.5455 | 113.9871 | 106.7054 | 100.7679 | 0 | 0 | 0 | 0 | 0 | 12.8559 | 6.4728 | -1.7084 | 0 | 0 | 0 | 0 | 147.27 | 62.6796 | 81.083 | 104.5792 | 0.37068 | 0.36878 | 0.37239 | 0.3659 | 54.5895 | 23.1153 | 30.1945 | 38.2655
9 | 18 | 4 | 384.4543 | 384.8114 | 386.6297 | 387.6781 | 0 | 0 | 0 | 0 | 150.3431 | 184.7073 | 185.2488 | 186.9581 | 0 | 0 | 0 | 0 | 82.2958 | 111.3992 | 103.8065 | 97.5856 | 0 | 0 | 0 | 0 | 0 | 2.2532 | 5.6396 | 0 | 0 | 0 | 0 | 0 | 151.8155 | 86.4516 | 91.9348 | 103.1343 | 0.3692 | 0.37208 | 0.37262 | 0.36651 | 56.0509 | 32.1665 | 34.2565 | 37.7993
9 | 18 | 5 | 409.8259 | 408.5129 | 408.5843 | 408.0492 | 0 | 0 | 0 | 0 | 207.0293 | 210.9795 | 216.7968 | 198.923 | 0 | 0 | 0 | 0 | 74.6898 | 110.6589 | 103.1482 | 97.0301 | 0 | 0 | 0 | 0 | 0 | 14.2797 | 2.3196 | -8.6289 | 0 | 0 | 0 | 0 | 128.1068 | 72.5947 | 86.3197 | 120.725 | 0.36849 | 0.37169 | 0.3739 | 0.36618 | 47.206 | 26.9824 | 32.2747 | 44.2065
9 | 18 | 6 | 452.6863 | 450.7843 | 450.437 | 449.5565 | 0 | 0 | 0 | 0 | 217.0387 | 197.3131 | 199.4994 | 192.5222 | 0 | 0 | 0 | 0 | 83.7527 | 106.8431 | 98.5582 | 91.7185 | 0 | 0 | 0 | 0 | 0 | 2.6939 | 12.4318 | -9.4 | 0 | 0 | 0 | 0 | 151.895 | 143.9341 | 139.9476 | 174.7158 | 0.37162 | 0.37651 | 0.37574 | 0.37098 | 56.4472 | 54.1927 | 52.5835 | 64.8161
9 | 18 | 7 | 479.5501 | 476.8052 | 475.8482 | 474.6526 | 0 | 0 | 0 | 0 | 193.613 | 161.3324 | 155.3161 | 149.3985 | 0 | 0 | 0 | 0 | 123.4932 | 133.0379 | 127.0819 | 122.2778 | 0 | 0 | 0 | 0 | 0 | -7.8292 | -6.019 | -1.2598 | 0 | 0 | 0 | 0 | 162.4439 | 190.2642 | 199.4692 | 204.2362 | 0.37194 | 0.38123 | 0.37528 | 0.36663 | 60.4189 | 72.5348 | 74.8575 | 74.8782
9 | 18 | 8 | 501.1538 | 498.6122 | 498.3815 | 498.3045 | 0 | 0 | 0 | 0 | 164.8476 | 117.4328 | 125.0637 | 138.1419 | 0 | 0 | 0 | 0 | 182.1958 | 243.4604 | 256.478 | 268.4249 | 0 | 0 | 0 | 0 | 0 | -16.9997 | -11.614 | -1.2898 | 0 | 0 | 0 | 0 | 154.1104 | 154.7186 | 128.4539 | 93.0275 | 0.36962 | 0.37552 | 0.37235 | 0.38036 | 56.963 | 58.1004 | 47.8295 | 35.3843
9 | 18 | 9 | 525.893 | 524.4087 | 525.8427 | 527.6928 | 0 | 0 | 0 | 0 | 128.6156 | 101.8763 | 103.6844 | 117.9145 | 0 | 0 | 0 | 0 | 243.3786 | 359.5608 | 390.2686 | 417.8033 | 0 | 0 | 0 | 0 | 0 | -25.7666 | -19.0466 | -14.2305 | 0 | 0 | 0 | 0 | 153.8989 | 88.7382 | 50.9363 | 6.2054 | 0.37229 | 0.38397 | 0.38397 | 0.17588 | 57.2952 | 34.0732 | 19.5583 | 1.0914
9 | 18 | 10 | 545.9151 | 544.8445 | 546.7696 | 548.9786 | 0 | 0 | 0 | 0 | 131.5677 | 104.4285 | 102.1442 | 107.3192 | 0 | 0 | 0 | 0 | 286.3437 | 431.4024 | 475.2505 | 514.4631 | 0 | 0 | 0 | 0 | 0 | -34.2914 | -30.7287 | -28.573 | 0 | 0 | 0 | 0 | 128.0037 | 43.3051 | 0.10366 | -44.2306 | 0.37171 | 0.38397 | 0.38397 | 0.17588 | 47.5806 | 16.628 | 0.039803 | -7.7791
9 | 18 | 11 | 558.9099 | 558.0107 | 559.8899 | 561.6989 | 0 | 0 | 0 | 0 | 154.7307 | 100.0186 | 103.6079 | 96.4705 | 0 | 0 | 0 | 0 | 312.4612 | 470.2177 | 521.2153 | 566.7771 | 0 | 0 | 0 | 0 | 0 | -21.73 | -24.0455 | -28.2 | 0 | 0 | 0 | 0 | 91.7179 | 9.5043 | -40.8877 | -73.3486 | 0.37104 | 0.38397 | 0.38397 | 0.17588 | 34.0309 | 3.6494 | -15.6998 | -12.9002
9 | 18 | 12 | 564.663 | 563.9425 | 565.831 | 567.3876 | 0 | 0 | 0 | 0 | 173.7398 | 107.5147 | 109.6783 | 98.6017 | 0 | 0 | 0 | 0 | 330.1909 | 488.7878 | 542.7895 | 591.0026 | 0 | 0 | 0 | 0 | 0 | -15.2833 | -16.336 | -26.1309 | 0 | 0 | 0 | 0 | 60.7323 | -17.0766 | -70.3009 | -96.0858 | 0.37287 | 0.38397 | 0.38397 | 0.17588 | 22.6451 | -6.557 | -26.9938 | -16.8991
9 | 18 | 13 | 575.9776 | 575.953 | 578.5685 | 580.6519 | 0 | 0 | 0 | 0 | 211.6312 | 104.0706 | 106.7344 | 101.6617 | 0 | 0 | 0 | 0 | 341.1024 | 481.2312 | 536.5847 | 586.162 | 0 | 0 | 0 | 0 | 0 | -14.394 | -15.2833 | -24.371 | 0 | 0 | 0 | 0 | 23.244 | 5.0451 | -49.4672 | -82.8008 | 0.37446 | 0.38065 | 0.38397 | 0.16813 | 8.7039 | 1.9205 | -18.9942 | -13.9213
9 | 18 | 14 | 582.8325 | 583.3809 | 586.6807 | 589.3914 | 0 | 0 | 0 | 0 | 212.834 | 135.2467 | 118.932 | 122.666 | 0 | 0 | 0 | 0 | 360.3938 | 476.0137 | 530.8543 | 580.1536 | 0 | 0 | 0 | 0 | 0 | -6.1821 | -12.8158 | -4.6699 | 0 | 0 | 0 | 0 | 9.6047 | -21.6974 | -50.2897 | -108.7583 | 0.37539 | 0.37471 | 0.37695 | 0.16849 | 3.6055 | -8.1303 | -18.9565 | -18.3248
9 | 18 | 15 | 586.4681 | 587.7127 | 591.7651 | 595.1022 | 0 | 0 | 0 | 0 | 225.1769 | 155.7722 | 137.3865 | 129.766 | 0 | 0 | 0 | 0 | 351.401 | 435.4958 | 484.2843 | 528.3448 | 0 | 0 | 0 | 0 | 0 | -1.489 | -0.95665 | -2.4084 | 0 | 0 | 0 | 0 | 9.8902 | -2.0663 | -28.9491 | -60.6002 | 0.37558 | 0.37413 | 0.37546 | 0.16764 | 3.7145 | -0.77309 | -10.8693 | -10.1588
9 | 18 | 16 | 575.4364 | 578.4381 | 584.3919 | 589.4319 | 0 | 0 | 0 | 0 | 207.4954 | 166.8191 | 151.5919 | 155.1377 | 0 | 0 | 0 | 0 | 325.3529 | 354.5622 | 394.7216 | 431.4535 | 0 | 0 | 0 | 0 | 0 | -2.5827 | -2.2122 | 0.18993 | 0 | 0 | 0 | 0 | 42.5882 | 59.6395 | 40.2906 | 2.6509 | 0.38077 | 0.3675 | 0.37018 | 0.37865 | 16.2162 | 21.9174 | 14.9148 | 1.0038
9 | 18 | 17 | 559.445 | 564.5706 | 572.7743 | 579.7891 | 0 | 0 | 0 | 0 | 221.6883 | 177.742 | 172.3122 | 167.1293 | 0 | 0 | 0 | 0 | 286.469 | 233.25 | 258.3395 | 282.1833 | 0 | 0 | 0 | 0 | 0 | -3.066 | -2.6849 | -0.64583 | 0 | 0 | 0 | 0 | 51.2877 | 156.6446 | 144.8075 | 131.1223 | 0.38859 | 0.37976 | 0.38475 | 0.37375 | 19.9299 | 59.487 | 55.7148 | 49.0065
9 | 18 | 18 | 545.7 | 552.8677 | 563.264 | 572.2269 | 0 | 0 | 0 | 0 | 257.1661 | 224.9034 | 190.4119 | 191.9287 | 0 | 0 | 0 | 0 | 233.3217 | 123.5476 | 130.5235 | 138.4528 | 0 | 0 | 0 | 0 | 0 | -4.2213 | -0.4237 | 0 | 0 | 0 | 0 | 0 | 55.2121 | 208.6378 | 242.7522 | 241.8455 | 0.39913 | 0.39052 | 0.39482 | 0.38967 | 22.0367 | 81.4783 | 95.8445 | 94.2407
9 | 18 | 19 | 572.3237 | 582.0941 | 595.44 | 606.9536 | 0 | 0 | 0 | 0 | 284.5298 | 252.0824 | 247.5569 | 221.0398 | 0 | 0 | 0 | 0 | 253.5932 | 99.4381 | 104.1321 | 110.2588 | 0 | 0 | 0 | 0 | 0 | 8.9247 | 16.8709 | 24.1862 | 0 | 0 | 0 | 0 | 34.2007 | 221.6489 | 226.8801 | 251.4688 | 0.40014 | 0.39646 | 0.4013 | 0.39601 | 13.6849 | 87.8751 | 91.0469 | 99.5844
9 | 18 | 20 | 570.3468 | 581.3759 | 596.0175 | 608.581 | 0 | 0 | 0 | 0 | 280.6125 | 248.8953 | 255.5344 | 245.764 | 0 | 0 | 0 | 0 | 265.7937 | 104.0702 | 108.1032 | 113.6741 | 0 | 0 | 0 | 0 | 0 | 2.3665 | 2.3463 | 21.1839 | 0 | 0 | 0 | 0 | 23.9406 | 226.0439 | 230.0337 | 227.9589 | 0.39652 | 0.39181 | 0.39756 | 0.39343 | 9.4929 | 88.5672 | 91.4518 | 89.6864
9 | 18 | 21 | 537.6509 | 548.685 | 563.0943 | 575.3602 | 0 | 0 | 0 | 0 | 254.4817 | 254.2492 | 265.8098 | 257.5814 | 0 | 0 | 0 | 0 | 240.9856 | 87.9522 | 93.1627 | 99.7241 | 0 | 0 | 0 | 0 | 0 | 2.6713 | 4.0883 | 16.5085 | 0 | 0 | 0 | 0 | 42.1836 | 203.8124 | 200.0336 | 201.5462 | 0.39092 | 0.38892 | 0.39029 | 0.38929 | 16.4903 | 79.2666 | 78.0714 | 78.4592
9 | 18 | 22 | 491.2051 | 502.2852 | 516.5268 | 528.658 | 0 | 0 | 0 | 0 | 274.3358 | 250.3313 | 246.8798 | 263.3588 | 0 | 0 | 0 | 0 | 225.2297 | 80.9127 | 85.6788 | 91.7687 | 0 | 0 | 0 | 0 | 0 | 4.7591 | 9.4347 | 25.1009 | 0 | 0 | 0 | 0 | -8.3605 | 166.2821 | 174.5335 | 148.4297 | 0.38531 | 0.3837 | 0.387 | 0.38422 | -3.2213 | 63.8024 | 67.5446 | 57.0293
9 | 18 | 23 | 445.2888 | 455.5367 | 468.6386 | 479.7655 | 0 | 0 | 0 | 0 | 265.8636 | 263.017 | 254.0215 | 267.4392 | 0 | 0 | 0 | 0 | 222.0644 | 80.9461 | 85.619 | 91.6032 | 0 | 0 | 0 | 0 | 0 | 4.4736 | 9.6378 | 9.883 | 0 | 0 | 0 | 0 | -42.6393 | 107.1 | 119.3603 | 110.8401 | 0.37862 | 0.38317 | 0.38456 | 0.38119 | -16.1443 | 41.038 | 45.9011 | 42.2515
9 | 18 | 24 | 415.5437 | 423.6031 | 434.1084 | 442.8925 | 0 | 0 | 0 | 0 | 261.2755 | 250.083 | 217.7684 | 227.6617 | 0 | 0 | 0 | 0 | 217.656 | 75.0476 | 81.5052 | 89.1871 | 0 | 0 | 0 | 0 | 0 | 14.3978 | 15.0735 | 3.617 | 0 | 0 | 0 | 0 | -63.3879 | 84.0747 | 119.7613 | 122.4267 | 0.37097 | 0.3792 | 0.38104 | 0.37743 | -23.5149 | 31.8813 | 45.6343 | 46.2076
9 | 19 | 1 | 395.0633 | 400.9335 | 408.858 | 415.2798 | 0 | 0 | 0 | 0 | 194.8538 | 209.1426 | 244.1752 | 212.7549 | 0 | 0 | 0 | 0 | 216.8472 | 77.2131 | 85.9281 | 95.7524 | 0 | 0 | 0 | 0 | 0 | 20.4746 | 7.2139 | 4.4203 | 0 | 0 | 0 | 0 | -16.6376 | 94.1032 | 71.5408 | 102.3521 | 0.37067 | 0.37067 | 0.37608 | 0.37093 | -6.1671 | 34.8811 | 26.9051 | 37.9654
9 | 19 | 2 | 383.0736 | 386.8211 | 392.3613 | 396.6915 | 0 | 0 | 0 | 0 | 159.4891 | 224.1269 | 207.4264 | 201.7127 | 0 | 0 | 0 | 0 | 222.0192 | 81.9421 | 92.4722 | 104.0666 | 0 | 0 | 0 | 0 | 0 | 19.4796 | 7.033 | 0.31788 | 0 | 0 | 0 | 0 | 1.5652 | 61.2725 | 85.4298 | 90.5943 | 0.36983 | 0.36895 | 0.37442 | 0.36801 | 0.57887 | 22.6063 | 31.9863 | 33.3398
9 | 19 | 3 | 378.909 | 380.9413 | 384.5918 | 387.2766 | 0 | 0 | 0 | 0 | 139.4566 | 190.7611 | 189.6476 | 182.9331 | 0 | 0 | 0 | 0 | 211.7242 | 84.5154 | 95.5468 | 107.5738 | 0 | 0 | 0 | 0 | 0 | 12.8559 | 6.4728 | -1.7084 | 0 | 0 | 0 | 0 | 27.7283 | 92.8089 | 92.9245 | 98.4781 | 0.37068 | 0.36878 | 0.37239 | 0.3659 | 10.2782 | 34.2265 | 34.6042 | 36.0331
9 | 19 | 4 | 386.2944 | 386.7112 | 388.6028 | 389.7143 | 0 | 0 | 0 | 0 | 150.3431 | 184.7073 | 185.2488 | 186.9581 | 0 | 0 | 0 | 0 | 200.4499 | 85.0649 | 94.1974 | 104.4133 | 0 | 0 | 0 | 0 | 0 | 2.2532 | 5.6396 | 0 | 0 | 0 | 0 | 0 | 35.5014 | 114.6857 | 103.517 | 98.3428 | 0.3692 | 0.37208 | 0.37262 | 0.36651 | 13.1073 | 42.6717 | 38.5722 | 36.0432
9 | 19 | 5 | 413.4354 | 412.2394 | 412.4545 | 412.0433 | 0 | 0 | 0 | 0 | 207.0293 | 210.9795 | 216.7968 | 198.923 | 0 | 0 | 0 | 0 | 183.7026 | 82.0365 | 87.7105 | 94.6025 | 0 | 0 | 0 | 0 | 0 | 14.2797 | 2.3196 | -8.6289 | 0 | 0 | 0 | 0 | 22.7036 | 104.9437 | 105.6276 | 127.1467 | 0.36849 | 0.37169 | 0.3739 | 0.36618 | 8.366 | 39.006 | 39.4939 | 46.558
9 | 19 | 6 | 459.1268 | 457.4336 | 457.3427 | 456.6832 | 0 | 0 | 0 | 0 | 217.0387 | 197.3131 | 199.4994 | 192.5222 | 0 | 0 | 0 | 0 | 181.2907 | 89.0612 | 92.4129 | 97.0294 | 0 | 0 | 0 | 0 | 0 | 2.6939 | 12.4318 | -9.4 | 0 | 0 | 0 | 0 | 60.7974 | 168.3653 | 152.9987 | 176.5317 | 0.37162 | 0.37651 | 0.37574 | 0.37098 | 22.5935 | 63.3913 | 57.4873 | 65.4897
9 | 19 | 7 | 487.1937 | 484.6967 | 484.0441 | 483.1107 | 0 | 0 | 0 | 0 | 193.613 | 161.3324 | 155.3161 | 149.3985 | 0 | 0 | 0 | 0 | 210.952 | 133.0963 | 137.8559 | 143.4987 | 0 | 0 | 0 | 0 | 0 | -7.8292 | -6.019 | -1.2598 | 0 | 0 | 0 | 0 | 82.6287 | 198.0972 | 196.8911 | 191.4733 | 0.37194 | 0.38123 | 0.37528 | 0.36663 | 30.7327 | 75.521 | 73.89 | 70.199
9 | 19 | 8 | 502.9232 | 500.4389 | 500.2786 | 500.2624 | 0 | 0 | 0 | 0 | 164.8476 | 117.4328 | 125.0637 | 138.1419 | 0 | 0 | 0 | 0 | 264.3123 | 201.7333 | 224.5436 | 246.295 | 0 | 0 | 0 | 0 | 0 | -16.9997 | -11.614 | -1.2898 | 0 | 0 | 0 | 0 | 73.7633 | 198.2725 | 162.2854 | 117.1152 | 0.36962 | 0.37552 | 0.37235 | 0.38036 | 27.2647 | 74.4558 | 60.4266 | 44.5464
9 | 19 | 9 | 518.6917 | 516.9739 | 518.1212 | 519.7241 | 0 | 0 | 0 | 0 | 128.6156 | 101.8763 | 103.6844 | 117.9145 | 0 | 0 | 0 | 0 | 343.2386 | 258.3991 | 303.9525 | 346.6022 | 0 | 0 | 0 | 0 | 0 | -25.7666 | -19.0466 | -14.2305 | 0 | 0 | 0 | 0 | 46.8376 | 182.4652 | 129.5309 | 69.438 | 0.37229 | 0.38397 | 0.38397 | 0.17588 | 17.4372 | 70.062 | 49.7366 | 12.2124
9 | 19 | 10 | 533.5297 | 532.0574 | 533.4893 | 535.2734 | 0 | 0 | 0 | 0 | 131.5677 | 104.4285 | 102.1442 | 107.3192 | 0 | 0 | 0 | 0 | 393.476 | 288.2727 | 349.472 | 406.4556 | 0 | 0 | 0 | 0 | 0 | -34.2914 | -30.7287 | -28.573 | 0 | 0 | 0 | 0 | 8.486 | 173.6476 | 112.6019 | 50.0715 | 0.37171 | 0.38397 | 0.38397 | 0.17588 | 3.1543 | 66.6763 | 43.2363 | 8.8063
9 | 19 | 11 | 539.8717 | 538.3551 | 539.4762 | 540.632 | 0 | 0 | 0 | 0 | 154.7307 | 100.0186 | 103.6079 | 96.4705 | 0 | 0 | 0 | 0 | 415.1974 | 301.2364 | 367.7463 | 429.5241 | 0 | 0 | 0 | 0 | 0 | -21.73 | -24.0455 | -28.2 | 0 | 0 | 0 | 0 | -30.0565 | 158.83 | 92.1676 | 42.8373 | 0.37104 | 0.38397 | 0.38397 | 0.17588 | -11.1521 | 60.9867 | 35.39 | 7.534
9 | 19 | 12 | 538.7066 | 537.1444 | 537.9993 | 538.6653 | 0 | 0 | 0 | 0 | 173.7398 | 107.5147 | 109.6783 | 98.6017 | 0 | 0 | 0 | 0 | 421.5951 | 303.8415 | 372.9518 | 437.0307 | 0 | 0 | 0 | 0 | 0 | -15.2833 | -16.336 | -26.1309 | 0 | 0 | 0 | 0 | -56.6284 | 141.0715 | 71.7052 | 29.1638 | 0.37287 | 0.38397 | 0.38397 | 0.17588 | -21.1149 | 54.1679 | 27.533 | 5.1292
9 | 19 | 13 | 537.3349 | 536.0572 | 537.134 | 537.8915 | 0 | 0 | 0 | 0 | 211.6312 | 104.0706 | 106.7344 | 101.6617 | 0 | 0 | 0 | 0 | 456.6409 | 346.2741 | 414.5914 | 477.7809 | 0 | 0 | 0 | 0 | 0 | -14.394 | -15.2833 | -24.371 | 0 | 0 | 0 | 0 | -130.9372 | 100.1065 | 31.0915 | -17.1801 | 0.37446 | 0.38065 | 0.38397 | 0.16813 | -49.0302 | 38.106 | 11.9384 | -2.8885
9 | 19 | 14 | 533.7506 | 532.7074 | 534.0527 | 535.0794 | 0 | 0 | 0 | 0 | 212.834 | 135.2467 | 118.932 | 122.666 | 0 | 0 | 0 | 0 | 452.4191 | 332.1277 | 396.0844 | 455.4869 | 0 | 0 | 0 | 0 | 0 | -6.1821 | -12.8158 | -4.6699 | 0 | 0 | 0 | 0 | -131.5025 | 71.5151 | 31.8523 | -38.4036 | 0.37539 | 0.37471 | 0.37695 | 0.16849 | -49.3642 | 26.7977 | 12.0066 | -6.4707
9 | 19 | 15 | 528.2387 | 527.595 | 529.3287 | 530.6679 | 0 | 0 | 0 | 0 | 225.1769 | 155.7722 | 137.3865 | 129.766 | 0 | 0 | 0 | 0 | 452.1738 | 306.4356 | 363.2833 | 416.3578 | 0 | 0 | 0 | 0 | 0 | -1.489 | -0.95665 | -2.4084 | 0 | 0 | 0 | 0 | -149.112 | 66.8761 | 29.6156 | -13.0476 | 0.37558 | 0.37413 | 0.37546 | 0.16764 | -56.003 | 25.0205 | 11.1195 | -2.1872
9 | 19 | 16 | 522.0196 | 523.2891 | 527.1158 | 530.3231 | 0 | 0 | 0 | 0 | 207.4954 | 166.8191 | 151.5919 | 155.1377 | 0 | 0 | 0 | 0 | 450.503 | 289.7144 | 336.3901 | 380.4449 | 0 | 0 | 0 | 0 | 0 | -2.5827 | -2.2122 | 0.18993 | 0 | 0 | 0 | 0 | -135.9787 | 69.3383 | 41.346 | -5.4494 | 0.38077 | 0.3675 | 0.37018 | 0.37865 | -51.7762 | 25.4817 | 15.3055 | -2.0634
9 | 19 | 17 | 511.3363 | 514.9018 | 521.1898 | 526.5539 | 0 | 0 | 0 | 0 | 221.6883 | 177.742 | 172.3122 | 167.1293 | 0 | 0 | 0 | 0 | 425.9481 | 231.076 | 257.4885 | 283.4185 | 0 | 0 | 0 | 0 | 0 | -3.066 | -2.6849 | -0.64583 | 0 | 0 | 0 | 0 | -136.3001 | 109.1498 | 94.074 | 76.6519 | 0.38859 | 0.37976 | 0.38475 | 0.37375 | -52.9649 | 41.4505 | 36.195 | 28.6484
9 | 19 | 18 | 509.8175 | 515.8216 | 524.789 | 532.5208 | 0 | 0 | 0 | 0 | 257.1661 | 224.9034 | 190.4119 | 191.9287 | 0 | 0 | 0 | 0 | 348.7203 | 166.7855 | 177.6366 | 189.5646 | 0 | 0 | 0 | 0 | 0 | -4.2213 | -0.4237 | 0 | 0 | 0 | 0 | 0 | -96.069 | 128.3539 | 157.1642 | 151.0275 | 0.39913 | 0.39052 | 0.39482 | 0.38967 | -38.3438 | 50.1254 | 62.0522 | 58.8513
9 | 19 | 19 | 541.8201 | 550.6013 | 562.7325 | 573.1995 | 0 | 0 | 0 | 0 | 284.5298 | 252.0824 | 247.5569 | 221.0398 | 0 | 0 | 0 | 0 | 315.587 | 173.7295 | 178.4869 | 184.609 | 0 | 0 | 0 | 0 | 0 | 8.9247 | 16.8709 | 24.1862 | 0 | 0 | 0 | 0 | -58.2967 | 115.8647 | 119.8178 | 143.3645 | 0.40014 | 0.39646 | 0.4013 | 0.39601 | -23.3266 | 45.9358 | 48.0829 | 56.7739
9 | 19 | 20 | 540.1793 | 550.2301 | 563.6705 | 575.1989 | 0 | 0 | 0 | 0 | 280.6125 | 248.8953 | 255.5344 | 245.764 | 0 | 0 | 0 | 0 | 276.9657 | 185.6851 | 187.4382 | 190.6741 | 0 | 0 | 0 | 0 | 0 | 2.3665 | 2.3463 | 21.1839 | 0 | 0 | 0 | 0 | -17.3989 | 113.2833 | 118.3516 | 117.5769 | 0.39652 | 0.39181 | 0.39756 | 0.39343 | -6.899 | 44.386 | 47.0517 | 46.2585
9 | 19 | 21 | 514.6139 | 524.901 | 538.3929 | 549.8684 | 0 | 0 | 0 | 0 | 254.4817 | 254.2492 | 265.8098 | 257.5814 | 0 | 0 | 0 | 0 | 264.199 | 185.1024 | 185.2992 | 187.1281 | 0 | 0 | 0 | 0 | 0 | 2.6713 | 4.0883 | 16.5085 | 0 | 0 | 0 | 0 | -4.0668 | 82.8782 | 83.1957 | 88.6504 | 0.39092 | 0.38892 | 0.39029 | 0.38929 | -1.5898 | 32.233 | 32.4706 | 34.5104
9 | 19 | 22 | 473.14 | 483.6343 | 497.1565 | 508.6679 | 0 | 0 | 0 | 0 | 274.3358 | 250.3313 | 246.8798 | 263.3588 | 0 | 0 | 0 | 0 | 291.5352 | 186.7209 | 190.493 | 195.8006 | 0 | 0 | 0 | 0 | 0 | 4.7591 | 9.4347 | 25.1009 | 0 | 0 | 0 | 0 | -92.731 | 41.823 | 50.349 | 24.4076 | 0.38531 | 0.3837 | 0.387 | 0.38422 | -35.7298 | 16.0475 | 19.4851 | 9.3778
9 | 19 | 23 | 432.7971 | 442.64 | 455.2444 | 465.9427 | 0 | 0 | 0 | 0 | 265.8636 | 263.017 | 254.0215 | 267.4392 | 0 | 0 | 0 | 0 | 292.066 | 165.4829 | 173.281 | 182.3963 | 0 | 0 | 0 | 0 | 0 | 4.4736 | 9.6378 | 9.883 | 0 | 0 | 0 | 0 | -125.1325 | 9.6665 | 18.3041 | 6.2242 | 0.37862 | 0.38317 | 0.38456 | 0.38119 | -47.3782 | 3.7039 | 7.039 | 2.3726
9 | 19 | 24 | 401.4242 | 409.0258 | 418.9688 | 427.2685 | 0 | 0 | 0 | 0 | 261.2755 | 250.083 | 217.7684 | 227.6617 | 0 | 0 | 0 | 0 | 255.8926 | 148.1702 | 154.1169 | 161.3534 | 0 | 0 | 0 | 0 | 0 | 14.3978 | 15.0735 | 3.617 | 0 | 0 | 0 | 0 | -115.7439 | -3.6253 | 32.01 | 34.6364 | 0.37097 | 0.3792 | 0.38104 | 0.37743 | -42.9373 | -1.3747 | 12.1972 | 13.0729
9 | 20 | 1 | 384.0403 | 389.553 | 397.0385 | 403.0821 | 0 | 0 | 0 | 0 | 194.8538 | 209.1426 | 244.1752 | 212.7549 | 0 | 0 | 0 | 0 | 232.1263 | 133.5299 | 139.3661 | 146.4074 | 0 | 0 | 0 | 0 | 0 | 20.4746 | 7.2139 | 4.4203 | 0 | 0 | 0 | 0 | -42.9399 | 26.4058 | 6.2833 | 39.4994 | 0.37067 | 0.37067 | 0.37608 | 0.37093 | -15.9167 | 9.7878 | 2.363 | 14.6515
9 | 20 | 2 | 373.9614 | 377.4134 | 382.5908 | 386.6084 | 0 | 0 | 0 | 0 | 159.4891 | 224.1269 | 207.4264 | 201.7127 | 0 | 0 | 0 | 0 | 219.6364 | 134.9054 | 138.9213 | 144.2794 | 0 | 0 | 0 | 0 | 0 | 19.4796 | 7.033 | 0.31788 | 0 | 0 | 0 | 0 | -5.1641 | -1.0985 | 29.2102 | 40.2984 | 0.36983 | 0.36895 | 0.37442 | 0.36801 | -1.9098 | -0.4053 | 10.9368 | 14.8303
9 | 20 | 3 | 369.6199 | 371.351 | 374.6315 | 376.9976 | 0 | 0 | 0 | 0 | 139.4566 | 190.7611 | 189.6476 | 182.9331 | 0 | 0 | 0 | 0 | 190.086 | 126.3416 | 125.0393 | 125.3248 | 0 | 0 | 0 | 0 | 0 | 12.8559 | 6.4728 | -1.7084 | 0 | 0 | 0 | 0 | 40.0773 | 41.3924 | 53.4719 | 70.4481 | 0.37068 | 0.36878 | 0.37239 | 0.3659 | 14.8557 | 15.2649 | 19.9124 | 25.7769
9 | 20 | 4 | 376.5984 | 376.7007 | 378.2062 | 378.985 | 0 | 0 | 0 | 0 | 150.3431 | 184.7073 | 185.2488 | 186.9581 | 0 | 0 | 0 | 0 | 165.1087 | 104.9012 | 98.9118 | 94.7149 | 0 | 0 | 0 | 0 | 0 | 2.2532 | 5.6396 | 0 | 0 | 0 | 0 | 0 | 61.1466 | 84.8389 | 88.406 | 97.312 | 0.3692 | 0.37208 | 0.37262 | 0.36651 | 22.5756 | 31.5665 | 32.9416 | 35.6653
9 | 20 | 5 | 403.8101 | 402.302 | 402.1338 | 401.3924 | 0 | 0 | 0 | 0 | 207.0293 | 210.9795 | 216.7968 | 198.923 | 0 | 0 | 0 | 0 | 151.5269 | 100.5904 | 91.9336 | 85.1446 | 0 | 0 | 0 | 0 | 0 | 14.2797 | 2.3196 | -8.6289 | 0 | 0 | 0 | 0 | 45.254 | 76.4524 | 91.0839 | 125.9536 | 0.36849 | 0.37169 | 0.3739 | 0.36618 | 16.6756 | 28.4162 | 34.056 | 46.1211
9 | 20 | 6 | 452.6333 | 450.7295 | 450.3801 | 449.4978 | 0 | 0 | 0 | 0 | 217.0387 | 197.3131 | 199.4994 | 192.5222 | 0 | 0 | 0 | 0 | 149.0842 | 105.4594 | 93.8992 | 84.2487 | 0 | 0 | 0 | 0 | 0 | 2.6939 | 12.4318 | -9.4 | 0 | 0 | 0 | 0 | 86.5104 | 145.2631 | 144.5497 | 182.1269 | 0.37162 | 0.37651 | 0.37574 | 0.37098 | 32.149 | 54.6931 | 54.3127 | 67.5654
9 | 20 | 7 | 476.8076 | 473.9738 | 472.9076 | 471.6179 | 0 | 0 | 0 | 0 | 193.613 | 161.3324 | 155.3161 | 149.3985 | 0 | 0 | 0 | 0 | 196.3438 | 171.7693 | 158.5756 | 146.9719 | 0 | 0 | 0 | 0 | 0 | -7.8292 | -6.019 | -1.2598 | 0 | 0 | 0 | 0 | 86.8508 | 148.7014 | 165.0349 | 176.5073 | 0.37194 | 0.38123 | 0.37528 | 0.36663 | 32.303 | 56.6897 | 61.9349 | 64.7121
9 | 20 | 8 | 491.617 | 488.7661 | 488.1556 | 487.7514 | 0 | 0 | 0 | 0 | 164.8476 | 117.4328 | 125.0637 | 138.1419 | 0 | 0 | 0 | 0 | 266.2413 | 265.0944 | 267.0739 | 269.0702 | 0 | 0 | 0 | 0 | 0 | -16.9997 | -11.614 | -1.2898 | 0 | 0 | 0 | 0 | 60.5281 | 123.2386 | 107.6321 | 81.8291 | 0.36962 | 0.37552 | 0.37235 | 0.38036 | 22.3727 | 46.2789 | 40.0766 | 31.1249
9 | 20 | 9 | 510.5881 | 508.6075 | 509.4321 | 510.757 | 0 | 0 | 0 | 0 | 128.6156 | 101.8763 | 103.6844 | 117.9145 | 0 | 0 | 0 | 0 | 316.9461 | 337.8952 | 355.3703 | 371.2934 | 0 | 0 | 0 | 0 | 0 | -25.7666 | -19.0466 | -14.2305 | 0 | 0 | 0 | 0 | 65.0264 | 94.6026 | 69.424 | 35.7796 | 0.37229 | 0.38397 | 0.38397 | 0.17588 | 24.2088 | 36.325 | 26.657 | 6.2927
9 | 20 | 10 | 524.0282 | 522.2479 | 523.3014 | 524.7595 | 0 | 0 | 0 | 0 | 131.5677 | 104.4285 | 102.1442 | 107.3192 | 0 | 0 | 0 | 0 | 339.9071 | 391.091 | 413.9848 | 434.546 | 0 | 0 | 0 | 0 | 0 | -34.2914 | -30.7287 | -28.573 | 0 | 0 | 0 | 0 | 52.5535 | 61.0198 | 37.9012 | 11.4672 | 0.37171 | 0.38397 | 0.38397 | 0.17588 | 19.5348 | 23.43 | 14.5531 | 2.0168
9 | 20 | 11 | 531.6088 | 529.8243 | 530.6163 | 531.4886 | 0 | 0 | 0 | 0 | 154.7307 | 100.0186 | 103.6079 | 96.4705 | 0 | 0 | 0 | 0 | 366.0475 | 444.7192 | 475.245 | 502.5324 | 0 | 0 | 0 | 0 | 0 | -21.73 | -24.0455 | -28.2 | 0 | 0 | 0 | 0 | 10.8305 | 6.8164 | -24.191 | -39.3143 | 0.37104 | 0.38397 | 0.38397 | 0.17588 | 4.0185 | 2.6173 | -9.2887 | -6.9144
9 | 20 | 12 | 525.0471 | 523.042 | 523.353 | 523.5503 | 0 | 0 | 0 | 0 | 173.7398 | 107.5147 | 109.6783 | 98.6017 | 0 | 0 | 0 | 0 | 364.6865 | 451.7524 | 483.0889 | 511.0537 | 0 | 0 | 0 | 0 | 0 | -15.2833 | -16.336 | -26.1309 | 0 | 0 | 0 | 0 | -13.3792 | -20.9417 | -53.0782 | -59.9742 | 0.37287 | 0.38397 | 0.38397 | 0.17588 | -4.9887 | -8.0411 | -20.3807 | -10.548
9 | 20 | 13 | 525.2856 | 523.6172 | 524.2142 | 524.5582 | 0 | 0 | 0 | 0 | 211.6312 | 104.0706 | 106.7344 | 101.6617 | 0 | 0 | 0 | 0 | 377.1156 | 483.583 | 518.356 | 549.3493 | 0 | 0 | 0 | 0 | 0 | -14.394 | -15.2833 | -24.371 | 0 | 0 | 0 | 0 | -63.4612 | -49.6425 | -85.5928 | -102.0818 | 0.37446 | 0.38065 | 0.38397 | 0.16813 | -23.7634 | -18.8966 | -32.8655 | -17.163
9 | 20 | 14 | 525.5231 | 524.2131 | 525.2308 | 525.9752 | 0 | 0 | 0 | 0 | 212.834 | 135.2467 | 118.932 | 122.666 | 0 | 0 | 0 | 0 | 376.6154 | 482.1525 | 515.4956 | 545.2043 | 0 | 0 | 0 | 0 | 0 | -6.1821 | -12.8158 | -4.6699 | 0 | 0 | 0 | 0 | -63.9263 | -87.0039 | -96.3808 | -137.2253 | 0.37539 | 0.37471 | 0.37695 | 0.16849 | -23.997 | -32.6015 | -36.3304 | -23.1212
9 | 20 | 15 | 521.6921 | 520.8361 | 522.3091 | 523.4236 | 0 | 0 | 0 | 0 | 225.1769 | 155.7722 | 137.3865 | 129.766 | 0 | 0 | 0 | 0 | 359.9569 | 435.8841 | 463.1327 | 487.376 | 0 | 0 | 0 | 0 | 0 | -1.489 | -0.95665 | -2.4084 | 0 | 0 | 0 | 0 | -63.4418 | -69.3313 | -77.2534 | -91.31 | 0.37558 | 0.37413 | 0.37546 | 0.16764 | -23.8273 | -25.939 | -29.0057 | -15.3068
9 | 20 | 16 | 516.0569 | 517.133 | 520.7223 | 523.725 | 0 | 0 | 0 | 0 | 207.4954 | 166.8191 | 151.5919 | 155.1377 | 0 | 0 | 0 | 0 | 333.3447 | 412.5149 | 431.2324 | 447.8844 | 0 | 0 | 0 | 0 | 0 | -2.5827 | -2.2122 | 0.18993 | 0 | 0 | 0 | 0 | -24.7832 | -59.6182 | -59.8898 | -79.4871 | 0.38077 | 0.3675 | 0.37018 | 0.37865 | -9.4366 | -21.9095 | -22.17 | -30.098
9 | 20 | 17 | 504.9666 | 508.3255 | 514.3599 | 519.5055 | 0 | 0 | 0 | 0 | 221.6883 | 177.742 | 172.3122 | 167.1293 | 0 | 0 | 0 | 0 | 272.6265 | 317.1475 | 325.9949 | 334.1093 | 0 | 0 | 0 | 0 | 0 | -3.066 | -2.6849 | -0.64583 | 0 | 0 | 0 | 0 | 10.6517 | 16.502 | 18.7377 | 18.9128 | 0.38859 | 0.37976 | 0.38475 | 0.37375 | 4.1392 | 6.2668 | 7.2093 | 7.0686
9 | 20 | 18 | 504.4033 | 510.2318 | 518.9836 | 526.5297 | 0 | 0 | 0 | 0 | 257.1661 | 224.9034 | 190.4119 | 191.9287 | 0 | 0 | 0 | 0 | 200.8151 | 189.2701 | 185.8381 | 183.3755 | 0 | 0 | 0 | 0 | 0 | -4.2213 | -0.4237 | 0 | 0 | 0 | 0 | 0 | 46.422 | 100.2795 | 143.1573 | 151.2255 | 0.39913 | 0.39052 | 0.39482 | 0.38967 | 18.5283 | 39.1616 | 56.522 | 58.9285
9 | 20 | 19 | 540.4046 | 549.1399 | 561.2148 | 571.6332 | 0 | 0 | 0 | 0 | 284.5298 | 252.0824 | 247.5569 | 221.0398 | 0 | 0 | 0 | 0 | 185.2817 | 115.0536 | 112.6001 | 111.5449 | 0 | 0 | 0 | 0 | 0 | 8.9247 | 16.8709 | 24.1862 | 0 | 0 | 0 | 0 | 70.5931 | 173.0793 | 184.1868 | 214.8622 | 0.40014 | 0.39646 | 0.4013 | 0.39601 | 28.2469 | 68.6192 | 73.9141 | 85.0878
9 | 20 | 20 | 542.8334 | 552.9702 | 566.5163 | 578.1357 | 0 | 0 | 0 | 0 | 280.6125 | 248.8953 | 255.5344 | 245.764 | 0 | 0 | 0 | 0 | 199.8291 | 127.1378 | 123.2069 | 120.9193 | 0 | 0 | 0 | 0 | 0 | 2.3665 | 2.3463 | 21.1839 | 0 | 0 | 0 | 0 | 62.3917 | 174.5707 | 185.4287 | 190.2685 | 0.39652 | 0.39181 | 0.39756 | 0.39343 | 24.7396 | 68.3992 | 73.7187 | 74.8578
9 | 20 | 21 | 512.473 | 522.6906 | 536.0973 | 547.4993 | 0 | 0 | 0 | 0 | 254.4817 | 254.2492 | 265.8098 | 257.5814 | 0 | 0 | 0 | 0 | 204.1917 | 123.4394 | 121.7093 | 121.5277 | 0 | 0 | 0 | 0 | 0 | 2.6713 | 4.0883 | 16.5085 | 0 | 0 | 0 | 0 | 53.7996 | 142.3309 | 144.4901 | 151.8818 | 0.39092 | 0.38892 | 0.39029 | 0.38929 | 21.0312 | 55.3552 | 56.3932 | 59.1255
9 | 20 | 22 | 471.8483 | 482.3008 | 495.7716 | 507.2386 | 0 | 0 | 0 | 0 | 274.3358 | 250.3313 | 246.8798 | 263.3588 | 0 | 0 | 0 | 0 | 171.7856 | 99.6893 | 100.3181 | 102.3013 | 0 | 0 | 0 | 0 | 0 | 4.7591 | 9.4347 | 25.1009 | 0 | 0 | 0 | 0 | 25.727 | 127.5211 | 139.139 | 116.4776 | 0.38531 | 0.3837 | 0.387 | 0.38422 | 9.9128 | 48.9298 | 53.8469 | 44.7528
9 | 20 | 23 | 427.1706 | 436.831 | 449.2114 | 459.7166 | 0 | 0 | 0 | 0 | 265.8636 | 263.017 | 254.0215 | 267.4392 | 0 | 0 | 0 | 0 | 134.3159 | 69.7752 | 69.5879 | 70.718 | 0 | 0 | 0 | 0 | 0 | 4.4736 | 9.6378 | 9.883 | 0 | 0 | 0 | 0 | 26.9911 | 99.5652 | 115.9642 | 111.6764 | 0.37862 | 0.38317 | 0.38456 | 0.38119 | 10.2195 | 38.1508 | 44.5951 | 42.5703
9 | 20 | 24 | 398.5225 | 406.03 | 415.8575 | 424.0576 | 0 | 0 | 0 | 0 | 261.2755 | 250.083 | 217.7684 | 227.6617 | 0 | 0 | 0 | 0 | 97.442 | 51.4889 | 48.8803 | 47.6013 | 0 | 0 | 0 | 0 | 0 | 14.3978 | 15.0735 | 3.617 | 0 | 0 | 0 | 0 | 39.805 | 90.0602 | 134.1352 | 145.1775 | 0.37097 | 0.3792 | 0.38104 | 0.37743 | 14.7664 | 34.151 | 51.1114 | 54.7944
9 | 21 | 1 | 380.2185 | 385.6072 | 392.9406 | 398.853 | 0 | 0 | 0 | 0 | 194.8538 | 209.1426 | 244.1752 | 212.7549 | 0 | 0 | 0 | 0 | 78.1437 | 55.5588 | 50.6506 | 47.1416 | 0 | 0 | 0 | 0 | 0 | 20.4746 | 7.2139 | 4.4203 | 0 | 0 | 0 | 0 | 107.221 | 100.4312 | 90.9009 | 134.5362 | 0.37067 | 0.37067 | 0.37608 | 0.37093 | 39.744 | 37.2268 | 34.1861 | 49.9034
9 | 21 | 2 | 370.6173 | 373.9609 | 379.0051 | 382.9079 | 0 | 0 | 0 | 0 | 159.4891 | 224.1269 | 207.4264 | 201.7127 | 0 | 0 | 0 | 0 | 65.3589 | 55.3795 | 48.9295 | 43.9313 | 0 | 0 | 0 | 0 | 0 | 19.4796 | 7.033 | 0.31788 | 0 | 0 | 0 | 0 | 145.7693 | 74.9749 | 115.6163 | 136.9461 | 0.36983 | 0.36895 | 0.37442 | 0.36801 | 53.9096 | 27.6617 | 43.2887 | 50.3978
9 | 21 | 3 | 366.5235 | 368.1542 | 371.3115 | 373.5713 | 0 | 0 | 0 | 0 | 139.4566 | 190.7611 | 189.6476 | 182.9331 | 0 | 0 | 0 | 0 | 62.8934 | 58.0812 | 51.7432 | 46.8473 | 0 | 0 | 0 | 0 | 0 | 12.8559 | 6.4728 | -1.7084 | 0 | 0 | 0 | 0 | 164.1735 | 106.456 | 123.4479 | 145.4994 | 0.37068 | 0.36878 | 0.37239 | 0.3659 | 60.8553 | 39.2593 | 45.9709 | 53.2382
9 | 21 | 4 | 373.7143 | 373.7231 | 375.1138 | 375.7937 | 0 | 0 | 0 | 0 | 150.3431 | 184.7073 | 185.2488 | 186.9581 | 0 | 0 | 0 | 0 | 65.366 | 69.8286 | 63.1719 | 57.9915 | 0 | 0 | 0 | 0 | 0 | 2.2532 | 5.6396 | 0 | 0 | 0 | 0 | 0 | 158.0052 | 116.934 | 121.0535 | 130.8441 | 0.3692 | 0.37208 | 0.37262 | 0.36651 | 58.3362 | 43.5083 | 45.1067 | 47.955
9 | 21 | 5 | 398.4313 | 396.7487 | 396.3664 | 395.4404 | 0 | 0 | 0 | 0 | 207.0293 | 210.9795 | 216.7968 | 198.923 | 0 | 0 | 0 | 0 | 68.5907 | 90.7594 | 83.6992 | 78.1496 | 0 | 0 | 0 | 0 | 0 | 14.2797 | 2.3196 | -8.6289 | 0 | 0 | 0 | 0 | 122.8113 | 80.7301 | 93.5507 | 126.9967 | 0.36849 | 0.37169 | 0.3739 | 0.36618 | 45.2547 | 30.0062 | 34.9784 | 46.503
9 | 21 | 6 | 444.3704 | 442.1986 | 441.5202 | 440.3544 | 0 | 0 | 0 | 0 | 217.0387 | 197.3131 | 199.4994 | 192.5222 | 0 | 0 | 0 | 0 | 77.8728 | 115.5056 | 107.3865 | 100.8068 | 0 | 0 | 0 | 0 | 0 | 2.6939 | 12.4318 | -9.4 | 0 | 0 | 0 | 0 | 149.4589 | 126.686 | 122.2026 | 156.4254 | 0.37162 | 0.37651 | 0.37574 | 0.37098 | 55.5419 | 47.6986 | 45.916 | 58.0307
9 | 21 | 7 | 466.74 | 463.5797 | 462.1126 | 460.4775 | 0 | 0 | 0 | 0 | 193.613 | 161.3324 | 155.3161 | 149.3985 | 0 | 0 | 0 | 0 | 139.1001 | 206.1376 | 193.6154 | 182.4694 | 0 | 0 | 0 | 0 | 0 | -7.8292 | -6.019 | -1.2598 | 0 | 0 | 0 | 0 | 134.0269 | 103.9389 | 119.2001 | 129.8694 | 0.37194 | 0.38123 | 0.37528 | 0.36663 | 49.8496 | 39.6248 | 44.7339 | 47.6134
9 | 21 | 8 | 486.2736 | 483.2494 | 482.4261 | 481.8386 | 0 | 0 | 0 | 0 | 164.8476 | 117.4328 | 125.0637 | 138.1419 | 0 | 0 | 0 | 0 | 196.728 | 317.109 | 312.5388 | 308.1035 | 0 | 0 | 0 | 0 | 0 | -16.9997 | -11.614 | -1.2898 | 0 | 0 | 0 | 0 | 124.698 | 65.7072 | 56.4377 | 36.883 | 0.36962 | 0.37552 | 0.37235 | 0.38036 | 46.0914 | 24.6745 | 21.0145 | 14.029
9 | 21 | 9 | 501.1751 | 498.8893 | 499.339 | 500.341 | 0 | 0 | 0 | 0 | 128.6156 | 101.8763 | 103.6844 | 117.9145 | 0 | 0 | 0 | 0 | 229.5975 | 377.2304 | 382.312 | 386.3319 | 0 | 0 | 0 | 0 | 0 | -25.7666 | -19.0466 | -14.2305 | 0 | 0 | 0 | 0 | 142.962 | 45.5492 | 32.3893 | 10.325 | 0.37229 | 0.38397 | 0.38397 | 0.17588 | 53.2235 | 17.4897 | 12.4367 | 1.8159
9 | 21 | 10 | 522.7189 | 520.8961 | 521.8975 | 523.3106 | 0 | 0 | 0 | 0 | 131.5677 | 104.4285 | 102.1442 | 107.3192 | 0 | 0 | 0 | 0 | 257.6629 | 414.0013 | 428.9368 | 441.7247 | 0 | 0 | 0 | 0 | 0 | -34.2914 | -30.7287 | -28.573 | 0 | 0 | 0 | 0 | 133.4883 | 36.7577 | 21.5452 | 2.8397 | 0.37171 | 0.38397 | 0.38397 | 0.17588 | 49.6193 | 14.114 | 8.2728 | 0.49943
9 | 21 | 11 | 537.7838 | 536.1996 | 537.2375 | 538.3217 | 0 | 0 | 0 | 0 | 154.7307 | 100.0186 | 103.6079 | 96.4705 | 0 | 0 | 0 | 0 | 268.4392 | 422.5432 | 442.789 | 460.386 | 0 | 0 | 0 | 0 | 0 | -21.73 | -24.0455 | -28.2 | 0 | 0 | 0 | 0 | 114.6139 | 35.3678 | 14.8862 | 9.6652 | 0.37104 | 0.38397 | 0.38397 | 0.17588 | 42.5262 | 13.5803 | 5.7159 | 1.6999
9 | 21 | 12 | 537.0611 | 535.4455 | 536.2349 | 536.8445 | 0 | 0 | 0 | 0 | 173.7398 | 107.5147 | 109.6783 | 98.6017 | 0 | 0 | 0 | 0 | 293.8273 | 417.2846 | 444.8706 | 469.363 | 0 | 0 | 0 | 0 | 0 | -15.2833 | -16.336 | -26.1309 | 0 | 0 | 0 | 0 | 69.4939 | 25.9295 | -1.9781 | -4.9894 | 0.37287 | 0.38397 | 0.38397 | 0.17588 | 25.912 | 9.9563 | -0.75953 | -0.87751
9 | 21 | 13 | 541.0682 | 539.9116 | 541.1371 | 542.0227 | 0 | 0 | 0 | 0 | 211.6312 | 104.0706 | 106.7344 | 101.6617 | 0 | 0 | 0 | 0 | 299.7333 | 384.0529 | 408.8229 | 431.0762 | 0 | 0 | 0 | 0 | 0 | -14.394 | -15.2833 | -24.371 | 0 | 0 | 0 | 0 | 29.7037 | 66.1821 | 40.8631 | 33.6557 | 0.37446 | 0.38065 | 0.38397 | 0.16813 | 11.1228 | 25.1925 | 15.6904 | 5.6585
9 | 21 | 14 | 539.271 | 538.4068 | 539.972 | 541.188 | 0 | 0 | 0 | 0 | 212.834 | 135.2467 | 118.932 | 122.666 | 0 | 0 | 0 | 0 | 296.4013 | 351.1792 | 371.7811 | 390.3865 | 0 | 0 | 0 | 0 | 0 | -6.1821 | -12.8158 | -4.6699 | 0 | 0 | 0 | 0 | 30.0357 | 58.163 | 62.0748 | 32.8054 | 0.37539 | 0.37471 | 0.37695 | 0.16849 | 11.275 | 21.7945 | 23.3989 | 5.5274
9 | 21 | 15 | 532.8213 | 532.3262 | 534.2424 | 535.7388 | 0 | 0 | 0 | 0 | 225.1769 | 155.7722 | 137.3865 | 129.766 | 0 | 0 | 0 | 0 | 267.9222 | 291.3146 | 309.435 | 326.1654 | 0 | 0 | 0 | 0 | 0 | -1.489 | -0.95665 | -2.4084 | 0 | 0 | 0 | 0 | 39.7222 | 86.7284 | 88.3776 | 82.2158 | 0.37558 | 0.37413 | 0.37546 | 0.16764 | 14.9187 | 32.4478 | 33.1824 | 13.7823
9 | 21 | 16 | 526.0184 | 527.4175 | 531.4034 | 534.7479 | 0 | 0 | 0 | 0 | 207.4954 | 166.8191 | 151.5919 | 155.1377 | 0 | 0 | 0 | 0 | 235.9644 | 234.7238 | 252.2538 | 268.8274 | 0 | 0 | 0 | 0 | 0 | -2.5827 | -2.2122 | 0.18993 | 0 | 0 | 0 | 0 | 82.5586 | 128.4573 | 129.77 | 110.5929 | 0.38077 | 0.3675 | 0.37018 | 0.37865 | 31.4356 | 47.2078 | 48.0382 | 41.8763
9 | 21 | 17 | 513.3533 | 516.9843 | 523.3526 | 528.7859 | 0 | 0 | 0 | 0 | 221.6883 | 177.742 | 172.3122 | 167.1293 | 0 | 0 | 0 | 0 | 212.2739 | 168.0091 | 182.3585 | 196.5379 | 0 | 0 | 0 | 0 | 0 | -3.066 | -2.6849 | -0.64583 | 0 | 0 | 0 | 0 | 79.3911 | 174.2992 | 171.3668 | 165.7646 | 0.38859 | 0.37976 | 0.38475 | 0.37375 | 30.8506 | 66.1914 | 65.9335 | 61.9539
9 | 21 | 18 | 517.4788 | 523.7313 | 533.0038 | 540.9985 | 0 | 0 | 0 | 0 | 257.1661 | 224.9034 | 190.4119 | 191.9287 | 0 | 0 | 0 | 0 | 171.3274 | 110.2299 | 116.9548 | 124.5269 | 0 | 0 | 0 | 0 | 0 | -4.2213 | -0.4237 | 0 | 0 | 0 | 0 | 0 | 88.9852 | 192.8193 | 226.0608 | 224.5429 | 0.39913 | 0.39052 | 0.39482 | 0.38967 | 35.5165 | 75.3007 | 89.2543 | 87.4983
9 | 21 | 19 | 538.5998 | 547.2766 | 559.2796 | 569.6361 | 0 | 0 | 0 | 0 | 284.5298 | 252.0824 | 247.5569 | 221.0398 | 0 | 0 | 0 | 0 | 143.2402 | 75.5432 | 78.4029 | 82.4949 | 0 | 0 | 0 | 0 | 0 | 8.9247 | 16.8709 | 24.1862 | 0 | 0 | 0 | 0 | 110.8298 | 210.7264 | 216.4489 | 241.9152 | 0.40014 | 0.39646 | 0.4013 | 0.39601 | 44.347 | 83.5448 | 86.8609 | 95.801
9 | 21 | 20 | 529.0147 | 538.7035 | 551.6993 | 562.8445 | 0 | 0 | 0 | 0 | 280.6125 | 248.8953 | 255.5344 | 245.764 | 0 | 0 | 0 | 0 | 152.1913 | 75.5568 | 76.0046 | 77.8621 | 0 | 0 | 0 | 0 | 0 | 2.3665 | 2.3463 | 21.1839 | 0 | 0 | 0 | 0 | 96.2109 | 211.8849 | 217.814 | 218.0345 | 0.39652 | 0.39181 | 0.39756 | 0.39343 | 38.1496 | 83.0195 | 86.5938 | 85.7818
9 | 21 | 21 | 506.4926 | 516.5163 | 529.6848 | 540.8816 | 0 | 0 | 0 | 0 | 254.4817 | 254.2492 | 265.8098 | 257.5814 | 0 | 0 | 0 | 0 | 175.1367 | 78.0201 | 78.0366 | 79.5578 | 0 | 0 | 0 | 0 | 0 | 2.6713 | 4.0883 | 16.5085 | 0 | 0 | 0 | 0 | 76.8742 | 181.5757 | 181.7502 | 187.234 | 0.39092 | 0.38892 | 0.39029 | 0.38929 | 30.0515 | 70.6183 | 70.9355 | 72.8877
9 | 21 | 22 | 471.2645 | 481.698 | 495.1455 | 506.5925 | 0 | 0 | 0 | 0 | 274.3358 | 250.3313 | 246.8798 | 263.3588 | 0 | 0 | 0 | 0 | 184.7487 | 86.5932 | 84.9399 | 84.8854 | 0 | 0 | 0 | 0 | 0 | 4.7591 | 9.4347 | 25.1009 | 0 | 0 | 0 | 0 | 12.1799 | 140.0144 | 153.8911 | 133.2474 | 0.38531 | 0.3837 | 0.387 | 0.38422 | 4.693 | 53.7235 | 59.556 | 51.196
9 | 21 | 23 | 433.4695 | 443.3342 | 455.9654 | 466.6867 | 0 | 0 | 0 | 0 | 265.8636 | 263.017 | 254.0215 | 267.4392 | 0 | 0 | 0 | 0 | 182.1387 | 99.1781 | 93.6835 | 90.0287 | 0 | 0 | 0 | 0 | 0 | 4.4736 | 9.6378 | 9.883 | 0 | 0 | 0 | 0 | -14.5328 | 76.6655 | 98.6225 | 99.3358 | 0.37862 | 0.38317 | 0.38456 | 0.38119 | -5.5025 | 29.3762 | 37.9262 | 37.8662
9 | 21 | 24 | 403.4944 | 411.1631 | 421.1885 | 429.5593 | 0 | 0 | 0 | 0 | 261.2755 | 250.083 | 217.7684 | 227.6617 | 0 | 0 | 0 | 0 | 193.9287 | 102.3184 | 98.6404 | 96.7271 | 0 | 0 | 0 | 0 | 0 | 14.3978 | 15.0735 | 3.617 | 0 | 0 | 0 | 0 | -51.7099 | 44.3639 | 89.7062 | 101.5535 | 0.37097 | 0.3792 | 0.38104 | 0.37743 | -19.1827 | 16.8229 | 34.182 | 38.3294
9 | 22 | 1 | 382.8194 | 388.2925 | 395.7295 | 401.7311 | 0 | 0 | 0 | 0 | 194.8538 | 209.1426 | 244.1752 | 212.7549 | 0 | 0 | 0 | 0 | 193.7174 | 113.2425 | 106.7761 | 102.1861 | 0 | 0 | 0 | 0 | 0 | 20.4746 | 7.2139 | 4.4203 | 0 | 0 | 0 | 0 | -5.7518 | 45.4328 | 37.5643 | 82.3698 | 0.37067 | 0.37067 | 0.37608 | 0.37093 | -2.1321 | 16.8405 | 14.1272 | 30.5534
9 | 22 | 2 | 369.8034 | 373.1206 | 378.1324 | 382.0073 | 0 | 0 | 0 | 0 | 159.4891 | 224.1269 | 207.4264 | 201.7127 | 0 | 0 | 0 | 0 | 191.4304 | 119.4743 | 110.7251 | 103.9392 | 0 | 0 | 0 | 0 | 0 | 19.4796 | 7.033 | 0.31788 | 0 | 0 | 0 | 0 | 18.8839 | 10.0398 | 52.948 | 76.0375 | 0.36983 | 0.36895 | 0.37442 | 0.36801 | 6.9838 | 3.7041 | 19.8246 | 27.9827
9 | 22 | 3 | 361.6401 | 363.1124 | 366.0752 | 368.1675 | 0 | 0 | 0 | 0 | 139.4566 | 190.7611 | 189.6476 | 182.9331 | 0 | 0 | 0 | 0 | 194.0727 | 121.0492 | 111.7772 | 104.4372 | 0 | 0 | 0 | 0 | 0 | 12.8559 | 6.4728 | -1.7084 | 0 | 0 | 0 | 0 | 28.1108 | 38.4462 | 58.1777 | 82.5057 | 0.37068 | 0.36878 | 0.37239 | 0.3659 | 10.42 | 14.1784 | 21.6648 | 30.1888
9 | 22 | 4 | 362.0897 | 361.7215 | 362.6493 | 362.9303 | 0 | 0 | 0 | 0 | 150.3431 | 184.7073 | 185.2488 | 186.9581 | 0 | 0 | 0 | 0 | 182.3755 | 124.2404 | 110.5997 | 99.0056 | 0 | 0 | 0 | 0 | 0 | 2.2532 | 5.6396 | 0 | 0 | 0 | 0 | 0 | 29.3711 | 50.5206 | 61.1611 | 76.9666 | 0.3692 | 0.37208 | 0.37262 | 0.36651 | 10.8439 | 18.7975 | 22.7897 | 28.2086
9 | 22 | 5 | 371.661 | 369.1103 | 367.662 | 365.8174 | 0 | 0 | 0 | 0 | 207.0293 | 210.9795 | 216.7968 | 198.923 | 0 | 0 | 0 | 0 | 176.4611 | 126.9052 | 110.7987 | 96.8002 | 0 | 0 | 0 | 0 | 0 | 14.2797 | 2.3196 | -8.6289 | 0 | 0 | 0 | 0 | -11.8294 | 16.9458 | 37.7468 | 78.7231 | 0.36849 | 0.37169 | 0.3739 | 0.36618 | -4.359 | 6.2985 | 14.1134 | 28.8264
9 | 22 | 6 | 385.1678 | 381.0762 | 378.0404 | 374.8432 | 0 | 0 | 0 | 0 | 217.0387 | 197.3131 | 199.4994 | 192.5222 | 0 | 0 | 0 | 0 | 192.4346 | 135.7112 | 117.3869 | 101.3272 | 0 | 0 | 0 | 0 | 0 | 2.6939 | 12.4318 | -9.4 | 0 | 0 | 0 | 0 | -24.3054 | 45.358 | 48.7223 | 90.3938 | 0.37162 | 0.37651 | 0.37574 | 0.37098 | -9.0324 | 17.0778 | 18.3068 | 33.5343
9 | 22 | 7 | 399.4161 | 394.0726 | 389.9247 | 385.9795 | 0 | 0 | 0 | 0 | 193.613 | 161.3324 | 155.3161 | 149.3985 | 0 | 0 | 0 | 0 | 204.9109 | 132.1326 | 117.3898 | 104.6188 | 0 | 0 | 0 | 0 | 0 | -7.8292 | -6.019 | -1.2598 | 0 | 0 | 0 | 0 | 0.8922 | 108.4368 | 123.2377 | 133.2221 | 0.37194 | 0.38123 | 0.37528 | 0.36663 | 0.33184 | 41.3396 | 46.2491 | 48.8426
9 | 22 | 8 | 427.7434 | 422.8211 | 419.6672 | 417.0714 | 0 | 0 | 0 | 0 | 164.8476 | 117.4328 | 125.0637 | 138.1419 | 0 | 0 | 0 | 0 | 225.97 | 160.1952 | 163.0727 | 166.3711 | 0 | 0 | 0 | 0 | 0 | -16.9997 | -11.614 | -1.2898 | 0 | 0 | 0 | 0 | 36.9257 | 162.1927 | 143.1449 | 113.8482 | 0.36962 | 0.37552 | 0.37235 | 0.38036 | 13.6486 | 60.9071 | 53.2997 | 43.3038
9 | 22 | 9 | 455.1188 | 451.3395 | 449.9553 | 449.3769 | 0 | 0 | 0 | 0 | 128.6156 | 101.8763 | 103.6844 | 117.9145 | 0 | 0 | 0 | 0 | 226.5531 | 169.0124 | 187.5159 | 205.1137 | 0 | 0 | 0 | 0 | 0 | -25.7666 | -19.0466 | -14.2305 | 0 | 0 | 0 | 0 | 99.9502 | 206.2174 | 177.8016 | 140.5793 | 0.37229 | 0.38397 | 0.38397 | 0.17588 | 37.2105 | 79.1823 | 68.2713 | 24.7244
9 | 22 | 10 | 470.5937 | 467.0806 | 466.0064 | 465.631 | 0 | 0 | 0 | 0 | 131.5677 | 104.4285 | 102.1442 | 107.3192 | 0 | 0 | 0 | 0 | 216.9451 | 198.0644 | 222.3374 | 244.9756 | 0 | 0 | 0 | 0 | 0 | -34.2914 | -30.7287 | -28.573 | 0 | 0 | 0 | 0 | 122.081 | 198.8792 | 172.2535 | 141.9092 | 0.37171 | 0.38397 | 0.38397 | 0.17588 | 45.379 | 76.3646 | 66.141 | 24.9583
9 | 22 | 11 | 473.3617 | 469.6883 | 468.161 | 467.0347 | 0 | 0 | 0 | 0 | 154.7307 | 100.0186 | 103.6079 | 96.4705 | 0 | 0 | 0 | 0 | 231.9112 | 181.9486 | 213.8227 | 243.679 | 0 | 0 | 0 | 0 | 0 | -21.73 | -24.0455 | -28.2 | 0 | 0 | 0 | 0 | 86.7197 | 209.4511 | 174.7759 | 155.0852 | 0.37104 | 0.38397 | 0.38397 | 0.17588 | 32.1764 | 80.4239 | 67.1095 | 27.2756
9 | 22 | 12 | 468.9056 | 465.0799 | 463.1553 | 461.4263 | 0 | 0 | 0 | 0 | 173.7398 | 107.5147 | 109.6783 | 98.6017 | 0 | 0 | 0 | 0 | 228.1023 | 191.7814 | 219.6708 | 245.7095 | 0 | 0 | 0 | 0 | 0 | -15.2833 | -16.336 | -26.1309 | 0 | 0 | 0 | 0 | 67.0634 | 181.0671 | 150.1422 | 143.246 | 0.37287 | 0.38397 | 0.38397 | 0.17588 | 25.0058 | 69.5251 | 57.6508 | 25.1934
9 | 22 | 13 | 460.6157 | 456.8502 | 454.872 | 452.9971 | 0 | 0 | 0 | 0 | 211.6312 | 104.0706 | 106.7344 | 101.6617 | 0 | 0 | 0 | 0 | 240.437 | 188.8304 | 218.1559 | 245.725 | 0 | 0 | 0 | 0 | 0 | -14.394 | -15.2833 | -24.371 | 0 | 0 | 0 | 0 | 8.5475 | 178.3431 | 145.2651 | 129.9815 | 0.37446 | 0.38065 | 0.38397 | 0.16813 | 3.2007 | 67.8871 | 55.7781 | 21.8538
9 | 22 | 14 | 450.0956 | 446.3396 | 444.3538 | 442.5101 | 0 | 0 | 0 | 0 | 212.834 | 135.2467 | 118.932 | 122.666 | 0 | 0 | 0 | 0 | 260.3418 | 184.2405 | 212.0224 | 238.4569 | 0 | 0 | 0 | 0 | 0 | -6.1821 | -12.8158 | -4.6699 | 0 | 0 | 0 | 0 | -23.0803 | 133.0345 | 126.2152 | 86.057 | 0.37539 | 0.37471 | 0.37695 | 0.16849 | -8.664 | 49.8498 | 47.5764 | 14.4998
9 | 22 | 15 | 440.4611 | 436.9709 | 435.2093 | 433.5367 | 0 | 0 | 0 | 0 | 225.1769 | 155.7722 | 137.3865 | 129.766 | 0 | 0 | 0 | 0 | 291.0393 | 177.2753 | 211.4692 | 244.2757 | 0 | 0 | 0 | 0 | 0 | -1.489 | -0.95665 | -2.4084 | 0 | 0 | 0 | 0 | -75.7552 | 105.4124 | 87.3103 | 61.9033 | 0.37558 | 0.37413 | 0.37546 | 0.16764 | -28.4519 | 39.4381 | 32.7816 | 10.3772
9 | 22 | 16 | 438.1523 | 436.7021 | 437.1892 | 437.5188 | 0 | 0 | 0 | 0 | 207.4954 | 166.8191 | 151.5919 | 155.1377 | 0 | 0 | 0 | 0 | 316.2769 | 180.4284 | 217.0098 | 252.2625 | 0 | 0 | 0 | 0 | 0 | -2.5827 | -2.2122 | 0.18993 | 0 | 0 | 0 | 0 | -85.62 | 92.0373 | 70.7997 | 29.9287 | 0.38077 | 0.3675 | 0.37018 | 0.37865 | -32.6013 | 33.8235 | 26.2086 | 11.3326
9 | 22 | 17 | 438.032 | 439.2203 | 442.5894 | 445.4383 | 0 | 0 | 0 | 0 | 221.6883 | 177.742 | 172.3122 | 167.1293 | 0 | 0 | 0 | 0 | 300.8928 | 166.684 | 187.2526 | 207.7834 | 0 | 0 | 0 | 0 | 0 | -3.066 | -2.6849 | -0.64583 | 0 | 0 | 0 | 0 | -84.5492 | 97.8603 | 85.7095 | 71.1715 | 0.38859 | 0.37976 | 0.38475 | 0.37375 | -32.855 | 37.1632 | 32.9768 | 26.6001
9 | 22 | 18 | 450.668 | 454.754 | 461.3661 | 467.0684 | 0 | 0 | 0 | 0 | 257.1661 | 224.9034 | 190.4119 | 191.9287 | 0 | 0 | 0 | 0 | 268.5334 | 150.7603 | 152.5218 | 155.7103 | 0 | 0 | 0 | 0 | 0 | -4.2213 | -0.4237 | 0 | 0 | 0 | 0 | 0 | -75.0316 | 83.3115 | 118.8561 | 119.4294 | 0.39913 | 0.39052 | 0.39482 | 0.38967 | -29.9472 | 32.5352 | 46.9273 | 46.5384
9 | 22 | 19 | 487.6071 | 494.6302 | 504.6027 | 513.2096 | 0 | 0 | 0 | 0 | 284.5298 | 252.0824 | 247.5569 | 221.0398 | 0 | 0 | 0 | 0 | 278.5478 | 173.965 | 172.7972 | 173.3168 | 0 | 0 | 0 | 0 | 0 | 8.9247 | 16.8709 | 24.1862 | 0 | 0 | 0 | 0 | -75.4705 | 59.6582 | 67.3777 | 94.6668 | 0.40014 | 0.39646 | 0.4013 | 0.39601 | -30.1984 | 23.6521 | 27.0387 | 37.4891
9 | 22 | 20 | 484.4624 | 492.7064 | 503.9281 | 513.5447 | 0 | 0 | 0 | 0 | 280.6125 | 248.8953 | 255.5344 | 245.764 | 0 | 0 | 0 | 0 | 282.7679 | 189.4741 | 186.8524 | 186.0088 | 0 | 0 | 0 | 0 | 0 | 2.3665 | 2.3463 | 21.1839 | 0 | 0 | 0 | 0 | -78.918 | 51.9705 | 59.1951 | 60.5881 | 0.39652 | 0.39181 | 0.39756 | 0.39343 | -31.2926 | 20.3628 | 23.5335 | 23.8373
9 | 22 | 21 | 467.5314 | 476.2917 | 487.9088 | 497.7688 | 0 | 0 | 0 | 0 | 254.4817 | 254.2492 | 265.8098 | 257.5814 | 0 | 0 | 0 | 0 | 284.9141 | 183.0718 | 184.0014 | 186.54 | 0 | 0 | 0 | 0 | 0 | 2.6713 | 4.0883 | 16.5085 | 0 | 0 | 0 | 0 | -71.8644 | 36.2995 | 34.0094 | 37.1389 | 0.39092 | 0.38892 | 0.39029 | 0.38929 | -28.0931 | 14.1176 | 13.2736 | 14.4577
9 | 22 | 22 | 440.5839 | 450.0225 | 462.2483 | 472.6426 | 0 | 0 | 0 | 0 | 274.3358 | 250.3313 | 246.8798 | 263.3588 | 0 | 0 | 0 | 0 | 274.2095 | 175.0253 | 176.261 | 179.0472 | 0 | 0 | 0 | 0 | 0 | 4.7591 | 9.4347 | 25.1009 | 0 | 0 | 0 | 0 | -107.9614 | 19.9068 | 29.6727 | 5.1358 | 0.38531 | 0.3837 | 0.387 | 0.38422 | -41.5982 | 7.6382 | 11.4834 | 1.9733
9 | 22 | 23 | 407.9554 | 416.9927 | 428.6079 | 438.4539 | 0 | 0 | 0 | 0 | 265.8636 | 263.017 | 254.0215 | 267.4392 | 0 | 0 | 0 | 0 | 259.1001 | 167.7154 | 168.8303 | 171.4401 | 0 | 0 | 0 | 0 | 0 | 4.4736 | 9.6378 | 9.883 | 0 | 0 | 0 | 0 | -117.0083 | -18.2133 | -3.8817 | -10.3085 | 0.37862 | 0.38317 | 0.38456 | 0.38119 | -44.3022 | -6.9789 | -1.4927 | -3.9295
9 | 22 | 24 | 380.3335 | 387.2512 | 396.3544 | 403.9304 | 0 | 0 | 0 | 0 | 261.2755 | 250.083 | 217.7684 | 227.6617 | 0 | 0 | 0 | 0 | 252.3931 | 162.9187 | 162.06 | 162.7738 | 0 | 0 | 0 | 0 | 0 | 14.3978 | 15.0735 | 3.617 | 0 | 0 | 0 | 0 | -133.3351 | -40.1484 | 1.4525 | 9.8779 | 0.37097 | 0.3792 | 0.38104 | 0.37743 | -49.4631 | -15.2244 | 0.55345 | 3.7282
9 | 23 | 1 | 362.5603 | 367.3765 | 374.0067 | 379.3132 | 0 | 0 | 0 | 0 | 194.8538 | 209.1426 | 244.1752 | 212.7549 | 0 | 0 | 0 | 0 | 256.1227 | 161.0025 | 159.7801 | 160.1901 | 0 | 0 | 0 | 0 | 0 | 20.4746 | 7.2139 | 4.4203 | 0 | 0 | 0 | 0 | -88.4162 | -23.2433 | -37.1625 | 1.9479 | 0.37067 | 0.37067 | 0.37608 | 0.37093 | -32.7736 | -8.6156 | -13.9761 | 0.72254
9 | 23 | 2 | 351.5437 | 354.2687 | 358.5535 | 361.8018 | 0 | 0 | 0 | 0 | 159.4891 | 224.1269 | 207.4264 | 201.7127 | 0 | 0 | 0 | 0 | 261.4323 | 160.2424 | 159.3165 | 160.0821 | 0 | 0 | 0 | 0 | 0 | 19.4796 | 7.033 | 0.31788 | 0 | 0 | 0 | 0 | -69.3777 | -49.5802 | -15.2223 | -0.31085 | 0.36983 | 0.36895 | 0.37442 | 0.36801 | -25.6578 | -18.2924 | -5.6995 | -0.1144
9 | 23 | 3 | 345.4152 | 346.3613 | 348.678 | 350.2136 | 0 | 0 | 0 | 0 | 139.4566 | 190.7611 | 189.6476 | 182.9331 | 0 | 0 | 0 | 0 | 247.0203 | 151.0997 | 151.3586 | 153.1981 | 0 | 0 | 0 | 0 | 0 | 12.8559 | 6.4728 | -1.7084 | 0 | 0 | 0 | 0 | -41.0617 | -8.3553 | 1.1991 | 15.7909 | 0.37068 | 0.36878 | 0.37239 | 0.3659 | -15.2206 | -3.0813 | 0.44652 | 5.7779
9 | 23 | 4 | 344.1484 | 343.1984 | 343.4118 | 343.0772 | 0 | 0 | 0 | 0 | 150.3431 | 184.7073 | 185.2488 | 186.9581 | 0 | 0 | 0 | 0 | 223.3214 | 134.6624 | 136.1 | 138.9856 | 0 | 0 | 0 | 0 | 0 | 2.2532 | 5.6396 | 0 | 0 | 0 | 0 | 0 | -29.5161 | 21.5756 | 16.4234 | 17.1335 | 0.3692 | 0.37208 | 0.37262 | 0.36651 | -10.8975 | 8.0277 | 6.1196 | 6.2795
9 | 23 | 5 | 349.2609 | 345.9839 | 343.6436 | 341.0305 | 0 | 0 | 0 | 0 | 207.0293 | 210.9795 | 216.7968 | 198.923 | 0 | 0 | 0 | 0 | 200.0508 | 119.9293 | 121.6023 | 124.5989 | 0 | 0 | 0 | 0 | 0 | 14.2797 | 2.3196 | -8.6289 | 0 | 0 | 0 | 0 | -57.8191 | 0.79534 | 2.9249 | 26.1375 | 0.36849 | 0.37169 | 0.3739 | 0.36618 | -21.3057 | 0.29561 | 1.0936 | 9.5709
9 | 23 | 6 | 358.8575 | 353.9127 | 349.8292 | 345.7293 | 0 | 0 | 0 | 0 | 217.0387 | 197.3131 | 199.4994 | 192.5222 | 0 | 0 | 0 | 0 | 193.369 | 118.2164 | 119.3451 | 121.7609 | 0 | 0 | 0 | 0 | 0 | 2.6939 | 12.4318 | -9.4 | 0 | 0 | 0 | 0 | -51.5502 | 35.6893 | 18.5529 | 40.8462 | 0.37162 | 0.37651 | 0.37574 | 0.37098 | -19.1571 | 13.4374 | 6.971 | 15.1531
9 | 23 | 7 | 365.4445 | 358.9994 | 353.4987 | 348.3879 | 0 | 0 | 0 | 0 | 193.613 | 161.3324 | 155.3161 | 149.3985 | 0 | 0 | 0 | 0 | 210.345 | 163.0934 | 164.7669 | 167.3772 | 0 | 0 | 0 | 0 | 0 | -7.8292 | -6.019 | -1.2598 | 0 | 0 | 0 | 0 | -38.5135 | 42.4028 | 39.4346 | 32.872 | 0.37194 | 0.38123 | 0.37528 | 0.36663 | -14.3246 | 16.1653 | 14.7992 | 12.0517
9 | 23 | 8 | 389.1538 | 382.9801 | 378.2896 | 374.3697 | 0 | 0 | 0 | 0 | 164.8476 | 117.4328 | 125.0637 | 138.1419 | 0 | 0 | 0 | 0 | 271.7644 | 263.4754 | 286.7062 | 308.6555 | 0 | 0 | 0 | 0 | 0 | -16.9997 | -11.614 | -1.2898 | 0 | 0 | 0 | 0 | -47.4583 | 19.0716 | -21.8662 | -71.1379 | 0.36962 | 0.37552 | 0.37235 | 0.38036 | -17.5418 | 7.1618 | -8.1418 | -27.0583
9 | 23 | 9 | 413.8575 | 408.7401 | 405.7129 | 403.7188 | 0 | 0 | 0 | 0 | 128.6156 | 101.8763 | 103.6844 | 117.9145 | 0 | 0 | 0 | 0 | 337.8855 | 318.849 | 366.3046 | 410.3152 | 0 | 0 | 0 | 0 | 0 | -25.7666 | -19.0466 | -14.2305 | 0 | 0 | 0 | 0 | -52.6436 | 13.7814 | -45.2295 | -110.2804 | 0.37229 | 0.38397 | 0.38397 | 0.17588 | -19.5987 | 5.2917 | -17.367 | -19.3956
9 | 23 | 10 | 431.1549 | 426.3628 | 423.7181 | 421.9895 | 0 | 0 | 0 | 0 | 131.5677 | 104.4285 | 102.1442 | 107.3192 | 0 | 0 | 0 | 0 | 370.3054 | 364.7677 | 425.2235 | 480.9565 | 0 | 0 | 0 | 0 | 0 | -34.2914 | -30.7287 | -28.573 | 0 | 0 | 0 | 0 | -70.7182 | -8.542 | -72.9209 | -137.7131 | 0.37171 | 0.38397 | 0.38397 | 0.17588 | -26.2868 | -3.2799 | -27.9998 | -24.2203
9 | 23 | 11 | 442.8757 | 438.2138 | 435.4724 | 433.3002 | 0 | 0 | 0 | 0 | 154.7307 | 100.0186 | 103.6079 | 96.4705 | 0 | 0 | 0 | 0 | 376.6653 | 409.1727 | 470.7119 | 527.0218 | 0 | 0 | 0 | 0 | 0 | -21.73 | -24.0455 | -28.2 | 0 | 0 | 0 | 0 | -88.5204 | -49.2476 | -114.8017 | -161.9921 | 0.37104 | 0.38397 | 0.38397 | 0.17588 | -32.8445 | -18.9098 | -44.081 | -28.4904
9 | 23 | 12 | 444.0284 | 439.3961 | 436.4808 | 433.8983 | 0 | 0 | 0 | 0 | 173.7398 | 107.5147 | 109.6783 | 98.6017 | 0 | 0 | 0 | 0 | 388.5246 | 452.9957 | 513.683 | 568.838 | 0 | 0 | 0 | 0 | 0 | -15.2833 | -16.336 | -26.1309 | 0 | 0 | 0 | 0 | -118.236 | -105.831 | -170.5445 | -207.4105 | 0.37287 | 0.38397 | 0.38397 | 0.17588 | -44.0864 | -40.6364 | -65.4848 | -36.4784
9 | 23 | 13 | 445.3639 | 441.1037 | 438.5183 | 436.1201 | 0 | 0 | 0 | 0 | 211.6312 | 104.0706 | 106.7344 | 101.6617 | 0 | 0 | 0 | 0 | 390.9914 | 458.1284 | 515.5933 | 567.7767 | 0 | 0 | 0 | 0 | 0 | -14.394 | -15.2833 | -24.371 | 0 | 0 | 0 | 0 | -157.2587 | -106.7013 | -168.5261 | -208.9473 | 0.37446 | 0.38065 | 0.38397 | 0.16813 | -58.8865 | -40.6163 | -64.7098 | -35.1304
9 | 23 | 14 | 445.1768 | 441.2613 | 439.0796 | 437.0671 | 0 | 0 | 0 | 0 | 212.834 | 135.2467 | 118.932 | 122.666 | 0 | 0 | 0 | 0 | 402.0719 | 487.6784 | 540.1675 | 587.7193 | 0 | 0 | 0 | 0 | 0 | -6.1821 | -12.8158 | -4.6699 | 0 | 0 | 0 | 0 | -169.7292 | -175.4817 | -207.2041 | -268.6483 | 0.37539 | 0.37471 | 0.37695 | 0.16849 | -63.7139 | -65.7553 | -78.1048 | -45.2648
9 | 23 | 15 | 445.6276 | 442.3049 | 440.7491 | 439.2537 | 0 | 0 | 0 | 0 | 225.1769 | 155.7722 | 137.3865 | 129.766 | 0 | 0 | 0 | 0 | 397.7578 | 479.195 | 527.8498 | 572.0519 | 0 | 0 | 0 | 0 | 0 | -1.489 | -0.95665 | -2.4084 | 0 | 0 | 0 | 0 | -177.3072 | -191.1733 | -223.5305 | -260.1558 | 0.37558 | 0.37413 | 0.37546 | 0.16764 | -66.5925 | -71.524 | -83.9271 | -43.6114
9 | 23 | 16 | 449.1753 | 448.0826 | 449.0086 | 449.7165 | 0 | 0 | 0 | 0 | 207.4954 | 166.8191 | 151.5919 | 155.1377 | 0 | 0 | 0 | 0 | 375.3962 | 427.9523 | 468.2783 | 505.0875 | 0 | 0 | 0 | 0 | 0 | -2.5827 | -2.2122 | 0.18993 | 0 | 0 | 0 | 0 | -133.7163 | -144.106 | -168.6493 | -210.6986 | 0.38077 | 0.3675 | 0.37018 | 0.37865 | -50.9147 | -52.9586 | -62.4305 | -79.7816
9 | 23 | 17 | 454.3631 | 456.0811 | 460.1004 | 463.5097 | 0 | 0 | 0 | 0 | 221.6883 | 177.742 | 172.3122 | 167.1293 | 0 | 0 | 0 | 0 | 317.0244 | 332.4207 | 354.673 | 375.4613 | 0 | 0 | 0 | 0 | 0 | -3.066 | -2.6849 | -0.64583 | 0 | 0 | 0 | 0 | -84.3497 | -51.0157 | -64.1999 | -78.435 | 0.38859 | 0.37976 | 0.38475 | 0.37375 | -32.7775 | -19.3736 | -24.7009 | -29.3148
9 | 23 | 18 | 462.8411 | 467.3219 | 474.4187 | 480.5387 | 0 | 0 | 0 | 0 | 257.1661 | 224.9034 | 190.4119 | 191.9287 | 0 | 0 | 0 | 0 | 243.228 | 195.305 | 198.5794 | 202.61 | 0 | 0 | 0 | 0 | 0 | -4.2213 | -0.4237 | 0 | 0 | 0 | 0 | 0 | -37.5531 | 51.3347 | 85.8511 | 86 | 0.39913 | 0.39052 | 0.39482 | 0.38967 | -14.9885 | 20.0475 | 33.8961 | 33.5119
9 | 23 | 19 | 505.973 | 513.5917 | 524.2955 | 533.5325 | 0 | 0 | 0 | 0 | 284.5298 | 252.0824 | 247.5569 | 221.0398 | 0 | 0 | 0 | 0 | 229.4673 | 125.44 | 126.5962 | 128.8831 | 0 | 0 | 0 | 0 | 0 | 8.9247 | 16.8709 | 24.1862 | 0 | 0 | 0 | 0 | -8.0241 | 127.1447 | 133.2715 | 159.4234 | 0.40014 | 0.39646 | 0.4013 | 0.39601 | -3.2107 | 50.4079 | 53.4818 | 63.1334
9 | 23 | 20 | 501.0412 | 509.8228 | 521.7048 | 531.8902 | 0 | 0 | 0 | 0 | 280.6125 | 248.8953 | 255.5344 | 245.764 | 0 | 0 | 0 | 0 | 232.8464 | 152.0877 | 152.6113 | 154.2745 | 0 | 0 | 0 | 0 | 0 | 2.3665 | 2.3463 | 21.1839 | 0 | 0 | 0 | 0 | -12.4177 | 106.4734 | 111.2127 | 110.6679 | 0.39652 | 0.39181 | 0.39756 | 0.39343 | -4.9239 | 41.7178 | 44.2135 | 43.5403
9 | 23 | 21 | 479.9346 | 489.0971 | 501.2081 | 511.4936 | 0 | 0 | 0 | 0 | 254.4817 | 254.2492 | 265.8098 | 257.5814 | 0 | 0 | 0 | 0 | 224.6448 | 138.4301 | 136.0992 | 135.0134 | 0 | 0 | 0 | 0 | 0 | 2.6713 | 4.0883 | 16.5085 | 0 | 0 | 0 | 0 | 0.80814 | 93.7465 | 95.2109 | 102.3904 | 0.39092 | 0.38892 | 0.39029 | 0.38929 | 0.31591 | 36.4598 | 37.16 | 39.8592
9 | 23 | 22 | 437.8945 | 447.2458 | 459.3646 | 469.6666 | 0 | 0 | 0 | 0 | 274.3358 | 250.3313 | 246.8798 | 263.3588 | 0 | 0 | 0 | 0 | 219.2591 | 125.4712 | 125.7634 | 127.1961 | 0 | 0 | 0 | 0 | 0 | 4.7591 | 9.4347 | 25.1009 | 0 | 0 | 0 | 0 | -55.7004 | 66.6843 | 77.2867 | 54.0109 | 0.38531 | 0.3837 | 0.387 | 0.38422 | -21.4617 | 25.5867 | 29.91 | 20.7519
9 | 23 | 23 | 400.011 | 408.7907 | 420.0896 | 429.6629 | 0 | 0 | 0 | 0 | 265.8636 | 263.017 | 254.0215 | 267.4392 | 0 | 0 | 0 | 0 | 189.0395 | 110.0531 | 110.2718 | 111.6279 | 0 | 0 | 0 | 0 | 0 | 4.4736 | 9.6378 | 9.883 | 0 | 0 | 0 | 0 | -54.8921 | 31.247 | 46.1585 | 40.7128 | 0.37862 | 0.38317 | 0.38456 | 0.38119 | -20.7835 | 11.9731 | 17.7507 | 15.5195
9 | 23 | 24 | 374.3531 | 381.0768 | 389.9419 | 397.3127 | 0 | 0 | 0 | 0 | 261.2755 | 250.083 | 217.7684 | 227.6617 | 0 | 0 | 0 | 0 | 142.5721 | 113.9705 | 110.5219 | 108.3541 | 0 | 0 | 0 | 0 | 0 | 14.3978 | 15.0735 | 3.617 | 0 | 0 | 0 | 0 | -29.4945 | 2.6255 | 46.5781 | 57.6799 | 0.37097 | 0.3792 | 0.38104 | 0.37743 | -10.9415 | 0.99559 | 17.7483 | 21.7701
9 | 24 | 1 | 358.9862 | 363.6865 | 370.1744 | 375.3583 | 0 | 0 | 0 | 0 | 194.8538 | 209.1426 | 244.1752 | 212.7549 | 0 | 0 | 0 | 0 | 110.851 | 118.5046 | 110.7852 | 104.5643 | 0 | 0 | 0 | 0 | 0 | 20.4746 | 7.2139 | 4.4203 | 0 | 0 | 0 | 0 | 53.2814 | 15.5646 | 8 | 53.6187 | 0.37067 | 0.37067 | 0.37608 | 0.37093 | 19.75 | 5.7693 | 3.0087 | 19.8887
9 | 24 | 2 | 351.4906 | 354.2139 | 358.4966 | 361.7431 | 0 | 0 | 0 | 0 | 159.4891 | 224.1269 | 207.4264 | 201.7127 | 0 | 0 | 0 | 0 | 112.6272 | 137.171 | 124.9602 | 114.6156 | 0 | 0 | 0 | 0 | 0 | 19.4796 | 7.033 | 0.31788 | 0 | 0 | 0 | 0 | 79.3743 | -26.5635 | 19.077 | 45.0969 | 0.36983 | 0.36895 | 0.37442 | 0.36801 | 29.3548 | -9.8005 | 7.1428 | 16.5962
9 | 24 | 3 | 350.1393 | 351.2387 | 353.7435 | 355.4412 | 0 | 0 | 0 | 0 | 139.4566 | 190.7611 | 189.6476 | 182.9331 | 0 | 0 | 0 | 0 | 119.4658 | 132.5509 | 119.1529 | 107.7828 | 0 | 0 | 0 | 0 | 0 | 12.8559 | 6.4728 | -1.7084 | 0 | 0 | 0 | 0 | 91.2169 | 15.0708 | 38.4702 | 66.4338 | 0.37068 | 0.36878 | 0.37239 | 0.3659 | 33.812 | 5.5579 | 14.326 | 24.3081
9 | 24 | 4 | 360.2495 | 359.8217 | 360.6762 | 360.8941 | 0 | 0 | 0 | 0 | 150.3431 | 184.7073 | 185.2488 | 186.9581 | 0 | 0 | 0 | 0 | 117.9596 | 127.6315 | 114.3402 | 103.1296 | 0 | 0 | 0 | 0 | 0 | 2.2532 | 5.6396 | 0 | 0 | 0 | 0 | 0 | 91.9469 | 45.2297 | 55.4476 | 70.8064 | 0.3692 | 0.37208 | 0.37262 | 0.36651 | 33.9472 | 16.8289 | 20.6608 | 25.9509
9 | 24 | 5 | 387.1428 | 385.0942 | 384.2623 | 382.949 | 0 | 0 | 0 | 0 | 207.0293 | 210.9795 | 216.7968 | 198.923 | 0 | 0 | 0 | 0 | 111.1419 | 132.9229 | 120.4782 | 110.0855 | 0 | 0 | 0 | 0 | 0 | 14.2797 | 2.3196 | -8.6289 | 0 | 0 | 0 | 0 | 68.9717 | 26.912 | 44.6677 | 82.5694 | 0.36849 | 0.37169 | 0.3739 | 0.36618 | 25.4153 | 10.0028 | 16.7012 | 30.2348
9 | 24 | 6 | 431.6841 | 429.101 | 427.9174 | 426.3163 | 0 | 0 | 0 | 0 | 217.0387 | 197.3131 | 199.4994 | 192.5222 | 0 | 0 | 0 | 0 | 112.8203 | 138.2282 | 126.5063 | 116.7854 | 0 | 0 | 0 | 0 | 0 | 2.6939 | 12.4318 | -9.4 | 0 | 0 | 0 | 0 | 101.8252 | 90.8657 | 89.4799 | 126.4087 | 0.37162 | 0.37651 | 0.37574 | 0.37098 | 37.8403 | 34.2119 | 33.6209 | 46.8951
9 | 24 | 7 | 460.9542 | 457.6063 | 455.9088 | 454.0751 | 0 | 0 | 0 | 0 | 193.613 | 161.3324 | 155.3161 | 149.3985 | 0 | 0 | 0 | 0 | 165.8871 | 217.8907 | 206.7097 | 197.1691 | 0 | 0 | 0 | 0 | 0 | -7.8292 | -6.019 | -1.2598 | 0 | 0 | 0 | 0 | 101.454 | 86.2124 | 99.902 | 108.7673 | 0.37194 | 0.38123 | 0.37528 | 0.36663 | 37.7345 | 32.8669 | 37.4916 | 39.8769
9 | 24 | 8 | 484.3273 | 481.24 | 480.3392 | 479.6849 | 0 | 0 | 0 | 0 | 164.8476 | 117.4328 | 125.0637 | 138.1419 | 0 | 0 | 0 | 0 | 233.4952 | 351.2792 | 361.4804 | 370.8766 | 0 | 0 | 0 | 0 | 0 | -16.9997 | -11.614 | -1.2898 | 0 | 0 | 0 | 0 | 85.9845 | 29.5276 | 5.4092 | -28.0438 | 0.36962 | 0.37552 | 0.37235 | 0.38036 | 31.782 | 11.0883 | 2.0141 | -10.6669
9 | 24 | 9 | 508.6418 | 506.5981 | 507.3452 | 508.6033 | 0 | 0 | 0 | 0 | 128.6156 | 101.8763 | 103.6844 | 117.9145 | 0 | 0 | 0 | 0 | 271.497 | 425.4833 | 458.9399 | 489.1829 | 0 | 0 | 0 | 0 | 0 | -25.7666 | -19.0466 | -14.2305 | 0 | 0 | 0 | 0 | 108.5292 | 5.0051 | -36.2325 | -84.2637 | 0.37229 | 0.38397 | 0.38397 | 0.17588 | 40.4045 | 1.9218 | -13.9124 | -14.8199
9 | 24 | 10 | 527.7793 | 526.1206 | 527.3235 | 528.9102 | 0 | 0 | 0 | 0 | 131.5677 | 104.4285 | 102.1442 | 107.3192 | 0 | 0 | 0 | 0 | 297.3195 | 463.0212 | 511.4694 | 555.238 | 0 | 0 | 0 | 0 | 0 | -34.2914 | -30.7287 | -28.573 | 0 | 0 | 0 | 0 | 98.8921 | -7.0378 | -55.5614 | -105.0739 | 0.37171 | 0.38397 | 0.38397 | 0.17588 | 36.7594 | -2.7023 | -21.3342 | -18.4799
9 | 24 | 11 | 545.4274 | 544.0911 | 545.4333 | 546.7798 | 0 | 0 | 0 | 0 | 154.7307 | 100.0186 | 103.6079 | 96.4705 | 0 | 0 | 0 | 0 | 317.5074 | 496.4186 | 552.2918 | 602.6095 | 0 | 0 | 0 | 0 | 0 | -21.73 | -24.0455 | -28.2 | 0 | 0 | 0 | 0 | 73.1893 | -30.6162 | -86.4208 | -124.1003 | 0.37104 | 0.38397 | 0.38397 | 0.17588 | 27.156 | -11.7558 | -33.1834 | -21.8262
9 | 24 | 12 | 545.6955 | 544.36 | 545.4932 | 546.399 | 0 | 0 | 0 | 0 | 173.7398 | 107.5147 | 109.6783 | 98.6017 | 0 | 0 | 0 | 0 | 324.9824 | 508.1819 | 567.632 | 621.0867 | 0 | 0 | 0 | 0 | 0 | -15.2833 | -16.336 | -26.1309 | 0 | 0 | 0 | 0 | 46.9733 | -56.0533 | -115.4811 | -147.1585 | 0.37287 | 0.38397 | 0.38397 | 0.17588 | 17.5148 | -21.523 | -44.3418 | -25.8815
9 | 24 | 13 | 555.4885 | 554.7994 | 556.5991 | 557.9795 | 0 | 0 | 0 | 0 | 211.6312 | 104.0706 | 106.7344 | 101.6617 | 0 | 0 | 0 | 0 | 319.5026 | 501.4207 | 559.3981 | 611.4438 | 0 | 0 | 0 | 0 | 0 | -14.394 | -15.2833 | -24.371 | 0 | 0 | 0 | 0 | 24.3547 | -36.2979 | -94.25 | -130.755 | 0.37446 | 0.38065 | 0.38397 | 0.16813 | 9.1198 | -13.817 | -36.1896 | -21.9839
9 | 24 | 14 | 555.9029 | 555.5781 | 557.8055 | 559.5922 | 0 | 0 | 0 | 0 | 212.834 | 135.2467 | 118.932 | 122.666 | 0 | 0 | 0 | 0 | 312.6424 | 492.6481 | 548.3786 | 598.3463 | 0 | 0 | 0 | 0 | 0 | -6.1821 | -12.8158 | -4.6699 | 0 | 0 | 0 | 0 | 30.4265 | -66.1346 | -96.6892 | -156.7501 | 0.37539 | 0.37471 | 0.37695 | 0.16849 | 11.4217 | -24.7815 | -36.4466 | -26.411
9 | 24 | 15 | 556.3006 | 556.5669 | 559.4181 | 561.7201 | 0 | 0 | 0 | 0 | 225.1769 | 155.7722 | 137.3865 | 129.766 | 0 | 0 | 0 | 0 | 294.4487 | 462.7746 | 510.6347 | 553.4949 | 0 | 0 | 0 | 0 | 0 | -1.489 | -0.95665 | -2.4084 | 0 | 0 | 0 | 0 | 36.675 | -60.4909 | -87.6464 | -119.1324 | 0.37558 | 0.37413 | 0.37546 | 0.16764 | 13.7743 | -22.6316 | -32.9078 | -19.9708
9 | 24 | 16 | 549.8693 | 552.0419 | 556.9775 | 561.1403 | 0 | 0 | 0 | 0 | 207.4954 | 166.8191 | 151.5919 | 155.1377 | 0 | 0 | 0 | 0 | 258.8153 | 397.3114 | 433.094 | 465.2255 | 0 | 0 | 0 | 0 | 0 | -2.5827 | -2.2122 | 0.18993 | 0 | 0 | 0 | 0 | 83.5585 | -9.506 | -25.4961 | -59.4128 | 0.38077 | 0.3675 | 0.37018 | 0.37865 | 31.8163 | -3.4934 | -9.4382 | -22.4968
9 | 24 | 17 | 546.7233 | 551.4364 | 559.1335 | 565.7118 | 0 | 0 | 0 | 0 | 221.6883 | 177.742 | 172.3122 | 167.1293 | 0 | 0 | 0 | 0 | 187.416 | 278.2037 | 294.9092 | 310.1858 | 0 | 0 | 0 | 0 | 0 | -3.066 | -2.6849 | -0.64583 | 0 | 0 | 0 | 0 | 137.619 | 98.5567 | 94.597 | 89.0426 | 0.38859 | 0.37976 | 0.38475 | 0.37375 | 53.4774 | 37.4276 | 36.3963 | 33.2793
9 | 24 | 18 | 537.5786 | 544.483 | 554.5559 | 563.2402 | 0 | 0 | 0 | 0 | 257.1661 | 224.9034 | 190.4119 | 191.9287 | 0 | 0 | 0 | 0 | 109.6386 | 139.0713 | 137.2264 | 136.2256 | 0 | 0 | 0 | 0 | 0 | -4.2213 | -0.4237 | 0 | 0 | 0 | 0 | 0 | 170.7739 | 184.7295 | 227.3413 | 235.0859 | 0.39913 | 0.39052 | 0.39482 | 0.38967 | 68.1606 | 72.1415 | 89.7598 | 91.6066
9 | 24 | 19 | 572.5537 | 582.3316 | 595.6866 | 607.2081 | 0 | 0 | 0 | 0 | 284.5298 | 252.0824 | 247.5569 | 221.0398 | 0 | 0 | 0 | 0 | 89.1145 | 61.328 | 62.1232 | 63.9993 | 0 | 0 | 0 | 0 | 0 | 8.9247 | 16.8709 | 24.1862 | 0 | 0 | 0 | 0 | 198.9094 | 259.9965 | 269.1356 | 297.9829 | 0.40014 | 0.39646 | 0.4013 | 0.39601 | 79.5908 | 103.0784 | 108.0041 | 118.0044
9 | 24 | 20 | 565.3926 | 576.261 | 590.7054 | 603.0989 | 0 | 0 | 0 | 0 | 280.6125 | 248.8953 | 255.5344 | 245.764 | 0 | 0 | 0 | 0 | 101.893 | 66.7435 | 68.3684 | 71.0867 | 0 | 0 | 0 | 0 | 0 | 2.3665 | 2.3463 | 21.1839 | 0 | 0 | 0 | 0 | 182.8872 | 258.2558 | 264.4564 | 265.0643 | 0.39652 | 0.39181 | 0.39756 | 0.39343 | 72.5185 | 101.1882 | 105.1368 | 104.2849
9 | 24 | 21 | 524.7523 | 535.3681 | 549.2638 | 561.0871 | 0 | 0 | 0 | 0 | 254.4817 | 254.2492 | 265.8098 | 257.5814 | 0 | 0 | 0 | 0 | 97.8807 | 69.4071 | 70.5202 | 72.7246 | 0 | 0 | 0 | 0 | 0 | 2.6713 | 4.0883 | 16.5085 | 0 | 0 | 0 | 0 | 172.3899 | 209.0406 | 208.8456 | 214.2727 | 0.39092 | 0.38892 | 0.39029 | 0.38929 | 67.3902 | 81.3 | 81.5106 | 83.4135
9 | 24 | 22 | 480.9782 | 491.7267 | 505.5611 | 517.3413 | 0 | 0 | 0 | 0 | 274.3358 | 250.3313 | 246.8798 | 263.3588 | 0 | 0 | 0 | 0 | 85.1352 | 64.9727 | 64.9499 | 66.0282 | 0 | 0 | 0 | 0 | 0 | 4.7591 | 9.4347 | 25.1009 | 0 | 0 | 0 | 0 | 121.5072 | 171.6636 | 184.2967 | 162.8535 | 0.38531 | 0.3837 | 0.387 | 0.38422 | 46.8175 | 65.8673 | 71.323 | 62.5712
9 | 24 | 23 | 435.4866 | 445.4166 | 458.1282 | 468.9187 | 0 | 0 | 0 | 0 | 265.8636 | 263.017 | 254.0215 | 267.4392 | 0 | 0 | 0 | 0 | 81.001 | 65.1728 | 64.9887 | 65.8966 | 0 | 0 | 0 | 0 | 0 | 4.4736 | 9.6378 | 9.883 | 0 | 0 | 0 | 0 | 88.622 | 112.7532 | 129.4802 | 125.6999 | 0.37862 | 0.38317 | 0.38456 | 0.38119 | 33.5545 | 43.2042 | 49.7928 | 47.916
9 | 24 | 24 | 402.7866 | 410.4324 | 420.4297 | 428.7761 | 0 | 0 | 0 | 0 | 261.2755 | 250.083 | 217.7684 | 227.6617 | 0 | 0 | 0 | 0 | 72.7936 | 61.6637 | 60.2386 | 59.9435 | 0 | 0 | 0 | 0 | 0 | 14.3978 | 15.0735 | 3.617 | 0 | 0 | 0 | 0 | 68.7175 | 84.2879 | 127.3492 | 137.5539 | 0.37097 | 0.3792 | 0.38104 | 0.37743 | 25.492 | 31.9621 | 48.5256 | 51.917
9 | 25 | 1 | 382.731 | 388.2012 | 395.6346 | 401.6332 | 0 | 0 | 0 | 0 | 194.8538 | 209.1426 | 244.1752 | 212.7549 | 0 | 0 | 0 | 0 | 66.0845 | 58.4074 | 56.1092 | 54.9584 | 0 | 0 | 0 | 0 | 0 | 20.4746 | 7.2139 | 4.4203 | 0 | 0 | 0 | 0 | 121.7927 | 100.1766 | 88.1362 | 129.4996 | 0.37067 | 0.37067 | 0.37608 | 0.37093 | 45.1454 | 37.1324 | 33.1464 | 48.0352
9 | 25 | 2 | 371.6259 | 375.0021 | 380.0865 | 384.0239 | 0 | 0 | 0 | 0 | 159.4891 | 224.1269 | 207.4264 | 201.7127 | 0 | 0 | 0 | 0 | 61.26 | 54.2802 | 51.2024 | 49.3061 | 0 | 0 | 0 | 0 | 0 | 19.4796 | 7.033 | 0.31788 | 0 | 0 | 0 | 0 | 150.8767 | 77.1154 | 114.4248 | 132.6873 | 0.36983 | 0.36895 | 0.37442 | 0.36801 | 55.7985 | 28.4515 | 42.8426 | 48.8305
9 | 25 | 3 | 367.8329 | 369.506 | 372.7154 | 375.0202 | 0 | 0 | 0 | 0 | 139.4566 | 190.7611 | 189.6476 | 182.9331 | 0 | 0 | 0 | 0 | 59.3155 | 50.4252 | 46.7926 | 44.3831 | 0 | 0 | 0 | 0 | 0 | 12.8559 | 6.4728 | -1.7084 | 0 | 0 | 0 | 0 | 169.0608 | 115.4638 | 129.8024 | 149.4124 | 0.37068 | 0.36878 | 0.37239 | 0.3659 | 62.6669 | 42.5812 | 48.3372 | 54.67
9 | 25 | 4 | 375.289 | 375.3489 | 376.8023 | 377.5362 | 0 | 0 | 0 | 0 | 150.3431 | 184.7073 | 185.2488 | 186.9581 | 0 | 0 | 0 | 0 | 55.9102 | 47.214 | 42.8615 | 39.7636 | 0 | 0 | 0 | 0 | 0 | 2.2532 | 5.6396 | 0 | 0 | 0 | 0 | 0 | 169.0358 | 141.1743 | 143.0524 | 150.8145 | 0.3692 | 0.37208 | 0.37262 | 0.36651 | 62.4087 | 52.5275 | 53.3038 | 55.2743
9 | 25 | 5 | 403.8986 | 402.3933 | 402.2287 | 401.4903 | 0 | 0 | 0 | 0 | 207.0293 | 210.9795 | 216.7968 | 198.923 | 0 | 0 | 0 | 0 | 57.903 | 45.0961 | 40.4451 | 37.0716 | 0 | 0 | 0 | 0 | 0 | 14.2797 | 2.3196 | -8.6289 | 0 | 0 | 0 | 0 | 138.9664 | 132.038 | 142.6672 | 174.1245 | 0.36849 | 0.37169 | 0.3739 | 0.36618 | 51.2076 | 49.0766 | 53.3429 | 63.7601
9 | 25 | 6 | 449.9792 | 447.9894 | 447.5343 | 446.5609 | 0 | 0 | 0 | 0 | 217.0387 | 197.3131 | 199.4994 | 192.5222 | 0 | 0 | 0 | 0 | 69.3506 | 53.1405 | 47.9943 | 44.1593 | 0 | 0 | 0 | 0 | 0 | 2.6939 | 12.4318 | -9.4 | 0 | 0 | 0 | 0 | 163.59 | 194.8419 | 187.6088 | 219.2794 | 0.37162 | 0.37651 | 0.37574 | 0.37098 | 60.7933 | 73.3601 | 70.4916 | 81.3483
9 | 25 | 7 | 473.7997 | 470.8684 | 469.6824 | 468.2895 | 0 | 0 | 0 | 0 | 193.613 | 161.3324 | 155.3161 | 149.3985 | 0 | 0 | 0 | 0 | 135.3591 | 140.9666 | 135.0991 | 130.2403 | 0 | 0 | 0 | 0 | 0 | -7.8292 | -6.019 | -1.2598 | 0 | 0 | 0 | 0 | 144.8276 | 176.3986 | 185.2861 | 189.9105 | 0.37194 | 0.38123 | 0.37528 | 0.36663 | 53.8667 | 67.2488 | 69.5349 | 69.626
9 | 25 | 8 | 499.4376 | 496.8402 | 496.5412 | 496.4053 | 0 | 0 | 0 | 0 | 164.8476 | 117.4328 | 125.0637 | 138.1419 | 0 | 0 | 0 | 0 | 210.5079 | 274.9298 | 286.4177 | 296.7381 | 0 | 0 | 0 | 0 | 0 | -16.9997 | -11.614 | -1.2898 | 0 | 0 | 0 | 0 | 124.082 | 121.4773 | 96.6738 | 62.8151 | 0.36962 | 0.37552 | 0.37235 | 0.38036 | 45.8638 | 45.6175 | 35.9963 | 23.8926
9 | 25 | 9 | 523.9998 | 522.4541 | 523.8127 | 525.5978 | 0 | 0 | 0 | 0 | 128.6156 | 101.8763 | 103.6844 | 117.9145 | 0 | 0 | 0 | 0 | 249.3336 | 357.4421 | 388.8762 | 416.9676 | 0 | 0 | 0 | 0 | 0 | -25.7666 | -19.0466 | -14.2305 | 0 | 0 | 0 | 0 | 146.0506 | 88.9024 | 50.2988 | 4.9462 | 0.37229 | 0.38397 | 0.38397 | 0.17588 | 54.3733 | 34.1363 | 19.3135 | 0.86992
9 | 25 | 10 | 545.2251 | 544.1321 | 546.0297 | 548.2151 | 0 | 0 | 0 | 0 | 131.5677 | 104.4285 | 102.1442 | 107.3192 | 0 | 0 | 0 | 0 | 283.4903 | 422.0156 | 466.9761 | 507.1367 | 0 | 0 | 0 | 0 | 0 | -34.2914 | -30.7287 | -28.573 | 0 | 0 | 0 | 0 | 130.1671 | 51.9794 | 7.6382 | -37.6679 | 0.37171 | 0.38397 | 0.38397 | 0.17588 | 48.3847 | 19.9588 | 2.9329 | -6.6248
9 | 25 | 11 | 560.1485 | 559.2894 | 561.2179 | 563.0695 | 0 | 0 | 0 | 0 | 154.7307 | 100.0186 | 103.6079 | 96.4705 | 0 | 0 | 0 | 0 | 302.134 | 448.0783 | 499.9691 | 546.3107 | 0 | 0 | 0 | 0 | 0 | -21.73 | -24.0455 | -28.2 | 0 | 0 | 0 | 0 | 103.2837 | 32.9225 | -18.3135 | -51.5117 | 0.37104 | 0.38397 | 0.38397 | 0.17588 | 38.3222 | 12.6414 | -7.0319 | -9.0596
9 | 25 | 12 | 565.0345 | 564.3261 | 566.2294 | 567.7988 | 0 | 0 | 0 | 0 | 173.7398 | 107.5147 | 109.6783 | 98.6017 | 0 | 0 | 0 | 0 | 311.059 | 458.0732 | 513.9822 | 563.9126 | 0 | 0 | 0 | 0 | 0 | -15.2833 | -16.336 | -26.1309 | 0 | 0 | 0 | 0 | 80.2357 | 14.0215 | -41.0951 | -68.5846 | 0.37287 | 0.38397 | 0.38397 | 0.17588 | 29.9173 | 5.3839 | -15.7795 | -12.0623
9 | 25 | 13 | 577.8531 | 577.8893 | 580.5796 | 582.7273 | 0 | 0 | 0 | 0 | 211.6312 | 104.0706 | 106.7344 | 101.6617 | 0 | 0 | 0 | 0 | 309.4409 | 450.1321 | 504.0247 | 552.107 | 0 | 0 | 0 | 0 | 0 | -14.394 | -15.2833 | -24.371 | 0 | 0 | 0 | 0 | 56.781 | 38.0806 | -14.8961 | -46.6704 | 0.37446 | 0.38065 | 0.38397 | 0.16813 | 21.262 | 14.4955 | -5.7197 | -7.8467
9 | 25 | 14 | 582.9033 | 583.454 | 586.7566 | 589.4697 | 0 | 0 | 0 | 0 | 212.834 | 135.2467 | 118.932 | 122.666 | 0 | 0 | 0 | 0 | 309.9868 | 448.1449 | 500.0027 | 546.2343 | 0 | 0 | 0 | 0 | 0 | -6.1821 | -12.8158 | -4.6699 | 0 | 0 | 0 | 0 | 60.0824 | 6.2445 | -19.3623 | -74.7607 | 0.37539 | 0.37471 | 0.37695 | 0.16849 | 22.5541 | 2.3399 | -7.2985 | -12.5965
9 | 25 | 15 | 584.168 | 585.3379 | 589.2987 | 592.5569 | 0 | 0 | 0 | 0 | 225.1769 | 155.7722 | 137.3865 | 129.766 | 0 | 0 | 0 | 0 | 292.0427 | 420.9202 | 465.3198 | 504.8811 | 0 | 0 | 0 | 0 | 0 | -1.489 | -0.95665 | -2.4084 | 0 | 0 | 0 | 0 | 66.9484 | 10.1345 | -12.4509 | -39.6818 | 0.37558 | 0.37413 | 0.37546 | 0.16764 | 25.1443 | 3.7916 | -4.6748 | -6.6521
9 | 25 | 16 | 581.1691 | 584.3567 | 590.5387 | 595.7755 | 0 | 0 | 0 | 0 | 207.4954 | 166.8191 | 151.5919 | 155.1377 | 0 | 0 | 0 | 0 | 254.7705 | 365.8189 | 397.9815 | 426.6404 | 0 | 0 | 0 | 0 | 0 | -2.5827 | -2.2122 | 0.18993 | 0 | 0 | 0 | 0 | 118.9033 | 54.3014 | 43.1776 | 13.8075 | 0.38077 | 0.3675 | 0.37018 | 0.37865 | 45.2744 | 19.9556 | 15.9835 | 5.2282
9 | 25 | 17 | 567.0001 | 572.3707 | 580.8753 | 588.1493 | 0 | 0 | 0 | 0 | 221.6883 | 177.742 | 172.3122 | 167.1293 | 0 | 0 | 0 | 0 | 172.8543 | 248.5488 | 261.4698 | 273.1361 | 0 | 0 | 0 | 0 | 0 | -3.066 | -2.6849 | -0.64583 | 0 | 0 | 0 | 0 | 172.4575 | 149.1459 | 149.7782 | 148.5297 | 0.38859 | 0.37976 | 0.38475 | 0.37375 | 67.0153 | 56.6393 | 57.6272 | 55.5125
9 | 25 | 18 | 556.4399 | 563.9559 | 574.7799 | 584.1114 | 0 | 0 | 0 | 0 | 257.1661 | 224.9034 | 190.4119 | 191.9287 | 0 | 0 | 0 | 0 | 87.4814 | 115.3503 | 109.77 | 105.1229 | 0 | 0 | 0 | 0 | 0 | -4.2213 | -0.4237 | 0 | 0 | 0 | 0 | 0 | 211.7924 | 227.9234 | 275.0216 | 287.0598 | 0.39913 | 0.39052 | 0.39482 | 0.38967 | 84.5323 | 89.0098 | 108.5852 | 111.8595
9 | 25 | 19 | 586.8147 | 597.055 | 610.9779 | 622.9888 | 0 | 0 | 0 | 0 | 284.5298 | 252.0824 | 247.5569 | 221.0398 | 0 | 0 | 0 | 0 | 68.3581 | 55.6503 | 49.5269 | 44.617 | 0 | 0 | 0 | 0 | 0 | 8.9247 | 16.8709 | 24.1862 | 0 | 0 | 0 | 0 | 233.9269 | 280.3977 | 297.0232 | 333.1457 | 0.40014 | 0.39646 | 0.4013 | 0.39601 | 93.6026 | 111.1667 | 119.1954 | 131.9293
9 | 25 | 20 | 577.725 | 588.9933 | 603.9288 | 616.7454 | 0 | 0 | 0 | 0 | 280.6125 | 248.8953 | 255.5344 | 245.764 | 0 | 0 | 0 | 0 | 70.4246 | 54.1305 | 47.9814 | 43.0522 | 0 | 0 | 0 | 0 | 0 | 2.3665 | 2.3463 | 21.1839 | 0 | 0 | 0 | 0 | 226.6879 | 283.6011 | 298.0667 | 306.7453 | 0.39652 | 0.39181 | 0.39756 | 0.39343 | 89.8864 | 111.1189 | 118.4989 | 120.6835
9 | 25 | 21 | 538.8187 | 549.8906 | 564.3464 | 576.6524 | 0 | 0 | 0 | 0 | 254.4817 | 254.2492 | 265.8098 | 257.5814 | 0 | 0 | 0 | 0 | 77.8899 | 60.9077 | 53.7885 | 47.9392 | 0 | 0 | 0 | 0 | 0 | 2.6713 | 4.0883 | 16.5085 | 0 | 0 | 0 | 0 | 206.4471 | 232.0626 | 240.6599 | 254.6233 | 0.39092 | 0.38892 | 0.39029 | 0.38929 | 80.7038 | 90.2537 | 93.9275 | 99.1214
9 | 25 | 22 | 485.7024 | 496.6041 | 510.6266 | 522.5689 | 0 | 0 | 0 | 0 | 274.3358 | 250.3313 | 246.8798 | 263.3588 | 0 | 0 | 0 | 0 | 81.4117 | 65.9809 | 58.0499 | 51.4327 | 0 | 0 | 0 | 0 | 0 | 4.7591 | 9.4347 | 25.1009 | 0 | 0 | 0 | 0 | 129.9549 | 175.5328 | 196.2621 | 182.6766 | 0.38531 | 0.3837 | 0.387 | 0.38422 | 50.0724 | 67.3519 | 75.9536 | 70.1876
9 | 25 | 23 | 442.3163 | 452.4678 | 465.4513 | 476.4762 | 0 | 0 | 0 | 0 | 265.8636 | 263.017 | 254.0215 | 267.4392 | 0 | 0 | 0 | 0 | 72.1484 | 64.104 | 56.9466 | 51.0654 | 0 | 0 | 0 | 0 | 0 | 4.4736 | 9.6378 | 9.883 | 0 | 0 | 0 | 0 | 104.3043 | 120.8732 | 144.8454 | 148.0886 | 0.37862 | 0.38317 | 0.38456 | 0.38119 | 39.4922 | 46.3155 | 55.7016 | 56.4504
9 | 25 | 24 | 409.0855 | 416.9355 | 427.1837 | 435.7462 | 0 | 0 | 0 | 0 | 261.2755 | 250.083 | 217.7684 | 227.6617 | 0 | 0 | 0 | 0 | 57.3933 | 54.5584 | 49.2241 | 45.0952 | 0 | 0 | 0 | 0 | 0 | 14.3978 | 15.0735 | 3.617 | 0 | 0 | 0 | 0 | 90.4167 | 97.8963 | 145.1176 | 159.3723 | 0.37097 | 0.3792 | 0.38104 | 0.37743 | 33.5417 | 37.1225 | 55.2961 | 60.152
9 | 26 | 1 | 389.6137 | 395.3072 | 403.0147 | 409.2494 | 0 | 0 | 0 | 0 | 194.8538 | 209.1426 | 244.1752 | 212.7549 | 0 | 0 | 0 | 0 | 50.5289 | 47.2899 | 43.12 | 40.1228 | 0 | 0 | 0 | 0 | 0 | 20.4746 | 7.2139 | 4.4203 | 0 | 0 | 0 | 0 | 144.231 | 118.4 | 108.5055 | 151.9514 | 0.37067 | 0.37067 | 0.37608 | 0.37093 | 53.4627 | 43.8872 | 40.8069 | 56.3632
9 | 26 | 2 | 377.2878 | 380.8476 | 386.1575 | 390.2892 | 0 | 0 | 0 | 0 | 159.4891 | 224.1269 | 207.4264 | 201.7127 | 0 | 0 | 0 | 0 | 50.239 | 40.5372 | 36.814 | 34.2919 | 0 | 0 | 0 | 0 | 0 | 19.4796 | 7.033 | 0.31788 | 0 | 0 | 0 | 0 | 167.5596 | 96.704 | 134.8842 | 153.9668 | 0.36983 | 0.36895 | 0.37442 | 0.36801 | 61.9683 | 35.6786 | 50.5029 | 56.6616
9 | 26 | 3 | 371.4777 | 373.269 | 376.6236 | 379.0534 | 0 | 0 | 0 | 0 | 139.4566 | 190.7611 | 189.6476 | 182.9331 | 0 | 0 | 0 | 0 | 52.8177 | 44.0847 | 39.791 | 36.7824 | 0 | 0 | 0 | 0 | 0 | 12.8559 | 6.4728 | -1.7084 | 0 | 0 | 0 | 0 | 179.2034 | 125.5674 | 140.7122 | 161.0464 | 0.37068 | 0.36878 | 0.37239 | 0.3659 | 66.4265 | 46.3073 | 52.3999 | 58.9268
9 | 26 | 4 | 378.4739 | 378.637 | 380.2172 | 381.0604 | 0 | 0 | 0 | 0 | 150.3431 | 184.7073 | 185.2488 | 186.9581 | 0 | 0 | 0 | 0 | 56.8372 | 45.2348 | 41.184 | 38.4282 | 0 | 0 | 0 | 0 | 0 | 2.2532 | 5.6396 | 0 | 0 | 0 | 0 | 0 | 171.2936 | 146.4417 | 148.1448 | 155.674 | 0.3692 | 0.37208 | 0.37262 | 0.36651 | 63.2423 | 54.4874 | 55.2014 | 57.0553
9 | 26 | 5 | 404.4294 | 402.9413 | 402.7978 | 402.0777 | 0 | 0 | 0 | 0 | 207.0293 | 210.9795 | 216.7968 | 198.923 | 0 | 0 | 0 | 0 | 65.4587 | 43.0167 | 38.9927 | 36.3057 | 0 | 0 | 0 | 0 | 0 | 14.2797 | 2.3196 | -8.6289 | 0 | 0 | 0 | 0 | 131.9415 | 134.6654 | 144.6887 | 175.4778 | 0.36849 | 0.37169 | 0.3739 | 0.36618 | 48.619 | 50.0531 | 54.0987 | 64.2556
9 | 26 | 6 | 452.0494 | 450.1266 | 449.754 | 448.8517 | 0 | 0 | 0 | 0 | 217.0387 | 197.3131 | 199.4994 | 192.5222 | 0 | 0 | 0 | 0 | 80.0963 | 46.8307 | 41.9857 | 38.535 | 0 | 0 | 0 | 0 | 0 | 2.6939 | 12.4318 | -9.4 | 0 | 0 | 0 | 0 | 154.9144 | 203.2889 | 195.8371 | 227.1945 | 0.37162 | 0.37651 | 0.37574 | 0.37098 | 57.5693 | 76.5405 | 73.5833 | 84.2846
9 | 26 | 7 | 477.1438 | 474.3209 | 473.268 | 471.9899 | 0 | 0 | 0 | 0 | 193.613 | 161.3324 | 155.3161 | 149.3985 | 0 | 0 | 0 | 0 | 144.1559 | 139.6743 | 133.9119 | 129.2441 | 0 | 0 | 0 | 0 | 0 | -7.8292 | -6.019 | -1.2598 | 0 | 0 | 0 | 0 | 139.3748 | 181.1434 | 190.059 | 194.6071 | 0.37194 | 0.38123 | 0.37528 | 0.36663 | 51.8387 | 69.0577 | 71.3261 | 71.3479
9 | 26 | 8 | 502.9763 | 500.4937 | 500.3356 | 500.3211 | 0 | 0 | 0 | 0 | 164.8476 | 117.4328 | 125.0637 | 138.1419 | 0 | 0 | 0 | 0 | 219.5093 | 280.6435 | 292.1537 | 302.5822 | 0 | 0 | 0 | 0 | 0 | -16.9997 | -11.614 | -1.2898 | 0 | 0 | 0 | 0 | 118.6194 | 119.4171 | 94.7322 | 60.8868 | 0.36962 | 0.37552 | 0.37235 | 0.38036 | 43.8446 | 44.8438 | 35.2733 | 23.1591
9 | 26 | 9 | 530.6879 | 529.3591 | 530.9841 | 532.9987 | 0 | 0 | 0 | 0 | 128.6156 | 101.8763 | 103.6844 | 117.9145 | 0 | 0 | 0 | 0 | 256.1926 | 364.6886 | 395.6771 | 423.4011 | 0 | 0 | 0 | 0 | 0 | -25.7666 | -19.0466 | -14.2305 | 0 | 0 | 0 | 0 | 145.8798 | 88.5608 | 50.6692 | 5.9135 | 0.37229 | 0.38397 | 0.38397 | 0.17588 | 54.3097 | 34.0051 | 19.4557 | 1.04
9 | 26 | 10 | 556.1243 | 555.3848 | 557.7164 | 560.2757 | 0 | 0 | 0 | 0 | 131.5677 | 104.4285 | 102.1442 | 107.3192 | 0 | 0 | 0 | 0 | 290.3629 | 423.0388 | 467.9757 | 508.1761 | 0 | 0 | 0 | 0 | 0 | -34.2914 | -30.7287 | -28.573 | 0 | 0 | 0 | 0 | 134.1938 | 62.2088 | 18.3252 | -26.6466 | 0.37171 | 0.38397 | 0.38397 | 0.17588 | 49.8815 | 23.8866 | 7.0364 | -4.6865
9 | 26 | 11 | 573.454 | 573.0265 | 575.4848 | 577.7928 | 0 | 0 | 0 | 0 | 154.7307 | 100.0186 | 103.6079 | 96.4705 | 0 | 0 | 0 | 0 | 305.9306 | 451.827 | 504.3192 | 551.3233 | 0 | 0 | 0 | 0 | 0 | -21.73 | -24.0455 | -28.2 | 0 | 0 | 0 | 0 | 112.7927 | 42.9108 | -8.3967 | -41.8009 | 0.37104 | 0.38397 | 0.38397 | 0.17588 | 41.8505 | 16.4766 | -3.2241 | -7.3518
9 | 26 | 12 | 583.6658 | 583.5616 | 586.2068 | 588.4154 | 0 | 0 | 0 | 0 | 173.7398 | 107.5147 | 109.6783 | 98.6017 | 0 | 0 | 0 | 0 | 313.9082 | 468.584 | 524.2271 | 574.0496 | 0 | 0 | 0 | 0 | 0 | -15.2833 | -16.336 | -26.1309 | 0 | 0 | 0 | 0 | 96.0178 | 22.7462 | -31.3626 | -58.1049 | 0.37287 | 0.38397 | 0.38397 | 0.17588 | 35.8019 | 8.734 | -12.0425 | -10.2192
9 | 26 | 13 | 602.4648 | 603.2991 | 606.9694 | 609.9616 | 0 | 0 | 0 | 0 | 211.6312 | 104.0706 | 106.7344 | 101.6617 | 0 | 0 | 0 | 0 | 306.9066 | 456.9595 | 511.6306 | 560.6313 | 0 | 0 | 0 | 0 | 0 | -14.394 | -15.2833 | -24.371 | 0 | 0 | 0 | 0 | 83.927 | 56.663 | 3.8878 | -27.9604 | 0.37446 | 0.38065 | 0.38397 | 0.16813 | 31.427 | 21.569 | 1.4928 | -4.701
9 | 26 | 14 | 611.2837 | 612.7547 | 617.1874 | 620.8743 | 0 | 0 | 0 | 0 | 212.834 | 135.2467 | 118.932 | 122.666 | 0 | 0 | 0 | 0 | 305.0307 | 450.8912 | 504.5529 | 552.693 | 0 | 0 | 0 | 0 | 0 | -6.1821 | -12.8158 | -4.6699 | 0 | 0 | 0 | 0 | 93.4189 | 32.7989 | 6.5184 | -49.8148 | 0.37539 | 0.37471 | 0.37695 | 0.16849 | 35.0681 | 12.2902 | 2.4571 | -8.3933
9 | 26 | 15 | 611.9114 | 613.981 | 619.0466 | 623.2567 | 0 | 0 | 0 | 0 | 225.1769 | 155.7722 | 137.3865 | 129.766 | 0 | 0 | 0 | 0 | 283.7876 | 433.2603 | 479.5937 | 521.1562 | 0 | 0 | 0 | 0 | 0 | -1.489 | -0.95665 | -2.4084 | 0 | 0 | 0 | 0 | 102.9469 | 26.4376 | 3.0231 | -25.2571 | 0.37558 | 0.37413 | 0.37546 | 0.16764 | 38.6645 | 9.8911 | 1.135 | -4.234
9 | 26 | 16 | 611.2481 | 615.4111 | 622.7909 | 629.0597 | 0 | 0 | 0 | 0 | 207.4954 | 166.8191 | 151.5919 | 155.1377 | 0 | 0 | 0 | 0 | 244.693 | 374.0923 | 408.1371 | 438.7437 | 0 | 0 | 0 | 0 | 0 | -2.5827 | -2.2122 | 0.18993 | 0 | 0 | 0 | 0 | 159.0598 | 77.0824 | 65.2741 | 34.9884 | 0.38077 | 0.3675 | 0.37018 | 0.37865 | 60.5647 | 28.3276 | 24.1632 | 13.2485
9 | 26 | 17 | 596.0175 | 602.3291 | 611.9891 | 620.2588 | 0 | 0 | 0 | 0 | 221.6883 | 177.742 | 172.3122 | 167.1293 | 0 | 0 | 0 | 0 | 166.2559 | 252.783 | 268.3803 | 282.6979 | 0 | 0 | 0 | 0 | 0 | -3.066 | -2.6849 | -0.64583 | 0 | 0 | 0 | 0 | 208.0733 | 174.8701 | 173.9815 | 171.0774 | 0.38859 | 0.37976 | 0.38475 | 0.37375 | 80.8553 | 66.4083 | 66.9395 | 63.9396
9 | 26 | 18 | 578.203 | 586.4247 | 598.1153 | 608.1935 | 0 | 0 | 0 | 0 | 257.1661 | 224.9034 | 190.4119 | 191.9287 | 0 | 0 | 0 | 0 | 85.9566 | 107.0496 | 104.466 | 102.7759 | 0 | 0 | 0 | 0 | 0 | -4.2213 | -0.4237 | 0 | 0 | 0 | 0 | 0 | 235.0802 | 258.6929 | 303.661 | 313.4889 | 0.39913 | 0.39052 | 0.39482 | 0.38967 | 93.8271 | 101.0261 | 119.8927 | 122.1581
9 | 26 | 19 | 602.3143 | 613.0572 | 627.5973 | 640.1399 | 0 | 0 | 0 | 0 | 284.5298 | 252.0824 | 247.5569 | 221.0398 | 0 | 0 | 0 | 0 | 55.1223 | 43.822 | 41.7947 | 40.8711 | 0 | 0 | 0 | 0 | 0 | 8.9247 | 16.8709 | 24.1862 | 0 | 0 | 0 | 0 | 262.6622 | 308.2281 | 321.3748 | 354.0429 | 0.40014 | 0.39646 | 0.4013 | 0.39601 | 105.1006 | 122.2004 | 128.9677 | 140.2048
9 | 26 | 20 | 592.6053 | 604.3561 | 619.8842 | 633.2113 | 0 | 0 | 0 | 0 | 280.6125 | 248.8953 | 255.5344 | 245.764 | 0 | 0 | 0 | 0 | 54.8463 | 47.8239 | 45.2428 | 43.796 | 0 | 0 | 0 | 0 | 0 | 2.3665 | 2.3463 | 21.1839 | 0 | 0 | 0 | 0 | 257.1464 | 305.2705 | 316.7607 | 322.4674 | 0.39652 | 0.39181 | 0.39756 | 0.39343 | 101.9639 | 119.6092 | 125.9308 | 126.8691
9 | 26 | 21 | 557.0607 | 568.7242 | 583.9064 | 596.8383 | 0 | 0 | 0 | 0 | 254.4817 | 254.2492 | 265.8098 | 257.5814 | 0 | 0 | 0 | 0 | 54.1972 | 56.6878 | 52.7049 | 49.9472 | 0 | 0 | 0 | 0 | 0 | 2.6713 | 4.0883 | 16.5085 | 0 | 0 | 0 | 0 | 248.3818 | 255.1161 | 261.3035 | 272.8012 | 0.39092 | 0.38892 | 0.39029 | 0.38929 | 97.0968 | 99.2196 | 101.9845 | 106.1979
9 | 26 | 22 | 500.5473 | 511.9304 | 526.544 | 538.9957 | 0 | 0 | 0 | 0 | 274.3358 | 250.3313 | 246.8798 | 263.3588 | 0 | 0 | 0 | 0 | 51.631 | 62.7506 | 57.9744 | 54.4463 | 0 | 0 | 0 | 0 | 0 | 4.7591 | 9.4347 | 25.1009 | 0 | 0 | 0 | 0 | 174.5804 | 194.0894 | 212.255 | 196.0897 | 0.38531 | 0.3837 | 0.387 | 0.38422 | 67.2669 | 74.472 | 82.1429 | 75.3412
9 | 26 | 23 | 452.8262 | 463.3186 | 476.7206 | 488.1061 | 0 | 0 | 0 | 0 | 265.8636 | 263.017 | 254.0215 | 267.4392 | 0 | 0 | 0 | 0 | 53.8376 | 70.9422 | 65.8492 | 62.0078 | 0 | 0 | 0 | 0 | 0 | 4.4736 | 9.6378 | 9.883 | 0 | 0 | 0 | 0 | 133.125 | 124.8858 | 147.2121 | 148.7761 | 0.37862 | 0.38317 | 0.38456 | 0.38119 | 50.4044 | 47.853 | 56.6118 | 56.7125
9 | 26 | 24 | 418.4808 | 426.6355 | 437.2577 | 446.1426 | 0 | 0 | 0 | 0 | 261.2755 | 250.083 | 217.7684 | 227.6617 | 0 | 0 | 0 | 0 | 53.1212 | 86.4738 | 81.5169 | 77.7648 | 0 | 0 | 0 | 0 | 0 | 14.3978 | 15.0735 | 3.617 | 0 | 0 | 0 | 0 | 104.0841 | 75.6808 | 122.8989 | 137.0991 | 0.37097 | 0.3792 | 0.38104 | 0.37743 | 38.6119 | 28.6983 | 46.8298 | 51.7454
9 | 27 | 1 | 397.1512 | 403.089 | 411.0967 | 417.5901 | 0 | 0 | 0 | 0 | 194.8538 | 209.1426 | 244.1752 | 212.7549 | 0 | 0 | 0 | 0 | 57.1674 | 92.1049 | 86.6789 | 82.4695 | 0 | 0 | 0 | 0 | 0 | 20.4746 | 7.2139 | 4.4203 | 0 | 0 | 0 | 0 | 145.13 | 81.3669 | 73.0286 | 117.9453 | 0.37067 | 0.37067 | 0.37608 | 0.37093 | 53.7959 | 30.1602 | 27.4647 | 43.7494
9 | 27 | 2 | 383.0205 | 386.7663 | 392.3044 | 396.6328 | 0 | 0 | 0 | 0 | 159.4891 | 224.1269 | 207.4264 | 201.7127 | 0 | 0 | 0 | 0 | 62.8973 | 89.1629 | 83.061 | 78.202 | 0 | 0 | 0 | 0 | 0 | 19.4796 | 7.033 | 0.31788 | 0 | 0 | 0 | 0 | 160.6341 | 53.9969 | 94.7841 | 116.4002 | 0.36983 | 0.36895 | 0.37442 | 0.36801 | 59.407 | 19.922 | 35.4888 | 42.8367
9 | 27 | 3 | 376.1665 | 378.1099 | 381.6511 | 384.2419 | 0 | 0 | 0 | 0 | 139.4566 | 190.7611 | 189.6476 | 182.9331 | 0 | 0 | 0 | 0 | 64.0525 | 70.195 | 63.962 | 58.9729 | 0 | 0 | 0 | 0 | 0 | 12.8559 | 6.4728 | -1.7084 | 0 | 0 | 0 | 0 | 172.6575 | 104.2979 | 121.5687 | 144.0443 | 0.37068 | 0.36878 | 0.37239 | 0.3659 | 64.0001 | 38.4634 | 45.2711 | 52.7058
9 | 27 | 4 | 382.6849 | 382.9846 | 384.7325 | 385.7202 | 0 | 0 | 0 | 0 | 150.3431 | 184.7073 | 185.2488 | 186.9581 | 0 | 0 | 0 | 0 | 62.607 | 64.6911 | 58.6346 | 53.8102 | 0 | 0 | 0 | 0 | 0 | 2.2532 | 5.6396 | 0 | 0 | 0 | 0 | 0 | 169.7349 | 131.333 | 135.2096 | 144.9518 | 0.3692 | 0.37208 | 0.37262 | 0.36651 | 62.6668 | 48.8658 | 50.3815 | 53.1256
9 | 27 | 5 | 410.8521 | 409.5724 | 409.6846 | 409.1848 | 0 | 0 | 0 | 0 | 207.0293 | 210.9795 | 216.7968 | 198.923 | 0 | 0 | 0 | 0 | 64.1901 | 53.6681 | 47.4265 | 42.423 | 0 | 0 | 0 | 0 | 0 | 14.2797 | 2.3196 | -8.6289 | 0 | 0 | 0 | 0 | 139.6328 | 130.645 | 143.1417 | 176.4677 | 0.36849 | 0.37169 | 0.3739 | 0.36618 | 51.4532 | 48.5588 | 53.5203 | 64.6181
9 | 27 | 6 | 458.3483 | 456.6298 | 456.508 | 455.8218 | 0 | 0 | 0 | 0 | 217.0387 | 197.3131 | 199.4994 | 192.5222 | 0 | 0 | 0 | 0 | 72.3201 | 50.1853 | 43.1206 | 37.3151 | 0 | 0 | 0 | 0 | 0 | 2.6939 | 12.4318 | -9.4 | 0 | 0 | 0 | 0 | 168.9895 | 206.4374 | 201.4562 | 235.3845 | 0.37162 | 0.37651 | 0.37574 | 0.37098 | 62.7999 | 77.7259 | 75.6946 | 87.3229
9 | 27 | 7 | 480.9656 | 478.2666 | 477.366 | 476.2189 | 0 | 0 | 0 | 0 | 193.613 | 161.3324 | 155.3161 | 149.3985 | 0 | 0 | 0 | 0 | 132.3862 | 133.4554 | 125.3139 | 118.1333 | 0 | 0 | 0 | 0 | 0 | -7.8292 | -6.019 | -1.2598 | 0 | 0 | 0 | 0 | 154.9663 | 191.308 | 202.755 | 209.947 | 0.37194 | 0.38123 | 0.37528 | 0.36663 | 57.6377 | 72.9327 | 76.0906 | 76.9719
9 | 27 | 8 | 504.3387 | 501.9003 | 501.7964 | 501.8287 | 0 | 0 | 0 | 0 | 164.8476 | 117.4328 | 125.0637 | 138.1419 | 0 | 0 | 0 | 0 | 210.7386 | 265.7057 | 271.9172 | 277.2378 | 0 | 0 | 0 | 0 | 0 | -16.9997 | -11.614 | -1.2898 | 0 | 0 | 0 | 0 | 128.7524 | 135.7614 | 116.4295 | 87.7388 | 0.36962 | 0.37552 | 0.37235 | 0.38036 | 47.59 | 50.9815 | 43.3523 | 33.3727
9 | 27 | 9 | 531.0772 | 529.761 | 531.4015 | 533.4294 | 0 | 0 | 0 | 0 | 128.6156 | 101.8763 | 103.6844 | 117.9145 | 0 | 0 | 0 | 0 | 252.6923 | 346.7297 | 368.6085 | 387.8649 | 0 | 0 | 0 | 0 | 0 | -25.7666 | -19.0466 | -14.2305 | 0 | 0 | 0 | 0 | 149.7693 | 106.9216 | 78.1551 | 41.8805 | 0.37229 | 0.38397 | 0.38397 | 0.17588 | 55.7578 | 41.0552 | 30.0096 | 7.3657
9 | 27 | 10 | 557.0621 | 556.3529 | 558.7219 | 561.3134 | 0 | 0 | 0 | 0 | 131.5677 | 104.4285 | 102.1442 | 107.3192 | 0 | 0 | 0 | 0 | 278.0403 | 389.7075 | 422.1005 | 450.7588 | 0 | 0 | 0 | 0 | 0 | -34.2914 | -30.7287 | -28.573 | 0 | 0 | 0 | 0 | 147.4541 | 96.5084 | 65.2059 | 31.8084 | 0.37171 | 0.38397 | 0.38397 | 0.17588 | 54.8105 | 37.0568 | 25.0374 | 5.5943
9 | 27 | 11 | 570.6761 | 570.1585 | 572.5062 | 574.7189 | 0 | 0 | 0 | 0 | 154.7307 | 100.0186 | 103.6079 | 96.4705 | 0 | 0 | 0 | 0 | 295.8035 | 415.3273 | 451.3993 | 483.2825 | 0 | 0 | 0 | 0 | 0 | -21.73 | -24.0455 | -28.2 | 0 | 0 | 0 | 0 | 120.1419 | 76.5425 | 41.5445 | 23.1659 | 0.37104 | 0.38397 | 0.38397 | 0.17588 | 44.5773 | 29.3904 | 15.9521 | 4.0743
9 | 27 | 12 | 576.9246 | 576.6018 | 578.9785 | 580.9558 | 0 | 0 | 0 | 0 | 173.7398 | 107.5147 | 109.6783 | 98.6017 | 0 | 0 | 0 | 0 | 310.6021 | 428.9306 | 470.061 | 506.5444 | 0 | 0 | 0 | 0 | 0 | -15.2833 | -16.336 | -26.1309 | 0 | 0 | 0 | 0 | 92.5826 | 55.4398 | 15.5752 | 1.9406 | 0.37287 | 0.38397 | 0.38397 | 0.17588 | 34.521 | 21.2875 | 5.9805 | 0.34131
9 | 27 | 13 | 592.4856 | 592.9964 | 596.2693 | 598.9191 | 0 | 0 | 0 | 0 | 211.6312 | 104.0706 | 106.7344 | 101.6617 | 0 | 0 | 0 | 0 | 319.9565 | 431.3005 | 469.7923 | 503.9051 | 0 | 0 | 0 | 0 | 0 | -14.394 | -15.2833 | -24.371 | 0 | 0 | 0 | 0 | 60.8979 | 72.0192 | 35.0259 | 17.7233 | 0.37446 | 0.38065 | 0.38397 | 0.16813 | 22.8036 | 27.4144 | 13.4491 | 2.9798
9 | 27 | 14 | 594.1917 | 595.1085 | 598.8606 | 601.9611 | 0 | 0 | 0 | 0 | 212.834 | 135.2467 | 118.932 | 122.666 | 0 | 0 | 0 | 0 | 326.2967 | 427.0396 | 456.0403 | 481.5095 | 0 | 0 | 0 | 0 | 0 | -6.1821 | -12.8158 | -4.6699 | 0 | 0 | 0 | 0 | 55.061 | 39.0044 | 36.7042 | 2.4555 | 0.37539 | 0.37471 | 0.37695 | 0.16849 | 20.6691 | 14.6155 | 13.8355 | 0.41373
9 | 27 | 15 | 587.282 | 588.553 | 592.6378 | 596.0028 | 0 | 0 | 0 | 0 | 225.1769 | 155.7722 | 137.3865 | 129.766 | 0 | 0 | 0 | 0 | 329.9693 | 408.7746 | 430.5098 | 449.5318 | 0 | 0 | 0 | 0 | 0 | -1.489 | -0.95665 | -2.4084 | 0 | 0 | 0 | 0 | 32.1357 | 25.4951 | 25.6982 | 19.1134 | 0.37558 | 0.37413 | 0.37546 | 0.16764 | 12.0694 | 9.5385 | 9.6487 | 3.2041
9 | 27 | 16 | 583.3808 | 586.6401 | 592.9102 | 598.2229 | 0 | 0 | 0 | 0 | 207.4954 | 166.8191 | 151.5919 | 155.1377 | 0 | 0 | 0 | 0 | 327.1761 | 366.0167 | 372.017 | 376.8992 | 0 | 0 | 0 | 0 | 0 | -2.5827 | -2.2122 | 0.18993 | 0 | 0 | 0 | 0 | 48.7093 | 56.3871 | 71.5135 | 65.9961 | 0.38077 | 0.3675 | 0.37018 | 0.37865 | 18.5469 | 20.7221 | 26.4729 | 24.9896
9 | 27 | 17 | 561.7805 | 566.9819 | 575.2786 | 582.3735 | 0 | 0 | 0 | 0 | 221.6883 | 177.742 | 172.3122 | 167.1293 | 0 | 0 | 0 | 0 | 282.5667 | 277.1871 | 271.7111 | 266.7723 | 0 | 0 | 0 | 0 | 0 | -3.066 | -2.6849 | -0.64583 | 0 | 0 | 0 | 0 | 57.5256 | 115.1187 | 133.9401 | 149.1177 | 0.38859 | 0.37976 | 0.38475 | 0.37375 | 22.3539 | 43.7172 | 51.5335 | 55.7322
9 | 27 | 18 | 554.529 | 561.9831 | 572.7309 | 581.9968 | 0 | 0 | 0 | 0 | 257.1661 | 224.9034 | 190.4119 | 191.9287 | 0 | 0 | 0 | 0 | 250.0792 | 184.911 | 170.1597 | 157.466 | 0 | 0 | 0 | 0 | 0 | -4.2213 | -0.4237 | 0 | 0 | 0 | 0 | 0 | 47.2837 | 156.3899 | 212.583 | 232.6022 | 0.39913 | 0.39052 | 0.39482 | 0.38967 | 18.8722 | 61.0742 | 83.9329 | 90.6388
9 | 27 | 19 | 581.4359 | 591.5018 | 605.2105 | 617.0368 | 0 | 0 | 0 | 0 | 284.5298 | 252.0824 | 247.5569 | 221.0398 | 0 | 0 | 0 | 0 | 254.7743 | 159.6474 | 142.9992 | 128.8044 | 0 | 0 | 0 | 0 | 0 | 8.9247 | 16.8709 | 24.1862 | 0 | 0 | 0 | 0 | 42.1318 | 170.8474 | 197.7835 | 243.0063 | 0.40014 | 0.39646 | 0.4013 | 0.39601 | 16.8585 | 67.7343 | 79.3705 | 96.2331
9 | 27 | 20 | 572.9301 | 584.0429 | 598.7874 | 611.4395 | 0 | 0 | 0 | 0 | 280.6125 | 248.8953 | 255.5344 | 245.764 | 0 | 0 | 0 | 0 | 237.5584 | 158.922 | 140.2585 | 124.0429 | 0 | 0 | 0 | 0 | 0 | 2.3665 | 2.3463 | 21.1839 | 0 | 0 | 0 | 0 | 54.7592 | 173.8591 | 200.6483 | 220.4487 | 0.39652 | 0.39181 | 0.39756 | 0.39343 | 21.7132 | 68.1204 | 79.7694 | 86.7317
9 | 27 | 21 | 539.2787 | 550.3656 | 564.8397 | 577.1614 | 0 | 0 | 0 | 0 | 254.4817 | 254.2492 | 265.8098 | 257.5814 | 0 | 0 | 0 | 0 | 238.9953 | 160.2185 | 142.4816 | 127.0773 | 0 | 0 | 0 | 0 | 0 | 2.6713 | 4.0883 | 16.5085 | 0 | 0 | 0 | 0 | 45.8017 | 133.2266 | 152.4601 | 175.9943 | 0.39092 | 0.38892 | 0.39029 | 0.38929 | 17.9047 | 51.8144 | 59.5038 | 68.5122
9 | 27 | 22 | 488.551 | 499.5451 | 513.681 | 525.7211 | 0 | 0 | 0 | 0 | 274.3358 | 250.3313 | 246.8798 | 263.3588 | 0 | 0 | 0 | 0 | 243.3805 | 161.1631 | 144.2491 | 129.6387 | 0 | 0 | 0 | 0 | 0 | 4.7591 | 9.4347 | 25.1009 | 0 | 0 | 0 | 0 | -29.1652 | 83.2917 | 113.1173 | 107.6228 | 0.38531 | 0.3837 | 0.387 | 0.38422 | -11.2375 | 31.959 | 43.7765 | 41.3506
9 | 27 | 23 | 443.8379 | 454.0388 | 467.0829 | 478.16 | 0 | 0 | 0 | 0 | 265.8636 | 263.017 | 254.0215 | 267.4392 | 0 | 0 | 0 | 0 | 242.8437 | 155.7977 | 141.2313 | 128.8959 | 0 | 0 | 0 | 0 | 0 | 4.4736 | 9.6378 | 9.883 | 0 | 0 | 0 | 0 | -64.8694 | 30.7505 | 62.1923 | 71.9418 | 0.37862 | 0.38317 | 0.38456 | 0.38119 | -24.5612 | 11.7828 | 23.9166 | 27.4238
9 | 27 | 24 | 416.7291 | 424.827 | 435.3795 | 444.2043 | 0 | 0 | 0 | 0 | 261.2755 | 250.083 | 217.7684 | 227.6617 | 0 | 0 | 0 | 0 | 242.269 | 152.748 | 139.7253 | 128.9375 | 0 | 0 | 0 | 0 | 0 | 14.3978 | 15.0735 | 3.617 | 0 | 0 | 0 | 0 | -86.8154 | 7.5982 | 62.8123 | 83.9881 | 0.37097 | 0.3792 | 0.38104 | 0.37743 | -32.2058 | 2.8813 | 23.9342 | 31.6997
9 | 28 | 1 | 395.488 | 401.3719 | 409.3133 | 415.7497 | 0 | 0 | 0 | 0 | 194.8538 | 209.1426 | 244.1752 | 212.7549 | 0 | 0 | 0 | 0 | 249.2428 | 154.529 | 140.5558 | 128.9395 | 0 | 0 | 0 | 0 | 0 | 20.4746 | 7.2139 | 4.4203 | 0 | 0 | 0 | 0 | -48.6086 | 17.2256 | 17.3684 | 69.6349 | 0.37067 | 0.37067 | 0.37608 | 0.37093 | -18.0179 | 6.385 | 6.5319 | 25.8296
9 | 28 | 2 | 384.3298 | 388.118 | 393.7083 | 398.0816 | 0 | 0 | 0 | 0 | 159.4891 | 224.1269 | 207.4264 | 201.7127 | 0 | 0 | 0 | 0 | 277.0424 | 158.6475 | 145.1369 | 134.0384 | 0 | 0 | 0 | 0 | 0 | 19.4796 | 7.033 | 0.31788 | 0 | 0 | 0 | 0 | -52.2017 | -14.1359 | 34.1121 | 62.0127 | 0.36983 | 0.36895 | 0.37442 | 0.36801 | -19.3057 | -5.2154 | 12.7722 | 22.8214
9 | 28 | 3 | 378.7852 | 380.8134 | 384.459 | 387.1395 | 0 | 0 | 0 | 0 | 139.4566 | 190.7611 | 189.6476 | 182.9331 | 0 | 0 | 0 | 0 | 289.2227 | 154.5234 | 143.2342 | 134.2717 | 0 | 0 | 0 | 0 | 0 | 12.8559 | 6.4728 | -1.7084 | 0 | 0 | 0 | 0 | -49.8941 | 22.6731 | 45.1044 | 71.6431 | 0.37068 | 0.36878 | 0.37239 | 0.3659 | -18.4946 | 8.3615 | 16.7965 | 26.2142
9 | 28 | 4 | 385.6044 | 385.9987 | 387.8629 | 388.9507 | 0 | 0 | 0 | 0 | 150.3431 | 184.7073 | 185.2488 | 186.9581 | 0 | 0 | 0 | 0 | 297.3928 | 144.3035 | 135.1183 | 128.1759 | 0 | 0 | 0 | 0 | 0 | 2.2532 | 5.6396 | 0 | 0 | 0 | 0 | 0 | -62.1315 | 54.7347 | 61.8561 | 73.8167 | 0.3692 | 0.37208 | 0.37262 | 0.36651 | -22.9392 | 20.3655 | 23.0487 | 27.0542
9 | 28 | 5 | 410.7814 | 409.4993 | 409.6087 | 409.1065 | 0 | 0 | 0 | 0 | 207.0293 | 210.9795 | 216.7968 | 198.923 | 0 | 0 | 0 | 0 | 301.6598 | 141.3575 | 133.3256 | 127.4729 | 0 | 0 | 0 | 0 | 0 | 14.2797 | 2.3196 | -8.6289 | 0 | 0 | 0 | 0 | -97.9077 | 42.8826 | 57.1667 | 91.3395 | 0.36849 | 0.37169 | 0.3739 | 0.36618 | -36.078 | 15.9388 | 21.3745 | 33.4462
9 | 28 | 6 | 450.5631 | 448.5922 | 448.1604 | 447.207 | 0 | 0 | 0 | 0 | 217.0387 | 197.3131 | 199.4994 | 192.5222 | 0 | 0 | 0 | 0 | 286.5974 | 136.7585 | 127.5023 | 120.4407 | 0 | 0 | 0 | 0 | 0 | 2.6939 | 12.4318 | -9.4 | 0 | 0 | 0 | 0 | -53.0729 | 111.8266 | 108.7269 | 143.6442 | 0.37162 | 0.37651 | 0.37574 | 0.37098 | -19.723 | 42.1039 | 40.8527 | 53.2891
9 | 28 | 7 | 479.0724 | 476.312 | 475.336 | 474.124 | 0 | 0 | 0 | 0 | 193.613 | 161.3324 | 155.3161 | 149.3985 | 0 | 0 | 0 | 0 | 268.2435 | 134.5717 | 129.6038 | 126.4969 | 0 | 0 | 0 | 0 | 0 | -7.8292 | -6.019 | -1.2598 | 0 | 0 | 0 | 0 | 17.2158 | 188.2371 | 196.4351 | 199.4885 | 0.37194 | 0.38123 | 0.37528 | 0.36663 | 6.4032 | 71.762 | 73.7189 | 73.1375
9 | 28 | 8 | 497.8628 | 495.2145 | 494.8527 | 494.6628 | 0 | 0 | 0 | 0 | 164.8476 | 117.4328 | 125.0637 | 138.1419 | 0 | 0 | 0 | 0 | 313.6838 | 228.3959 | 237.4315 | 246.6371 | 0 | 0 | 0 | 0 | 0 | -16.9997 | -11.614 | -1.2898 | 0 | 0 | 0 | 0 | 19.3314 | 166.3855 | 143.9716 | 111.1736 | 0.36962 | 0.37552 | 0.37235 | 0.38036 | 7.1454 | 62.4815 | 53.6075 | 42.2864
9 | 28 | 9 | 517.5947 | 515.8413 | 516.9449 | 518.5102 | 0 | 0 | 0 | 0 | 128.6156 | 101.8763 | 103.6844 | 117.9145 | 0 | 0 | 0 | 0 | 396.0342 | 340.9791 | 362.3083 | 382.2569 | 0 | 0 | 0 | 0 | 0 | -25.7666 | -19.0466 | -14.2305 | 0 | 0 | 0 | 0 | -7.055 | 98.7525 | 69.9988 | 32.5694 | 0.37229 | 0.38397 | 0.38397 | 0.17588 | -2.6265 | 37.9185 | 26.8778 | 5.7281
9 | 28 | 10 | 530.3271 | 528.7511 | 530.0554 | 531.7296 | 0 | 0 | 0 | 0 | 131.5677 | 104.4285 | 102.1442 | 107.3192 | 0 | 0 | 0 | 0 | 462.7008 | 403.7279 | 438.2337 | 470.2431 | 0 | 0 | 0 | 0 | 0 | -34.2914 | -30.7287 | -28.573 | 0 | 0 | 0 | 0 | -63.9413 | 54.886 | 20.4062 | -17.2597 | 0.37171 | 0.38397 | 0.38397 | 0.17588 | -23.7678 | 21.0748 | 7.8355 | -3.0356
9 | 28 | 11 | 532.7766 | 531.0299 | 531.8685 | 532.7808 | 0 | 0 | 0 | 0 | 154.7307 | 100.0186 | 103.6079 | 96.4705 | 0 | 0 | 0 | 0 | 499.2864 | 462.0638 | 502.4979 | 539.9029 | 0 | 0 | 0 | 0 | 0 | -21.73 | -24.0455 | -28.2 | 0 | 0 | 0 | 0 | -121.2406 | -9.3225 | -50.1918 | -75.3926 | 0.37104 | 0.38397 | 0.38397 | 0.17588 | -44.9849 | -3.5796 | -19.2724 | -13.2597
9 | 28 | 12 | 526.9934 | 525.0514 | 525.4399 | 525.704 | 0 | 0 | 0 | 0 | 173.7398 | 107.5147 | 109.6783 | 98.6017 | 0 | 0 | 0 | 0 | 497.9195 | 451.8406 | 496.2212 | 537.2982 | 0 | 0 | 0 | 0 | 0 | -15.2833 | -16.336 | -26.1309 | 0 | 0 | 0 | 0 | -144.6659 | -19.0205 | -64.1236 | -84.065 | 0.37287 | 0.38397 | 0.38397 | 0.17588 | -53.9412 | -7.3034 | -24.6219 | -14.785
9 | 28 | 13 | 525.9049 | 524.2565 | 524.8782 | 525.2435 | 0 | 0 | 0 | 0 | 211.6312 | 104.0706 | 106.7344 | 101.6617 | 0 | 0 | 0 | 0 | 487.2001 | 414.7422 | 457.5907 | 497.4849 | 0 | 0 | 0 | 0 | 0 | -14.394 | -15.2833 | -24.371 | 0 | 0 | 0 | 0 | -172.9264 | 19.8376 | -24.1636 | -49.5321 | 0.37446 | 0.38065 | 0.38397 | 0.16813 | -64.7534 | 7.5513 | -9.2782 | -8.3278
9 | 28 | 14 | 522.4444 | 521.0346 | 521.9297 | 522.5684 | 0 | 0 | 0 | 0 | 212.834 | 135.2467 | 118.932 | 122.666 | 0 | 0 | 0 | 0 | 501.5071 | 426.9954 | 469.0735 | 508.441 | 0 | 0 | 0 | 0 | 0 | -6.1821 | -12.8158 | -4.6699 | 0 | 0 | 0 | 0 | -191.8967 | -35.0254 | -53.2599 | -103.8687 | 0.37539 | 0.37471 | 0.37695 | 0.16849 | -72.0353 | -13.1245 | -20.0761 | -17.5009
9 | 28 | 15 | 512.6507 | 511.5015 | 512.6145 | 513.4188 | 0 | 0 | 0 | 0 | 225.1769 | 155.7722 | 137.3865 | 129.766 | 0 | 0 | 0 | 0 | 487.8611 | 400.4464 | 438.9561 | 475.4104 | 0 | 0 | 0 | 0 | 0 | -1.489 | -0.95665 | -2.4084 | 0 | 0 | 0 | 0 | -200.3874 | -43.2281 | -62.7715 | -89.3492 | 0.37558 | 0.37413 | 0.37546 | 0.16764 | -75.2609 | -16.173 | -23.5683 | -14.9781
9 | 28 | 16 | 505.37 | 506.0996 | 509.2633 | 511.8993 | 0 | 0 | 0 | 0 | 207.4954 | 166.8191 | 151.5919 | 155.1377 | 0 | 0 | 0 | 0 | 478.4534 | 402.7727 | 433.3681 | 462.6568 | 0 | 0 | 0 | 0 | 0 | -2.5827 | -2.2122 | 0.18993 | 0 | 0 | 0 | 0 | -180.5788 | -60.9095 | -73.4845 | -106.0851 | 0.38077 | 0.3675 | 0.37018 | 0.37865 | -68.7584 | -22.3841 | -27.2025 | -40.1694
9 | 28 | 17 | 495.0936 | 498.1324 | 503.7736 | 508.5804 | 0 | 0 | 0 | 0 | 221.6883 | 177.742 | 172.3122 | 167.1293 | 0 | 0 | 0 | 0 | 442.4153 | 349.2549 | 365.2536 | 381.3811 | 0 | 0 | 0 | 0 | 0 | -3.066 | -2.6849 | -0.64583 | 0 | 0 | 0 | 0 | -169.0101 | -25.7985 | -31.1072 | -39.2841 | 0.38859 | 0.37976 | 0.38475 | 0.37375 | -65.6757 | -9.7972 | -11.9685 | -14.6823
9 | 28 | 18 | 500.1037 | 505.7928 | 514.3735 | 521.772 | 0 | 0 | 0 | 0 | 257.1661 | 224.9034 | 190.4119 | 191.9287 | 0 | 0 | 0 | 0 | 387.2155 | 253.9391 | 255.8994 | 259.5112 | 0 | 0 | 0 | 0 | 0 | -4.2213 | -0.4237 | 0 | 0 | 0 | 0 | 0 | -144.2779 | 31.1715 | 68.4858 | 70.3321 | 0.39913 | 0.39052 | 0.39482 | 0.38967 | -57.5853 | 12.1732 | 27.0399 | 27.4065
9 | 28 | 19 | 526.6744 | 534.9644 | 546.4926 | 556.4399 | 0 | 0 | 0 | 0 | 284.5298 | 252.0824 | 247.5569 | 221.0398 | 0 | 0 | 0 | 0 | 376.8089 | 243.8872 | 241.1793 | 240.4698 | 0 | 0 | 0 | 0 | 0 | 8.9247 | 16.8709 | 24.1862 | 0 | 0 | 0 | 0 | -134.6643 | 30.0702 | 40.8855 | 70.7441 | 0.40014 | 0.39646 | 0.4013 | 0.39601 | -53.884 | 11.9217 | 16.4073 | 28.0154
9 | 28 | 20 | 518.7878 | 528.1449 | 540.7335 | 551.5279 | 0 | 0 | 0 | 0 | 280.6125 | 248.8953 | 255.5344 | 245.764 | 0 | 0 | 0 | 0 | 354.5477 | 243.8415 | 238.532 | 235.2359 | 0 | 0 | 0 | 0 | 0 | 2.3665 | 2.3463 | 21.1839 | 0 | 0 | 0 | 0 | -116.3724 | 33.0417 | 44.3208 | 49.3441 | 0.39652 | 0.39181 | 0.39756 | 0.39343 | -46.1441 | 12.9462 | 17.6201 | 19.4136
9 | 28 | 21 | 499.1321 | 508.9171 | 521.7925 | 532.7368 | 0 | 0 | 0 | 0 | 254.4817 | 254.2492 | 265.8098 | 257.5814 | 0 | 0 | 0 | 0 | 335.6453 | 246.6785 | 238.1811 | 231.8572 | 0 | 0 | 0 | 0 | 0 | 2.6713 | 4.0883 | 16.5085 | 0 | 0 | 0 | 0 | -90.9949 | 5.3182 | 13.7134 | 26.7897 | 0.39092 | 0.38892 | 0.39029 | 0.38929 | -35.5715 | 2.0683 | 5.3522 | 10.4289
9 | 28 | 22 | 465.7618 | 476.0169 | 489.2453 | 500.5034 | 0 | 0 | 0 | 0 | 274.3358 | 250.3313 | 246.8798 | 263.3588 | 0 | 0 | 0 | 0 | 322.7272 | 247.8489 | 236.4909 | 227.4872 | 0 | 0 | 0 | 0 | 0 | 4.7591 | 9.4347 | 25.1009 | 0 | 0 | 0 | 0 | -131.3012 | -26.9224 | -3.5602 | -15.4434 | 0.38531 | 0.3837 | 0.387 | 0.38422 | -50.5912 | -10.3301 | -1.3778 | -5.9336
9 | 28 | 23 | 429.5592 | 439.2971 | 451.7726 | 462.3598 | 0 | 0 | 0 | 0 | 265.8636 | 263.017 | 254.0215 | 267.4392 | 0 | 0 | 0 | 0 | 318.9573 | 209.5533 | 198.5746 | 189.9359 | 0 | 0 | 0 | 0 | 0 | 4.4736 | 9.6378 | 9.883 | 0 | 0 | 0 | 0 | -155.2617 | -37.7468 | -10.4613 | -4.8983 | 0.37862 | 0.38317 | 0.38456 | 0.38119 | -58.7859 | -14.4636 | -4.023 | -1.8672
9 | 28 | 24 | 397.6024 | 405.0801 | 414.8709 | 423.0395 | 0 | 0 | 0 | 0 | 261.2755 | 250.083 | 217.7684 | 227.6617 | 0 | 0 | 0 | 0 | 316.6213 | 204.4052 | 194.1196 | 186.1084 | 0 | 0 | 0 | 0 | 0 | 14.3978 | 15.0735 | 3.617 | 0 | 0 | 0 | 0 | -180.2944 | -63.806 | -12.0906 | 5.6523 | 0.37097 | 0.3792 | 0.38104 | 0.37743 | -66.8836 | -24.1954 | -4.607 | 2.1334
9 | 29 | 1 | 378.5907 | 383.9266 | 391.1952 | 397.0518 | 0 | 0 | 0 | 0 | 194.8538 | 209.1426 | 244.1752 | 212.7549 | 0 | 0 | 0 | 0 | 314.6034 | 200.736 | 190.7136 | 182.9456 | 0 | 0 | 0 | 0 | 0 | 20.4746 | 7.2139 | 4.4203 | 0 | 0 | 0 | 0 | -130.8666 | -46.4266 | -50.9075 | -3.0691 | 0.37067 | 0.37067 | 0.37608 | 0.37093 | -48.5088 | -17.2089 | -19.1453 | -1.1384
9 | 29 | 2 | 365.6277 | 368.8095 | 373.6551 | 377.3867 | 0 | 0 | 0 | 0 | 159.4891 | 224.1269 | 207.4264 | 201.7127 | 0 | 0 | 0 | 0 | 308.7365 | 193.4501 | 183.0759 | 174.9535 | 0 | 0 | 0 | 0 | 0 | 19.4796 | 7.033 | 0.31788 | 0 | 0 | 0 | 0 | -102.5979 | -68.2471 | -23.8802 | 0.4026 | 0.36983 | 0.36895 | 0.37442 | 0.36801 | -37.9436 | -25.1795 | -8.9411 | 0.14816
9 | 29 | 3 | 357.9245 | 359.2763 | 362.0911 | 364.056 | 0 | 0 | 0 | 0 | 139.4566 | 190.7611 | 189.6476 | 182.9331 | 0 | 0 | 0 | 0 | 301.039 | 190.8563 | 180.9126 | 173.1633 | 0 | 0 | 0 | 0 | 0 | 12.8559 | 6.4728 | -1.7084 | 0 | 0 | 0 | 0 | -82.5711 | -35.1969 | -14.9418 | 9.668 | 0.37068 | 0.36878 | 0.37239 | 0.3659 | -30.6072 | -12.9801 | -5.5642 | 3.5375
9 | 29 | 4 | 358.2856 | 357.794 | 358.5703 | 358.7208 | 0 | 0 | 0 | 0 | 150.3431 | 184.7073 | 185.2488 | 186.9581 | 0 | 0 | 0 | 0 | 288.1022 | 189.8151 | 179.8941 | 172.1182 | 0 | 0 | 0 | 0 | 0 | 2.2532 | 5.6396 | 0 | 0 | 0 | 0 | 0 | -80.1597 | -18.9816 | -12.2122 | -0.35547 | 0.3692 | 0.37208 | 0.37262 | 0.36651 | -29.5953 | -7.0626 | -4.5505 | -0.13028
9 | 29 | 5 | 365.6452 | 362.8994 | 361.2115 | 359.1606 | 0 | 0 | 0 | 0 | 207.0293 | 210.9795 | 216.7968 | 198.923 | 0 | 0 | 0 | 0 | 304.4839 | 183.9362 | 176.9536 | 172.0603 | 0 | 0 | 0 | 0 | 0 | 14.2797 | 2.3196 | -8.6289 | 0 | 0 | 0 | 0 | -145.868 | -46.296 | -34.8584 | -3.1939 | 0.36849 | 0.37169 | 0.3739 | 0.36618 | -53.7508 | -17.2075 | -13.0335 | -1.1695
9 | 29 | 6 | 378.0727 | 373.751 | 370.4326 | 366.992 | 0 | 0 | 0 | 0 | 217.0387 | 197.3131 | 199.4994 | 192.5222 | 0 | 0 | 0 | 0 | 289.4682 | 166.8899 | 160.532 | 156.19 | 0 | 0 | 0 | 0 | 0 | 2.6939 | 12.4318 | -9.4 | 0 | 0 | 0 | 0 | -128.4341 | 6.8541 | -2.0305 | 27.6798 | 0.37162 | 0.37651 | 0.37574 | 0.37098 | -47.7287 | 2.5806 | -0.76294 | 10.2687
9 | 29 | 7 | 387.2252 | 381.4864 | 376.853 | 372.4896 | 0 | 0 | 0 | 0 | 193.613 | 161.3324 | 155.3161 | 149.3985 | 0 | 0 | 0 | 0 | 325.6388 | 228.5815 | 225.9308 | 224.8212 | 0 | 0 | 0 | 0 | 0 | -7.8292 | -6.019 | -1.2598 | 0 | 0 | 0 | 0 | -132.0266 | -0.59825 | 1.6251 | -0.4702 | 0.37194 | 0.38123 | 0.37528 | 0.36663 | -49.1056 | -0.22807 | 0.60988 | -0.17239
9 | 29 | 8 | 414.6148 | 409.2668 | 405.5901 | 402.5438 | 0 | 0 | 0 | 0 | 164.8476 | 117.4328 | 125.0637 | 138.1419 | 0 | 0 | 0 | 0 | 405.5867 | 371.3253 | 390.1358 | 408.2002 | 0 | 0 | 0 | 0 | 0 | -16.9997 | -11.614 | -1.2898 | 0 | 0 | 0 | 0 | -155.8196 | -62.4917 | -97.9953 | -142.5085 | 0.36962 | 0.37552 | 0.37235 | 0.38036 | -57.5947 | -23.467 | -36.4883 | -54.2051
9 | 29 | 9 | 438.0623 | 433.7298 | 431.6664 | 430.5028 | 0 | 0 | 0 | 0 | 128.6156 | 101.8763 | 103.6844 | 117.9145 | 0 | 0 | 0 | 0 | 440.8191 | 469.5445 | 507.2904 | 542.1294 | 0 | 0 | 0 | 0 | 0 | -25.7666 | -19.0466 | -14.2305 | 0 | 0 | 0 | 0 | -131.3724 | -111.9244 | -160.2618 | -215.3106 | 0.37229 | 0.38397 | 0.38397 | 0.17588 | -48.9088 | -42.9761 | -61.5365 | -37.8678
9 | 29 | 10 | 453.8557 | 449.7998 | 448.059 | 447.1093 | 0 | 0 | 0 | 0 | 131.5677 | 104.4285 | 102.1442 | 107.3192 | 0 | 0 | 0 | 0 | 411.2797 | 538.5861 | 579.9023 | 617.1786 | 0 | 0 | 0 | 0 | 0 | -34.2914 | -30.7287 | -28.573 | 0 | 0 | 0 | 0 | -88.9917 | -158.9235 | -203.2588 | -248.8155 | 0.37171 | 0.38397 | 0.38397 | 0.17588 | -33.0793 | -61.0226 | -78.0462 | -43.7605
9 | 29 | 11 | 458.4991 | 454.3438 | 452.2246 | 450.5884 | 0 | 0 | 0 | 0 | 154.7307 | 100.0186 | 103.6079 | 96.4705 | 0 | 0 | 0 | 0 | 387.5195 | 565.987 | 611.1995 | 651.616 | 0 | 0 | 0 | 0 | 0 | -21.73 | -24.0455 | -28.2 | 0 | 0 | 0 | 0 | -83.7512 | -189.9319 | -238.5373 | -269.2981 | 0.37104 | 0.38397 | 0.38397 | 0.17588 | -31.0749 | -72.929 | -91.5923 | -47.3629
9 | 29 | 12 | 458.4133 | 454.2474 | 451.905 | 449.816 | 0 | 0 | 0 | 0 | 173.7398 | 107.5147 | 109.6783 | 98.6017 | 0 | 0 | 0 | 0 | 365.9939 | 570.6591 | 620.3912 | 664.7175 | 0 | 0 | 0 | 0 | 0 | -15.2833 | -16.336 | -26.1309 | 0 | 0 | 0 | 0 | -81.3205 | -208.6431 | -261.8285 | -287.3723 | 0.37287 | 0.38397 | 0.38397 | 0.17588 | -30.3218 | -80.1136 | -100.5356 | -50.5417
9 | 29 | 13 | 459.0587 | 455.2426 | 453.2025 | 451.2742 | 0 | 0 | 0 | 0 | 211.6312 | 104.0706 | 106.7344 | 101.6617 | 0 | 0 | 0 | 0 | 359.3725 | 542.997 | 592.2822 | 636.2211 | 0 | 0 | 0 | 0 | 0 | -14.394 | -15.2833 | -24.371 | 0 | 0 | 0 | 0 | -111.945 | -177.431 | -230.5308 | -262.2376 | 0.37446 | 0.38065 | 0.38397 | 0.16813 | -41.9185 | -67.5399 | -88.518 | -44.0901
9 | 29 | 14 | 457.4561 | 453.9388 | 452.2461 | 450.6549 | 0 | 0 | 0 | 0 | 212.834 | 135.2467 | 118.932 | 122.666 | 0 | 0 | 0 | 0 | 370.5179 | 574.1699 | 623.6343 | 667.7055 | 0 | 0 | 0 | 0 | 0 | -6.1821 | -12.8158 | -4.6699 | 0 | 0 | 0 | 0 | -125.8959 | -249.2957 | -277.5044 | -335.0466 | 0.37539 | 0.37471 | 0.37695 | 0.16849 | -47.2595 | -93.4144 | -104.6042 | -56.4524
9 | 29 | 15 | 454.439 | 451.402 | 450.197 | 449.004 | 0 | 0 | 0 | 0 | 225.1769 | 155.7722 | 137.3865 | 129.766 | 0 | 0 | 0 | 0 | 355.3327 | 521.9798 | 564.3419 | 602.0252 | 0 | 0 | 0 | 0 | 0 | -1.489 | -0.95665 | -2.4084 | 0 | 0 | 0 | 0 | -126.0707 | -224.861 | -250.5747 | -280.3788 | 0.37558 | 0.37413 | 0.37546 | 0.16764 | -47.3492 | -84.1276 | -94.0811 | -47.0015
9 | 29 | 16 | 454.855 | 453.9464 | 455.0986 | 456.0013 | 0 | 0 | 0 | 0 | 207.4954 | 166.8191 | 151.5919 | 155.1377 | 0 | 0 | 0 | 0 | 319.6405 | 481.7949 | 511.2172 | 537.3868 | 0 | 0 | 0 | 0 | 0 | -2.5827 | -2.2122 | 0.18993 | 0 | 0 | 0 | 0 | -72.2809 | -192.0849 | -205.4983 | -236.713 | 0.38077 | 0.3675 | 0.37018 | 0.37865 | -27.5222 | -70.5907 | -76.0713 | -89.632
9 | 29 | 17 | 452.2929 | 453.9438 | 457.8807 | 461.2189 | 0 | 0 | 0 | 0 | 221.6883 | 177.742 | 172.3122 | 167.1293 | 0 | 0 | 0 | 0 | 230.994 | 327.0611 | 336.882 | 345.7958 | 0 | 0 | 0 | 0 | 0 | -3.066 | -2.6849 | -0.64583 | 0 | 0 | 0 | 0 | -0.38936 | -47.7934 | -48.6286 | -51.0603 | 0.38859 | 0.37976 | 0.38475 | 0.37375 | -0.1513 | -18.1499 | -18.7099 | -19.0836
9 | 29 | 18 | 460.4702 | 464.8741 | 471.8765 | 477.9151 | 0 | 0 | 0 | 0 | 257.1661 | 224.9034 | 190.4119 | 191.9287 | 0 | 0 | 0 | 0 | 140.8335 | 188.7913 | 179.7903 | 172.0821 | 0 | 0 | 0 | 0 | 0 | -4.2213 | -0.4237 | 0 | 0 | 0 | 0 | 0 | 62.4706 | 55.4005 | 102.0979 | 113.9043 | 0.39913 | 0.39052 | 0.39482 | 0.38967 | 24.9338 | 21.6353 | 40.3107 | 44.3854
9 | 29 | 19 | 493.906 | 501.1334 | 511.3567 | 520.1797 | 0 | 0 | 0 | 0 | 284.5298 | 252.0824 | 247.5569 | 221.0398 | 0 | 0 | 0 | 0 | 131.6978 | 165.3665 | 155.7651 | 147.7279 | 0 | 0 | 0 | 0 | 0 | 8.9247 | 16.8709 | 24.1862 | 0 | 0 | 0 | 0 | 77.6784 | 74.7599 | 91.1638 | 127.2258 | 0.40014 | 0.39646 | 0.4013 | 0.39601 | 31.0819 | 29.6394 | 36.584 | 50.3828
9 | 29 | 20 | 489.0096 | 497.4011 | 508.8039 | 518.5765 | 0 | 0 | 0 | 0 | 280.6125 | 248.8953 | 255.5344 | 245.764 | 0 | 0 | 0 | 0 | 140.4434 | 161.2215 | 149.9063 | 140.2069 | 0 | 0 | 0 | 0 | 0 | 2.3665 | 2.3463 | 21.1839 | 0 | 0 | 0 | 0 | 67.9537 | 84.9178 | 101.0169 | 111.4217 | 0.39652 | 0.39181 | 0.39756 | 0.39343 | 26.9451 | 33.272 | 40.1601 | 43.8369
9 | 29 | 21 | 470.0085 | 478.8491 | 490.5649 | 500.5098 | 0 | 0 | 0 | 0 | 254.4817 | 254.2492 | 265.8098 | 257.5814 | 0 | 0 | 0 | 0 | 148.5719 | 165.5985 | 151.9007 | 139.9004 | 0 | 0 | 0 | 0 | 0 | 2.6713 | 4.0883 | 16.5085 | 0 | 0 | 0 | 0 | 66.9549 | 56.3302 | 68.7661 | 86.5196 | 0.39092 | 0.38892 | 0.39029 | 0.38929 | 26.1739 | 21.9079 | 26.8388 | 33.6809
9 | 29 | 22 | 442.5832 | 452.0867 | 464.3921 | 474.855 | 0 | 0 | 0 | 0 | 274.3358 | 250.3313 | 246.8798 | 263.3588 | 0 | 0 | 0 | 0 | 161.8552 | 166.818 | 151.724 | 138.408 | 0 | 0 | 0 | 0 | 0 | 4.7591 | 9.4347 | 25.1009 | 0 | 0 | 0 | 0 | 6.3923 | 30.1783 | 56.3536 | 47.9874 | 0.38531 | 0.3837 | 0.387 | 0.38422 | 2.463 | 11.5794 | 21.8089 | 18.4376
9 | 29 | 23 | 408.8755 | 417.9426 | 429.5945 | 439.472 | 0 | 0 | 0 | 0 | 265.8636 | 263.017 | 254.0215 | 267.4392 | 0 | 0 | 0 | 0 | 167.4202 | 165.4454 | 150.5441 | 137.4253 | 0 | 0 | 0 | 0 | 0 | 4.4736 | 9.6378 | 9.883 | 0 | 0 | 0 | 0 | -24.4083 | -14.9934 | 15.391 | 24.7245 | 0.37862 | 0.38317 | 0.38456 | 0.38119 | -9.2416 | -5.7451 | 5.9188 | 9.4248
9 | 29 | 24 | 384.1376 | 391.1786 | 400.4333 | 408.1399 | 0 | 0 | 0 | 0 | 261.2755 | 250.083 | 217.7684 | 227.6617 | 0 | 0 | 0 | 0 | 165.0964 | 154.1071 | 139.5402 | 126.7563 | 0 | 0 | 0 | 0 | 0 | 14.3978 | 15.0735 | 3.617 | 0 | 0 | 0 | 0 | -42.2343 | -27.4092 | 28.0512 | 50.1049 | 0.37097 | 0.3792 | 0.38104 | 0.37743 | -15.6676 | -10.3936 | 10.6887 | 18.9111
9 | 30 | 1 | 366.3644 | 371.3039 | 378.0856 | 383.5227 | 0 | 0 | 0 | 0 | 194.8538 | 209.1426 | 244.1752 | 212.7549 | 0 | 0 | 0 | 0 | 163.7557 | 150.9376 | 135.7691 | 122.4214 | 0 | 0 | 0 | 0 | 0 | 20.4746 | 7.2139 | 4.4203 | 0 | 0 | 0 | 0 | 7.7549 | -9.2509 | -9.0726 | 43.9261 | 0.37067 | 0.37067 | 0.37608 | 0.37093 | 2.8745 | -3.429 | -3.412 | 16.2934
9 | 30 | 2 | 353.5431 | 356.3329 | 360.6973 | 364.0143 | 0 | 0 | 0 | 0 | 159.4891 | 224.1269 | 207.4264 | 201.7127 | 0 | 0 | 0 | 0 | 173.0581 | 142.0364 | 125.8326 | 111.5039 | 0 | 0 | 0 | 0 | 0 | 19.4796 | 7.033 | 0.31788 | 0 | 0 | 0 | 0 | 20.9959 | -29.31 | 20.4053 | 50.4798 | 0.36983 | 0.36895 | 0.37442 | 0.36801 | 7.7649 | -10.8138 | 7.6401 | 18.5772
9 | 30 | 3 | 346.636 | 347.6218 | 349.9871 | 351.5646 | 0 | 0 | 0 | 0 | 139.4566 | 190.7611 | 189.6476 | 182.9331 | 0 | 0 | 0 | 0 | 174.3424 | 147.1354 | 129.9669 | 114.7323 | 0 | 0 | 0 | 0 | 0 | 12.8559 | 6.4728 | -1.7084 | 0 | 0 | 0 | 0 | 32.837 | -3.1306 | 23.8998 | 55.6076 | 0.37068 | 0.36878 | 0.37239 | 0.3659 | 12.1719 | -1.1545 | 8.9001 | 20.3468
9 | 30 | 4 | 344.8562 | 343.9291 | 344.1707 | 343.8604 | 0 | 0 | 0 | 0 | 150.3431 | 184.7073 | 185.2488 | 186.9581 | 0 | 0 | 0 | 0 | 175.4434 | 167.4305 | 149.7659 | 134.0793 | 0 | 0 | 0 | 0 | 0 | 2.2532 | 5.6396 | 0 | 0 | 0 | 0 | 0 | 19.0697 | -10.4619 | 3.5163 | 22.8229 | 0.3692 | 0.37208 | 0.37262 | 0.36651 | 7.0406 | -3.8926 | 1.3103 | 8.3647
9 | 30 | 5 | 350.5172 | 347.2809 | 344.9906 | 342.4206 | 0 | 0 | 0 | 0 | 207.0293 | 210.9795 | 216.7968 | 198.923 | 0 | 0 | 0 | 0 | 168.8995 | 179.8307 | 161.6777 | 145.5361 | 0 | 0 | 0 | 0 | 0 | 14.2797 | 2.3196 | -8.6289 | 0 | 0 | 0 | 0 | -25.4116 | -57.8091 | -35.8035 | 6.5903 | 0.36849 | 0.37169 | 0.3739 | 0.36618 | -9.3639 | -21.4868 | -13.3868 | 2.4132
9 | 30 | 6 | 358.0259 | 353.0542 | 348.9375 | 344.8091 | 0 | 0 | 0 | 0 | 217.0387 | 197.3131 | 199.4994 | 192.5222 | 0 | 0 | 0 | 0 | 167.3195 | 192.6852 | 174.0863 | 157.4978 | 0 | 0 | 0 | 0 | 0 | 2.6939 | 12.4318 | -9.4 | 0 | 0 | 0 | 0 | -26.3322 | -39.638 | -37.08 | 4.1891 | 0.37162 | 0.37651 | 0.37574 | 0.37098 | -9.7856 | -14.9241 | -13.9323 | 1.5541
9 | 30 | 7 | 363.2859 | 356.7708 | 351.1841 | 345.9993 | 0 | 0 | 0 | 0 | 193.613 | 161.3324 | 155.3161 | 149.3985 | 0 | 0 | 0 | 0 | 230.7707 | 267.0098 | 247.8036 | 230.2875 | 0 | 0 | 0 | 0 | 0 | -7.8292 | -6.019 | -1.2598 | 0 | 0 | 0 | 0 | -61.0978 | -63.7422 | -45.9166 | -32.4269 | 0.37194 | 0.38123 | 0.37528 | 0.36663 | -22.7245 | -24.3006 | -17.2317 | -11.8885
9 | 30 | 8 | 383.6864 | 377.3355 | 372.4273 | 368.3198 | 0 | 0 | 0 | 0 | 164.8476 | 117.4328 | 125.0637 | 138.1419 | 0 | 0 | 0 | 0 | 324.153 | 395.3358 | 392.9888 | 390.1755 | 0 | 0 | 0 | 0 | 0 | -16.9997 | -11.614 | -1.2898 | 0 | 0 | 0 | 0 | -105.3142 | -118.4334 | -134.0112 | -158.7078 | 0.36962 | 0.37552 | 0.37235 | 0.38036 | -38.9267 | -44.4744 | -49.8988 | -60.3668
9 | 30 | 9 | 406.4262 | 401.0679 | 397.7447 | 395.4957 | 0 | 0 | 0 | 0 | 128.6156 | 101.8763 | 103.6844 | 117.9145 | 0 | 0 | 0 | 0 | 383.1057 | 490.5835 | 505.9123 | 518.7894 | 0 | 0 | 0 | 0 | 0 | -25.7666 | -19.0466 | -14.2305 | 0 | 0 | 0 | 0 | -105.2951 | -165.6253 | -192.8054 | -226.9777 | 0.37229 | 0.38397 | 0.38397 | 0.17588 | -39.2004 | -63.5959 | -74.0324 | -39.9198
9 | 30 | 10 | 426.413 | 421.4672 | 418.6337 | 416.7424 | 0 | 0 | 0 | 0 | 131.5677 | 104.4285 | 102.1442 | 107.3192 | 0 | 0 | 0 | 0 | 430.0781 | 560.0422 | 586.6633 | 609.5281 | 0 | 0 | 0 | 0 | 0 | -34.2914 | -30.7287 | -28.573 | 0 | 0 | 0 | 0 | -135.2328 | -208.7121 | -239.4451 | -271.5319 | 0.37171 | 0.38397 | 0.38397 | 0.17588 | -50.2677 | -80.1402 | -91.9409 | -47.7557
9 | 30 | 11 | 439.9209 | 435.1631 | 432.3041 | 430.0305 | 0 | 0 | 0 | 0 | 154.7307 | 100.0186 | 103.6079 | 96.4705 | 0 | 0 | 0 | 0 | 467.2788 | 601.9191 | 633.5065 | 660.7221 | 0 | 0 | 0 | 0 | 0 | -21.73 | -24.0455 | -28.2 | 0 | 0 | 0 | 0 | -182.0887 | -245.0447 | -280.7647 | -298.9622 | 0.37104 | 0.38397 | 0.38397 | 0.17588 | -67.5619 | -94.0909 | -107.8066 | -52.58
9 | 30 | 12 | 449.3188 | 444.858 | 442.1534 | 439.7524 | 0 | 0 | 0 | 0 | 173.7398 | 107.5147 | 109.6783 | 98.6017 | 0 | 0 | 0 | 0 | 493.5795 | 618.676 | 650.2961 | 677.535 | 0 | 0 | 0 | 0 | 0 | -15.2833 | -16.336 | -26.1309 | 0 | 0 | 0 | 0 | -218.0005 | -266.0494 | -301.485 | -310.2534 | 0.37287 | 0.38397 | 0.38397 | 0.17588 | -81.2853 | -102.1562 | -115.7626 | -54.5659
9 | 30 | 13 | 457.6963 | 453.8361 | 451.7416 | 449.7666 | 0 | 0 | 0 | 0 | 211.6312 | 104.0706 | 106.7344 | 101.6617 | 0 | 0 | 0 | 0 | 486.2067 | 576.1304 | 603.1409 | 626.4716 | 0 | 0 | 0 | 0 | 0 | -14.394 | -15.2833 | -24.371 | 0 | 0 | 0 | 0 | -240.1416 | -211.971 | -242.8503 | -253.9957 | 0.37446 | 0.38065 | 0.38397 | 0.16813 | -89.9225 | -80.6877 | -93.2484 | -42.7044
9 | 30 | 14 | 465.8428 | 462.5975 | 461.2387 | 459.9353 | 0 | 0 | 0 | 0 | 212.834 | 135.2467 | 118.932 | 122.666 | 0 | 0 | 0 | 0 | 506.4283 | 572.0641 | 598.4147 | 621.2828 | 0 | 0 | 0 | 0 | 0 | -6.1821 | -12.8158 | -4.6699 | 0 | 0 | 0 | 0 | -253.4195 | -238.5312 | -243.2921 | -279.3436 | 0.37539 | 0.37471 | 0.37695 | 0.16849 | -95.1301 | -89.3808 | -91.708 | -47.0669
9 | 30 | 15 | 473.2295 | 470.8019 | 470.3452 | 469.7969 | 0 | 0 | 0 | 0 | 225.1769 | 155.7722 | 137.3865 | 129.766 | 0 | 0 | 0 | 0 | 502.1153 | 540.743 | 560.2852 | 577.1984 | 0 | 0 | 0 | 0 | 0 | -1.489 | -0.95665 | -2.4084 | 0 | 0 | 0 | 0 | -254.0628 | -224.2243 | -226.3699 | -234.7591 | 0.37558 | 0.37413 | 0.37546 | 0.16764 | -95.4201 | -83.8894 | -84.9931 | -39.354
9 | 30 | 16 | 478.6351 | 478.4977 | 480.5968 | 482.3155 | 0 | 0 | 0 | 0 | 207.4954 | 166.8191 | 151.5919 | 155.1377 | 0 | 0 | 0 | 0 | 463.0914 | 471.104 | 478.6944 | 485.077 | 0 | 0 | 0 | 0 | 0 | -2.5827 | -2.2122 | 0.18993 | 0 | 0 | 0 | 0 | -191.9516 | -156.8427 | -147.4773 | -158.0891 | 0.38077 | 0.3675 | 0.37018 | 0.37865 | -73.0888 | -57.6393 | -54.5931 | -59.8608
9 | 30 | 17 | 481.9296 | 484.5415 | 489.6585 | 494.0137 | 0 | 0 | 0 | 0 | 221.6883 | 177.742 | 172.3122 | 167.1293 | 0 | 0 | 0 | 0 | 367.0864 | 348.2554 | 336.2881 | 325.3976 | 0 | 0 | 0 | 0 | 0 | -3.066 | -2.6849 | -0.64583 | 0 | 0 | 0 | 0 | -106.8451 | -38.3898 | -16.2568 | 2.1326 | 0.38859 | 0.37976 | 0.38475 | 0.37375 | -41.519 | -14.5788 | -6.2548 | 0.79707
9 | 30 | 18 | 489.9299 | 495.2891 | 503.4646 | 510.5141 | 0 | 0 | 0 | 0 | 257.1661 | 224.9034 | 190.4119 | 191.9287 | 0 | 0 | 0 | 0 | 312.5983 | 249.6344 | 220.9673 | 195.3448 | 0 | 0 | 0 | 0 | 0 | -4.2213 | -0.4237 | 0 | 0 | 0 | 0 | 0 | -79.8345 | 24.9725 | 92.5091 | 123.2406 | 0.39913 | 0.39052 | 0.39482 | 0.38967 | -31.8642 | 9.7524 | 36.5249 | 48.0235
9 | 30 | 19 | 524.5866 | 532.8089 | 544.2539 | 554.1296 | 0 | 0 | 0 | 0 | 284.5298 | 252.0824 | 247.5569 | 221.0398 | 0 | 0 | 0 | 0 | 308.3095 | 210.4932 | 181.5041 | 155.6752 | 0 | 0 | 0 | 0 | 0 | 8.9247 | 16.8709 | 24.1862 | 0 | 0 | 0 | 0 | -68.2528 | 61.3087 | 98.322 | 153.2284 | 0.40014 | 0.39646 | 0.4013 | 0.39601 | -27.3104 | 24.3065 | 39.4566 | 60.6801
9 | 30 | 20 | 516.2931 | 525.5693 | 538.0585 | 548.7673 | 0 | 0 | 0 | 0 | 280.6125 | 248.8953 | 255.5344 | 245.764 | 0 | 0 | 0 | 0 | 289.7871 | 196.3931 | 166.2852 | 139.3088 | 0 | 0 | 0 | 0 | 0 | 2.3665 | 2.3463 | 21.1839 | 0 | 0 | 0 | 0 | -54.1066 | 77.9144 | 113.8926 | 142.5106 | 0.39652 | 0.39181 | 0.39756 | 0.39343 | -21.4544 | 30.528 | 45.2789 | 56.0683
9 | 30 | 21 | 485.3311 | 494.6686 | 506.9945 | 517.4652 | 0 | 0 | 0 | 0 | 254.4817 | 254.2492 | 265.8098 | 257.5814 | 0 | 0 | 0 | 0 | 284.4135 | 183.7746 | 155.9666 | 131.1202 | 0 | 0 | 0 | 0 | 0 | 2.6713 | 4.0883 | 16.5085 | 0 | 0 | 0 | 0 | -53.5641 | 53.9736 | 81.1299 | 112.2551 | 0.39092 | 0.38892 | 0.39029 | 0.38929 | -20.9391 | 20.9914 | 31.6643 | 43.6994
9 | 30 | 22 | 445.6619 | 455.2652 | 467.6932 | 478.2617 | 0 | 0 | 0 | 0 | 274.3358 | 250.3313 | 246.8798 | 263.3588 | 0 | 0 | 0 | 0 | 286.9517 | 170.7875 | 145.9446 | 123.9057 | 0 | 0 | 0 | 0 | 0 | 4.7591 | 9.4347 | 25.1009 | 0 | 0 | 0 | 0 | -115.6256 | 29.3874 | 65.4341 | 65.8965 | 0.38531 | 0.3837 | 0.387 | 0.38422 | -44.5513 | 11.2759 | 25.323 | 25.3186
9 | 30 | 23 | 407.9908 | 417.0292 | 428.6459 | 438.493 | 0 | 0 | 0 | 0 | 265.8636 | 263.017 | 254.0215 | 267.4392 | 0 | 0 | 0 | 0 | 312.21 | 172.5179 | 149.9837 | 130.1711 | 0 | 0 | 0 | 0 | 0 | 4.4736 | 9.6378 | 9.883 | 0 | 0 | 0 | 0 | -170.0828 | -22.9793 | 15.0029 | 30.9997 | 0.37862 | 0.38317 | 0.38456 | 0.38119 | -64.3975 | -8.8051 | 5.7695 | 11.8169
9 | 30 | 24 | 380.0504 | 386.9589 | 396.0508 | 403.6172 | 0 | 0 | 0 | 0 | 261.2755 | 250.083 | 217.7684 | 227.6617 | 0 | 0 | 0 | 0 | 305.2228 | 171.3445 | 150.6095 | 132.5169 | 0 | 0 | 0 | 0 | 0 | 14.3978 | 15.0735 | 3.617 | 0 | 0 | 0 | 0 | -186.4479 | -48.8664 | 12.5994 | 39.8216 | 0.37097 | 0.3792 | 0.38104 | 0.37743 | -69.1663 | -18.5303 | 4.8009 | 15.0299
10 | 1 | 1 | 363.9103 | 369.3772 | 376.7451 | 382.7223 | 0 | 0 | 0 | 0 | 167.6115 | 179.4677 | 177.6147 | 176.6142 | 0 | 0 | 0 | 0 | 288.255 | 164.3719 | 144.4078 | 126.9571 | 0 | 0 | 0 | 0 | 0 | 11.1858 | 16.2032 | -0.28068 | 0 | 0 | 0 | 0 | -91.9561 | 14.3518 | 38.5194 | 79.4317 | 0.37115 | 0.38254 | 0.37827 | 0.36417 | -34.1292 | 5.4902 | 14.5709 | 28.9268
10 | 1 | 2 | 354.5636 | 358.1189 | 363.3531 | 367.4665 | 0 | 0 | 0 | 0 | 137.2536 | 181.553 | 175.8307 | 159.4797 | 0 | 0 | 0 | 0 | 268.2925 | 154.5427 | 134.1423 | 116.2733 | 0 | 0 | 0 | 0 | 0 | 5.8979 | 3.45 | -2.8958 | 0 | 0 | 0 | 0 | -50.9825 | 16.1254 | 49.93 | 94.6093 | 0.37051 | 0.38125 | 0.37759 | 0.36407 | -18.8896 | 6.1477 | 18.8532 | 34.4442
10 | 1 | 3 | 351.9275 | 353.802 | 357.1848 | 359.6785 | 0 | 0 | 0 | 0 | 130.4447 | 190.8814 | 175.1363 | 123.2533 | 0 | 0 | 0 | 0 | 248.0979 | 137.1077 | 120.0796 | 105.432 | 0 | 0 | 0 | 0 | 0 | 20.6167 | 7.9537 | -5.6982 | 0 | 0 | 0 | 0 | -26.6151 | 5.1963 | 54.0153 | 136.6914 | 0.36947 | 0.37677 | 0.37471 | 0.36399 | -9.8334 | 1.9578 | 20.2403 | 49.7538
10 | 1 | 4 | 361.8728 | 362.3189 | 364.159 | 365.2679 | 0 | 0 | 0 | 0 | 185.6988 | 181.8097 | 177.8302 | 120.0833 | 0 | 0 | 0 | 0 | 239.2076 | 133.1479 | 117.3319 | 103.7743 | 0 | 0 | 0 | 0 | 0 | 0.96937 | 3.5724 | -6.0784 | 0 | 0 | 0 | 0 | -63.0337 | 46.392 | 65.4245 | 147.4887 | 0.36665 | 0.38012 | 0.37574 | 0.364 | -23.111 | 17.6347 | 24.5827 | 53.6862
10 | 1 | 5 | 388.8556 | 388.0245 | 388.557 | 388.4702 | 0 | 0 | 0 | 0 | 227.958 | 182.2296 | 179.3047 | 172.7473 | 0 | 0 | 0 | 0 | 238.0126 | 139.1226 | 121.2015 | 105.5696 | 0 | 0 | 0 | 0 | 0 | 6.5784 | 0.95342 | -2.1786 | 0 | 0 | 0 | 0 | -77.1149 | 60.0939 | 87.0974 | 112.332 | 0.36507 | 0.38413 | 0.37673 | 0.36411 | -28.1524 | 23.084 | 32.8123 | 40.9012
10 | 1 | 6 | 428.7031 | 426.846 | 426.4556 | 425.5667 | 0 | 0 | 0 | 0 | 247.9337 | 200.476 | 198.3006 | 202.2966 | 0 | 0 | 0 | 0 | 221.1357 | 126.9605 | 110.3604 | 95.856 | 0 | 0 | 0 | 0 | 0 | 20.052 | 7.6166 | -1.2482 | 0 | 0 | 0 | 0 | -40.3664 | 79.3575 | 110.1779 | 128.6622 | 0.37565 | 0.38754 | 0.38116 | 0.36427 | -15.1636 | 30.7541 | 41.9958 | 46.8672
10 | 1 | 7 | 460.2365 | 458.0493 | 457.624 | 456.9142 | 0 | 0 | 0 | 0 | 237.1843 | 179.2991 | 180.6427 | 146.5461 | 0 | 0 | 0 | 0 | 228.594 | 129.6371 | 121.1238 | 114.1732 | 0 | 0 | 0 | 0 | 0 | -0.82056 | -6.8394 | -1.4931 | 0 | 0 | 0 | 0 | -5.5418 | 149.9336 | 162.6969 | 197.688 | 0.37409 | 0.38456 | 0.38293 | 0.3729 | -2.0731 | 57.658 | 62.3016 | 73.7187
10 | 1 | 8 | 482.4252 | 480.6021 | 481.0598 | 481.5794 | 0 | 0 | 0 | 0 | 181.6447 | 128.2249 | 126.0236 | 135.0069 | 0 | 0 | 0 | 0 | 277.9357 | 213.9593 | 224.5419 | 234.7557 | 0 | 0 | 0 | 0 | 0 | -6.4129 | -2.887 | 0.67046 | 0 | 0 | 0 | 0 | 22.8448 | 144.8308 | 133.3813 | 111.1464 | 0.36583 | 0.38953 | 0.37971 | 0.39001 | 8.3573 | 56.4161 | 50.6464 | 43.3481
10 | 1 | 9 | 505.8034 | 505.1018 | 507.2623 | 509.7116 | 0 | 0 | 0 | 0 | 142.1229 | 126.2509 | 123.7694 | 134.9825 | 0 | 0 | 0 | 0 | 334.2562 | 301.9505 | 331.5054 | 358.6854 | 0 | 0 | 0 | 0 | 0 | -10.5051 | -12.5149 | -5.1132 | 0 | 0 | 0 | 0 | 29.4243 | 87.4055 | 64.5024 | 21.1569 | 0.37083 | 0.014884 | 0.38398 | 0.014047 | 10.9114 | 1.3009 | 24.7674 | 0.29719
10 | 1 | 10 | 527.5917 | 527.3783 | 530.1267 | 533.0281 | 0 | 0 | 0 | 0 | 125.3916 | 101.0206 | 99.0517 | 118.0015 | 0 | 0 | 0 | 0 | 389.8271 | 381.2982 | 424.9181 | 464.7112 | 0 | 0 | 0 | 0 | 0 | -25.2642 | -26.8491 | -28.2525 | 0 | 0 | 0 | 0 | 12.373 | 70.3237 | 33.0059 | -21.4321 | 0.38038 | 0.014884 | 0.38398 | 0.014884 | 4.7064 | 1.0467 | 12.6735 | -0.31899
10 | 1 | 11 | 541.234 | 541.3757 | 544.313 | 547.0576 | 0 | 0 | 0 | 0 | 129.7934 | 101.0206 | 99.0517 | 97.3857 | 0 | 0 | 0 | 0 | 441.4296 | 474.2043 | 524.8064 | 570.6279 | 0 | 0 | 0 | 0 | 0 | -24.564 | -26.4285 | -28.2 | 0 | 0 | 0 | 0 | -29.9891 | -9.2852 | -53.1166 | -92.756 | 0.3836 | 0.014884 | 0.38398 | 0.014884 | -11.5038 | -0.1382 | -20.3956 | -1.3806
10 | 1 | 12 | 546.9381 | 547.5294 | 550.7947 | 553.5943 | 0 | 0 | 0 | 0 | 127.3148 | 101.0206 | 99.0517 | 97.3857 | 0 | 0 | 0 | 0 | 455.2676 | 490.8758 | 551.6663 | 606.9229 | 0 | 0 | 0 | 0 | 0 | -26.2765 | -26.4057 | -29.5277 | 0 | 0 | 0 | 0 | -35.6443 | -18.0905 | -73.5175 | -121.1866 | 0.38344 | 0.014884 | 0.38398 | 0.014884 | -13.6674 | -0.26925 | -28.2291 | -1.8037
10 | 1 | 13 | 556.679 | 558.4968 | 563.0866 | 566.9668 | 0 | 0 | 0 | 0 | 127.7311 | 101.0206 | 103.64 | 97.3857 | 0 | 0 | 0 | 0 | 455.8062 | 483.7272 | 546.0552 | 602.8619 | 0 | 0 | 0 | 0 | 0 | -31.3623 | -26.3067 | -27.9961 | 0 | 0 | 0 | 0 | -26.8584 | 5.1113 | -60.3019 | -105.2847 | 0.38056 | 0.014884 | 0.38398 | 0.014884 | -10.2212 | 0.076075 | -23.1545 | -1.567
10 | 1 | 14 | 560.7493 | 563.5304 | 569.2273 | 574.1171 | 0 | 0 | 0 | 0 | 135.9127 | 101.0206 | 99.0517 | 97.3857 | 0 | 0 | 0 | 0 | 475.7753 | 494.6081 | 555.4067 | 610.9208 | 0 | 0 | 0 | 0 | 0 | -12.6061 | -15.3252 | -19.9189 | 0 | 0 | 0 | 0 | -50.9388 | -19.4922 | -69.9059 | -114.2704 | 0.37634 | 0.014773 | 0.38398 | 0.013952 | -19.1704 | -0.28796 | -26.8423 | -1.5943
10 | 1 | 15 | 559.2883 | 562.732 | 569.1284 | 574.6081 | 0 | 0 | 0 | 0 | 141.4588 | 125.7433 | 112.5153 | 97.5568 | 0 | 0 | 0 | 0 | 474.3949 | 486.3099 | 543.8922 | 596.6546 | 0 | 0 | 0 | 0 | 0 | -16.7422 | -1.616 | 3.4335 | 0 | 0 | 0 | 0 | -56.5654 | -32.5789 | -85.6632 | -123.0367 | 0.3716 | 0.014335 | 0.38347 | 0.014454 | -21.0199 | -0.46701 | -32.849 | -1.7784
10 | 1 | 16 | 553.7521 | 559.1262 | 567.6402 | 575.0129 | 0 | 0 | 0 | 0 | 169.274 | 134.008 | 124.2292 | 149.3213 | 0 | 0 | 0 | 0 | 433.2922 | 420.5736 | 464.483 | 505.0085 | 0 | 0 | 0 | 0 | 0 | -1.758 | -1.3553 | 8.9988 | 0 | 0 | 0 | 0 | -48.8141 | 6.3027 | -19.7166 | -88.3156 | 0.36606 | 0.39562 | 0.37317 | 0.38507 | -17.8689 | 2.4935 | -7.3577 | -34.008
10 | 1 | 17 | 542.1627 | 549.0957 | 559.2499 | 568.0465 | 0 | 0 | 0 | 0 | 195.9099 | 172.3299 | 142.5934 | 177.9469 | 0 | 0 | 0 | 0 | 355.5559 | 304.828 | 328.3989 | 350.8301 | 0 | 0 | 0 | 0 | 0 | -9.1616 | -0.074853 | 0 | 0 | 0 | 0 | 0 | -9.3031 | 81.0995 | 88.3325 | 39.2696 | 0.3796 | 0.40231 | 0.39727 | 0.39167 | -3.5315 | 32.6275 | 35.0918 | 15.3806
10 | 1 | 18 | 540.9684 | 549.2873 | 560.9506 | 571.0637 | 0 | 0 | 0 | 0 | 246.1803 | 203.5874 | 194.1681 | 210.2177 | 0 | 0 | 0 | 0 | 264.314 | 166.7836 | 172.7459 | 179.5702 | 0 | 0 | 0 | 0 | 0 | -1.5484 | 2.8545 | 15.0201 | 0 | 0 | 0 | 0 | 30.4741 | 180.4647 | 191.1822 | 166.2557 | 0.38763 | 0.39764 | 0.3935 | 0.37855 | 11.8127 | 71.7597 | 75.2305 | 62.9368
10 | 1 | 19 | 573.6749 | 585.1655 | 600.4406 | 613.6977 | 0 | 0 | 0 | 0 | 248.8669 | 220.1758 | 219.9696 | 218.0884 | 0 | 0 | 0 | 0 | 255.9908 | 143.4937 | 148.1631 | 154.0216 | 0 | 0 | 0 | 0 | 0 | -0.24515 | 5.7603 | 25.4247 | 0 | 0 | 0 | 0 | 68.8172 | 221.7411 | 226.5476 | 216.1629 | 0.39128 | 0.40086 | 0.39698 | 0.38389 | 26.9269 | 88.8878 | 89.9357 | 82.9832
10 | 1 | 20 | 559.7913 | 571.7601 | 587.4242 | 600.9415 | 0 | 0 | 0 | 0 | 234.6388 | 222.2032 | 221.7177 | 232.3114 | 0 | 0 | 0 | 0 | 235.2461 | 143.6392 | 142.5891 | 143.0241 | 0 | 0 | 0 | 0 | 0 | 14.1928 | 6.3469 | 17.2511 | 0 | 0 | 0 | 0 | 89.9065 | 191.7249 | 216.7706 | 208.3549 | 0.39034 | 0.40015 | 0.39617 | 0.38289 | 35.0945 | 76.7195 | 85.8788 | 79.7766
10 | 1 | 21 | 526.2723 | 538.1118 | 553.402 | 566.5089 | 0 | 0 | 0 | 0 | 230.5839 | 211.6741 | 222.9654 | 235.4601 | 0 | 0 | 0 | 0 | 248.5889 | 143.2898 | 142.5875 | 143.4568 | 0 | 0 | 0 | 0 | 0 | 16.6514 | 5.3555 | 18.4157 | 0 | 0 | 0 | 0 | 47.0995 | 166.4964 | 182.4936 | 169.1763 | 0.38547 | 0.3963 | 0.39241 | 0.3776 | 18.1553 | 65.983 | 71.6127 | 63.8803
10 | 1 | 22 | 478.464 | 489.912 | 504.5429 | 517.0753 | 0 | 0 | 0 | 0 | 266.2951 | 203.4369 | 219.6224 | 223.4758 | 0 | 0 | 0 | 0 | 242.455 | 125.3083 | 123.5933 | 123.5492 | 0 | 0 | 0 | 0 | 0 | 21.2495 | 8.2093 | 23.4533 | 0 | 0 | 0 | 0 | -30.2862 | 139.9173 | 153.1178 | 146.597 | 0.37586 | 0.38944 | 0.38588 | 0.36712 | -11.3834 | 54.4892 | 59.0845 | 53.8184
10 | 1 | 23 | 431.767 | 442.3185 | 455.7321 | 467.1882 | 0 | 0 | 0 | 0 | 232.089 | 191.8452 | 195.3004 | 198.8679 | 0 | 0 | 0 | 0 | 250.6669 | 147.2412 | 139.9551 | 134.6468 | 0 | 0 | 0 | 0 | 0 | 0.30527 | 21.0558 | 1.052 | 0 | 0 | 0 | 0 | -50.9889 | 102.9268 | 99.4208 | 132.6215 | 0.36524 | 0.38446 | 0.37959 | 0.36444 | -18.6234 | 39.5709 | 37.7387 | 48.3326
10 | 1 | 24 | 401.4302 | 409.9897 | 421.023 | 430.3307 | 0 | 0 | 0 | 0 | 171.1718 | 182.6001 | 179.0598 | 159.9481 | 0 | 0 | 0 | 0 | 254.3019 | 167.6412 | 157.0094 | 148.5451 | 0 | 0 | 0 | 0 | 0 | 6.6754 | 12.589 | -3.929 | 0 | 0 | 0 | 0 | -24.0435 | 53.073 | 72.3648 | 125.7665 | 0.36532 | 0.37062 | 0.37486 | 0.36426 | -8.7835 | 19.6698 | 27.127 | 45.8118
10 | 2 | 1 | 381.7277 | 387.7724 | 395.8498 | 402.4383 | 0 | 0 | 0 | 0 | 167.6115 | 179.4677 | 177.6147 | 176.6142 | 0 | 0 | 0 | 0 | 256.8956 | 178.9248 | 166.0972 | 155.5307 | 0 | 0 | 0 | 0 | 0 | 11.1858 | 16.2032 | -0.28068 | 0 | 0 | 0 | 0 | -42.7794 | 18.1941 | 35.9347 | 70.5741 | 0.37115 | 0.38254 | 0.37827 | 0.36417 | -15.8774 | 6.96 | 13.5932 | 25.7011
10 | 2 | 2 | 370.8063 | 374.8883 | 380.7693 | 385.44 | 0 | 0 | 0 | 0 | 137.2536 | 181.553 | 175.8307 | 159.4797 | 0 | 0 | 0 | 0 | 250.2201 | 191.682 | 178.3931 | 167.3934 | 0 | 0 | 0 | 0 | 0 | 5.8979 | 3.45 | -2.8958 | 0 | 0 | 0 | 0 | -16.6674 | -4.2446 | 23.0954 | 61.4627 | 0.37051 | 0.38125 | 0.37759 | 0.36407 | -6.1755 | -1.6182 | 8.7206 | 22.3766
10 | 2 | 3 | 365.7815 | 368.1053 | 372.0398 | 375.0088 | 0 | 0 | 0 | 0 | 130.4447 | 190.8814 | 175.1363 | 123.2533 | 0 | 0 | 0 | 0 | 251.7225 | 205.8051 | 190.9332 | 178.4161 | 0 | 0 | 0 | 0 | 0 | 20.6167 | 7.9537 | -5.6982 | 0 | 0 | 0 | 0 | -16.3856 | -49.1978 | -1.9833 | 79.0376 | 0.36947 | 0.37677 | 0.37471 | 0.36399 | -6.0539 | -18.5365 | -0.74318 | 28.7686
10 | 2 | 4 | 371.7989 | 372.5668 | 374.8022 | 376.2517 | 0 | 0 | 0 | 0 | 185.6988 | 181.8097 | 177.8302 | 120.0833 | 0 | 0 | 0 | 0 | 254.0925 | 214.299 | 196.9757 | 182.1043 | 0 | 0 | 0 | 0 | 0 | 0.96937 | 3.5724 | -6.0784 | 0 | 0 | 0 | 0 | -67.9925 | -24.5112 | -3.5761 | 80.1425 | 0.36665 | 0.38012 | 0.37574 | 0.364 | -24.9292 | -9.3173 | -1.3437 | 29.1721
10 | 2 | 5 | 397.3662 | 396.8111 | 397.6825 | 397.8877 | 0 | 0 | 0 | 0 | 227.958 | 182.2296 | 179.3047 | 172.7473 | 0 | 0 | 0 | 0 | 256.685 | 225.1779 | 205.2504 | 187.8718 | 0 | 0 | 0 | 0 | 0 | 6.5784 | 0.95342 | -2.1786 | 0 | 0 | 0 | 0 | -87.2768 | -17.1748 | 12.174 | 39.4473 | 0.36507 | 0.38413 | 0.37673 | 0.36411 | -31.8622 | -6.5974 | 4.5863 | 14.3632
10 | 2 | 6 | 441.6193 | 440.1812 | 440.3051 | 439.8593 | 0 | 0 | 0 | 0 | 247.9337 | 200.476 | 198.3006 | 202.2966 | 0 | 0 | 0 | 0 | 252.9313 | 233.7272 | 212.1965 | 193.2333 | 0 | 0 | 0 | 0 | 0 | 20.052 | 7.6166 | -1.2482 | 0 | 0 | 0 | 0 | -59.2457 | -14.0741 | 22.1913 | 45.5776 | 0.37565 | 0.38754 | 0.38116 | 0.36427 | -22.2555 | -5.4542 | 8.4585 | 16.6024
10 | 2 | 7 | 462.8198 | 460.7163 | 460.3939 | 459.7728 | 0 | 0 | 0 | 0 | 237.1843 | 179.2991 | 180.6427 | 146.5461 | 0 | 0 | 0 | 0 | 287.4226 | 304.4199 | 282.7226 | 263.2379 | 0 | 0 | 0 | 0 | 0 | -0.82056 | -6.8394 | -1.4931 | 0 | 0 | 0 | 0 | -61.7871 | -22.1821 | 3.8679 | 51.4818 | 0.37409 | 0.38456 | 0.38293 | 0.3729 | -23.1137 | -8.5303 | 1.4812 | 19.1978
10 | 2 | 8 | 484.973 | 483.2326 | 483.7918 | 484.3987 | 0 | 0 | 0 | 0 | 181.6447 | 128.2249 | 126.0236 | 135.0069 | 0 | 0 | 0 | 0 | 349.584 | 437.6669 | 435.4473 | 432.9765 | 0 | 0 | 0 | 0 | 0 | -6.4129 | -2.887 | 0.67046 | 0 | 0 | 0 | 0 | -46.2557 | -76.2464 | -74.7921 | -84.2551 | 0.36583 | 0.38953 | 0.37971 | 0.39001 | -16.9218 | -29.7003 | -28.3994 | -32.8602
10 | 2 | 9 | 511.1999 | 510.6733 | 513.0487 | 515.6832 | 0 | 0 | 0 | 0 | 142.1229 | 126.2509 | 123.7694 | 134.9825 | 0 | 0 | 0 | 0 | 369.9909 | 511.6015 | 531.7469 | 549.1156 | 0 | 0 | 0 | 0 | 0 | -10.5051 | -12.5149 | -5.1132 | 0 | 0 | 0 | 0 | -0.9139 | -116.6739 | -129.9527 | -163.3018 | 0.37083 | 0.014884 | 0.38398 | 0.014047 | -0.3389 | -1.7365 | -49.8989 | -2.2939
10 | 2 | 10 | 533.7491 | 533.7354 | 536.7289 | 539.8415 | 0 | 0 | 0 | 0 | 125.3916 | 101.0206 | 99.0517 | 118.0015 | 0 | 0 | 0 | 0 | 397.6146 | 558.0853 | 592.4111 | 622.3833 | 0 | 0 | 0 | 0 | 0 | -25.2642 | -26.8491 | -28.2525 | 0 | 0 | 0 | 0 | 10.7428 | -100.1063 | -127.8848 | -172.2907 | 0.38038 | 0.014884 | 0.38398 | 0.014884 | 4.0864 | -1.4899 | -49.1049 | -2.5643
10 | 2 | 11 | 552.0978 | 552.5918 | 555.9618 | 559.0791 | 0 | 0 | 0 | 0 | 129.7934 | 101.0206 | 99.0517 | 97.3857 | 0 | 0 | 0 | 0 | 410.5107 | 580.5122 | 623.317 | 660.8644 | 0 | 0 | 0 | 0 | 0 | -24.564 | -26.4285 | -28.2 | 0 | 0 | 0 | 0 | 11.7937 | -104.3769 | -139.9785 | -170.971 | 0.3836 | 0.014884 | 0.38398 | 0.014884 | 4.5241 | -1.5535 | -53.7485 | -2.5447
10 | 2 | 12 | 562.703 | 563.8055 | 567.6987 | 571.0391 | 0 | 0 | 0 | 0 | 127.3148 | 101.0206 | 99.0517 | 97.3857 | 0 | 0 | 0 | 0 | 416.3972 | 584.2214 | 629.9931 | 670.2201 | 0 | 0 | 0 | 0 | 0 | -26.2765 | -26.4057 | -29.5277 | 0 | 0 | 0 | 0 | 18.991 | -95.1599 | -134.9404 | -167.039 | 0.38344 | 0.014884 | 0.38398 | 0.014884 | 7.2819 | -1.4163 | -51.814 | -2.4862
10 | 2 | 13 | 576.2481 | 578.7004 | 584.0695 | 588.6211 | 0 | 0 | 0 | 0 | 127.7311 | 101.0206 | 103.64 | 97.3857 | 0 | 0 | 0 | 0 | 416.7328 | 578.3391 | 621.4252 | 659.242 | 0 | 0 | 0 | 0 | 0 | -31.3623 | -26.3067 | -27.9961 | 0 | 0 | 0 | 0 | 31.7841 | -69.2969 | -114.689 | -140.0105 | 0.38056 | 0.014884 | 0.38398 | 0.014884 | 12.0957 | -1.0314 | -44.038 | -2.0839
10 | 2 | 14 | 583.167 | 586.675 | 593.2646 | 598.9237 | 0 | 0 | 0 | 0 | 135.9127 | 101.0206 | 99.0517 | 97.3857 | 0 | 0 | 0 | 0 | 423.5939 | 576.77 | 616.3667 | 651.012 | 0 | 0 | 0 | 0 | 0 | -12.6061 | -15.3252 | -19.9189 | 0 | 0 | 0 | 0 | 23.6604 | -78.5095 | -106.8286 | -129.5551 | 0.37634 | 0.014773 | 0.38398 | 0.013952 | 8.9044 | -1.1598 | -41.0198 | -1.8075
10 | 2 | 15 | 588.1995 | 592.5808 | 600.1284 | 606.6001 | 0 | 0 | 0 | 0 | 141.4588 | 125.7433 | 112.5153 | 97.5568 | 0 | 0 | 0 | 0 | 421.1972 | 552.1122 | 581.7061 | 607.3128 | 0 | 0 | 0 | 0 | 0 | -16.7422 | -1.616 | 3.4335 | 0 | 0 | 0 | 0 | 25.5435 | -68.5325 | -92.477 | -101.703 | 0.3716 | 0.014335 | 0.38347 | 0.014454 | 9.4921 | -0.98239 | -35.4619 | -1.47
10 | 2 | 16 | 584.9458 | 591.3315 | 601.0876 | 609.5306 | 0 | 0 | 0 | 0 | 169.274 | 134.008 | 124.2292 | 149.3213 | 0 | 0 | 0 | 0 | 389.9177 | 493.478 | 506.9442 | 518.1412 | 0 | 0 | 0 | 0 | 0 | -1.758 | -1.3553 | 8.9988 | 0 | 0 | 0 | 0 | 25.7541 | -34.3965 | -28.7304 | -66.9306 | 0.36606 | 0.39562 | 0.37317 | 0.38507 | 9.4276 | -13.6081 | -10.7214 | -25.7732
10 | 2 | 17 | 571.0386 | 578.9079 | 590.212 | 599.9994 | 0 | 0 | 0 | 0 | 195.9099 | 172.3299 | 142.5934 | 177.9469 | 0 | 0 | 0 | 0 | 298.7732 | 352.8383 | 345.3977 | 338.1432 | 0 | 0 | 0 | 0 | 0 | -9.1616 | -0.074853 | 0 | 0 | 0 | 0 | 0 | 76.3554 | 62.9014 | 102.2958 | 83.9093 | 0.3796 | 0.40231 | 0.39727 | 0.39167 | 28.9848 | 25.3061 | 40.639 | 32.8646
10 | 2 | 18 | 564.8901 | 573.9847 | 586.6006 | 597.5344 | 0 | 0 | 0 | 0 | 246.1803 | 203.5874 | 194.1681 | 210.2177 | 0 | 0 | 0 | 0 | 217.2973 | 220.745 | 197.1598 | 175.7042 | 0 | 0 | 0 | 0 | 0 | -1.5484 | 2.8545 | 15.0201 | 0 | 0 | 0 | 0 | 101.4125 | 151.2007 | 192.4183 | 196.5924 | 0.38763 | 0.39764 | 0.3935 | 0.37855 | 39.3105 | 60.1232 | 75.7169 | 74.4208
10 | 2 | 19 | 590.8376 | 602.8848 | 618.8433 | 632.6893 | 0 | 0 | 0 | 0 | 248.8669 | 220.1758 | 219.9696 | 218.0884 | 0 | 0 | 0 | 0 | 198.7047 | 179.6465 | 157.0173 | 136.6828 | 0 | 0 | 0 | 0 | 0 | -0.24515 | 5.7603 | 25.4247 | 0 | 0 | 0 | 0 | 143.2661 | 203.3075 | 236.0961 | 252.4934 | 0.39128 | 0.40086 | 0.39698 | 0.38389 | 56.0574 | 81.4984 | 93.7263 | 96.9301
10 | 2 | 20 | 571.9999 | 584.3646 | 600.5148 | 614.451 | 0 | 0 | 0 | 0 | 234.6388 | 222.2032 | 221.7177 | 232.3114 | 0 | 0 | 0 | 0 | 208.2603 | 185.3275 | 161.5051 | 140.077 | 0 | 0 | 0 | 0 | 0 | 14.1928 | 6.3469 | 17.2511 | 0 | 0 | 0 | 0 | 129.1007 | 162.6411 | 210.9452 | 224.8115 | 0.39034 | 0.40015 | 0.39617 | 0.38289 | 50.3937 | 65.0815 | 83.5709 | 86.0776
10 | 2 | 21 | 533.562 | 545.6379 | 561.2184 | 574.5755 | 0 | 0 | 0 | 0 | 230.5839 | 211.6741 | 222.9654 | 235.4601 | 0 | 0 | 0 | 0 | 218.8913 | 185.783 | 160.7251 | 138.1239 | 0 | 0 | 0 | 0 | 0 | 16.6514 | 5.3555 | 18.4157 | 0 | 0 | 0 | 0 | 84.0868 | 131.5294 | 172.1725 | 182.5757 | 0.38547 | 0.3963 | 0.39241 | 0.3776 | 32.4126 | 52.1255 | 67.5626 | 68.9399
10 | 2 | 22 | 484.1082 | 495.7393 | 510.5949 | 523.321 | 0 | 0 | 0 | 0 | 266.2951 | 203.4369 | 219.6224 | 223.4758 | 0 | 0 | 0 | 0 | 224.8559 | 176.1889 | 151.0417 | 128.4023 | 0 | 0 | 0 | 0 | 0 | 21.2495 | 8.2093 | 23.4533 | 0 | 0 | 0 | 0 | -7.0428 | 94.864 | 131.7215 | 147.9896 | 0.37586 | 0.38944 | 0.38588 | 0.36712 | -2.6471 | 36.9437 | 50.8281 | 54.3297
10 | 2 | 23 | 439.3221 | 450.1186 | 463.8331 | 475.5484 | 0 | 0 | 0 | 0 | 232.089 | 191.8452 | 195.3004 | 198.8679 | 0 | 0 | 0 | 0 | 238.2883 | 165.0802 | 140.3143 | 118.0984 | 0 | 0 | 0 | 0 | 0 | 0.30527 | 21.0558 | 1.052 | 0 | 0 | 0 | 0 | -31.0552 | 92.888 | 107.1626 | 157.5301 | 0.36524 | 0.38446 | 0.37959 | 0.36444 | -11.3427 | 35.7114 | 40.6774 | 57.4103
10 | 2 | 24 | 406.8267 | 415.5612 | 426.8094 | 436.3023 | 0 | 0 | 0 | 0 | 171.1718 | 182.6001 | 179.0598 | 159.9481 | 0 | 0 | 0 | 0 | 238.5684 | 157.9082 | 134.8528 | 114.2257 | 0 | 0 | 0 | 0 | 0 | 6.6754 | 12.589 | -3.929 | 0 | 0 | 0 | 0 | -2.9135 | 68.3776 | 100.3078 | 166.0575 | 0.36532 | 0.37062 | 0.37486 | 0.36426 | -1.0644 | 25.342 | 37.6018 | 60.4882
10 | 3 | 1 | 385.638 | 391.8094 | 400.0426 | 406.7653 | 0 | 0 | 0 | 0 | 167.6115 | 179.4677 | 177.6147 | 176.6142 | 0 | 0 | 0 | 0 | 231.7117 | 155.4645 | 133.1556 | 113.2064 | 0 | 0 | 0 | 0 | 0 | 11.1858 | 16.2032 | -0.28068 | 0 | 0 | 0 | 0 | -13.6852 | 45.6914 | 73.069 | 117.2253 | 0.37115 | 0.38254 | 0.37827 | 0.36417 | -5.0792 | 17.4789 | 27.6401 | 42.6902
10 | 3 | 2 | 374.0796 | 378.2678 | 384.279 | 389.0621 | 0 | 0 | 0 | 0 | 137.2536 | 181.553 | 175.8307 | 159.4797 | 0 | 0 | 0 | 0 | 230.3311 | 154.9411 | 133.4169 | 114.1941 | 0 | 0 | 0 | 0 | 0 | 5.8979 | 3.45 | -2.8958 | 0 | 0 | 0 | 0 | 6.4949 | 35.8758 | 71.5814 | 118.2841 | 0.37051 | 0.38125 | 0.37759 | 0.36407 | 2.4064 | 13.6775 | 27.0286 | 43.0634
10 | 3 | 3 | 368.6656 | 371.0829 | 375.1322 | 378.2002 | 0 | 0 | 0 | 0 | 130.4447 | 190.8814 | 175.1363 | 123.2533 | 0 | 0 | 0 | 0 | 237.8658 | 144.8858 | 126.2783 | 109.8478 | 0 | 0 | 0 | 0 | 0 | 20.6167 | 7.9537 | -5.6982 | 0 | 0 | 0 | 0 | 0.35513 | 14.699 | 65.7639 | 150.7973 | 0.36947 | 0.37677 | 0.37471 | 0.36399 | 0.13121 | 5.5382 | 24.6427 | 54.8882
10 | 3 | 4 | 373.9929 | 374.832 | 377.1547 | 378.6795 | 0 | 0 | 0 | 0 | 185.6988 | 181.8097 | 177.8302 | 120.0833 | 0 | 0 | 0 | 0 | 228.4107 | 130.3788 | 112.3709 | 96.477 | 0 | 0 | 0 | 0 | 0 | 0.96937 | 3.5724 | -6.0784 | 0 | 0 | 0 | 0 | -40.1166 | 61.6742 | 83.3812 | 168.1976 | 0.36665 | 0.38012 | 0.37574 | 0.364 | -14.7086 | 23.4438 | 31.3298 | 61.2243
10 | 3 | 5 | 399.8079 | 399.332 | 400.3006 | 400.5896 | 0 | 0 | 0 | 0 | 227.958 | 182.2296 | 179.3047 | 172.7473 | 0 | 0 | 0 | 0 | 213.6383 | 119.9326 | 102.0066 | 86.1544 | 0 | 0 | 0 | 0 | 0 | 6.5784 | 0.95342 | -2.1786 | 0 | 0 | 0 | 0 | -41.7883 | 90.5914 | 118.0358 | 143.8665 | 0.36507 | 0.38413 | 0.37673 | 0.36411 | -15.2557 | 34.7991 | 44.4678 | 52.3833
10 | 3 | 6 | 443.9195 | 442.5559 | 442.7714 | 442.4046 | 0 | 0 | 0 | 0 | 247.9337 | 200.476 | 198.3006 | 202.2966 | 0 | 0 | 0 | 0 | 200.5531 | 113.5997 | 95.9185 | 80.2717 | 0 | 0 | 0 | 0 | 0 | 20.052 | 7.6166 | -1.2482 | 0 | 0 | 0 | 0 | -4.5673 | 108.4282 | 140.9356 | 161.0845 | 0.37565 | 0.38754 | 0.38116 | 0.36427 | -1.7157 | 42.0201 | 53.7196 | 58.6775
10 | 3 | 7 | 466.8362 | 464.863 | 464.7005 | 464.2172 | 0 | 0 | 0 | 0 | 237.1843 | 179.2991 | 180.6427 | 146.5461 | 0 | 0 | 0 | 0 | 229.3097 | 169.5282 | 154.8532 | 141.7879 | 0 | 0 | 0 | 0 | 0 | -0.82056 | -6.8394 | -1.4931 | 0 | 0 | 0 | 0 | 0.3423 | 116.8562 | 136.044 | 177.3763 | 0.37409 | 0.38456 | 0.38293 | 0.3729 | 0.12805 | 44.9379 | 52.0954 | 66.1443
10 | 3 | 8 | 485.38 | 483.6528 | 484.2281 | 484.8491 | 0 | 0 | 0 | 0 | 181.6447 | 128.2249 | 126.0236 | 135.0069 | 0 | 0 | 0 | 0 | 291.372 | 298.2799 | 303.743 | 308.4794 | 0 | 0 | 0 | 0 | 0 | -6.4129 | -2.887 | 0.67046 | 0 | 0 | 0 | 0 | 12.3633 | 63.5608 | 57.3485 | 40.6923 | 0.36583 | 0.38953 | 0.37971 | 0.39001 | 4.5229 | 24.7589 | 21.7759 | 15.8704
10 | 3 | 9 | 511.6776 | 511.1665 | 513.5609 | 516.2118 | 0 | 0 | 0 | 0 | 142.1229 | 126.2509 | 123.7694 | 134.9825 | 0 | 0 | 0 | 0 | 342.917 | 394.5284 | 418.8844 | 440.4139 | 0 | 0 | 0 | 0 | 0 | -10.5051 | -12.5149 | -5.1132 | 0 | 0 | 0 | 0 | 26.6378 | 0.89235 | -16.5779 | -54.0714 | 0.37083 | 0.014884 | 0.38398 | 0.014047 | 9.8781 | 0.013281 | -6.3655 | -0.75955
10 | 3 | 10 | 535.1823 | 535.215 | 538.2656 | 541.4274 | 0 | 0 | 0 | 0 | 125.3916 | 101.0206 | 99.0517 | 118.0015 | 0 | 0 | 0 | 0 | 415.0553 | 465.2835 | 503.8318 | 538.2414 | 0 | 0 | 0 | 0 | 0 | -25.2642 | -26.8491 | -28.2525 | 0 | 0 | 0 | 0 | -5.2646 | -5.8249 | -37.7688 | -86.5629 | 0.38038 | 0.014884 | 0.38398 | 0.014884 | -2.0026 | -0.086695 | -14.5024 | -1.2884
10 | 3 | 11 | 552.5578 | 553.0668 | 556.455 | 559.5881 | 0 | 0 | 0 | 0 | 129.7934 | 101.0206 | 99.0517 | 97.3857 | 0 | 0 | 0 | 0 | 462.1823 | 502.3681 | 551.1273 | 594.9214 | 0 | 0 | 0 | 0 | 0 | -24.564 | -26.4285 | -28.2 | 0 | 0 | 0 | 0 | -39.4179 | -25.7579 | -67.2955 | -104.519 | 0.3836 | 0.014884 | 0.38398 | 0.014884 | -15.1207 | -0.38337 | -25.8399 | -1.5556
10 | 3 | 12 | 559.2882 | 560.2799 | 564.0371 | 567.2604 | 0 | 0 | 0 | 0 | 127.3148 | 101.0206 | 99.0517 | 97.3857 | 0 | 0 | 0 | 0 | 503.034 | 528.7212 | 583.2942 | 632.5373 | 0 | 0 | 0 | 0 | 0 | -26.2765 | -26.4057 | -29.5277 | 0 | 0 | 0 | 0 | -71.0606 | -43.1854 | -91.903 | -133.1349 | 0.38344 | 0.014884 | 0.38398 | 0.014884 | -27.2474 | -0.64276 | -35.2887 | -1.9815
10 | 3 | 13 | 571.3823 | 573.6769 | 578.8522 | 583.2369 | 0 | 0 | 0 | 0 | 127.7311 | 101.0206 | 103.64 | 97.3857 | 0 | 0 | 0 | 0 | 518.0691 | 525.5714 | 580.2541 | 629.9253 | 0 | 0 | 0 | 0 | 0 | -31.3623 | -26.3067 | -27.9961 | 0 | 0 | 0 | 0 | -74.4179 | -21.5527 | -78.7352 | -116.078 | 0.38056 | 0.014884 | 0.38398 | 0.014884 | -28.3204 | -0.32078 | -30.2325 | -1.7277
10 | 3 | 14 | 579.3629 | 582.7476 | 589.1856 | 594.7142 | 0 | 0 | 0 | 0 | 135.9127 | 101.0206 | 99.0517 | 97.3857 | 0 | 0 | 0 | 0 | 559.7666 | 567.2157 | 620.264 | 668.3877 | 0 | 0 | 0 | 0 | 0 | -12.6061 | -15.3252 | -19.9189 | 0 | 0 | 0 | 0 | -116.3164 | -72.8826 | -114.8049 | -151.1402 | 0.37634 | 0.014773 | 0.38398 | 0.013952 | -43.7748 | -1.0767 | -44.0825 | -2.1087
10 | 3 | 15 | 579.7774 | 583.8856 | 591.0978 | 597.2806 | 0 | 0 | 0 | 0 | 141.4588 | 125.7433 | 112.5153 | 97.5568 | 0 | 0 | 0 | 0 | 556.6658 | 535.7092 | 582.6069 | 625.4021 | 0 | 0 | 0 | 0 | 0 | -16.7422 | -1.616 | 3.4335 | 0 | 0 | 0 | 0 | -118.3471 | -60.8247 | -102.4085 | -129.1118 | 0.3716 | 0.014335 | 0.38347 | 0.014454 | -43.9782 | -0.8719 | -39.2703 | -1.8662
10 | 3 | 16 | 573.4096 | 579.4212 | 588.718 | 596.7652 | 0 | 0 | 0 | 0 | 169.274 | 134.008 | 124.2292 | 149.3213 | 0 | 0 | 0 | 0 | 539.366 | 476.182 | 510.8737 | 542.9817 | 0 | 0 | 0 | 0 | 0 | -1.758 | -1.3553 | 8.9988 | 0 | 0 | 0 | 0 | -135.2303 | -29.0108 | -45.0296 | -104.5366 | 0.36606 | 0.39562 | 0.37317 | 0.38507 | -49.5026 | -11.4774 | -16.8038 | -40.2542
10 | 3 | 17 | 557.043 | 564.4585 | 575.2052 | 584.5124 | 0 | 0 | 0 | 0 | 195.9099 | 172.3299 | 142.5934 | 177.9469 | 0 | 0 | 0 | 0 | 462.2428 | 351.5059 | 366.878 | 382.0487 | 0 | 0 | 0 | 0 | 0 | -9.1616 | -0.074853 | 0 | 0 | 0 | 0 | 0 | -101.1097 | 49.7844 | 65.8088 | 24.5168 | 0.3796 | 0.40231 | 0.39727 | 0.39167 | -38.3816 | 20.029 | 26.1438 | 9.6025
10 | 3 | 18 | 548.3643 | 556.923 | 568.8809 | 579.2477 | 0 | 0 | 0 | 0 | 246.1803 | 203.5874 | 194.1681 | 210.2177 | 0 | 0 | 0 | 0 | 380.3015 | 220.8852 | 222.268 | 225.1875 | 0 | 0 | 0 | 0 | 0 | -1.5484 | 2.8545 | 15.0201 | 0 | 0 | 0 | 0 | -78.1175 | 133.9988 | 149.5903 | 128.8224 | 0.38763 | 0.39764 | 0.3935 | 0.37855 | -30.2807 | 53.283 | 58.864 | 48.7662
10 | 3 | 19 | 577.6559 | 589.2756 | 604.7093 | 618.103 | 0 | 0 | 0 | 0 | 248.8669 | 220.1758 | 219.9696 | 218.0884 | 0 | 0 | 0 | 0 | 339.8806 | 176.6629 | 177.5543 | 180.1548 | 0 | 0 | 0 | 0 | 0 | -0.24515 | 5.7603 | 25.4247 | 0 | 0 | 0 | 0 | -11.0915 | 192.682 | 201.4251 | 194.4351 | 0.39128 | 0.40086 | 0.39698 | 0.38389 | -4.3399 | 77.239 | 79.9624 | 74.642
10 | 3 | 20 | 561.7199 | 573.7513 | 589.4922 | 603.0756 | 0 | 0 | 0 | 0 | 234.6388 | 222.2032 | 221.7177 | 232.3114 | 0 | 0 | 0 | 0 | 320.1864 | 163.8712 | 164.5612 | 166.9354 | 0 | 0 | 0 | 0 | 0 | 14.1928 | 6.3469 | 17.2511 | 0 | 0 | 0 | 0 | 6.8948 | 173.484 | 196.8665 | 186.5777 | 0.39034 | 0.40015 | 0.39617 | 0.38289 | 2.6913 | 69.4203 | 77.9933 | 71.4384
10 | 3 | 21 | 528.7494 | 540.6692 | 556.0581 | 569.25 | 0 | 0 | 0 | 0 | 230.5839 | 211.6741 | 222.9654 | 235.4601 | 0 | 0 | 0 | 0 | 291.3187 | 149.0834 | 150.9847 | 154.454 | 0 | 0 | 0 | 0 | 0 | 16.6514 | 5.3555 | 18.4157 | 0 | 0 | 0 | 0 | 6.8468 | 163.2603 | 176.7525 | 160.9202 | 0.38547 | 0.3963 | 0.39241 | 0.3776 | 2.6392 | 64.7005 | 69.3598 | 60.7629
10 | 3 | 22 | 480.7288 | 492.2502 | 506.9713 | 519.5814 | 0 | 0 | 0 | 0 | 266.2951 | 203.4369 | 219.6224 | 223.4758 | 0 | 0 | 0 | 0 | 284.1695 | 145.1018 | 148.0523 | 152.5037 | 0 | 0 | 0 | 0 | 0 | 21.2495 | 8.2093 | 23.4533 | 0 | 0 | 0 | 0 | -69.7359 | 122.462 | 131.0873 | 120.1487 | 0.37586 | 0.38944 | 0.38588 | 0.36712 | -26.2109 | 47.6915 | 50.5834 | 44.1088
10 | 3 | 23 | 437.7297 | 448.4746 | 462.1256 | 473.7863 | 0 | 0 | 0 | 0 | 232.089 | 191.8452 | 195.3004 | 198.8679 | 0 | 0 | 0 | 0 | 270.1527 | 145.1097 | 149.4821 | 155.2439 | 0 | 0 | 0 | 0 | 0 | 0.30527 | 21.0558 | 1.052 | 0 | 0 | 0 | 0 | -64.512 | 111.2144 | 96.2873 | 118.6225 | 0.36524 | 0.38446 | 0.37959 | 0.36444 | -23.5626 | 42.7571 | 36.5492 | 43.2308
10 | 3 | 24 | 405.7828 | 414.4835 | 425.69 | 435.1471 | 0 | 0 | 0 | 0 | 171.1718 | 182.6001 | 179.0598 | 159.9481 | 0 | 0 | 0 | 0 | 235.4588 | 146.1571 | 148.2904 | 151.829 | 0 | 0 | 0 | 0 | 0 | 6.6754 | 12.589 | -3.929 | 0 | 0 | 0 | 0 | -0.84781 | 79.0508 | 85.7508 | 127.299 | 0.36532 | 0.37062 | 0.37486 | 0.36426 | -0.30972 | 29.2977 | 32.1449 | 46.37
10 | 4 | 1 | 386.4165 | 392.6132 | 400.8773 | 407.6267 | 0 | 0 | 0 | 0 | 167.6115 | 179.4677 | 177.6147 | 176.6142 | 0 | 0 | 0 | 0 | 228.2784 | 153.8864 | 155.3025 | 158.0818 | 0 | 0 | 0 | 0 | 0 | 11.1858 | 16.2032 | -0.28068 | 0 | 0 | 0 | 0 | -9.4734 | 48.0733 | 51.7569 | 73.2113 | 0.37115 | 0.38254 | 0.37827 | 0.36417 | -3.516 | 18.39 | 19.5783 | 26.6615
10 | 4 | 2 | 373.6903 | 377.8659 | 383.8617 | 388.6314 | 0 | 0 | 0 | 0 | 137.2536 | 181.553 | 175.8307 | 159.4797 | 0 | 0 | 0 | 0 | 232.3497 | 167.994 | 167.2133 | 167.8421 | 0 | 0 | 0 | 0 | 0 | 5.8979 | 3.45 | -2.8958 | 0 | 0 | 0 | 0 | 4.0871 | 22.421 | 37.3676 | 64.2054 | 0.37051 | 0.38125 | 0.37759 | 0.36407 | 1.5143 | 8.5479 | 14.1097 | 23.3751
10 | 4 | 3 | 368.2055 | 370.608 | 374.6389 | 377.6912 | 0 | 0 | 0 | 0 | 130.4447 | 190.8814 | 175.1363 | 123.2533 | 0 | 0 | 0 | 0 | 225.7948 | 171.4746 | 171.001 | 171.8781 | 0 | 0 | 0 | 0 | 0 | 20.6167 | 7.9537 | -5.6982 | 0 | 0 | 0 | 0 | 11.9661 | -12.3648 | 20.548 | 88.2579 | 0.36947 | 0.37677 | 0.37471 | 0.36399 | 4.4211 | -4.6587 | 7.6996 | 32.1247
10 | 4 | 4 | 374.2052 | 375.0512 | 377.3824 | 378.9144 | 0 | 0 | 0 | 0 | 185.6988 | 181.8097 | 177.8302 | 120.0833 | 0 | 0 | 0 | 0 | 216.1196 | 164.3654 | 167.063 | 170.9731 | 0 | 0 | 0 | 0 | 0 | 0.96937 | 3.5724 | -6.0784 | 0 | 0 | 0 | 0 | -27.6133 | 27.9068 | 28.9167 | 93.9364 | 0.36665 | 0.38012 | 0.37574 | 0.364 | -10.1243 | 10.608 | 10.8652 | 34.1931
10 | 4 | 5 | 399.631 | 399.1493 | 400.1109 | 400.3938 | 0 | 0 | 0 | 0 | 227.958 | 182.2296 | 179.3047 | 172.7473 | 0 | 0 | 0 | 0 | 228.4961 | 157.4628 | 163.4974 | 170.6513 | 0 | 0 | 0 | 0 | 0 | 6.5784 | 0.95342 | -2.1786 | 0 | 0 | 0 | 0 | -56.8231 | 52.8785 | 56.3554 | 59.1739 | 0.36507 | 0.38413 | 0.37673 | 0.36411 | -20.7444 | 20.3124 | 21.2308 | 21.5458
10 | 4 | 6 | 439.3015 | 437.7881 | 437.8197 | 437.2945 | 0 | 0 | 0 | 0 | 247.9337 | 200.476 | 198.3006 | 202.2966 | 0 | 0 | 0 | 0 | 239.7857 | 159.6105 | 163.6775 | 168.9305 | 0 | 0 | 0 | 0 | 0 | 20.052 | 7.6166 | -1.2482 | 0 | 0 | 0 | 0 | -48.4179 | 57.6496 | 68.2249 | 67.3156 | 0.37565 | 0.38754 | 0.38116 | 0.36427 | -18.1881 | 22.3415 | 26.0049 | 24.5207
10 | 4 | 7 | 466.1816 | 464.1871 | 463.9985 | 463.4928 | 0 | 0 | 0 | 0 | 237.1843 | 179.2991 | 180.6427 | 146.5461 | 0 | 0 | 0 | 0 | 265.6898 | 177.4928 | 187.9484 | 199.0969 | 0 | 0 | 0 | 0 | 0 | -0.82056 | -6.8394 | -1.4931 | 0 | 0 | 0 | 0 | -36.6925 | 108.2158 | 102.2469 | 119.3428 | 0.37409 | 0.38456 | 0.38293 | 0.3729 | -13.7261 | 41.6151 | 39.1535 | 44.5034
10 | 4 | 8 | 483.8406 | 482.0635 | 482.5776 | 483.1457 | 0 | 0 | 0 | 0 | 181.6447 | 128.2249 | 126.0236 | 135.0069 | 0 | 0 | 0 | 0 | 315.8858 | 263.8165 | 299.0316 | 332.4596 | 0 | 0 | 0 | 0 | 0 | -6.4129 | -2.887 | 0.67046 | 0 | 0 | 0 | 0 | -13.6898 | 96.435 | 60.4094 | 15.0088 | 0.36583 | 0.38953 | 0.37971 | 0.39001 | -5.0082 | 37.5644 | 22.9381 | 5.8536
10 | 4 | 9 | 505.4495 | 504.7365 | 506.8828 | 509.32 | 0 | 0 | 0 | 0 | 142.1229 | 126.2509 | 123.7694 | 134.9825 | 0 | 0 | 0 | 0 | 386.6667 | 396.3419 | 452.1569 | 503.8683 | 0 | 0 | 0 | 0 | 0 | -10.5051 | -12.5149 | -5.1132 | 0 | 0 | 0 | 0 | -23.3401 | -7.3512 | -56.5286 | -124.4177 | 0.37083 | 0.014884 | 0.38398 | 0.014047 | -8.6552 | -0.10941 | -21.7057 | -1.7477
10 | 4 | 10 | 521.3813 | 520.9665 | 523.4676 | 526.1559 | 0 | 0 | 0 | 0 | 125.3916 | 101.0206 | 99.0517 | 118.0015 | 0 | 0 | 0 | 0 | 424.3199 | 453.6875 | 525.325 | 591.3149 | 0 | 0 | 0 | 0 | 0 | -25.2642 | -26.8491 | -28.2525 | 0 | 0 | 0 | 0 | -28.3302 | -8.4773 | -74.06 | -154.908 | 0.38038 | 0.014884 | 0.38398 | 0.014884 | -10.7762 | -0.12617 | -28.4374 | -2.3056
10 | 4 | 11 | 530.6001 | 530.3971 | 532.9109 | 535.2906 | 0 | 0 | 0 | 0 | 129.7934 | 101.0206 | 99.0517 | 97.3857 | 0 | 0 | 0 | 0 | 436.2506 | 455.055 | 537.5055 | 613.5449 | 0 | 0 | 0 | 0 | 0 | -24.564 | -26.4285 | -28.2 | 0 | 0 | 0 | 0 | -35.4439 | -1.1145 | -77.2178 | -147.4399 | 0.3836 | 0.014884 | 0.38398 | 0.014884 | -13.5963 | -0.016588 | -29.6499 | -2.1944
10 | 4 | 12 | 532.5179 | 532.6415 | 535.3327 | 537.6374 | 0 | 0 | 0 | 0 | 127.3148 | 101.0206 | 99.0517 | 97.3857 | 0 | 0 | 0 | 0 | 438.003 | 443.9842 | 529.6082 | 608.6665 | 0 | 0 | 0 | 0 | 0 | -26.2765 | -26.4057 | -29.5277 | 0 | 0 | 0 | 0 | -32.8 | 13.9132 | -66.9215 | -138.8871 | 0.38344 | 0.014884 | 0.38398 | 0.014884 | -12.5768 | 0.20708 | -25.6963 | -2.0672
10 | 4 | 13 | 538.4724 | 539.6997 | 543.5646 | 546.82 | 0 | 0 | 0 | 0 | 127.7311 | 101.0206 | 103.64 | 97.3857 | 0 | 0 | 0 | 0 | 417.4963 | 369.7116 | 454.9606 | 534.17 | 0 | 0 | 0 | 0 | 0 | -31.3623 | -26.3067 | -27.9961 | 0 | 0 | 0 | 0 | -6.7551 | 100.3299 | 11.2707 | -56.7395 | 0.38056 | 0.014884 | 0.38398 | 0.014884 | -2.5707 | 1.4933 | 4.3277 | -0.84449
10 | 4 | 14 | 539.6409 | 541.7375 | 546.5938 | 550.7594 | 0 | 0 | 0 | 0 | 135.9127 | 101.0206 | 99.0517 | 97.3857 | 0 | 0 | 0 | 0 | 431.5552 | 370.6673 | 452.7738 | 529.1393 | 0 | 0 | 0 | 0 | 0 | -12.6061 | -15.3252 | -19.9189 | 0 | 0 | 0 | 0 | -27.827 | 82.6557 | 10.0935 | -55.8466 | 0.37634 | 0.014773 | 0.38398 | 0.013952 | -10.4725 | 1.2211 | 3.8757 | -0.77915
10 | 4 | 15 | 535.5612 | 538.2356 | 543.6871 | 548.3528 | 0 | 0 | 0 | 0 | 141.4588 | 125.7433 | 112.5153 | 97.5568 | 0 | 0 | 0 | 0 | 419.1056 | 329.9497 | 403.6506 | 472.6163 | 0 | 0 | 0 | 0 | 0 | -16.7422 | -1.616 | 3.4335 | 0 | 0 | 0 | 0 | -25.0031 | 99.2848 | 29.1372 | -25.2538 | 0.3716 | 0.014335 | 0.38347 | 0.014454 | -9.2912 | 1.4232 | 11.1732 | -0.36501
10 | 4 | 16 | 525.5486 | 530.0081 | 537.3991 | 543.8041 | 0 | 0 | 0 | 0 | 169.274 | 134.008 | 124.2292 | 149.3213 | 0 | 0 | 0 | 0 | 406.7354 | 294.5997 | 349.5503 | 401.5583 | 0 | 0 | 0 | 0 | 0 | -1.758 | -1.3553 | 8.9988 | 0 | 0 | 0 | 0 | -50.4608 | 103.1585 | 64.975 | -16.0743 | 0.36606 | 0.39562 | 0.37317 | 0.38507 | -18.4718 | 40.812 | 24.2469 | -6.1898
10 | 4 | 17 | 511.0044 | 516.927 | 525.8405 | 533.568 | 0 | 0 | 0 | 0 | 195.9099 | 172.3299 | 142.5934 | 177.9469 | 0 | 0 | 0 | 0 | 338.1536 | 185.076 | 218.0069 | 250.3847 | 0 | 0 | 0 | 0 | 0 | -9.1616 | -0.074853 | 0 | 0 | 0 | 0 | 0 | -23.0591 | 168.6828 | 165.3151 | 105.2364 | 0.3796 | 0.40231 | 0.39727 | 0.39167 | -8.7533 | 67.8635 | 65.6746 | 41.2177
10 | 4 | 18 | 522.2309 | 529.9422 | 540.8594 | 550.3296 | 0 | 0 | 0 | 0 | 246.1803 | 203.5874 | 194.1681 | 210.2177 | 0 | 0 | 0 | 0 | 282.0439 | 95.6497 | 112.3734 | 130.2036 | 0 | 0 | 0 | 0 | 0 | -1.5484 | 2.8545 | 15.0201 | 0 | 0 | 0 | 0 | -5.9932 | 232.2536 | 231.4635 | 194.8882 | 0.38763 | 0.39764 | 0.3935 | 0.37855 | -2.3231 | 92.3529 | 91.0812 | 73.7757
10 | 4 | 19 | 551.7703 | 562.5506 | 576.9534 | 589.459 | 0 | 0 | 0 | 0 | 248.8669 | 220.1758 | 219.9696 | 218.0884 | 0 | 0 | 0 | 0 | 270.9709 | 102.2973 | 119.1134 | 136.97 | 0 | 0 | 0 | 0 | 0 | -0.24515 | 5.7603 | 25.4247 | 0 | 0 | 0 | 0 | 31.9325 | 240.3226 | 232.1102 | 208.9759 | 0.39128 | 0.40086 | 0.39698 | 0.38389 | 12.4946 | 96.3364 | 92.1439 | 80.2241
10 | 4 | 20 | 539.9038 | 551.2277 | 566.0999 | 578.9347 | 0 | 0 | 0 | 0 | 234.6388 | 222.2032 | 221.7177 | 232.3114 | 0 | 0 | 0 | 0 | 254.1849 | 109.9154 | 127.0898 | 145.1902 | 0 | 0 | 0 | 0 | 0 | 14.1928 | 6.3469 | 17.2511 | 0 | 0 | 0 | 0 | 51.08 | 204.9163 | 210.9456 | 184.1821 | 0.39034 | 0.40015 | 0.39617 | 0.38289 | 19.9388 | 81.9981 | 83.5711 | 70.5211
10 | 4 | 21 | 510.6312 | 521.9635 | 536.6309 | 549.2011 | 0 | 0 | 0 | 0 | 230.5839 | 211.6741 | 222.9654 | 235.4601 | 0 | 0 | 0 | 0 | 237.0613 | 106.4088 | 124.7931 | 143.9069 | 0 | 0 | 0 | 0 | 0 | 16.6514 | 5.3555 | 18.4157 | 0 | 0 | 0 | 0 | 42.9861 | 187.2292 | 183.5169 | 151.4184 | 0.38547 | 0.3963 | 0.39241 | 0.3776 | 16.5697 | 74.1995 | 72.0143 | 57.175
10 | 4 | 22 | 469.7057 | 480.8697 | 495.1518 | 507.3837 | 0 | 0 | 0 | 0 | 266.2951 | 203.4369 | 219.6224 | 223.4758 | 0 | 0 | 0 | 0 | 222.9244 | 110.5331 | 127.2987 | 144.775 | 0 | 0 | 0 | 0 | 0 | 21.2495 | 8.2093 | 23.4533 | 0 | 0 | 0 | 0 | -19.5138 | 145.6501 | 140.0214 | 115.6796 | 0.37586 | 0.38944 | 0.38588 | 0.36712 | -7.3345 | 56.7218 | 54.0308 | 42.4681
10 | 4 | 23 | 430.263 | 440.7658 | 454.1195 | 465.524 | 0 | 0 | 0 | 0 | 232.089 | 191.8452 | 195.3004 | 198.8679 | 0 | 0 | 0 | 0 | 228.8581 | 114.2939 | 130.2186 | 146.9249 | 0 | 0 | 0 | 0 | 0 | 0.30527 | 21.0558 | 1.052 | 0 | 0 | 0 | 0 | -30.684 | 134.3214 | 107.5447 | 118.6792 | 0.36524 | 0.38446 | 0.37959 | 0.36444 | -11.2071 | 51.6407 | 40.8224 | 43.2515
10 | 4 | 24 | 400.0324 | 408.5466 | 419.5242 | 428.784 | 0 | 0 | 0 | 0 | 171.1718 | 182.6001 | 179.0598 | 159.9481 | 0 | 0 | 0 | 0 | 247.7958 | 112.9467 | 130.7499 | 149.3229 | 0 | 0 | 0 | 0 | 0 | 6.6754 | 12.589 | -3.929 | 0 | 0 | 0 | 0 | -18.9352 | 106.3243 | 97.1255 | 123.442 | 0.36532 | 0.37062 | 0.37486 | 0.36426 | -6.9173 | 39.4058 | 36.4089 | 44.965
10 | 5 | 1 | 383.0547 | 389.1424 | 397.2727 | 403.9067 | 0 | 0 | 0 | 0 | 167.6115 | 179.4677 | 177.6147 | 176.6142 | 0 | 0 | 0 | 0 | 247.7127 | 105.6661 | 123.7284 | 142.5122 | 0 | 0 | 0 | 0 | 0 | 11.1858 | 16.2032 | -0.28068 | 0 | 0 | 0 | 0 | -32.2695 | 92.8228 | 79.7263 | 85.0609 | 0.37115 | 0.38254 | 0.37827 | 0.36417 | -11.9767 | 35.5086 | 30.1584 | 30.9768
10 | 5 | 2 | 370.824 | 374.9066 | 380.7882 | 385.4596 | 0 | 0 | 0 | 0 | 137.2536 | 181.553 | 175.8307 | 159.4797 | 0 | 0 | 0 | 0 | 238.2649 | 104.4041 | 123.7648 | 143.677 | 0 | 0 | 0 | 0 | 0 | 5.8979 | 3.45 | -2.8958 | 0 | 0 | 0 | 0 | -4.6945 | 83.0516 | 77.7427 | 85.1987 | 0.37051 | 0.38125 | 0.37759 | 0.36407 | -1.7394 | 31.663 | 29.3551 | 31.0181
10 | 5 | 3 | 365.5869 | 367.9044 | 371.8311 | 374.7935 | 0 | 0 | 0 | 0 | 130.4447 | 190.8814 | 175.1363 | 123.2533 | 0 | 0 | 0 | 0 | 231.2896 | 111.6657 | 130.3941 | 149.6366 | 0 | 0 | 0 | 0 | 0 | 20.6167 | 7.9537 | -5.6982 | 0 | 0 | 0 | 0 | 3.8527 | 44.7406 | 58.3471 | 107.6017 | 0.36947 | 0.37677 | 0.37471 | 0.36399 | 1.4234 | 16.8571 | 21.8635 | 39.1656
10 | 5 | 4 | 372.3297 | 373.1149 | 375.3714 | 376.8391 | 0 | 0 | 0 | 0 | 185.6988 | 181.8097 | 177.8302 | 120.0833 | 0 | 0 | 0 | 0 | 230.4033 | 126.3526 | 142.2689 | 158.8436 | 0 | 0 | 0 | 0 | 0 | 0.96937 | 3.5724 | -6.0784 | 0 | 0 | 0 | 0 | -43.7724 | 63.9833 | 51.6999 | 103.9906 | 0.36665 | 0.38012 | 0.37574 | 0.364 | -16.049 | 24.3216 | 19.4258 | 37.8528
10 | 5 | 5 | 397.0123 | 396.4457 | 397.3031 | 397.4961 | 0 | 0 | 0 | 0 | 227.958 | 182.2296 | 179.3047 | 172.7473 | 0 | 0 | 0 | 0 | 231.5206 | 133.2588 | 146.3241 | 160.1888 | 0 | 0 | 0 | 0 | 0 | 6.5784 | 0.95342 | -2.1786 | 0 | 0 | 0 | 0 | -62.4662 | 74.3789 | 70.7208 | 66.7387 | 0.36507 | 0.38413 | 0.37673 | 0.36411 | -22.8045 | 28.5714 | 26.6427 | 24.3003
10 | 5 | 6 | 436.329 | 434.7192 | 434.6325 | 434.0052 | 0 | 0 | 0 | 0 | 247.9337 | 200.476 | 198.3006 | 202.2966 | 0 | 0 | 0 | 0 | 244.3388 | 135.7597 | 146.0255 | 157.2269 | 0 | 0 | 0 | 0 | 0 | 20.052 | 7.6166 | -1.2482 | 0 | 0 | 0 | 0 | -55.9435 | 78.4315 | 82.6897 | 75.7299 | 0.37565 | 0.38754 | 0.38116 | 0.36427 | -21.0151 | 30.3953 | 31.5183 | 27.5858
10 | 5 | 7 | 463.5806 | 461.5018 | 461.2097 | 460.6147 | 0 | 0 | 0 | 0 | 237.1843 | 179.2991 | 180.6427 | 146.5461 | 0 | 0 | 0 | 0 | 292.6506 | 175.02 | 183.4107 | 192.6254 | 0 | 0 | 0 | 0 | 0 | -0.82056 | -6.8394 | -1.4931 | 0 | 0 | 0 | 0 | -66.2543 | 108.0032 | 103.9956 | 122.9362 | 0.37409 | 0.38456 | 0.38293 | 0.3729 | -24.7848 | 41.5334 | 39.8231 | 45.8434
10 | 5 | 8 | 477.1171 | 475.1219 | 475.3683 | 475.7057 | 0 | 0 | 0 | 0 | 181.6447 | 128.2249 | 126.0236 | 135.0069 | 0 | 0 | 0 | 0 | 359.7069 | 282.0383 | 304.6961 | 326.4511 | 0 | 0 | 0 | 0 | 0 | -6.4129 | -2.887 | 0.67046 | 0 | 0 | 0 | 0 | -64.2345 | 71.2716 | 47.5356 | 13.5773 | 0.36583 | 0.38953 | 0.37971 | 0.39001 | -23.499 | 27.7625 | 18.0498 | 5.2953
10 | 5 | 9 | 494.3026 | 493.228 | 494.9306 | 496.9853 | 0 | 0 | 0 | 0 | 142.1229 | 126.2509 | 123.7694 | 134.9825 | 0 | 0 | 0 | 0 | 404.2758 | 348.7773 | 391.8658 | 432.0949 | 0 | 0 | 0 | 0 | 0 | -10.5051 | -12.5149 | -5.1132 | 0 | 0 | 0 | 0 | -52.0961 | 28.705 | -8.1897 | -64.979 | 0.37083 | 0.014884 | 0.38398 | 0.014047 | -19.3188 | 0.42724 | -3.1447 | -0.91277
10 | 5 | 10 | 506.1649 | 505.2566 | 507.1518 | 509.318 | 0 | 0 | 0 | 0 | 125.3916 | 101.0206 | 99.0517 | 118.0015 | 0 | 0 | 0 | 0 | 432.3387 | 388.3745 | 444.7921 | 497.1602 | 0 | 0 | 0 | 0 | 0 | -25.2642 | -26.8491 | -28.2525 | 0 | 0 | 0 | 0 | -51.5655 | 41.1258 | -9.8429 | -77.5912 | 0.38038 | 0.014884 | 0.38398 | 0.014884 | -19.6144 | 0.6121 | -3.7795 | -1.1548
10 | 5 | 11 | 508.6778 | 507.7639 | 509.4048 | 511.0323 | 0 | 0 | 0 | 0 | 129.7934 | 101.0206 | 99.0517 | 97.3857 | 0 | 0 | 0 | 0 | 450.4139 | 394.3083 | 458.7011 | 518.4423 | 0 | 0 | 0 | 0 | 0 | -24.564 | -26.4285 | -28.2 | 0 | 0 | 0 | 0 | -71.5295 | 36.999 | -21.9195 | -76.5956 | 0.3836 | 0.014884 | 0.38398 | 0.014884 | -27.4388 | 0.55068 | -8.4166 | -1.14
10 | 5 | 12 | 507.6231 | 506.9394 | 508.6393 | 510.0899 | 0 | 0 | 0 | 0 | 127.3148 | 101.0206 | 99.0517 | 97.3857 | 0 | 0 | 0 | 0 | 452.3609 | 389.0491 | 455.2837 | 516.8006 | 0 | 0 | 0 | 0 | 0 | -26.2765 | -26.4057 | -29.5277 | 0 | 0 | 0 | 0 | -72.0526 | 43.1462 | -19.2904 | -74.5688 | 0.38344 | 0.014884 | 0.38398 | 0.014884 | -27.6277 | 0.64217 | -7.4071 | -1.1099
10 | 5 | 13 | 502.5899 | 502.6536 | 505.0896 | 507.1139 | 0 | 0 | 0 | 0 | 127.7311 | 101.0206 | 103.64 | 97.3857 | 0 | 0 | 0 | 0 | 450.1698 | 373.9198 | 432.7646 | 487.6146 | 0 | 0 | 0 | 0 | 0 | -31.3623 | -26.3067 | -27.9961 | 0 | 0 | 0 | 0 | -75.3111 | 59.0756 | -5.0083 | -49.8903 | 0.38056 | 0.014884 | 0.38398 | 0.014884 | -28.6603 | 0.87926 | -1.9231 | -0.74255
10 | 5 | 14 | 498.5034 | 499.266 | 502.4842 | 505.2384 | 0 | 0 | 0 | 0 | 135.9127 | 101.0206 | 99.0517 | 97.3857 | 0 | 0 | 0 | 0 | 457.2948 | 376.4227 | 436.9945 | 493.4913 | 0 | 0 | 0 | 0 | 0 | -12.6061 | -15.3252 | -19.9189 | 0 | 0 | 0 | 0 | -94.7041 | 34.4288 | -18.2367 | -65.7196 | 0.37634 | 0.014773 | 0.38398 | 0.013952 | -35.6412 | 0.50861 | -7.0025 | -0.9169
10 | 5 | 15 | 489.5227 | 490.704 | 494.3223 | 497.4083 | 0 | 0 | 0 | 0 | 141.4588 | 125.7433 | 112.5153 | 97.5568 | 0 | 0 | 0 | 0 | 458.4736 | 384.1909 | 434.25 | 481.1303 | 0 | 0 | 0 | 0 | 0 | -16.7422 | -1.616 | 3.4335 | 0 | 0 | 0 | 0 | -110.4098 | -2.4879 | -50.827 | -84.7123 | 0.3716 | 0.014335 | 0.38347 | 0.014454 | -41.0287 | -0.035663 | -19.4905 | -1.2244
10 | 5 | 16 | 480.8547 | 483.8649 | 489.4761 | 494.3476 | 0 | 0 | 0 | 0 | 169.274 | 134.008 | 124.2292 | 149.3213 | 0 | 0 | 0 | 0 | 438.0976 | 354.0225 | 392.8923 | 429.7382 | 0 | 0 | 0 | 0 | 0 | -1.758 | -1.3553 | 8.9988 | 0 | 0 | 0 | 0 | -126.5169 | -2.4075 | -26.2899 | -93.7106 | 0.36606 | 0.39562 | 0.37317 | 0.38507 | -46.3129 | -0.95247 | -9.8107 | -36.0854
10 | 5 | 17 | 470.9462 | 475.5698 | 482.8882 | 489.2413 | 0 | 0 | 0 | 0 | 195.9099 | 172.3299 | 142.5934 | 177.9469 | 0 | 0 | 0 | 0 | 374.7164 | 270.253 | 290.9081 | 311.4249 | 0 | 0 | 0 | 0 | 0 | -9.1616 | -0.074853 | 0 | 0 | 0 | 0 | 0 | -99.6801 | 42.1486 | 49.4615 | -0.13061 | 0.3796 | 0.40231 | 0.39727 | 0.39167 | -37.8389 | 16.957 | 19.6495 | -0.051157
10 | 5 | 18 | 485.5522 | 492.0741 | 501.5308 | 509.7424 | 0 | 0 | 0 | 0 | 246.1803 | 203.5874 | 194.1681 | 210.2177 | 0 | 0 | 0 | 0 | 315.369 | 166.9397 | 176.1085 | 186.5191 | 0 | 0 | 0 | 0 | 0 | -1.5484 | 2.8545 | 15.0201 | 0 | 0 | 0 | 0 | -75.9971 | 123.0955 | 128.3997 | 97.9856 | 0.38763 | 0.39764 | 0.3935 | 0.37855 | -29.4587 | 48.9474 | 50.5255 | 37.0928
10 | 5 | 19 | 514.6669 | 524.244 | 537.1694 | 548.4019 | 0 | 0 | 0 | 0 | 248.8669 | 220.1758 | 219.9696 | 218.0884 | 0 | 0 | 0 | 0 | 310.9788 | 166.4985 | 175.5236 | 185.8271 | 0 | 0 | 0 | 0 | 0 | -0.24515 | 5.7603 | 25.4247 | 0 | 0 | 0 | 0 | -45.1787 | 137.8148 | 135.9159 | 119.0616 | 0.39128 | 0.40086 | 0.39698 | 0.38389 | -17.6776 | 55.2448 | 53.9564 | 45.7068
10 | 5 | 20 | 504.7821 | 514.9671 | 528.4407 | 540.0705 | 0 | 0 | 0 | 0 | 234.6388 | 222.2032 | 221.7177 | 232.3114 | 0 | 0 | 0 | 0 | 299.0093 | 183.4652 | 187.1421 | 192.3588 | 0 | 0 | 0 | 0 | 0 | 14.1928 | 6.3469 | 17.2511 | 0 | 0 | 0 | 0 | -28.866 | 95.1059 | 113.2341 | 98.1492 | 0.39034 | 0.40015 | 0.39617 | 0.38289 | -11.2677 | 38.057 | 44.8604 | 37.5802
10 | 5 | 21 | 483.2947 | 493.7405 | 507.3194 | 518.9517 | 0 | 0 | 0 | 0 | 230.5839 | 211.6741 | 222.9654 | 235.4601 | 0 | 0 | 0 | 0 | 319.1442 | 205.344 | 205.7977 | 208.0342 | 0 | 0 | 0 | 0 | 0 | 16.6514 | 5.3555 | 18.4157 | 0 | 0 | 0 | 0 | -66.4334 | 60.071 | 73.2009 | 57.0416 | 0.38547 | 0.3963 | 0.39241 | 0.3776 | -25.6078 | 23.8063 | 28.7249 | 21.5387
10 | 5 | 22 | 455.197 | 465.8905 | 479.5949 | 491.329 | 0 | 0 | 0 | 0 | 266.2951 | 203.4369 | 219.6224 | 223.4758 | 0 | 0 | 0 | 0 | 333.6969 | 200.8819 | 199.895 | 200.8464 | 0 | 0 | 0 | 0 | 0 | 21.2495 | 8.2093 | 23.4533 | 0 | 0 | 0 | 0 | -144.795 | 40.3221 | 51.8682 | 43.5535 | 0.37586 | 0.38944 | 0.38588 | 0.36712 | -54.4227 | 15.703 | 20.0147 | 15.9893
10 | 5 | 23 | 419.6292 | 429.7871 | 442.7174 | 453.757 | 0 | 0 | 0 | 0 | 232.089 | 191.8452 | 195.3004 | 198.8679 | 0 | 0 | 0 | 0 | 329.5316 | 185.0822 | 185.9029 | 188.5402 | 0 | 0 | 0 | 0 | 0 | 0.30527 | 21.0558 | 1.052 | 0 | 0 | 0 | 0 | -141.9913 | 52.5545 | 40.4583 | 65.297 | 0.36524 | 0.38446 | 0.37959 | 0.36444 | -51.8614 | 20.2049 | 15.3574 | 23.7969
10 | 5 | 24 | 391.3802 | 399.6139 | 410.2469 | 419.2099 | 0 | 0 | 0 | 0 | 171.1718 | 182.6001 | 179.0598 | 159.9481 | 0 | 0 | 0 | 0 | 321.2299 | 178.6185 | 181.5793 | 186.1675 | 0 | 0 | 0 | 0 | 0 | 6.6754 | 12.589 | -3.929 | 0 | 0 | 0 | 0 | -101.0214 | 31.7199 | 37.0188 | 77.0232 | 0.36532 | 0.37062 | 0.37486 | 0.36426 | -36.9048 | 11.756 | 13.877 | 28.0565
10 | 6 | 1 | 371.5893 | 377.3052 | 384.9789 | 391.2196 | 0 | 0 | 0 | 0 | 167.6115 | 179.4677 | 177.6147 | 176.6142 | 0 | 0 | 0 | 0 | 320.3081 | 182.2349 | 184.6408 | 188.6728 | 0 | 0 | 0 | 0 | 0 | 11.1858 | 16.2032 | -0.28068 | 0 | 0 | 0 | 0 | -116.3303 | 4.4168 | 6.5201 | 26.2132 | 0.37115 | 0.38254 | 0.37827 | 0.36417 | -43.1756 | 1.6896 | 2.4664 | 9.5461
10 | 6 | 2 | 360.2432 | 363.9827 | 369.4431 | 373.7514 | 0 | 0 | 0 | 0 | 137.2536 | 181.553 | 175.8307 | 159.4797 | 0 | 0 | 0 | 0 | 303.3733 | 191.6326 | 190.6418 | 191.4211 | 0 | 0 | 0 | 0 | 0 | 5.8979 | 3.45 | -2.8958 | 0 | 0 | 0 | 0 | -80.3836 | -15.1008 | -0.47947 | 25.7464 | 0.37051 | 0.38125 | 0.37759 | 0.36407 | -29.783 | -5.7571 | -0.18105 | 9.3734
10 | 6 | 3 | 353.8738 | 355.8115 | 359.2717 | 361.8322 | 0 | 0 | 0 | 0 | 130.4447 | 190.8814 | 175.1363 | 123.2533 | 0 | 0 | 0 | 0 | 275.7737 | 191.051 | 185.8334 | 182.5276 | 0 | 0 | 0 | 0 | 0 | 20.6167 | 7.9537 | -5.6982 | 0 | 0 | 0 | 0 | -52.3446 | -46.7376 | -9.6516 | 61.7494 | 0.36947 | 0.37677 | 0.37471 | 0.36399 | -19.3396 | -17.6095 | -3.6166 | 22.476
10 | 6 | 4 | 354.8485 | 355.0668 | 356.6272 | 357.4951 | 0 | 0 | 0 | 0 | 185.6988 | 181.8097 | 177.8302 | 120.0833 | 0 | 0 | 0 | 0 | 257.9628 | 188.3234 | 180.9883 | 175.5823 | 0 | 0 | 0 | 0 | 0 | 0.96937 | 3.5724 | -6.0784 | 0 | 0 | 0 | 0 | -88.8132 | -16.0357 | -5.7637 | 67.9078 | 0.36665 | 0.38012 | 0.37574 | 0.364 | -32.563 | -6.0955 | -2.1657 | 24.7186
10 | 6 | 5 | 362.5984 | 360.9158 | 360.4028 | 359.4151 | 0 | 0 | 0 | 0 | 227.958 | 182.2296 | 179.3047 | 172.7473 | 0 | 0 | 0 | 0 | 241.0552 | 186.3775 | 175.0379 | 165.7518 | 0 | 0 | 0 | 0 | 0 | 6.5784 | 0.95342 | -2.1786 | 0 | 0 | 0 | 0 | -106.4147 | -14.2697 | 5.1067 | 23.0946 | 0.36507 | 0.38413 | 0.37673 | 0.36411 | -38.8488 | -5.4815 | 1.9239 | 8.409
10 | 6 | 6 | 368.7927 | 364.9929 | 362.2169 | 359.2723 | 0 | 0 | 0 | 0 | 247.9337 | 200.476 | 198.3006 | 202.2966 | 0 | 0 | 0 | 0 | 224.1668 | 198.6528 | 181.8408 | 167.2905 | 0 | 0 | 0 | 0 | 0 | 20.052 | 7.6166 | -1.2482 | 0 | 0 | 0 | 0 | -103.3078 | -54.1879 | -25.5412 | -9.0666 | 0.37565 | 0.38754 | 0.38116 | 0.36427 | -38.8073 | -20.9999 | -9.7354 | -3.3026
10 | 6 | 7 | 379.8371 | 375.0427 | 371.4158 | 367.9475 | 0 | 0 | 0 | 0 | 237.1843 | 179.2991 | 180.6427 | 146.5461 | 0 | 0 | 0 | 0 | 242.4512 | 246.1243 | 227.6286 | 211.1722 | 0 | 0 | 0 | 0 | 0 | -0.82056 | -6.8394 | -1.4931 | 0 | 0 | 0 | 0 | -99.7983 | -49.5602 | -30.016 | 11.7222 | 0.37409 | 0.38456 | 0.38293 | 0.3729 | -37.3331 | -19.0587 | -11.4941 | 4.3713
10 | 6 | 8 | 401.3888 | 396.9379 | 394.1687 | 391.9078 | 0 | 0 | 0 | 0 | 181.6447 | 128.2249 | 126.0236 | 135.0069 | 0 | 0 | 0 | 0 | 299.2426 | 366.8993 | 368.7677 | 370.3452 | 0 | 0 | 0 | 0 | 0 | -6.4129 | -2.887 | 0.67046 | 0 | 0 | 0 | 0 | -79.4985 | -91.7735 | -97.7356 | -114.1147 | 0.36583 | 0.38953 | 0.37971 | 0.39001 | -29.0831 | -35.7486 | -37.1113 | -44.5058
10 | 6 | 9 | 422.8561 | 419.4647 | 418.3222 | 417.9255 | 0 | 0 | 0 | 0 | 142.1229 | 126.2509 | 123.7694 | 134.9825 | 0 | 0 | 0 | 0 | 335.0939 | 476.2241 | 501.3119 | 523.47 | 0 | 0 | 0 | 0 | 0 | -10.5051 | -12.5149 | -5.1132 | 0 | 0 | 0 | 0 | -54.3607 | -172.5052 | -194.2442 | -235.4138 | 0.37083 | 0.014884 | 0.38398 | 0.014047 | -20.1585 | -2.5675 | -74.5854 | -3.3069
10 | 6 | 10 | 435.2846 | 432.0778 | 431.1505 | 430.8847 | 0 | 0 | 0 | 0 | 125.3916 | 101.0206 | 99.0517 | 118.0015 | 0 | 0 | 0 | 0 | 367.7598 | 545.8635 | 587.2696 | 623.9906 | 0 | 0 | 0 | 0 | 0 | -25.2642 | -26.8491 | -28.2525 | 0 | 0 | 0 | 0 | -57.8669 | -189.5421 | -228.3217 | -282.8549 | 0.38038 | 0.014884 | 0.38398 | 0.014884 | -22.0114 | -2.8211 | -87.6703 | -4.2099
10 | 6 | 11 | 440.0446 | 436.905 | 435.8129 | 435.0856 | 0 | 0 | 0 | 0 | 129.7934 | 101.0206 | 99.0517 | 97.3857 | 0 | 0 | 0 | 0 | 390.9436 | 574.434 | 626.4698 | 672.837 | 0 | 0 | 0 | 0 | 0 | -24.564 | -26.4285 | -28.2 | 0 | 0 | 0 | 0 | -80.6924 | -213.9856 | -263.28 | -306.9372 | 0.3836 | 0.014884 | 0.38398 | 0.014884 | -30.9537 | -3.1849 | -101.0935 | -4.5684
10 | 6 | 12 | 437.9105 | 434.9662 | 433.8901 | 432.9488 | 0 | 0 | 0 | 0 | 127.3148 | 101.0206 | 99.0517 | 97.3857 | 0 | 0 | 0 | 0 | 392.5828 | 579.8959 | 636.1117 | 686.2768 | 0 | 0 | 0 | 0 | 0 | -26.2765 | -26.4057 | -29.5277 | 0 | 0 | 0 | 0 | -81.9871 | -219.6738 | -274.8675 | -321.186 | 0.38344 | 0.014884 | 0.38398 | 0.014884 | -31.437 | -3.2696 | -105.5429 | -4.7804
10 | 6 | 13 | 435.089 | 432.9639 | 432.712 | 432.4202 | 0 | 0 | 0 | 0 | 127.7311 | 101.0206 | 103.64 | 97.3857 | 0 | 0 | 0 | 0 | 391.3304 | 581.0734 | 637.4688 | 687.7569 | 0 | 0 | 0 | 0 | 0 | -31.3623 | -26.3067 | -27.9961 | 0 | 0 | 0 | 0 | -83.9725 | -217.7678 | -282.0901 | -324.7262 | 0.38056 | 0.014884 | 0.38398 | 0.014884 | -31.9564 | -3.2412 | -108.3162 | -4.8331
10 | 6 | 14 | 431.728 | 430.3252 | 430.8844 | 431.3474 | 0 | 0 | 0 | 0 | 135.9127 | 101.0206 | 99.0517 | 97.3857 | 0 | 0 | 0 | 0 | 381.6684 | 573.9195 | 624.2272 | 668.9267 | 0 | 0 | 0 | 0 | 0 | -12.6061 | -15.3252 | -19.9189 | 0 | 0 | 0 | 0 | -85.8531 | -232.0089 | -277.0693 | -315.0461 | 0.37634 | 0.014773 | 0.38398 | 0.013952 | -32.3102 | -3.4274 | -106.3883 | -4.3954
10 | 6 | 15 | 430.0724 | 429.3259 | 430.5769 | 431.623 | 0 | 0 | 0 | 0 | 141.4588 | 125.7433 | 112.5153 | 97.5568 | 0 | 0 | 0 | 0 | 360.0236 | 539.3077 | 581.7135 | 619.3749 | 0 | 0 | 0 | 0 | 0 | -16.7422 | -1.616 | 3.4335 | 0 | 0 | 0 | 0 | -71.41 | -218.9829 | -262.0359 | -288.7422 | 0.3716 | 0.014335 | 0.38347 | 0.014454 | -26.5362 | -3.139 | -100.4822 | -4.1734
10 | 6 | 16 | 430.1627 | 431.5291 | 435.1218 | 438.2539 | 0 | 0 | 0 | 0 | 169.274 | 134.008 | 124.2292 | 149.3213 | 0 | 0 | 0 | 0 | 322.0682 | 463.0041 | 492.1263 | 518.1315 | 0 | 0 | 0 | 0 | 0 | -1.758 | -1.3553 | 8.9988 | 0 | 0 | 0 | 0 | -61.1794 | -163.725 | -179.8784 | -238.1977 | 0.36606 | 0.39562 | 0.37317 | 0.38507 | -22.3954 | -64.7736 | -67.1258 | -91.7235
10 | 6 | 17 | 433.1882 | 436.5874 | 442.4022 | 447.4598 | 0 | 0 | 0 | 0 | 195.9099 | 172.3299 | 142.5934 | 177.9469 | 0 | 0 | 0 | 0 | 232.6818 | 296.0125 | 303.9457 | 311.4063 | 0 | 0 | 0 | 0 | 0 | -9.1616 | -0.074853 | 0 | 0 | 0 | 0 | 0 | 4.5965 | -22.5933 | -4.0621 | -41.8935 | 0.3796 | 0.40231 | 0.39727 | 0.39167 | 1.7448 | -9.0896 | -1.6137 | -16.4083
10 | 6 | 18 | 451.8814 | 457.3114 | 465.4273 | 472.4836 | 0 | 0 | 0 | 0 | 246.1803 | 203.5874 | 194.1681 | 210.2177 | 0 | 0 | 0 | 0 | 162.1306 | 158.8732 | 152.2335 | 146.9104 | 0 | 0 | 0 | 0 | 0 | -1.5484 | 2.8545 | 15.0201 | 0 | 0 | 0 | 0 | 43.5706 | 96.3993 | 116.1713 | 100.3355 | 0.38763 | 0.39764 | 0.3935 | 0.37855 | 16.8893 | 38.332 | 45.7136 | 37.9824
10 | 6 | 19 | 484.641 | 493.2444 | 504.9742 | 515.1764 | 0 | 0 | 0 | 0 | 248.8669 | 220.1758 | 219.9696 | 218.0884 | 0 | 0 | 0 | 0 | 149.2107 | 136.7426 | 130.4935 | 125.653 | 0 | 0 | 0 | 0 | 0 | -0.24515 | 5.7603 | 25.4247 | 0 | 0 | 0 | 0 | 86.5634 | 136.5711 | 148.7508 | 146.0102 | 0.39128 | 0.40086 | 0.39698 | 0.38389 | 33.8707 | 54.7463 | 59.0516 | 56.0521
10 | 6 | 20 | 475.3931 | 484.6251 | 496.9285 | 507.5499 | 0 | 0 | 0 | 0 | 234.6388 | 222.2032 | 221.7177 | 232.3114 | 0 | 0 | 0 | 0 | 155.8474 | 145.4596 | 138.778 | 133.5441 | 0 | 0 | 0 | 0 | 0 | 14.1928 | 6.3469 | 17.2511 | 0 | 0 | 0 | 0 | 84.907 | 102.7694 | 130.0859 | 124.4433 | 0.39034 | 0.40015 | 0.39617 | 0.38289 | 33.143 | 41.1236 | 51.5366 | 47.6478
10 | 6 | 21 | 458.2937 | 467.9288 | 480.5121 | 491.2866 | 0 | 0 | 0 | 0 | 230.5839 | 211.6741 | 222.9654 | 235.4601 | 0 | 0 | 0 | 0 | 159.3319 | 136.6902 | 129.7596 | 124.286 | 0 | 0 | 0 | 0 | 0 | 16.6514 | 5.3555 | 18.4157 | 0 | 0 | 0 | 0 | 68.3779 | 102.9131 | 122.4317 | 113.1247 | 0.38547 | 0.3963 | 0.39241 | 0.3776 | 26.3574 | 40.7848 | 48.0437 | 42.7155
10 | 6 | 22 | 431.5938 | 441.5219 | 454.2864 | 465.2106 | 0 | 0 | 0 | 0 | 266.2951 | 203.4369 | 219.6224 | 223.4758 | 0 | 0 | 0 | 0 | 158.2083 | 129.5334 | 120.8551 | 113.729 | 0 | 0 | 0 | 0 | 0 | 21.2495 | 8.2093 | 23.4533 | 0 | 0 | 0 | 0 | 7.0904 | 87.3021 | 105.5996 | 104.5525 | 0.37586 | 0.38944 | 0.38588 | 0.36712 | 2.665 | 33.9988 | 40.7483 | 38.3831
10 | 6 | 23 | 404.4128 | 414.0772 | 426.4016 | 436.9191 | 0 | 0 | 0 | 0 | 232.089 | 191.8452 | 195.3004 | 198.8679 | 0 | 0 | 0 | 0 | 170.3086 | 145.6818 | 136.3892 | 128.7532 | 0 | 0 | 0 | 0 | 0 | 0.30527 | 21.0558 | 1.052 | 0 | 0 | 0 | 0 | 2.0152 | 76.245 | 73.6561 | 108.246 | 0.36524 | 0.38446 | 0.37959 | 0.36444 | 0.73603 | 29.3129 | 27.9588 | 39.4492
10 | 6 | 24 | 377.6147 | 385.4019 | 395.4868 | 403.9774 | 0 | 0 | 0 | 0 | 171.1718 | 182.6001 | 179.0598 | 159.9481 | 0 | 0 | 0 | 0 | 182.3233 | 154.4228 | 144.6003 | 136.5347 | 0 | 0 | 0 | 0 | 0 | 6.6754 | 12.589 | -3.929 | 0 | 0 | 0 | 0 | 24.1196 | 41.7036 | 59.2378 | 111.4236 | 0.36532 | 0.37062 | 0.37486 | 0.36426 | 8.8113 | 15.4561 | 22.2061 | 40.5872
10 | 7 | 1 | 358.4076 | 363.6961 | 370.8449 | 376.6332 | 0 | 0 | 0 | 0 | 167.6115 | 179.4677 | 177.6147 | 176.6142 | 0 | 0 | 0 | 0 | 176.2701 | 152.2518 | 141.5594 | 132.7315 | 0 | 0 | 0 | 0 | 0 | 11.1858 | 16.2032 | -0.28068 | 0 | 0 | 0 | 0 | 14.526 | 20.7908 | 35.4675 | 67.5682 | 0.37115 | 0.38254 | 0.37827 | 0.36417 | 5.3913 | 7.9534 | 13.4164 | 24.6065
10 | 7 | 2 | 347.2208 | 350.538 | 355.4798 | 359.3413 | 0 | 0 | 0 | 0 | 137.2536 | 181.553 | 175.8307 | 159.4797 | 0 | 0 | 0 | 0 | 174.3325 | 152.2923 | 140.2274 | 130.1054 | 0 | 0 | 0 | 0 | 0 | 5.8979 | 3.45 | -2.8958 | 0 | 0 | 0 | 0 | 35.6347 | 10.7948 | 35.9716 | 72.6519 | 0.37051 | 0.38125 | 0.37759 | 0.36407 | 13.203 | 4.1155 | 13.5826 | 26.4502
10 | 7 | 3 | 341.8953 | 343.4445 | 346.4278 | 348.5772 | 0 | 0 | 0 | 0 | 130.4447 | 190.8814 | 175.1363 | 123.2533 | 0 | 0 | 0 | 0 | 168.4889 | 153.1402 | 139.5608 | 127.9733 | 0 | 0 | 0 | 0 | 0 | 20.6167 | 7.9537 | -5.6982 | 0 | 0 | 0 | 0 | 42.9617 | -21.1938 | 23.7771 | 103.0488 | 0.36947 | 0.37677 | 0.37471 | 0.36399 | 15.8729 | -7.9853 | 8.9096 | 37.5084
10 | 7 | 4 | 340.906 | 340.6721 | 341.6774 | 342.0668 | 0 | 0 | 0 | 0 | 185.6988 | 181.8097 | 177.8302 | 120.0833 | 0 | 0 | 0 | 0 | 165.9954 | 154.7985 | 139.9345 | 127.1105 | 0 | 0 | 0 | 0 | 0 | 0.96937 | 3.5724 | -6.0784 | 0 | 0 | 0 | 0 | -10.7882 | 3.0946 | 20.3402 | 100.9515 | 0.36665 | 0.38012 | 0.37574 | 0.364 | -3.9555 | 1.1763 | 7.6427 | 36.7466
10 | 7 | 5 | 345.6834 | 343.4523 | 342.2657 | 340.6976 | 0 | 0 | 0 | 0 | 227.958 | 182.2296 | 179.3047 | 172.7473 | 0 | 0 | 0 | 0 | 165.3013 | 145.9212 | 130.848 | 117.7836 | 0 | 0 | 0 | 0 | 0 | 6.5784 | 0.95342 | -2.1786 | 0 | 0 | 0 | 0 | -47.5759 | 8.7231 | 31.1596 | 52.3454 | 0.36507 | 0.38413 | 0.37673 | 0.36411 | -17.3685 | 3.3508 | 11.7388 | 19.0595
10 | 7 | 6 | 352.3024 | 347.9678 | 344.5351 | 341.0248 | 0 | 0 | 0 | 0 | 247.9337 | 200.476 | 198.3006 | 202.2966 | 0 | 0 | 0 | 0 | 166.7838 | 144.9152 | 128.8605 | 114.799 | 0 | 0 | 0 | 0 | 0 | 20.052 | 7.6166 | -1.2482 | 0 | 0 | 0 | 0 | -62.4152 | -17.4754 | 9.7573 | 25.1773 | 0.37565 | 0.38754 | 0.38116 | 0.36427 | -23.4461 | -6.7724 | 3.7191 | 9.1712
10 | 7 | 7 | 352.6244 | 346.9476 | 342.2371 | 337.835 | 0 | 0 | 0 | 0 | 237.1843 | 179.2991 | 180.6427 | 146.5461 | 0 | 0 | 0 | 0 | 225.2387 | 215.6661 | 200.5149 | 186.972 | 0 | 0 | 0 | 0 | 0 | -0.82056 | -6.8394 | -1.4931 | 0 | 0 | 0 | 0 | -109.7985 | -47.1971 | -32.081 | 5.81 | 0.37409 | 0.38456 | 0.38293 | 0.3729 | -41.074 | -18.15 | -12.2848 | 2.1666
10 | 7 | 8 | 376.4763 | 371.2175 | 367.4563 | 364.3406 | 0 | 0 | 0 | 0 | 181.6447 | 128.2249 | 126.0236 | 135.0069 | 0 | 0 | 0 | 0 | 316.758 | 371.2677 | 375.5895 | 379.0872 | 0 | 0 | 0 | 0 | 0 | -6.4129 | -2.887 | 0.67046 | 0 | 0 | 0 | 0 | -121.9264 | -121.8623 | -131.2697 | -150.424 | 0.36583 | 0.38953 | 0.37971 | 0.39001 | -44.6046 | -47.4691 | -49.8446 | -58.6667
10 | 7 | 9 | 393.7325 | 389.3967 | 387.0945 | 385.6985 | 0 | 0 | 0 | 0 | 142.1229 | 126.2509 | 123.7694 | 134.9825 | 0 | 0 | 0 | 0 | 359.9628 | 469.0064 | 494.5083 | 516.8337 | 0 | 0 | 0 | 0 | 0 | -10.5051 | -12.5149 | -5.1132 | 0 | 0 | 0 | 0 | -108.3531 | -195.3555 | -218.6682 | -261.0045 | 0.37083 | 0.014884 | 0.38398 | 0.014047 | -40.1805 | -2.9076 | -83.9636 | -3.6664
10 | 7 | 10 | 409.7351 | 405.6998 | 403.7551 | 402.6126 | 0 | 0 | 0 | 0 | 125.3916 | 101.0206 | 99.0517 | 118.0015 | 0 | 0 | 0 | 0 | 394.0847 | 531.3575 | 571.8793 | 607.6428 | 0 | 0 | 0 | 0 | 0 | -25.2642 | -26.8491 | -28.2525 | 0 | 0 | 0 | 0 | -109.7412 | -201.414 | -240.3268 | -294.7791 | 0.38038 | 0.014884 | 0.38398 | 0.014884 | -41.7433 | -2.9978 | -92.28 | -4.3874
10 | 7 | 11 | 419.4493 | 415.6419 | 413.7297 | 412.2956 | 0 | 0 | 0 | 0 | 129.7934 | 101.0206 | 99.0517 | 97.3857 | 0 | 0 | 0 | 0 | 410.3854 | 565.3723 | 615.0584 | 659.1025 | 0 | 0 | 0 | 0 | 0 | -24.564 | -26.4285 | -28.2 | 0 | 0 | 0 | 0 | -120.7294 | -226.187 | -273.9519 | -315.9925 | 0.3836 | 0.014884 | 0.38398 | 0.014884 | -46.3119 | -3.3665 | -105.1913 | -4.7031
10 | 7 | 12 | 423.9857 | 420.5899 | 418.9593 | 417.5401 | 0 | 0 | 0 | 0 | 127.3148 | 101.0206 | 99.0517 | 97.3857 | 0 | 0 | 0 | 0 | 412.3099 | 580.9255 | 634.1178 | 681.2844 | 0 | 0 | 0 | 0 | 0 | -26.2765 | -26.4057 | -29.5277 | 0 | 0 | 0 | 0 | -115.6389 | -235.0798 | -287.8045 | -331.6023 | 0.38344 | 0.014884 | 0.38398 | 0.014884 | -44.3404 | -3.4988 | -110.5104 | -4.9355
10 | 7 | 13 | 427.7816 | 425.4195 | 424.8766 | 424.3341 | 0 | 0 | 0 | 0 | 127.7311 | 101.0206 | 103.64 | 97.3857 | 0 | 0 | 0 | 0 | 411.0807 | 587.555 | 640.2656 | 686.9474 | 0 | 0 | 0 | 0 | 0 | -31.3623 | -26.3067 | -27.9961 | 0 | 0 | 0 | 0 | -111.0303 | -231.7937 | -292.7223 | -332.0029 | 0.38056 | 0.014884 | 0.38398 | 0.014884 | -42.2535 | -3.4499 | -112.3987 | -4.9414
10 | 7 | 14 | 430.9849 | 429.558 | 430.0876 | 430.5251 | 0 | 0 | 0 | 0 | 135.9127 | 101.0206 | 99.0517 | 97.3857 | 0 | 0 | 0 | 0 | 399.6002 | 575.8666 | 623.0743 | 664.7708 | 0 | 0 | 0 | 0 | 0 | -12.6061 | -15.3252 | -19.9189 | 0 | 0 | 0 | 0 | -104.5281 | -234.7232 | -276.7132 | -311.7125 | 0.37634 | 0.014773 | 0.38398 | 0.013952 | -39.3383 | -3.4675 | -106.2516 | -4.3489
10 | 7 | 15 | 434.8319 | 434.2398 | 435.6803 | 436.8898 | 0 | 0 | 0 | 0 | 141.4588 | 125.7433 | 112.5153 | 97.5568 | 0 | 0 | 0 | 0 | 371.8293 | 537.1705 | 575.3676 | 609.0184 | 0 | 0 | 0 | 0 | 0 | -16.7422 | -1.616 | 3.4335 | 0 | 0 | 0 | 0 | -78.4561 | -211.9318 | -250.5866 | -273.1189 | 0.3716 | 0.014335 | 0.38347 | 0.014454 | -29.1546 | -3.038 | -96.0918 | -3.9476
10 | 7 | 16 | 440.7966 | 442.5077 | 446.5238 | 450.0209 | 0 | 0 | 0 | 0 | 169.274 | 134.008 | 124.2292 | 149.3213 | 0 | 0 | 0 | 0 | 322.4574 | 462.9072 | 485.8527 | 505.9375 | 0 | 0 | 0 | 0 | 0 | -1.758 | -1.3553 | 8.9988 | 0 | 0 | 0 | 0 | -50.9348 | -152.6494 | -162.2027 | -214.2367 | 0.36606 | 0.39562 | 0.37317 | 0.38507 | -18.6453 | -60.3918 | -60.5297 | -82.4968
10 | 7 | 17 | 446.5115 | 450.3427 | 456.688 | 462.2027 | 0 | 0 | 0 | 0 | 195.9099 | 172.3299 | 142.5934 | 177.9469 | 0 | 0 | 0 | 0 | 223.0624 | 298.1888 | 297.4292 | 296.5901 | 0 | 0 | 0 | 0 | 0 | -9.1616 | -0.074853 | 0 | 0 | 0 | 0 | 0 | 27.5391 | -11.0143 | 16.7403 | -12.3343 | 0.3796 | 0.40231 | 0.39727 | 0.39167 | 10.454 | -4.4312 | 6.6504 | -4.8309
10 | 7 | 18 | 468.3895 | 474.3548 | 483.1281 | 490.7508 | 0 | 0 | 0 | 0 | 246.1803 | 203.5874 | 194.1681 | 210.2177 | 0 | 0 | 0 | 0 | 152.4392 | 164.3635 | 152.0944 | 141.3714 | 0 | 0 | 0 | 0 | 0 | -1.5484 | 2.8545 | 15.0201 | 0 | 0 | 0 | 0 | 69.77 | 107.9523 | 134.0111 | 124.1417 | 0.38763 | 0.39764 | 0.3935 | 0.37855 | 27.0449 | 42.926 | 52.7336 | 46.9943
10 | 7 | 19 | 502.7946 | 511.9867 | 524.4393 | 535.2644 | 0 | 0 | 0 | 0 | 248.8669 | 220.1758 | 219.9696 | 218.0884 | 0 | 0 | 0 | 0 | 148.5416 | 126.6828 | 116.4325 | 107.7758 | 0 | 0 | 0 | 0 | 0 | -0.24515 | 5.7603 | 25.4247 | 0 | 0 | 0 | 0 | 105.3861 | 165.3731 | 182.2769 | 183.9754 | 0.39128 | 0.40086 | 0.39698 | 0.38389 | 41.2357 | 66.2919 | 72.3609 | 70.6266
10 | 7 | 20 | 492.1135 | 501.8877 | 514.8569 | 526.052 | 0 | 0 | 0 | 0 | 234.6388 | 222.2032 | 221.7177 | 232.3114 | 0 | 0 | 0 | 0 | 146.2482 | 129.3183 | 119.328 | 110.9042 | 0 | 0 | 0 | 0 | 0 | 14.1928 | 6.3469 | 17.2511 | 0 | 0 | 0 | 0 | 111.2265 | 136.1734 | 167.4644 | 165.5853 | 0.39034 | 0.40015 | 0.39617 | 0.38289 | 43.4166 | 54.4903 | 66.345 | 63.4006
10 | 7 | 21 | 464.398 | 474.231 | 487.0574 | 498.0413 | 0 | 0 | 0 | 0 | 230.5839 | 211.6741 | 222.9654 | 235.4601 | 0 | 0 | 0 | 0 | 142.8153 | 150.1936 | 139.3448 | 130.0847 | 0 | 0 | 0 | 0 | 0 | 16.6514 | 5.3555 | 18.4157 | 0 | 0 | 0 | 0 | 90.9989 | 95.7119 | 119.3918 | 114.0808 | 0.38547 | 0.3963 | 0.39241 | 0.3776 | 35.077 | 37.9309 | 46.8508 | 43.0765
10 | 7 | 22 | 429.3113 | 439.1654 | 451.839 | 462.685 | 0 | 0 | 0 | 0 | 266.2951 | 203.4369 | 219.6224 | 223.4758 | 0 | 0 | 0 | 0 | 130.4858 | 141.486 | 130.6122 | 121.2763 | 0 | 0 | 0 | 0 | 0 | 21.2495 | 8.2093 | 23.4533 | 0 | 0 | 0 | 0 | 32.5305 | 72.993 | 93.3951 | 94.4796 | 0.37586 | 0.38944 | 0.38588 | 0.36712 | 12.2269 | 28.4263 | 36.0389 | 34.6852
10 | 7 | 23 | 397.6008 | 407.0443 | 419.0975 | 429.3812 | 0 | 0 | 0 | 0 | 232.089 | 191.8452 | 195.3004 | 198.8679 | 0 | 0 | 0 | 0 | 110.4937 | 109.5675 | 100.1629 | 92.1969 | 0 | 0 | 0 | 0 | 0 | 0.30527 | 21.0558 | 1.052 | 0 | 0 | 0 | 0 | 55.0181 | 105.3264 | 102.5783 | 137.2645 | 0.36524 | 0.38446 | 0.37959 | 0.36444 | 20.095 | 40.4934 | 38.9372 | 50.0247
10 | 7 | 24 | 371.3689 | 378.9535 | 388.7898 | 397.0661 | 0 | 0 | 0 | 0 | 171.1718 | 182.6001 | 179.0598 | 159.9481 | 0 | 0 | 0 | 0 | 88.3259 | 84.6102 | 77.1506 | 71.0289 | 0 | 0 | 0 | 0 | 0 | 6.6754 | 12.589 | -3.929 | 0 | 0 | 0 | 0 | 111.8711 | 105.0679 | 119.9904 | 170.0181 | 0.36532 | 0.37062 | 0.37486 | 0.36426 | 40.8684 | 38.9401 | 44.9801 | 61.9309
10 | 8 | 1 | 355.3289 | 360.5176 | 367.5438 | 373.2265 | 0 | 0 | 0 | 0 | 167.6115 | 179.4677 | 177.6147 | 176.6142 | 0 | 0 | 0 | 0 | 82.4157 | 66.4643 | 60.1673 | 55.1584 | 0 | 0 | 0 | 0 | 0 | 11.1858 | 16.2032 | -0.28068 | 0 | 0 | 0 | 0 | 105.3017 | 103.3998 | 113.5585 | 141.7346 | 0.37115 | 0.38254 | 0.37827 | 0.36417 | 39.0823 | 39.5547 | 42.9563 | 51.6158
10 | 8 | 2 | 348.884 | 352.2551 | 357.2631 | 361.1817 | 0 | 0 | 0 | 0 | 137.2536 | 181.553 | 175.8307 | 159.4797 | 0 | 0 | 0 | 0 | 83.8425 | 55.7534 | 49.6948 | 44.9118 | 0 | 0 | 0 | 0 | 0 | 5.8979 | 3.45 | -2.8958 | 0 | 0 | 0 | 0 | 127.7879 | 109.0508 | 128.2876 | 159.6859 | 0.37051 | 0.38125 | 0.37759 | 0.36407 | 47.3468 | 41.5751 | 48.4405 | 58.1365
10 | 8 | 3 | 346.0709 | 347.7556 | 350.9051 | 353.1979 | 0 | 0 | 0 | 0 | 130.4447 | 190.8814 | 175.1363 | 123.2533 | 0 | 0 | 0 | 0 | 82.4161 | 44.4103 | 39.1025 | 35.0235 | 0 | 0 | 0 | 0 | 0 | 20.6167 | 7.9537 | -5.6982 | 0 | 0 | 0 | 0 | 133.2101 | 91.8472 | 128.7127 | 200.6192 | 0.36947 | 0.37677 | 0.37471 | 0.36399 | 49.2167 | 34.6056 | 48.2304 | 73.0227
10 | 8 | 4 | 355.0962 | 355.3225 | 356.8928 | 357.7692 | 0 | 0 | 0 | 0 | 185.6988 | 181.8097 | 177.8302 | 120.0833 | 0 | 0 | 0 | 0 | 77.8365 | 42.0899 | 37.2286 | 33.5808 | 0 | 0 | 0 | 0 | 0 | 0.96937 | 3.5724 | -6.0784 | 0 | 0 | 0 | 0 | 91.5608 | 130.4536 | 138.2616 | 210.1835 | 0.36665 | 0.38012 | 0.37574 | 0.364 | 33.5704 | 49.5885 | 51.9507 | 76.5073
10 | 8 | 5 | 382.6629 | 381.631 | 381.9169 | 381.6176 | 0 | 0 | 0 | 0 | 227.958 | 182.2296 | 179.3047 | 172.7473 | 0 | 0 | 0 | 0 | 71.0054 | 49.473 | 44.8341 | 41.4018 | 0 | 0 | 0 | 0 | 0 | 6.5784 | 0.95342 | -2.1786 | 0 | 0 | 0 | 0 | 83.6996 | 143.35 | 156.8246 | 169.6472 | 0.36507 | 0.38413 | 0.37673 | 0.36411 | 30.5562 | 55.0655 | 59.0807 | 61.7703
10 | 8 | 6 | 421.891 | 419.8131 | 419.1514 | 418.0288 | 0 | 0 | 0 | 0 | 247.9337 | 200.476 | 198.3006 | 202.2966 | 0 | 0 | 0 | 0 | 70.7722 | 82.113 | 76.1334 | 71.3912 | 0 | 0 | 0 | 0 | 0 | 20.052 | 7.6166 | -1.2482 | 0 | 0 | 0 | 0 | 103.1851 | 117.1721 | 137.1007 | 145.5892 | 0.37565 | 0.38754 | 0.38116 | 0.36427 | 38.7613 | 45.4088 | 52.2578 | 53.0331
10 | 8 | 7 | 448.895 | 446.34 | 445.463 | 444.3641 | 0 | 0 | 0 | 0 | 237.1843 | 179.2991 | 180.6427 | 146.5461 | 0 | 0 | 0 | 0 | 121.4738 | 135.3417 | 128.8752 | 123.3511 | 0 | 0 | 0 | 0 | 0 | -0.82056 | -6.8394 | -1.4931 | 0 | 0 | 0 | 0 | 90.2369 | 132.5196 | 142.7846 | 175.96 | 0.37409 | 0.38456 | 0.38293 | 0.3729 | 33.7563 | 50.9613 | 54.6766 | 65.6162
10 | 8 | 8 | 468.6242 | 466.3536 | 466.2618 | 466.3078 | 0 | 0 | 0 | 0 | 181.6447 | 128.2249 | 126.0236 | 135.0069 | 0 | 0 | 0 | 0 | 216.6839 | 288.6506 | 300.4132 | 310.8524 | 0 | 0 | 0 | 0 | 0 | -6.4129 | -2.887 | 0.67046 | 0 | 0 | 0 | 0 | 70.2956 | 55.891 | 42.712 | 19.7781 | 0.36583 | 0.38953 | 0.37971 | 0.39001 | 25.7164 | 21.7713 | 16.2182 | 7.7136
10 | 8 | 9 | 488.9591 | 487.7113 | 489.2011 | 491.0724 | 0 | 0 | 0 | 0 | 142.1229 | 126.2509 | 123.7694 | 134.9825 | 0 | 0 | 0 | 0 | 272.0938 | 386.9322 | 418.1397 | 445.8901 | 0 | 0 | 0 | 0 | 0 | -10.5051 | -12.5149 | -5.1132 | 0 | 0 | 0 | 0 | 74.7424 | -14.9667 | -40.1931 | -84.687 | 0.37083 | 0.014884 | 0.38398 | 0.014047 | 27.7167 | -0.22276 | -15.4332 | -1.1896
10 | 8 | 10 | 504.5902 | 503.6308 | 505.4633 | 507.5754 | 0 | 0 | 0 | 0 | 125.3916 | 101.0206 | 99.0517 | 118.0015 | 0 | 0 | 0 | 0 | 308.1878 | 445.9449 | 490.1956 | 529.5757 | 0 | 0 | 0 | 0 | 0 | -25.2642 | -26.8491 | -28.2525 | 0 | 0 | 0 | 0 | 71.0107 | -18.0705 | -56.9349 | -111.7492 | 0.38038 | 0.014884 | 0.38398 | 0.014884 | 27.011 | -0.26895 | -21.8617 | -1.6632
10 | 8 | 11 | 515.8614 | 515.1804 | 517.1074 | 518.9814 | 0 | 0 | 0 | 0 | 129.7934 | 101.0206 | 99.0517 | 97.3857 | 0 | 0 | 0 | 0 | 334.2431 | 478.4387 | 529.7727 | 575.4848 | 0 | 0 | 0 | 0 | 0 | -24.564 | -26.4285 | -28.2 | 0 | 0 | 0 | 0 | 51.8249 | -39.7148 | -85.2885 | -125.6891 | 0.3836 | 0.014884 | 0.38398 | 0.014884 | 19.8801 | -0.5911 | -32.7489 | -1.8707
10 | 8 | 12 | 528.5191 | 528.5131 | 531.045 | 533.2126 | 0 | 0 | 0 | 0 | 127.3148 | 101.0206 | 99.0517 | 97.3857 | 0 | 0 | 0 | 0 | 349.4821 | 495.3937 | 549.1295 | 596.9218 | 0 | 0 | 0 | 0 | 0 | -26.2765 | -26.4057 | -29.5277 | 0 | 0 | 0 | 0 | 51.7222 | -41.6247 | -90.7304 | -131.5672 | 0.38344 | 0.014884 | 0.38398 | 0.014884 | 19.8323 | -0.61953 | -34.8384 | -1.9582
10 | 8 | 13 | 536.9684 | 538.147 | 541.952 | 545.1558 | 0 | 0 | 0 | 0 | 127.7311 | 101.0206 | 103.64 | 97.3857 | 0 | 0 | 0 | 0 | 357.3112 | 498.1229 | 551.9105 | 599.7543 | 0 | 0 | 0 | 0 | 0 | -31.3623 | -26.3067 | -27.9961 | 0 | 0 | 0 | 0 | 51.9261 | -29.6341 | -87.2918 | -123.9881 | 0.38056 | 0.014884 | 0.38398 | 0.014884 | 19.7609 | -0.44106 | -33.5181 | -1.8454
10 | 8 | 14 | 541.6756 | 543.8382 | 548.7756 | 553.011 | 0 | 0 | 0 | 0 | 135.9127 | 101.0206 | 99.0517 | 97.3857 | 0 | 0 | 0 | 0 | 347.5666 | 476.1629 | 525.6142 | 569.6396 | 0 | 0 | 0 | 0 | 0 | -12.6061 | -15.3252 | -19.9189 | 0 | 0 | 0 | 0 | 58.1964 | -20.7393 | -60.5651 | -94.0953 | 0.37634 | 0.014773 | 0.38398 | 0.013952 | 21.9018 | -0.30638 | -23.2556 | -1.3128
10 | 8 | 15 | 546.2481 | 549.269 | 555.1461 | 560.1784 | 0 | 0 | 0 | 0 | 141.4588 | 125.7433 | 112.5153 | 97.5568 | 0 | 0 | 0 | 0 | 320.988 | 440.15 | 481.7879 | 518.8587 | 0 | 0 | 0 | 0 | 0 | -16.7422 | -1.616 | 3.4335 | 0 | 0 | 0 | 0 | 83.8013 | 0.11795 | -37.5411 | -59.6706 | 0.3716 | 0.014335 | 0.38347 | 0.014454 | 31.1409 | 0.0016907 | -14.3958 | -0.86247
10 | 8 | 16 | 542.3575 | 547.3621 | 555.4223 | 562.4041 | 0 | 0 | 0 | 0 | 169.274 | 134.008 | 124.2292 | 149.3213 | 0 | 0 | 0 | 0 | 268.2125 | 364.4705 | 390.9027 | 414.4113 | 0 | 0 | 0 | 0 | 0 | -1.758 | -1.3553 | 8.9988 | 0 | 0 | 0 | 0 | 104.8709 | 50.6416 | 41.6458 | -10.3273 | 0.36606 | 0.39562 | 0.37317 | 0.38507 | 38.3892 | 20.0351 | 15.5411 | -3.9768
10 | 8 | 17 | 526.734 | 533.1666 | 542.7064 | 550.9737 | 0 | 0 | 0 | 0 | 195.9099 | 172.3299 | 142.5934 | 177.9469 | 0 | 0 | 0 | 0 | 166.2602 | 208.7662 | 211.547 | 214.1501 | 0 | 0 | 0 | 0 | 0 | -9.1616 | -0.074853 | 0 | 0 | 0 | 0 | 0 | 164.5638 | 161.2322 | 188.6409 | 158.8766 | 0.3796 | 0.40231 | 0.39727 | 0.39167 | 62.4691 | 64.866 | 74.9413 | 62.2269
10 | 8 | 18 | 531.5908 | 539.6056 | 550.8955 | 560.6868 | 0 | 0 | 0 | 0 | 246.1803 | 203.5874 | 194.1681 | 210.2177 | 0 | 0 | 0 | 0 | 106.5993 | 91.2941 | 83.4275 | 76.9122 | 0 | 0 | 0 | 0 | 0 | -1.5484 | 2.8545 | 15.0201 | 0 | 0 | 0 | 0 | 178.8113 | 246.2726 | 270.4455 | 258.5368 | 0.38763 | 0.39764 | 0.3935 | 0.37855 | 69.3126 | 97.9274 | 106.4207 | 97.8701
10 | 8 | 19 | 560.6878 | 571.7573 | 586.5152 | 599.3268 | 0 | 0 | 0 | 0 | 248.8669 | 220.1758 | 219.9696 | 218.0884 | 0 | 0 | 0 | 0 | 98.5865 | 71.3363 | 62.2539 | 54.7157 | 0 | 0 | 0 | 0 | 0 | -0.24515 | 5.7603 | 25.4247 | 0 | 0 | 0 | 0 | 213.2345 | 280.4903 | 298.5314 | 301.0979 | 0.39128 | 0.40086 | 0.39698 | 0.38389 | 83.4348 | 112.4381 | 118.5121 | 115.589
10 | 8 | 20 | 539.8684 | 551.1911 | 566.0619 | 578.8956 | 0 | 0 | 0 | 0 | 234.6388 | 222.2032 | 221.7177 | 232.3114 | 0 | 0 | 0 | 0 | 105.5872 | 78.5584 | 67.1789 | 57.5093 | 0 | 0 | 0 | 0 | 0 | 14.1928 | 6.3469 | 17.2511 | 0 | 0 | 0 | 0 | 199.6424 | 236.2367 | 270.8185 | 271.8237 | 0.39034 | 0.40015 | 0.39617 | 0.38289 | 77.9293 | 94.5311 | 107.2911 | 104.0781
10 | 8 | 21 | 508.2957 | 519.5522 | 534.1266 | 546.6167 | 0 | 0 | 0 | 0 | 230.5839 | 211.6741 | 222.9654 | 235.4601 | 0 | 0 | 0 | 0 | 118.0572 | 87.6498 | 74.6457 | 63.4712 | 0 | 0 | 0 | 0 | 0 | 16.6514 | 5.3555 | 18.4157 | 0 | 0 | 0 | 0 | 159.6546 | 203.5769 | 231.1601 | 229.2697 | 0.38547 | 0.3963 | 0.39241 | 0.3776 | 61.5415 | 80.6781 | 90.71 | 86.5714
10 | 8 | 22 | 463.6899 | 474.6588 | 488.7014 | 500.7269 | 0 | 0 | 0 | 0 | 266.2951 | 203.4369 | 219.6224 | 223.4758 | 0 | 0 | 0 | 0 | 132.1478 | 90.381 | 75.6369 | 62.8528 | 0 | 0 | 0 | 0 | 0 | 21.2495 | 8.2093 | 23.4533 | 0 | 0 | 0 | 0 | 65.247 | 159.5914 | 185.2327 | 190.945 | 0.37586 | 0.38944 | 0.38588 | 0.36712 | 24.5238 | 62.1511 | 71.4768 | 70.0994
10 | 8 | 23 | 422.0709 | 432.308 | 445.3356 | 456.4589 | 0 | 0 | 0 | 0 | 232.089 | 191.8452 | 195.3004 | 198.8679 | 0 | 0 | 0 | 0 | 141.7647 | 94.5038 | 78.5422 | 64.6548 | 0 | 0 | 0 | 0 | 0 | 0.30527 | 21.0558 | 1.052 | 0 | 0 | 0 | 0 | 48.2172 | 145.6538 | 150.4371 | 191.8843 | 0.36524 | 0.38446 | 0.37959 | 0.36444 | 17.611 | 55.9976 | 57.1037 | 69.9304
10 | 8 | 24 | 394.8482 | 403.1943 | 413.9654 | 423.0473 | 0 | 0 | 0 | 0 | 171.1718 | 182.6001 | 179.0598 | 159.9481 | 0 | 0 | 0 | 0 | 151.9407 | 100.3611 | 83.1281 | 68.0759 | 0 | 0 | 0 | 0 | 0 | 6.6754 | 12.589 | -3.929 | 0 | 0 | 0 | 0 | 71.7357 | 113.5577 | 139.1886 | 198.9524 | 0.36532 | 0.37062 | 0.37486 | 0.36426 | 26.2062 | 42.0866 | 52.1768 | 72.4705
10 | 9 | 1 | 373.2879 | 379.0589 | 386.8002 | 393.0991 | 0 | 0 | 0 | 0 | 167.6115 | 179.4677 | 177.6147 | 176.6142 | 0 | 0 | 0 | 0 | 165.2513 | 107.7207 | 88.8458 | 72.2734 | 0 | 0 | 0 | 0 | 0 | 11.1858 | 16.2032 | -0.28068 | 0 | 0 | 0 | 0 | 40.4251 | 80.6847 | 104.1364 | 144.4922 | 0.37115 | 0.38254 | 0.37827 | 0.36417 | 15.0036 | 30.8653 | 39.3921 | 52.6201
10 | 9 | 2 | 362.5611 | 366.3758 | 371.9284 | 376.3162 | 0 | 0 | 0 | 0 | 137.2536 | 181.553 | 175.8307 | 159.4797 | 0 | 0 | 0 | 0 | 171.9021 | 112.1751 | 92.4678 | 75.1339 | 0 | 0 | 0 | 0 | 0 | 5.8979 | 3.45 | -2.8958 | 0 | 0 | 0 | 0 | 53.4054 | 66.7498 | 100.1798 | 144.5984 | 0.37051 | 0.38125 | 0.37759 | 0.36407 | 19.7873 | 25.448 | 37.8272 | 52.6436
10 | 9 | 3 | 358.421 | 360.5061 | 364.1475 | 366.864 | 0 | 0 | 0 | 0 | 130.4447 | 190.8814 | 175.1363 | 123.2533 | 0 | 0 | 0 | 0 | 175.9018 | 113.9346 | 93.7154 | 75.9217 | 0 | 0 | 0 | 0 | 0 | 20.6167 | 7.9537 | -5.6982 | 0 | 0 | 0 | 0 | 52.0745 | 35.0735 | 87.3421 | 173.3871 | 0.36947 | 0.37677 | 0.37471 | 0.36399 | 19.2398 | 13.2148 | 32.7283 | 63.1106
10 | 9 | 4 | 365.6415 | 366.2098 | 368.2 | 369.4382 | 0 | 0 | 0 | 0 | 185.6988 | 181.8097 | 177.8302 | 120.0833 | 0 | 0 | 0 | 0 | 177.1212 | 115.7484 | 95.3852 | 77.4533 | 0 | 0 | 0 | 0 | 0 | 0.96937 | 3.5724 | -6.0784 | 0 | 0 | 0 | 0 | 2.8214 | 67.6824 | 91.4122 | 177.9801 | 0.36665 | 0.38012 | 0.37574 | 0.364 | 1.0345 | 25.7277 | 34.3474 | 64.7852
10 | 9 | 5 | 391.2266 | 390.4723 | 391.0993 | 391.0938 | 0 | 0 | 0 | 0 | 227.958 | 182.2296 | 179.3047 | 172.7473 | 0 | 0 | 0 | 0 | 180.2404 | 115.9732 | 95.2387 | 76.9526 | 0 | 0 | 0 | 0 | 0 | 6.5784 | 0.95342 | -2.1786 | 0 | 0 | 0 | 0 | -16.9718 | 85.6911 | 115.6024 | 143.5726 | 0.36507 | 0.38413 | 0.37673 | 0.36411 | -6.1959 | 32.9168 | 43.5511 | 52.2763
10 | 9 | 6 | 433.8342 | 432.1435 | 431.9574 | 431.2446 | 0 | 0 | 0 | 0 | 247.9337 | 200.476 | 198.3006 | 202.2966 | 0 | 0 | 0 | 0 | 187.3025 | 120.3557 | 98.8387 | 79.7831 | 0 | 0 | 0 | 0 | 0 | 20.052 | 7.6166 | -1.2482 | 0 | 0 | 0 | 0 | -1.402 | 91.2598 | 127.2015 | 150.4131 | 0.37565 | 0.38754 | 0.38116 | 0.36427 | -0.52665 | 35.3667 | 48.4846 | 54.7903
10 | 9 | 7 | 457.5294 | 455.2544 | 454.7213 | 453.9187 | 0 | 0 | 0 | 0 | 237.1843 | 179.2991 | 180.6427 | 146.5461 | 0 | 0 | 0 | 0 | 233.7165 | 173.9647 | 153.2836 | 134.7879 | 0 | 0 | 0 | 0 | 0 | -0.82056 | -6.8394 | -1.4931 | 0 | 0 | 0 | 0 | -13.3713 | 102.8112 | 127.6343 | 174.0777 | 0.37409 | 0.38456 | 0.38293 | 0.3729 | -5.002 | 39.5367 | 48.8751 | 64.9143
10 | 9 | 8 | 471.3313 | 469.1485 | 469.1645 | 469.3034 | 0 | 0 | 0 | 0 | 181.6447 | 128.2249 | 126.0236 | 135.0069 | 0 | 0 | 0 | 0 | 309.3871 | 294.7153 | 293.6542 | 292.59 | 0 | 0 | 0 | 0 | 0 | -6.4129 | -2.887 | 0.67046 | 0 | 0 | 0 | 0 | -19.7005 | 52.6212 | 52.3736 | 41.036 | 0.36583 | 0.38953 | 0.37971 | 0.39001 | -7.2071 | 20.4976 | 19.8869 | 16.0044
10 | 9 | 9 | 489.6315 | 488.4055 | 489.922 | 491.8164 | 0 | 0 | 0 | 0 | 142.1229 | 126.2509 | 123.7694 | 134.9825 | 0 | 0 | 0 | 0 | 342.5128 | 367.4777 | 387.8933 | 406.0588 | 0 | 0 | 0 | 0 | 0 | -10.5051 | -12.5149 | -5.1132 | 0 | 0 | 0 | 0 | 4.9958 | 5.1821 | -9.2257 | -44.1117 | 0.37083 | 0.014884 | 0.38398 | 0.014047 | 1.8526 | 0.077128 | -3.5425 | -0.61965
10 | 9 | 10 | 504.6786 | 503.7222 | 505.5581 | 507.6733 | 0 | 0 | 0 | 0 | 125.3916 | 101.0206 | 99.0517 | 118.0015 | 0 | 0 | 0 | 0 | 389.8253 | 449.0128 | 480.865 | 509.1434 | 0 | 0 | 0 | 0 | 0 | -25.2642 | -26.8491 | -28.2525 | 0 | 0 | 0 | 0 | -10.5383 | -21.047 | -47.5095 | -91.2191 | 0.38038 | 0.014884 | 0.38398 | 0.014884 | -4.0086 | -0.31326 | -18.2426 | -1.3577
10 | 9 | 11 | 517.8254 | 517.2081 | 519.2133 | 521.1546 | 0 | 0 | 0 | 0 | 129.7934 | 101.0206 | 99.0517 | 97.3857 | 0 | 0 | 0 | 0 | 443.5594 | 506.5125 | 542.2618 | 574.02 | 0 | 0 | 0 | 0 | 0 | -24.564 | -26.4285 | -28.2 | 0 | 0 | 0 | 0 | -55.5274 | -65.761 | -95.6717 | -122.0511 | 0.3836 | 0.014884 | 0.38398 | 0.014884 | -21.3004 | -0.97876 | -36.7358 | -1.8166
10 | 9 | 12 | 523.1049 | 522.9233 | 525.2396 | 527.2214 | 0 | 0 | 0 | 0 | 127.3148 | 101.0206 | 99.0517 | 97.3857 | 0 | 0 | 0 | 0 | 460.4333 | 507.6732 | 545.3471 | 579.0238 | 0 | 0 | 0 | 0 | 0 | -26.2765 | -26.4057 | -29.5277 | 0 | 0 | 0 | 0 | -64.6432 | -59.4939 | -92.7534 | -119.6604 | 0.38344 | 0.014884 | 0.38398 | 0.014884 | -24.7867 | -0.88549 | -35.6152 | -1.781
10 | 9 | 13 | 534.916 | 536.028 | 539.7512 | 542.8847 | 0 | 0 | 0 | 0 | 127.7311 | 101.0206 | 103.64 | 97.3857 | 0 | 0 | 0 | 0 | 484.537 | 520.2576 | 560.0136 | 595.7681 | 0 | 0 | 0 | 0 | 0 | -31.3623 | -26.3067 | -27.9961 | 0 | 0 | 0 | 0 | -77.3522 | -53.8878 | -97.5957 | -122.273 | 0.38056 | 0.014884 | 0.38398 | 0.014884 | -29.437 | -0.80205 | -37.4745 | -1.8199
10 | 9 | 14 | 534.3505 | 536.2755 | 540.9212 | 544.9053 | 0 | 0 | 0 | 0 | 135.9127 | 101.0206 | 99.0517 | 97.3857 | 0 | 0 | 0 | 0 | 452.2737 | 427.188 | 465.8905 | 501.3387 | 0 | 0 | 0 | 0 | 0 | -12.6061 | -15.3252 | -19.9189 | 0 | 0 | 0 | 0 | -53.8359 | 20.673 | -8.6958 | -33.9001 | 0.37634 | 0.014773 | 0.38398 | 0.013952 | -20.2607 | 0.3054 | -3.339 | -0.47296
10 | 9 | 15 | 530.0232 | 532.5179 | 537.7489 | 542.2245 | 0 | 0 | 0 | 0 | 141.4588 | 125.7433 | 112.5153 | 97.5568 | 0 | 0 | 0 | 0 | 442.0272 | 367.5672 | 402.3425 | 434.6728 | 0 | 0 | 0 | 0 | 0 | -16.7422 | -1.616 | 3.4335 | 0 | 0 | 0 | 0 | -53.4629 | 55.9496 | 24.5071 | 6.5615 | 0.3716 | 0.014335 | 0.38347 | 0.014454 | -19.867 | 0.80202 | 9.3977 | 0.094839
10 | 9 | 16 | 524.08 | 528.4919 | 535.8244 | 542.179 | 0 | 0 | 0 | 0 | 169.274 | 134.008 | 124.2292 | 149.3213 | 0 | 0 | 0 | 0 | 410.6509 | 312.2791 | 333.3291 | 353.4295 | 0 | 0 | 0 | 0 | 0 | -1.758 | -1.3553 | 8.9988 | 0 | 0 | 0 | 0 | -55.8449 | 83.9629 | 79.6215 | 30.4294 | 0.36606 | 0.39562 | 0.37317 | 0.38507 | -20.4427 | 33.2177 | 29.7126 | 11.7175
10 | 9 | 17 | 514.7731 | 520.8179 | 529.8815 | 537.7383 | 0 | 0 | 0 | 0 | 195.9099 | 172.3299 | 142.5934 | 177.9469 | 0 | 0 | 0 | 0 | 329.1002 | 208.3964 | 209.0812 | 211.0233 | 0 | 0 | 0 | 0 | 0 | -9.1616 | -0.074853 | 0 | 0 | 0 | 0 | 0 | -10.237 | 149.2533 | 178.2817 | 148.7681 | 0.3796 | 0.40231 | 0.39727 | 0.39167 | -3.886 | 60.0467 | 70.8259 | 58.2677
10 | 9 | 18 | 532.334 | 540.3728 | 551.6924 | 561.5091 | 0 | 0 | 0 | 0 | 246.1803 | 203.5874 | 194.1681 | 210.2177 | 0 | 0 | 0 | 0 | 274.3493 | 149.5104 | 140.1791 | 133.1847 | 0 | 0 | 0 | 0 | 0 | -1.5484 | 2.8545 | 15.0201 | 0 | 0 | 0 | 0 | 11.8044 | 188.8235 | 214.4908 | 203.0867 | 0.38763 | 0.39764 | 0.3935 | 0.37855 | 4.5757 | 75.0834 | 84.4024 | 76.8793
10 | 9 | 19 | 553.4865 | 564.3225 | 578.7937 | 591.3581 | 0 | 0 | 0 | 0 | 248.8669 | 220.1758 | 219.9696 | 218.0884 | 0 | 0 | 0 | 0 | 254.0469 | 150.3356 | 137.5311 | 127.1368 | 0 | 0 | 0 | 0 | 0 | -0.24515 | 5.7603 | 25.4247 | 0 | 0 | 0 | 0 | 50.5728 | 194.0562 | 215.5327 | 220.7082 | 0.39128 | 0.40086 | 0.39698 | 0.38389 | 19.7882 | 77.7899 | 85.5629 | 84.728
10 | 9 | 20 | 539.1076 | 550.4056 | 565.2461 | 578.0537 | 0 | 0 | 0 | 0 | 234.6388 | 222.2032 | 221.7177 | 232.3114 | 0 | 0 | 0 | 0 | 283.2892 | 176.8438 | 159.0046 | 143.7965 | 0 | 0 | 0 | 0 | 0 | 14.1928 | 6.3469 | 17.2511 | 0 | 0 | 0 | 0 | 21.1796 | 137.1658 | 178.177 | 184.6947 | 0.39034 | 0.40015 | 0.39617 | 0.38289 | 8.2673 | 54.8875 | 70.589 | 70.7174
10 | 9 | 21 | 505.0224 | 516.1727 | 530.6168 | 542.9946 | 0 | 0 | 0 | 0 | 230.5839 | 211.6741 | 222.9654 | 235.4601 | 0 | 0 | 0 | 0 | 315.5803 | 194.8257 | 175.8076 | 159.5191 | 0 | 0 | 0 | 0 | 0 | 16.6514 | 5.3555 | 18.4157 | 0 | 0 | 0 | 0 | -41.1418 | 93.0215 | 126.4884 | 129.5996 | 0.38547 | 0.3963 | 0.39241 | 0.3776 | -15.8588 | 36.8647 | 49.6356 | 48.9363
10 | 9 | 22 | 463.3537 | 474.3117 | 488.3409 | 500.3549 | 0 | 0 | 0 | 0 | 266.2951 | 203.4369 | 219.6224 | 223.4758 | 0 | 0 | 0 | 0 | 275.7789 | 178.822 | 159.2942 | 142.4457 | 0 | 0 | 0 | 0 | 0 | 21.2495 | 8.2093 | 23.4533 | 0 | 0 | 0 | 0 | -78.7203 | 70.8033 | 101.215 | 110.9801 | 0.37586 | 0.38944 | 0.38588 | 0.36712 | -29.5878 | 27.5736 | 39.0564 | 40.7428
10 | 9 | 23 | 421.5047 | 431.7235 | 444.7285 | 455.8324 | 0 | 0 | 0 | 0 | 232.089 | 191.8452 | 195.3004 | 198.8679 | 0 | 0 | 0 | 0 | 269.7369 | 165.6011 | 147.5277 | 132.0611 | 0 | 0 | 0 | 0 | 0 | 0.30527 | 21.0558 | 1.052 | 0 | 0 | 0 | 0 | -80.3212 | 73.9719 | 80.8445 | 123.8514 | 0.36524 | 0.38446 | 0.37959 | 0.36444 | -29.3368 | 28.439 | 30.6874 | 45.1365
10 | 9 | 24 | 396.9183 | 405.3315 | 416.1851 | 425.3381 | 0 | 0 | 0 | 0 | 171.1718 | 182.6001 | 179.0598 | 159.9481 | 0 | 0 | 0 | 0 | 297.0911 | 163.9317 | 150.0695 | 138.6595 | 0 | 0 | 0 | 0 | 0 | 6.6754 | 12.589 | -3.929 | 0 | 0 | 0 | 0 | -71.3446 | 52.1243 | 74.4668 | 130.6595 | 0.36532 | 0.37062 | 0.37486 | 0.36426 | -26.0634 | 19.3182 | 27.9149 | 47.5941
10 | 10 | 1 | 373.8364 | 379.6252 | 387.3883 | 393.7061 | 0 | 0 | 0 | 0 | 167.6115 | 179.4677 | 177.6147 | 176.6142 | 0 | 0 | 0 | 0 | 277.0498 | 149.23 | 137.1783 | 127.4104 | 0 | 0 | 0 | 0 | 0 | 11.1858 | 16.2032 | -0.28068 | 0 | 0 | 0 | 0 | -70.8249 | 39.7416 | 56.3921 | 89.9622 | 0.37115 | 0.38254 | 0.37827 | 0.36417 | -26.2864 | 15.2028 | 21.3317 | 32.7617
10 | 10 | 2 | 363.0742 | 366.9055 | 372.4785 | 376.884 | 0 | 0 | 0 | 0 | 137.2536 | 181.553 | 175.8307 | 159.4797 | 0 | 0 | 0 | 0 | 270.1237 | 145.5313 | 134.2517 | 125.1251 | 0 | 0 | 0 | 0 | 0 | 5.8979 | 3.45 | -2.8958 | 0 | 0 | 0 | 0 | -44.3031 | 33.9233 | 58.9461 | 95.1749 | 0.37051 | 0.38125 | 0.37759 | 0.36407 | -16.4148 | 12.9331 | 22.2577 | 34.6501
10 | 10 | 3 | 359.1465 | 361.2551 | 364.9253 | 367.6667 | 0 | 0 | 0 | 0 | 130.4447 | 190.8814 | 175.1363 | 123.2533 | 0 | 0 | 0 | 0 | 278.7079 | 149.4924 | 140.5257 | 133.5762 | 0 | 0 | 0 | 0 | 0 | 20.6167 | 7.9537 | -5.6982 | 0 | 0 | 0 | 0 | -50.0061 | 0.26466 | 41.3097 | 116.5353 | 0.36947 | 0.37677 | 0.37471 | 0.36399 | -18.4756 | 0.099716 | 15.4793 | 42.4173
10 | 10 | 4 | 365.9777 | 366.5569 | 368.5605 | 369.8102 | 0 | 0 | 0 | 0 | 185.6988 | 181.8097 | 177.8302 | 120.0833 | 0 | 0 | 0 | 0 | 277.2766 | 160.5012 | 151.452 | 144.4389 | 0 | 0 | 0 | 0 | 0 | 0.96937 | 3.5724 | -6.0784 | 0 | 0 | 0 | 0 | -96.9977 | 23.2767 | 35.7059 | 111.3664 | 0.36665 | 0.38012 | 0.37574 | 0.364 | -35.5638 | 8.848 | 13.4162 | 40.5377
10 | 10 | 5 | 393.0844 | 392.3904 | 393.0913 | 393.1496 | 0 | 0 | 0 | 0 | 227.958 | 182.2296 | 179.3047 | 172.7473 | 0 | 0 | 0 | 0 | 260.6897 | 150.8954 | 142.5264 | 136.141 | 0 | 0 | 0 | 0 | 0 | 6.5784 | 0.95342 | -2.1786 | 0 | 0 | 0 | 0 | -95.5633 | 52.687 | 70.3067 | 86.4399 | 0.36507 | 0.38413 | 0.37673 | 0.36411 | -34.8873 | 20.2388 | 26.4867 | 31.4737
10 | 10 | 6 | 434.5596 | 432.8925 | 432.7353 | 432.0473 | 0 | 0 | 0 | 0 | 247.9337 | 200.476 | 198.3006 | 202.2966 | 0 | 0 | 0 | 0 | 267.6533 | 147.8602 | 139.099 | 132.3442 | 0 | 0 | 0 | 0 | 0 | 20.052 | 7.6166 | -1.2482 | 0 | 0 | 0 | 0 | -81.0274 | 64.5043 | 87.719 | 98.6547 | 0.37565 | 0.38754 | 0.38116 | 0.36427 | -30.4378 | 24.9979 | 33.4353 | 35.9365
10 | 10 | 7 | 465.6154 | 463.6026 | 463.3914 | 462.8662 | 0 | 0 | 0 | 0 | 237.1843 | 179.2991 | 180.6427 | 146.5461 | 0 | 0 | 0 | 0 | 311.4102 | 163.9303 | 160.7452 | 159.1668 | 0 | 0 | 0 | 0 | 0 | -0.82056 | -6.8394 | -1.4931 | 0 | 0 | 0 | 0 | -82.9791 | 121.1937 | 128.8429 | 158.6464 | 0.37409 | 0.38456 | 0.38293 | 0.3729 | -31.0413 | 46.6059 | 49.3379 | 59.1599
10 | 10 | 8 | 474.233 | 472.1444 | 472.2759 | 472.5143 | 0 | 0 | 0 | 0 | 181.6447 | 128.2249 | 126.0236 | 135.0069 | 0 | 0 | 0 | 0 | 417.3777 | 263.1654 | 281.8777 | 300.0979 | 0 | 0 | 0 | 0 | 0 | -6.4129 | -2.887 | 0.67046 | 0 | 0 | 0 | 0 | -124.7894 | 87.1669 | 67.2615 | 36.739 | 0.36583 | 0.38953 | 0.37971 | 0.39001 | -45.6519 | 33.9542 | 25.54 | 14.3286
10 | 10 | 9 | 493.8779 | 492.7896 | 494.4752 | 496.5154 | 0 | 0 | 0 | 0 | 142.1229 | 126.2509 | 123.7694 | 134.9825 | 0 | 0 | 0 | 0 | 482.8666 | 340.5777 | 375.9894 | 409.0691 | 0 | 0 | 0 | 0 | 0 | -10.5051 | -12.5149 | -5.1132 | 0 | 0 | 0 | 0 | -131.1116 | 36.4662 | 7.2314 | -42.4231 | 0.37083 | 0.014884 | 0.38398 | 0.014047 | -48.62 | 0.54275 | 2.7767 | -0.59593
10 | 10 | 10 | 505.8818 | 504.9644 | 506.8482 | 509.0047 | 0 | 0 | 0 | 0 | 125.3916 | 101.0206 | 99.0517 | 118.0015 | 0 | 0 | 0 | 0 | 514.5148 | 379.8058 | 428.896 | 474.326 | 0 | 0 | 0 | 0 | 0 | -25.2642 | -26.8491 | -28.2525 | 0 | 0 | 0 | 0 | -134.0247 | 49.4021 | 5.7496 | -55.0703 | 0.38038 | 0.014884 | 0.38398 | 0.014884 | -50.9802 | 0.73528 | 2.2077 | -0.81965
10 | 10 | 11 | 516.6045 | 515.9476 | 517.9042 | 519.8037 | 0 | 0 | 0 | 0 | 129.7934 | 101.0206 | 99.0517 | 97.3857 | 0 | 0 | 0 | 0 | 534.874 | 405.4693 | 465.7944 | 521.429 | 0 | 0 | 0 | 0 | 0 | -24.564 | -26.4285 | -28.2 | 0 | 0 | 0 | 0 | -148.0628 | 34.0218 | -20.5135 | -70.811 | 0.3836 | 0.014884 | 0.38398 | 0.014884 | -56.797 | 0.50637 | -7.8767 | -1.0539
10 | 10 | 12 | 514.2404 | 513.7714 | 515.7347 | 517.4124 | 0 | 0 | 0 | 0 | 127.3148 | 101.0206 | 99.0517 | 97.3857 | 0 | 0 | 0 | 0 | 552.9095 | 424.0716 | 489.3848 | 549.533 | 0 | 0 | 0 | 0 | 0 | -26.2765 | -26.4057 | -29.5277 | 0 | 0 | 0 | 0 | -165.9839 | 14.9557 | -46.296 | -99.9786 | 0.38344 | 0.014884 | 0.38398 | 0.014884 | -63.6446 | 0.22259 | -17.7766 | -1.488
10 | 10 | 13 | 520.3188 | 520.9575 | 524.0994 | 526.732 | 0 | 0 | 0 | 0 | 127.7311 | 101.0206 | 103.64 | 97.3857 | 0 | 0 | 0 | 0 | 548.533 | 428.466 | 496.2132 | 558.5703 | 0 | 0 | 0 | 0 | 0 | -31.3623 | -26.3067 | -27.9961 | 0 | 0 | 0 | 0 | -155.9453 | 22.8332 | -49.4471 | -101.2279 | 0.38056 | 0.014884 | 0.38398 | 0.014884 | -59.3463 | 0.33984 | -18.9866 | -1.5066
10 | 10 | 14 | 520.1426 | 521.6069 | 525.6868 | 529.1834 | 0 | 0 | 0 | 0 | 135.9127 | 101.0206 | 99.0517 | 97.3857 | 0 | 0 | 0 | 0 | 530.0874 | 403.6698 | 466.0041 | 523.5094 | 0 | 0 | 0 | 0 | 0 | -12.6061 | -15.3252 | -19.9189 | 0 | 0 | 0 | 0 | -145.8575 | 29.5225 | -24.0437 | -71.7927 | 0.37634 | 0.014773 | 0.38398 | 0.013952 | -54.8924 | 0.43613 | -9.2322 | -1.0016
10 | 10 | 15 | 515.886 | 517.9223 | 522.5904 | 526.581 | 0 | 0 | 0 | 0 | 141.4588 | 125.7433 | 112.5153 | 97.5568 | 0 | 0 | 0 | 0 | 513.0083 | 395.8229 | 448.6284 | 497.4275 | 0 | 0 | 0 | 0 | 0 | -16.7422 | -1.616 | 3.4335 | 0 | 0 | 0 | 0 | -138.581 | 13.0984 | -36.9373 | -71.8368 | 0.3716 | 0.014335 | 0.38347 | 0.014454 | -51.4972 | 0.18776 | -14.1643 | -1.0383
10 | 10 | 16 | 506.3688 | 510.2064 | 516.8336 | 522.5805 | 0 | 0 | 0 | 0 | 169.274 | 134.008 | 124.2292 | 149.3213 | 0 | 0 | 0 | 0 | 451.2115 | 321.8524 | 363.7886 | 402.9716 | 0 | 0 | 0 | 0 | 0 | -1.758 | -1.3553 | 8.9988 | 0 | 0 | 0 | 0 | -114.1167 | 56.1041 | 30.1711 | -38.7112 | 0.36606 | 0.39562 | 0.37317 | 0.38507 | -41.7737 | 22.1961 | 11.2591 | -14.9066
10 | 10 | 17 | 497.4865 | 502.9708 | 511.346 | 518.6097 | 0 | 0 | 0 | 0 | 195.9099 | 172.3299 | 142.5934 | 177.9469 | 0 | 0 | 0 | 0 | 349.9379 | 222.4373 | 237.6647 | 252.7128 | 0 | 0 | 0 | 0 | 0 | -9.1616 | -0.074853 | 0 | 0 | 0 | 0 | 0 | -48.3613 | 117.3652 | 131.1628 | 87.9499 | 0.3796 | 0.40231 | 0.39727 | 0.39167 | -18.3581 | 47.2177 | 52.107 | 34.4472
10 | 10 | 18 | 515.3305 | 522.8179 | 533.4604 | 542.6938 | 0 | 0 | 0 | 0 | 246.1803 | 203.5874 | 194.1681 | 210.2177 | 0 | 0 | 0 | 0 | 237.7514 | 127.0463 | 132.1223 | 138.1739 | 0 | 0 | 0 | 0 | 0 | -1.5484 | 2.8545 | 15.0201 | 0 | 0 | 0 | 0 | 31.3988 | 193.7327 | 204.3156 | 179.2821 | 0.38763 | 0.39764 | 0.3935 | 0.37855 | 12.1711 | 77.0355 | 80.3985 | 67.8679
10 | 10 | 19 | 544.2151 | 554.7504 | 568.8524 | 581.0988 | 0 | 0 | 0 | 0 | 248.8669 | 220.1758 | 219.9696 | 218.0884 | 0 | 0 | 0 | 0 | 201.7012 | 110.4156 | 112.5271 | 115.721 | 0 | 0 | 0 | 0 | 0 | -0.24515 | 5.7603 | 25.4247 | 0 | 0 | 0 | 0 | 93.6471 | 224.4041 | 230.5955 | 221.8646 | 0.39128 | 0.40086 | 0.39698 | 0.38389 | 36.6424 | 89.9553 | 91.5426 | 85.172
10 | 10 | 20 | 532.1363 | 543.2083 | 557.7712 | 570.3396 | 0 | 0 | 0 | 0 | 234.6388 | 222.2032 | 221.7177 | 232.3114 | 0 | 0 | 0 | 0 | 168.8779 | 106.0333 | 104.0012 | 103.1813 | 0 | 0 | 0 | 0 | 0 | 14.1928 | 6.3469 | 17.2511 | 0 | 0 | 0 | 0 | 128.6196 | 200.779 | 225.7055 | 217.5958 | 0.39034 | 0.40015 | 0.39617 | 0.38289 | 50.2059 | 80.3425 | 89.4186 | 83.3148
10 | 10 | 21 | 505.1462 | 516.3006 | 530.7496 | 543.1317 | 0 | 0 | 0 | 0 | 230.5839 | 211.6741 | 222.9654 | 235.4601 | 0 | 0 | 0 | 0 | 150.8293 | 105.0375 | 102.2304 | 100.6182 | 0 | 0 | 0 | 0 | 0 | 16.6514 | 5.3555 | 18.4157 | 0 | 0 | 0 | 0 | 123.733 | 182.9376 | 200.1984 | 188.6376 | 0.38547 | 0.3963 | 0.39241 | 0.3776 | 47.6949 | 72.4987 | 78.5603 | 71.2289
10 | 10 | 22 | 461.7613 | 472.6677 | 486.6334 | 498.5928 | 0 | 0 | 0 | 0 | 266.2951 | 203.4369 | 219.6224 | 223.4758 | 0 | 0 | 0 | 0 | 144.0848 | 97.2324 | 95.8667 | 95.6153 | 0 | 0 | 0 | 0 | 0 | 21.2495 | 8.2093 | 23.4533 | 0 | 0 | 0 | 0 | 51.3814 | 150.7489 | 162.935 | 156.0484 | 0.37586 | 0.38944 | 0.38588 | 0.36712 | 19.3122 | 58.7075 | 62.8727 | 57.2882
10 | 10 | 23 | 419.8946 | 430.0611 | 443.002 | 454.0507 | 0 | 0 | 0 | 0 | 232.089 | 191.8452 | 195.3004 | 198.8679 | 0 | 0 | 0 | 0 | 119.5432 | 81.3691 | 80.6447 | 80.9789 | 0 | 0 | 0 | 0 | 0 | 0.30527 | 21.0558 | 1.052 | 0 | 0 | 0 | 0 | 68.2625 | 156.5416 | 146.001 | 173.152 | 0.36524 | 0.38446 | 0.37959 | 0.36444 | 24.9324 | 60.1834 | 55.4199 | 63.1036
10 | 10 | 24 | 389.0801 | 397.2391 | 407.7806 | 416.6646 | 0 | 0 | 0 | 0 | 171.1718 | 182.6001 | 179.0598 | 159.9481 | 0 | 0 | 0 | 0 | 104.8242 | 64.9579 | 64.0993 | 64.318 | 0 | 0 | 0 | 0 | 0 | 6.6754 | 12.589 | -3.929 | 0 | 0 | 0 | 0 | 113.084 | 143.0057 | 152.0325 | 196.3275 | 0.36532 | 0.37062 | 0.37486 | 0.36426 | 41.3114 | 53.0005 | 56.9915 | 71.5144
10 | 11 | 1 | 372.474 | 378.2186 | 385.9275 | 392.1985 | 0 | 0 | 0 | 0 | 167.6115 | 179.4677 | 177.6147 | 176.6142 | 0 | 0 | 0 | 0 | 112.9832 | 61.9316 | 62.5402 | 64.2218 | 0 | 0 | 0 | 0 | 0 | 11.1858 | 16.2032 | -0.28068 | 0 | 0 | 0 | 0 | 91.8793 | 125.6335 | 129.5693 | 151.6431 | 0.37115 | 0.38254 | 0.37827 | 0.36417 | 34.1006 | 48.0601 | 49.0127 | 55.2242
10 | 11 | 2 | 363.0919 | 366.9238 | 372.4975 | 376.9036 | 0 | 0 | 0 | 0 | 137.2536 | 181.553 | 175.8307 | 159.4797 | 0 | 0 | 0 | 0 | 124.0077 | 71.2124 | 71.9913 | 73.9135 | 0 | 0 | 0 | 0 | 0 | 5.8979 | 3.45 | -2.8958 | 0 | 0 | 0 | 0 | 101.8306 | 108.2605 | 121.2255 | 146.4062 | 0.37051 | 0.38125 | 0.37759 | 0.36407 | 37.7293 | 41.2738 | 45.7739 | 53.3018
10 | 11 | 3 | 358.4918 | 360.5792 | 364.2234 | 366.9423 | 0 | 0 | 0 | 0 | 130.4447 | 190.8814 | 175.1363 | 123.2533 | 0 | 0 | 0 | 0 | 120.5294 | 82.9382 | 82.5829 | 83.4433 | 0 | 0 | 0 | 0 | 0 | 20.6167 | 7.9537 | -5.6982 | 0 | 0 | 0 | 0 | 107.5178 | 66.1429 | 98.5506 | 165.9438 | 0.36947 | 0.37677 | 0.37471 | 0.36399 | 39.7243 | 24.9209 | 36.9283 | 60.4013
10 | 11 | 4 | 365.96 | 366.5386 | 368.5415 | 369.7906 | 0 | 0 | 0 | 0 | 185.6988 | 181.8097 | 177.8302 | 120.0833 | 0 | 0 | 0 | 0 | 116.8518 | 100.7761 | 98.6077 | 97.7524 | 0 | 0 | 0 | 0 | 0 | 0.96937 | 3.5724 | -6.0784 | 0 | 0 | 0 | 0 | 63.4094 | 82.9835 | 88.5312 | 158.0333 | 0.36665 | 0.38012 | 0.37574 | 0.364 | 23.2488 | 31.544 | 33.2649 | 57.5245
10 | 11 | 5 | 393.7213 | 393.048 | 393.7743 | 393.8545 | 0 | 0 | 0 | 0 | 227.958 | 182.2296 | 179.3047 | 172.7473 | 0 | 0 | 0 | 0 | 113.2248 | 105.448 | 102.1354 | 100.1936 | 0 | 0 | 0 | 0 | 0 | 6.5784 | 0.95342 | -2.1786 | 0 | 0 | 0 | 0 | 52.5385 | 98.792 | 111.3807 | 123.0922 | 0.36507 | 0.38413 | 0.37673 | 0.36411 | 19.1802 | 37.9493 | 41.9606 | 44.8191
10 | 11 | 6 | 436.1697 | 434.5548 | 434.4617 | 433.829 | 0 | 0 | 0 | 0 | 247.9337 | 200.476 | 198.3006 | 202.2966 | 0 | 0 | 0 | 0 | 107.8329 | 100.9888 | 95.0846 | 90.6167 | 0 | 0 | 0 | 0 | 0 | 20.052 | 7.6166 | -1.2482 | 0 | 0 | 0 | 0 | 80.4032 | 113.038 | 133.4598 | 142.1639 | 0.37565 | 0.38754 | 0.38116 | 0.36427 | 30.2033 | 43.8066 | 50.8701 | 51.7854
10 | 11 | 7 | 465.0315 | 462.9997 | 462.7654 | 462.2201 | 0 | 0 | 0 | 0 | 237.1843 | 179.2991 | 180.6427 | 146.5461 | 0 | 0 | 0 | 0 | 129.2758 | 123.6372 | 118.0568 | 113.6298 | 0 | 0 | 0 | 0 | 0 | -0.82056 | -6.8394 | -1.4931 | 0 | 0 | 0 | 0 | 98.5714 | 160.884 | 170.9052 | 203.5373 | 0.37409 | 0.38456 | 0.38293 | 0.3729 | 36.8742 | 61.8691 | 65.4448 | 75.8999
10 | 11 | 8 | 479.9127 | 478.0082 | 478.3658 | 478.7992 | 0 | 0 | 0 | 0 | 181.6447 | 128.2249 | 126.0236 | 135.0069 | 0 | 0 | 0 | 0 | 189.7775 | 226.4369 | 239.1674 | 250.9349 | 0 | 0 | 0 | 0 | 0 | -6.4129 | -2.887 | 0.67046 | 0 | 0 | 0 | 0 | 108.4905 | 129.7593 | 116.0618 | 92.1869 | 0.36583 | 0.38953 | 0.37971 | 0.39001 | 39.6893 | 50.5453 | 44.07 | 35.9537
10 | 11 | 9 | 497.452 | 496.4796 | 498.3076 | 500.4703 | 0 | 0 | 0 | 0 | 142.1229 | 126.2509 | 123.7694 | 134.9825 | 0 | 0 | 0 | 0 | 233.3567 | 310.1557 | 341.2463 | 369.3293 | 0 | 0 | 0 | 0 | 0 | -10.5051 | -12.5149 | -5.1132 | 0 | 0 | 0 | 0 | 121.9725 | 70.5782 | 45.8068 | 1.2717 | 0.37083 | 0.014884 | 0.38398 | 0.014047 | 45.231 | 1.0505 | 17.5888 | 0.017864
10 | 11 | 10 | 512.8884 | 512.1982 | 514.3611 | 516.758 | 0 | 0 | 0 | 0 | 125.3916 | 101.0206 | 99.0517 | 118.0015 | 0 | 0 | 0 | 0 | 251.7788 | 328.0759 | 372.7853 | 413.2265 | 0 | 0 | 0 | 0 | 0 | -25.2642 | -26.8491 | -28.2525 | 0 | 0 | 0 | 0 | 135.718 | 108.3659 | 69.3732 | 13.7825 | 0.38038 | 0.014884 | 0.38398 | 0.014884 | 51.6243 | 1.6129 | 26.6377 | 0.20513
10 | 11 | 11 | 519.7717 | 519.2175 | 521.3002 | 523.3083 | 0 | 0 | 0 | 0 | 129.7934 | 101.0206 | 99.0517 | 97.3857 | 0 | 0 | 0 | 0 | 245.5402 | 309.3386 | 358.6913 | 403.4401 | 0 | 0 | 0 | 0 | 0 | -24.564 | -26.4285 | -28.2 | 0 | 0 | 0 | 0 | 144.4381 | 133.4223 | 89.9856 | 50.6825 | 0.3836 | 0.014884 | 0.38398 | 0.014884 | 55.4066 | 1.9858 | 34.5524 | 0.75434
10 | 11 | 12 | 517.8676 | 517.5162 | 519.624 | 521.4261 | 0 | 0 | 0 | 0 | 127.3148 | 101.0206 | 99.0517 | 97.3857 | 0 | 0 | 0 | 0 | 249.1843 | 314.1201 | 372.673 | 425.8592 | 0 | 0 | 0 | 0 | 0 | -26.2765 | -26.4057 | -29.5277 | 0 | 0 | 0 | 0 | 141.3685 | 128.652 | 74.305 | 27.7089 | 0.38344 | 0.014884 | 0.38398 | 0.014884 | 54.2061 | 1.9148 | 28.5314 | 0.41241
10 | 11 | 13 | 525.6269 | 526.4377 | 529.791 | 532.6057 | 0 | 0 | 0 | 0 | 127.7311 | 101.0206 | 103.64 | 97.3857 | 0 | 0 | 0 | 0 | 251.2835 | 320.2905 | 380.4513 | 435.0882 | 0 | 0 | 0 | 0 | 0 | -31.3623 | -26.3067 | -27.9961 | 0 | 0 | 0 | 0 | 146.6122 | 136.4889 | 72.0064 | 28.1279 | 0.38056 | 0.014884 | 0.38398 | 0.014884 | 55.7945 | 2.0315 | 27.6488 | 0.41865
10 | 11 | 14 | 524.4421 | 526.0459 | 530.297 | 533.9411 | 0 | 0 | 0 | 0 | 135.9127 | 101.0206 | 99.0517 | 97.3857 | 0 | 0 | 0 | 0 | 210.484 | 250.6554 | 302.7426 | 350.3145 | 0 | 0 | 0 | 0 | 0 | -12.6061 | -15.3252 | -19.9189 | 0 | 0 | 0 | 0 | 178.0455 | 186.976 | 143.8279 | 106.1599 | 0.37634 | 0.014773 | 0.38398 | 0.013952 | 67.0061 | 2.7622 | 55.2266 | 1.4811
10 | 11 | 15 | 519.8317 | 521.9959 | 526.8211 | 530.9471 | 0 | 0 | 0 | 0 | 141.4588 | 125.7433 | 112.5153 | 97.5568 | 0 | 0 | 0 | 0 | 180.3988 | 209.9784 | 254.6143 | 295.5554 | 0 | 0 | 0 | 0 | 0 | -16.7422 | -1.616 | 3.4335 | 0 | 0 | 0 | 0 | 197.9741 | 203.0165 | 161.3075 | 134.4013 | 0.3716 | 0.014335 | 0.38347 | 0.014454 | 73.5679 | 2.9102 | 61.8562 | 1.9426
10 | 11 | 16 | 513.1808 | 517.2393 | 524.1377 | 530.1184 | 0 | 0 | 0 | 0 | 169.274 | 134.008 | 124.2292 | 149.3213 | 0 | 0 | 0 | 0 | 141.5525 | 159.795 | 189.1366 | 216.3052 | 0 | 0 | 0 | 0 | 0 | -1.758 | -1.3553 | 8.9988 | 0 | 0 | 0 | 0 | 202.3544 | 225.1944 | 212.1273 | 155.4931 | 0.36606 | 0.39562 | 0.37317 | 0.38507 | 74.0741 | 89.0923 | 79.1603 | 59.8762
10 | 11 | 17 | 504.5993 | 510.3142 | 518.9726 | 526.4804 | 0 | 0 | 0 | 0 | 195.9099 | 172.3299 | 142.5934 | 177.9469 | 0 | 0 | 0 | 0 | 91.1613 | 103.7328 | 107.8768 | 112.1698 | 0 | 0 | 0 | 0 | 0 | -9.1616 | -0.074853 | 0 | 0 | 0 | 0 | 0 | 217.5281 | 243.4133 | 268.5774 | 236.3637 | 0.3796 | 0.40231 | 0.39727 | 0.39167 | 82.5745 | 97.9286 | 106.6976 | 92.5762
10 | 11 | 18 | 518.1968 | 525.7772 | 536.5338 | 545.8656 | 0 | 0 | 0 | 0 | 246.1803 | 203.5874 | 194.1681 | 210.2177 | 0 | 0 | 0 | 0 | 46.4388 | 51.3094 | 47.4948 | 44.7982 | 0 | 0 | 0 | 0 | 0 | -1.5484 | 2.8545 | 15.0201 | 0 | 0 | 0 | 0 | 225.5777 | 272.4289 | 292.0165 | 275.8296 | 0.38763 | 0.39764 | 0.3935 | 0.37855 | 87.4407 | 108.3281 | 114.9089 | 104.4164
10 | 11 | 19 | 544.569 | 555.1158 | 569.2319 | 581.4903 | 0 | 0 | 0 | 0 | 248.8669 | 220.1758 | 219.9696 | 218.0884 | 0 | 0 | 0 | 0 | 55.6913 | 58.132 | 54.6277 | 52.2982 | 0 | 0 | 0 | 0 | 0 | -0.24515 | 5.7603 | 25.4247 | 0 | 0 | 0 | 0 | 240.0109 | 277.053 | 288.8743 | 285.679 | 0.39128 | 0.40086 | 0.39698 | 0.38389 | 93.9119 | 111.0603 | 114.6784 | 109.6698
10 | 11 | 20 | 531.3224 | 542.368 | 556.8985 | 569.4389 | 0 | 0 | 0 | 0 | 234.6388 | 222.2032 | 221.7177 | 232.3114 | 0 | 0 | 0 | 0 | 61.8577 | 56.717 | 53.4829 | 51.4495 | 0 | 0 | 0 | 0 | 0 | 14.1928 | 6.3469 | 17.2511 | 0 | 0 | 0 | 0 | 234.8259 | 249.255 | 275.3511 | 268.4269 | 0.39034 | 0.40015 | 0.39617 | 0.38289 | 91.663 | 99.7404 | 109.0869 | 102.7775
10 | 11 | 21 | 498.9181 | 509.8705 | 524.0715 | 536.2399 | 0 | 0 | 0 | 0 | 230.5839 | 211.6741 | 222.9654 | 235.4601 | 0 | 0 | 0 | 0 | 70.5429 | 61.8474 | 60.0316 | 59.3818 | 0 | 0 | 0 | 0 | 0 | 16.6514 | 5.3555 | 18.4157 | 0 | 0 | 0 | 0 | 197.7913 | 219.6976 | 235.7191 | 222.9822 | 0.38547 | 0.3963 | 0.39241 | 0.3776 | 76.2419 | 87.0668 | 92.4991 | 84.1973
10 | 11 | 22 | 461.9028 | 472.8138 | 486.7852 | 498.7494 | 0 | 0 | 0 | 0 | 266.2951 | 203.4369 | 219.6224 | 223.4758 | 0 | 0 | 0 | 0 | 88.2952 | 61.7559 | 62.7697 | 64.861 | 0 | 0 | 0 | 0 | 0 | 21.2495 | 8.2093 | 23.4533 | 0 | 0 | 0 | 0 | 107.3126 | 186.3714 | 196.1838 | 186.9593 | 0.37586 | 0.38944 | 0.38588 | 0.36712 | 40.3345 | 72.5803 | 75.7026 | 68.6362
10 | 11 | 23 | 421.0978 | 431.3033 | 444.2921 | 455.3821 | 0 | 0 | 0 | 0 | 232.089 | 191.8452 | 195.3004 | 198.8679 | 0 | 0 | 0 | 0 | 86.8229 | 52.8159 | 53.105 | 54.5185 | 0 | 0 | 0 | 0 | 0 | 0.30527 | 21.0558 | 1.052 | 0 | 0 | 0 | 0 | 102.1859 | 186.337 | 174.8308 | 200.9437 | 0.36524 | 0.38446 | 0.37959 | 0.36444 | 37.3227 | 71.6385 | 66.3633 | 73.232
10 | 11 | 24 | 390.531 | 398.737 | 409.3363 | 418.2701 | 0 | 0 | 0 | 0 | 171.1718 | 182.6001 | 179.0598 | 159.9481 | 0 | 0 | 0 | 0 | 74.4561 | 57.0873 | 54.7888 | 53.715 | 0 | 0 | 0 | 0 | 0 | 6.6754 | 12.589 | -3.929 | 0 | 0 | 0 | 0 | 144.9031 | 152.3742 | 162.8987 | 208.5359 | 0.36532 | 0.37062 | 0.37486 | 0.36426 | 52.9355 | 56.4727 | 61.0648 | 75.9614
10 | 12 | 1 | 372.3501 | 378.0907 | 385.7947 | 392.0615 | 0 | 0 | 0 | 0 | 167.6115 | 179.4677 | 177.6147 | 176.6142 | 0 | 0 | 0 | 0 | 75.049 | 73.5076 | 70.9383 | 69.6196 | 0 | 0 | 0 | 0 | 0 | 11.1858 | 16.2032 | -0.28068 | 0 | 0 | 0 | 0 | 129.6897 | 113.9296 | 121.0385 | 146.1083 | 0.37115 | 0.38254 | 0.37827 | 0.36417 | 48.1338 | 43.5828 | 45.7857 | 53.2086
10 | 12 | 2 | 361.8357 | 365.6268 | 371.1505 | 375.5135 | 0 | 0 | 0 | 0 | 137.2536 | 181.553 | 175.8307 | 159.4797 | 0 | 0 | 0 | 0 | 84.6497 | 76.8463 | 75.9727 | 76.297 | 0 | 0 | 0 | 0 | 0 | 5.8979 | 3.45 | -2.8958 | 0 | 0 | 0 | 0 | 139.9324 | 101.3296 | 115.897 | 142.6325 | 0.37051 | 0.38125 | 0.37759 | 0.36407 | 51.8465 | 38.6314 | 43.7619 | 51.9279
10 | 12 | 3 | 357.7664 | 359.8303 | 363.4455 | 366.1396 | 0 | 0 | 0 | 0 | 130.4447 | 190.8814 | 175.1363 | 123.2533 | 0 | 0 | 0 | 0 | 88.0413 | 89.3233 | 89.1315 | 90.1176 | 0 | 0 | 0 | 0 | 0 | 20.6167 | 7.9537 | -5.6982 | 0 | 0 | 0 | 0 | 139.2804 | 59.0089 | 91.2242 | 158.4668 | 0.36947 | 0.37677 | 0.37471 | 0.36399 | 51.4595 | 22.233 | 34.1829 | 57.6798
10 | 12 | 4 | 366.19 | 366.7761 | 368.7881 | 370.0452 | 0 | 0 | 0 | 0 | 185.6988 | 181.8097 | 177.8302 | 120.0833 | 0 | 0 | 0 | 0 | 94.909 | 90.3174 | 91.1262 | 93.0852 | 0 | 0 | 0 | 0 | 0 | 0.96937 | 3.5724 | -6.0784 | 0 | 0 | 0 | 0 | 85.5822 | 93.6797 | 96.2593 | 162.9551 | 0.36665 | 0.38012 | 0.37574 | 0.364 | 31.3784 | 35.6099 | 36.1686 | 59.316
10 | 12 | 5 | 390.1119 | 389.3215 | 389.904 | 389.8603 | 0 | 0 | 0 | 0 | 227.958 | 182.2296 | 179.3047 | 172.7473 | 0 | 0 | 0 | 0 | 93.2584 | 94.0786 | 95.1758 | 97.3921 | 0 | 0 | 0 | 0 | 0 | 6.5784 | 0.95342 | -2.1786 | 0 | 0 | 0 | 0 | 68.8954 | 106.4349 | 114.47 | 121.8996 | 0.36507 | 0.38413 | 0.37673 | 0.36411 | 25.1517 | 40.8852 | 43.1245 | 44.3849
10 | 12 | 6 | 432.9318 | 431.2119 | 430.9899 | 430.2461 | 0 | 0 | 0 | 0 | 247.9337 | 200.476 | 198.3006 | 202.2966 | 0 | 0 | 0 | 0 | 92.1447 | 95.0129 | 96.6801 | 99.3595 | 0 | 0 | 0 | 0 | 0 | 20.052 | 7.6166 | -1.2482 | 0 | 0 | 0 | 0 | 92.8534 | 115.671 | 128.3925 | 129.8381 | 0.37565 | 0.38754 | 0.38116 | 0.36427 | 34.8802 | 44.827 | 48.9386 | 47.2955
10 | 12 | 7 | 466.6416 | 464.6621 | 464.4918 | 464.0018 | 0 | 0 | 0 | 0 | 237.1843 | 179.2991 | 180.6427 | 146.5461 | 0 | 0 | 0 | 0 | 124.6821 | 99.7928 | 104.2743 | 109.4505 | 0 | 0 | 0 | 0 | 0 | -0.82056 | -6.8394 | -1.4931 | 0 | 0 | 0 | 0 | 104.7752 | 186.3907 | 186.4142 | 209.4983 | 0.37409 | 0.38456 | 0.38293 | 0.3729 | 39.1949 | 71.6778 | 71.3837 | 78.1228
10 | 12 | 8 | 482.319 | 480.4925 | 480.946 | 481.4619 | 0 | 0 | 0 | 0 | 181.6447 | 128.2249 | 126.0236 | 135.0069 | 0 | 0 | 0 | 0 | 168.962 | 134.7993 | 153.1686 | 170.8847 | 0 | 0 | 0 | 0 | 0 | -6.4129 | -2.887 | 0.67046 | 0 | 0 | 0 | 0 | 131.7123 | 223.8812 | 204.6408 | 174.8999 | 0.36583 | 0.38953 | 0.37971 | 0.39001 | 48.1845 | 87.2087 | 77.7044 | 68.2125
10 | 12 | 9 | 494.9572 | 493.9039 | 495.6325 | 497.7097 | 0 | 0 | 0 | 0 | 142.1229 | 126.2509 | 123.7694 | 134.9825 | 0 | 0 | 0 | 0 | 206.337 | 170.7136 | 206.2793 | 239.7148 | 0 | 0 | 0 | 0 | 0 | -10.5051 | -12.5149 | -5.1132 | 0 | 0 | 0 | 0 | 146.4974 | 207.4445 | 178.0988 | 128.1256 | 0.37083 | 0.014884 | 0.38398 | 0.014047 | 54.3255 | 3.0875 | 68.3859 | 1.7998
10 | 12 | 10 | 509.2789 | 508.4717 | 510.4908 | 512.7638 | 0 | 0 | 0 | 0 | 125.3916 | 101.0206 | 99.0517 | 118.0015 | 0 | 0 | 0 | 0 | 242.5777 | 209.908 | 252.9832 | 293.1926 | 0 | 0 | 0 | 0 | 0 | -25.2642 | -26.8491 | -28.2525 | 0 | 0 | 0 | 0 | 141.3096 | 222.8073 | 185.305 | 129.8223 | 0.38038 | 0.014884 | 0.38398 | 0.014884 | 53.7512 | 3.3162 | 71.1529 | 1.9322
10 | 12 | 11 | 510.1995 | 509.3349 | 511.0364 | 512.7161 | 0 | 0 | 0 | 0 | 129.7934 | 101.0206 | 99.0517 | 97.3857 | 0 | 0 | 0 | 0 | 256.5121 | 242.3532 | 291.3268 | 336.873 | 0 | 0 | 0 | 0 | 0 | -24.564 | -26.4285 | -28.2 | 0 | 0 | 0 | 0 | 123.894 | 190.5251 | 147.0864 | 106.6574 | 0.3836 | 0.014884 | 0.38398 | 0.014884 | 47.5258 | 2.8357 | 56.4778 | 1.5875
10 | 12 | 12 | 507.0038 | 506.3001 | 507.9752 | 509.4046 | 0 | 0 | 0 | 0 | 127.3148 | 101.0206 | 99.0517 | 97.3857 | 0 | 0 | 0 | 0 | 271.2353 | 264.4836 | 315.3715 | 362.5819 | 0 | 0 | 0 | 0 | 0 | -26.2765 | -26.4057 | -29.5277 | 0 | 0 | 0 | 0 | 108.4537 | 167.0723 | 119.9578 | 78.9646 | 0.38344 | 0.014884 | 0.38398 | 0.014884 | 41.5853 | 2.4866 | 46.0611 | 1.1753
10 | 12 | 13 | 510.0389 | 510.3442 | 513.0768 | 515.3567 | 0 | 0 | 0 | 0 | 127.7311 | 101.0206 | 103.64 | 97.3857 | 0 | 0 | 0 | 0 | 287.4988 | 275.8191 | 330.4576 | 381.1741 | 0 | 0 | 0 | 0 | 0 | -31.3623 | -26.3067 | -27.9961 | 0 | 0 | 0 | 0 | 94.8089 | 164.8668 | 105.2859 | 64.7929 | 0.38056 | 0.014884 | 0.38398 | 0.014884 | 36.0803 | 2.4538 | 40.4274 | 0.96436
10 | 12 | 14 | 504.4661 | 505.4221 | 508.8778 | 511.8365 | 0 | 0 | 0 | 0 | 135.9127 | 101.0206 | 99.0517 | 97.3857 | 0 | 0 | 0 | 0 | 290.1294 | 246.7782 | 302.8268 | 355.1753 | 0 | 0 | 0 | 0 | 0 | -12.6061 | -15.3252 | -19.9189 | 0 | 0 | 0 | 0 | 78.4241 | 170.2293 | 122.3244 | 79.1945 | 0.37634 | 0.014773 | 0.38398 | 0.013952 | 29.5143 | 2.5148 | 46.9698 | 1.1049
10 | 12 | 15 | 496.2993 | 497.7004 | 501.5886 | 504.907 | 0 | 0 | 0 | 0 | 141.4588 | 125.7433 | 112.5153 | 97.5568 | 0 | 0 | 0 | 0 | 294.1517 | 229.591 | 283.2485 | 333.7008 | 0 | 0 | 0 | 0 | 0 | -16.7422 | -1.616 | 3.4335 | 0 | 0 | 0 | 0 | 60.6888 | 159.1083 | 107.4407 | 70.2159 | 0.3716 | 0.014335 | 0.38347 | 0.014454 | 22.5522 | 2.2808 | 41.2 | 1.0149
10 | 12 | 16 | 488.4099 | 491.6651 | 497.5771 | 502.7079 | 0 | 0 | 0 | 0 | 169.274 | 134.008 | 124.2292 | 149.3213 | 0 | 0 | 0 | 0 | 253.2975 | 184.5554 | 227.0123 | 267.4459 | 0 | 0 | 0 | 0 | 0 | -1.758 | -1.3553 | 8.9988 | 0 | 0 | 0 | 0 | 65.8384 | 174.8597 | 147.691 | 76.9419 | 0.36606 | 0.39562 | 0.37317 | 0.38507 | 24.1009 | 69.1787 | 55.1144 | 29.6282
10 | 12 | 17 | 480.3592 | 485.288 | 492.9812 | 499.6573 | 0 | 0 | 0 | 0 | 195.9099 | 172.3299 | 142.5934 | 177.9469 | 0 | 0 | 0 | 0 | 213.1169 | 130.1636 | 151.9502 | 173.6088 | 0 | 0 | 0 | 0 | 0 | -9.1616 | -0.074853 | 0 | 0 | 0 | 0 | 0 | 71.3324 | 191.9562 | 198.5124 | 148.1016 | 0.3796 | 0.40231 | 0.39727 | 0.39167 | 27.0781 | 77.2267 | 78.8629 | 58.0067
10 | 12 | 18 | 496.4161 | 503.2902 | 513.1795 | 521.7639 | 0 | 0 | 0 | 0 | 246.1803 | 203.5874 | 194.1681 | 210.2177 | 0 | 0 | 0 | 0 | 197.1678 | 100.9906 | 116.6213 | 132.916 | 0 | 0 | 0 | 0 | 0 | -1.5484 | 2.8545 | 15.0201 | 0 | 0 | 0 | 0 | 53.068 | 200.2606 | 199.5356 | 163.6101 | 0.38763 | 0.39764 | 0.3935 | 0.37855 | 20.5707 | 79.6313 | 78.5176 | 61.9353
10 | 12 | 19 | 515.9055 | 525.5227 | 538.4975 | 549.7724 | 0 | 0 | 0 | 0 | 248.8669 | 220.1758 | 219.9696 | 218.0884 | 0 | 0 | 0 | 0 | 181.266 | 108.4057 | 120.1636 | 132.7441 | 0 | 0 | 0 | 0 | 0 | -0.24515 | 5.7603 | 25.4247 | 0 | 0 | 0 | 0 | 85.7726 | 197.1863 | 192.604 | 173.5151 | 0.39128 | 0.40086 | 0.39698 | 0.38389 | 33.5613 | 79.0447 | 76.4606 | 66.611
10 | 12 | 20 | 506.0207 | 516.2458 | 529.7688 | 541.441 | 0 | 0 | 0 | 0 | 234.6388 | 222.2032 | 221.7177 | 232.3114 | 0 | 0 | 0 | 0 | 156.8841 | 115.5734 | 123.6841 | 132.7038 | 0 | 0 | 0 | 0 | 0 | 14.1928 | 6.3469 | 17.2511 | 0 | 0 | 0 | 0 | 114.4978 | 164.2764 | 178.0201 | 159.1747 | 0.39034 | 0.40015 | 0.39617 | 0.38289 | 44.6936 | 65.7359 | 70.5269 | 60.9461
10 | 12 | 21 | 488.532 | 499.1476 | 512.935 | 524.747 | 0 | 0 | 0 | 0 | 230.5839 | 211.6741 | 222.9654 | 235.4601 | 0 | 0 | 0 | 0 | 152.6654 | 127.2695 | 136.4037 | 146.3808 | 0 | 0 | 0 | 0 | 0 | 16.6514 | 5.3555 | 18.4157 | 0 | 0 | 0 | 0 | 105.2827 | 143.5526 | 148.2105 | 124.4903 | 0.38547 | 0.3963 | 0.39241 | 0.3776 | 40.5829 | 56.8903 | 58.1596 | 47.0071
10 | 12 | 22 | 462.0267 | 472.9417 | 486.918 | 498.8864 | 0 | 0 | 0 | 0 | 266.2951 | 203.4369 | 219.6224 | 223.4758 | 0 | 0 | 0 | 0 | 144.6392 | 116.9328 | 126.0808 | 136.0383 | 0 | 0 | 0 | 0 | 0 | 21.2495 | 8.2093 | 23.4533 | 0 | 0 | 0 | 0 | 51.0923 | 131.3224 | 133.0055 | 115.9191 | 0.37586 | 0.38944 | 0.38588 | 0.36712 | 19.2036 | 51.142 | 51.3236 | 42.556
10 | 12 | 23 | 426.7243 | 437.1123 | 450.3252 | 461.6082 | 0 | 0 | 0 | 0 | 232.089 | 191.8452 | 195.3004 | 198.8679 | 0 | 0 | 0 | 0 | 133.9379 | 108.2528 | 116.1589 | 124.9005 | 0 | 0 | 0 | 0 | 0 | 0.30527 | 21.0558 | 1.052 | 0 | 0 | 0 | 0 | 60.6974 | 136.7091 | 117.81 | 136.7878 | 0.36524 | 0.38446 | 0.37959 | 0.36444 | 22.1693 | 52.5587 | 44.719 | 49.851
10 | 12 | 24 | 392.1941 | 400.4542 | 411.1197 | 420.1105 | 0 | 0 | 0 | 0 | 171.1718 | 182.6001 | 179.0598 | 159.9481 | 0 | 0 | 0 | 0 | 125.1094 | 105.5544 | 112.3125 | 119.95 | 0 | 0 | 0 | 0 | 0 | 6.6754 | 12.589 | -3.929 | 0 | 0 | 0 | 0 | 95.913 | 105.6243 | 107.1584 | 144.1414 | 0.36532 | 0.37062 | 0.37486 | 0.36426 | 35.0386 | 39.1463 | 40.1698 | 52.505
10 | 13 | 1 | 371.4654 | 377.1773 | 384.8461 | 391.0825 | 0 | 0 | 0 | 0 | 167.6115 | 179.4677 | 177.6147 | 176.6142 | 0 | 0 | 0 | 0 | 117.8655 | 96.8161 | 102.2335 | 108.5982 | 0 | 0 | 0 | 0 | 0 | 11.1858 | 16.2032 | -0.28068 | 0 | 0 | 0 | 0 | 85.9885 | 89.7078 | 88.7946 | 106.1507 | 0.37115 | 0.38254 | 0.37827 | 0.36417 | 31.9143 | 34.317 | 33.5887 | 38.6572
10 | 13 | 2 | 359.1816 | 362.8867 | 368.3047 | 372.5767 | 0 | 0 | 0 | 0 | 137.2536 | 181.553 | 175.8307 | 159.4797 | 0 | 0 | 0 | 0 | 119.8173 | 93.0722 | 98.7535 | 105.3893 | 0 | 0 | 0 | 0 | 0 | 5.8979 | 3.45 | -2.8958 | 0 | 0 | 0 | 0 | 102.1107 | 82.3637 | 90.2705 | 110.6034 | 0.37051 | 0.38125 | 0.37759 | 0.36407 | 37.8331 | 31.4007 | 34.0855 | 40.2671
10 | 13 | 3 | 346.2656 | 347.9565 | 351.1138 | 353.4133 | 0 | 0 | 0 | 0 | 130.4447 | 190.8814 | 175.1363 | 123.2533 | 0 | 0 | 0 | 0 | 116.5498 | 78.635 | 83.8157 | 89.9788 | 0 | 0 | 0 | 0 | 0 | 20.6167 | 7.9537 | -5.6982 | 0 | 0 | 0 | 0 | 99.2711 | 57.8234 | 84.2082 | 145.8793 | 0.36947 | 0.37677 | 0.37471 | 0.36399 | 36.6774 | 21.7863 | 31.554 | 53.0981
10 | 13 | 4 | 331.723 | 331.1914 | 331.831 | 331.9054 | 0 | 0 | 0 | 0 | 185.6988 | 181.8097 | 177.8302 | 120.0833 | 0 | 0 | 0 | 0 | 113.7687 | 63.8379 | 68.6115 | 74.391 | 0 | 0 | 0 | 0 | 0 | 0.96937 | 3.5724 | -6.0784 | 0 | 0 | 0 | 0 | 32.2555 | 84.5745 | 81.8168 | 143.5095 | 0.36665 | 0.38012 | 0.37574 | 0.364 | 11.8263 | 32.1488 | 30.742 | 52.2378
10 | 13 | 5 | 349.806 | 347.7086 | 346.6861 | 345.2595 | 0 | 0 | 0 | 0 | 227.958 | 182.2296 | 179.3047 | 172.7473 | 0 | 0 | 0 | 0 | 98.5404 | 57.7498 | 60.1545 | 63.6449 | 0 | 0 | 0 | 0 | 0 | 6.5784 | 0.95342 | -2.1786 | 0 | 0 | 0 | 0 | 23.3076 | 101.1508 | 106.2735 | 111.0459 | 0.36507 | 0.38413 | 0.37673 | 0.36411 | 8.5089 | 38.8554 | 40.0366 | 40.433
10 | 13 | 6 | 366.1918 | 362.3076 | 359.428 | 356.3942 | 0 | 0 | 0 | 0 | 247.9337 | 200.476 | 198.3006 | 202.2966 | 0 | 0 | 0 | 0 | 92.7817 | 57.6408 | 59.0756 | 61.618 | 0 | 0 | 0 | 0 | 0 | 20.052 | 7.6166 | -1.2482 | 0 | 0 | 0 | 0 | 25.4764 | 84.1389 | 94.4352 | 93.7279 | 0.37565 | 0.38754 | 0.38116 | 0.36427 | 9.5702 | 32.6071 | 35.9953 | 34.1418
10 | 13 | 7 | 378.7401 | 373.9101 | 370.2396 | 366.7336 | 0 | 0 | 0 | 0 | 237.1843 | 179.2991 | 180.6427 | 146.5461 | 0 | 0 | 0 | 0 | 128.7258 | 102.8794 | 106.2866 | 110.4878 | 0 | 0 | 0 | 0 | 0 | -0.82056 | -6.8394 | -1.4931 | 0 | 0 | 0 | 0 | 12.83 | 92.5521 | 90.1497 | 111.1927 | 0.37409 | 0.38456 | 0.38293 | 0.3729 | 4.7995 | 35.5916 | 34.5211 | 41.4642
10 | 13 | 8 | 405.529 | 401.2124 | 398.6081 | 396.4892 | 0 | 0 | 0 | 0 | 181.6447 | 128.2249 | 126.0236 | 135.0069 | 0 | 0 | 0 | 0 | 219.784 | 258.8031 | 276.0674 | 292.1696 | 0 | 0 | 0 | 0 | 0 | -6.4129 | -2.887 | 0.67046 | 0 | 0 | 0 | 0 | 4.1004 | 20.5973 | -0.59587 | -31.3577 | 0.36583 | 0.38953 | 0.37971 | 0.39001 | 1.5001 | 8.0233 | -0.22626 | -12.2298
10 | 13 | 9 | 427.3148 | 424.068 | 423.1031 | 422.8594 | 0 | 0 | 0 | 0 | 142.1229 | 126.2509 | 123.7694 | 134.9825 | 0 | 0 | 0 | 0 | 269.2877 | 369.3632 | 402.6725 | 432.856 | 0 | 0 | 0 | 0 | 0 | -10.5051 | -12.5149 | -5.1132 | 0 | 0 | 0 | 0 | 15.9043 | -61.0409 | -90.8239 | -139.866 | 0.37083 | 0.014884 | 0.38398 | 0.014047 | 5.8978 | -0.90851 | -34.8743 | -1.9647
10 | 13 | 10 | 442.132 | 439.1473 | 438.4926 | 438.4617 | 0 | 0 | 0 | 0 | 125.3916 | 101.0206 | 99.0517 | 118.0015 | 0 | 0 | 0 | 0 | 295.4123 | 443.9382 | 487.664 | 526.9843 | 0 | 0 | 0 | 0 | 0 | -25.2642 | -26.8491 | -28.2525 | 0 | 0 | 0 | 0 | 21.328 | -80.5473 | -121.374 | -178.2715 | 0.38038 | 0.014884 | 0.38398 | 0.014884 | 8.1127 | -1.1988 | -46.6048 | -2.6533
10 | 13 | 11 | 439.4784 | 436.3205 | 435.2058 | 434.459 | 0 | 0 | 0 | 0 | 129.7934 | 101.0206 | 99.0517 | 97.3857 | 0 | 0 | 0 | 0 | 304.8708 | 485.0011 | 534.8596 | 579.5449 | 0 | 0 | 0 | 0 | 0 | -24.564 | -26.4285 | -28.2 | 0 | 0 | 0 | 0 | 4.8143 | -125.1372 | -172.277 | -214.2715 | 0.3836 | 0.014884 | 0.38398 | 0.014884 | 1.8468 | -1.8625 | -66.1504 | -3.1891
10 | 13 | 12 | 437.6274 | 434.674 | 433.5866 | 432.6355 | 0 | 0 | 0 | 0 | 127.3148 | 101.0206 | 99.0517 | 97.3857 | 0 | 0 | 0 | 0 | 311.201 | 523.144 | 577.2125 | 625.517 | 0 | 0 | 0 | 0 | 0 | -26.2765 | -26.4057 | -29.5277 | 0 | 0 | 0 | 0 | -0.88833 | -163.2141 | -216.2719 | -260.7395 | 0.38344 | 0.014884 | 0.38398 | 0.014884 | -0.34062 | -2.4292 | -83.0435 | -3.8808
10 | 13 | 13 | 431.108 | 428.8537 | 428.4433 | 428.0149 | 0 | 0 | 0 | 0 | 127.7311 | 101.0206 | 103.64 | 97.3857 | 0 | 0 | 0 | 0 | 291.151 | 495.5135 | 546.5465 | 592.1944 | 0 | 0 | 0 | 0 | 0 | -31.3623 | -26.3067 | -27.9961 | 0 | 0 | 0 | 0 | 12.2259 | -136.318 | -195.4365 | -233.5691 | 0.38056 | 0.014884 | 0.38398 | 0.014884 | 4.6527 | -2.0289 | -75.0432 | -3.4764
10 | 13 | 14 | 431.268 | 429.8502 | 430.3912 | 430.8383 | 0 | 0 | 0 | 0 | 135.9127 | 101.0206 | 99.0517 | 97.3857 | 0 | 0 | 0 | 0 | 282.5416 | 487.8237 | 536.5616 | 580.0724 | 0 | 0 | 0 | 0 | 0 | -12.6061 | -15.3252 | -19.9189 | 0 | 0 | 0 | 0 | 12.8137 | -146.388 | -189.897 | -226.7008 | 0.37634 | 0.014773 | 0.38398 | 0.013952 | 4.8223 | -2.1626 | -72.9161 | -3.1629
10 | 13 | 15 | 427.7899 | 426.9694 | 428.1295 | 429.0973 | 0 | 0 | 0 | 0 | 141.4588 | 125.7433 | 112.5153 | 97.5568 | 0 | 0 | 0 | 0 | 256.8375 | 452.3845 | 493.2592 | 529.7788 | 0 | 0 | 0 | 0 | 0 | -16.7422 | -1.616 | 3.4335 | 0 | 0 | 0 | 0 | 29.4937 | -134.4161 | -176.0291 | -201.6717 | 0.3716 | 0.014335 | 0.38347 | 0.014454 | 10.9599 | -1.9268 | -67.5014 | -2.9149
10 | 13 | 16 | 428.128 | 429.4284 | 432.94 | 436.0024 | 0 | 0 | 0 | 0 | 169.274 | 134.008 | 124.2292 | 149.3213 | 0 | 0 | 0 | 0 | 222.5921 | 381.7083 | 409.3753 | 434.2097 | 0 | 0 | 0 | 0 | 0 | -1.758 | -1.3553 | 8.9988 | 0 | 0 | 0 | 0 | 36.2619 | -84.5299 | -99.3091 | -156.5274 | 0.36606 | 0.39562 | 0.37317 | 0.38507 | 13.2741 | -33.4421 | -37.0595 | -60.2745
10 | 13 | 17 | 428.8356 | 432.0936 | 437.7351 | 442.6433 | 0 | 0 | 0 | 0 | 195.9099 | 172.3299 | 142.5934 | 177.9469 | 0 | 0 | 0 | 0 | 135.9905 | 183.864 | 190.0777 | 196.1975 | 0 | 0 | 0 | 0 | 0 | -9.1616 | -0.074853 | 0 | 0 | 0 | 0 | 0 | 96.9352 | 85.0614 | 105.1389 | 68.4989 | 0.3796 | 0.40231 | 0.39727 | 0.39167 | 36.797 | 34.2214 | 41.7685 | 26.8288
10 | 13 | 18 | 454.447 | 459.9601 | 468.1782 | 475.3226 | 0 | 0 | 0 | 0 | 246.1803 | 203.5874 | 194.1681 | 210.2177 | 0 | 0 | 0 | 0 | 87.6494 | 75.1389 | 78.9158 | 83.4989 | 0 | 0 | 0 | 0 | 0 | -1.5484 | 2.8545 | 15.0201 | 0 | 0 | 0 | 0 | 120.6173 | 182.7823 | 192.2399 | 166.5859 | 0.38763 | 0.39764 | 0.3935 | 0.37855 | 46.7549 | 72.6812 | 75.6467 | 63.0617
10 | 13 | 19 | 477.6874 | 486.0654 | 497.5182 | 507.4819 | 0 | 0 | 0 | 0 | 248.8669 | 220.1758 | 219.9696 | 218.0884 | 0 | 0 | 0 | 0 | 117.1002 | 78.2166 | 87.0623 | 96.6015 | 0 | 0 | 0 | 0 | 0 | -0.24515 | 5.7603 | 25.4247 | 0 | 0 | 0 | 0 | 111.7204 | 187.9181 | 184.726 | 167.3672 | 0.39128 | 0.40086 | 0.39698 | 0.38389 | 43.7141 | 75.3294 | 73.3332 | 64.2509
10 | 13 | 20 | 468.8288 | 477.8479 | 489.8899 | 500.2861 | 0 | 0 | 0 | 0 | 234.6388 | 222.2032 | 221.7177 | 232.3114 | 0 | 0 | 0 | 0 | 108.6054 | 90.771 | 97.5522 | 105.1252 | 0 | 0 | 0 | 0 | 0 | 14.1928 | 6.3469 | 17.2511 | 0 | 0 | 0 | 0 | 125.5847 | 150.6809 | 164.2732 | 145.5984 | 0.39034 | 0.40015 | 0.39617 | 0.38289 | 49.0213 | 60.2956 | 65.0807 | 55.7479
10 | 13 | 21 | 458.046 | 467.673 | 480.2465 | 491.0125 | 0 | 0 | 0 | 0 | 230.5839 | 211.6741 | 222.9654 | 235.4601 | 0 | 0 | 0 | 0 | 105.0101 | 97.2 | 103.6899 | 110.9689 | 0 | 0 | 0 | 0 | 0 | 16.6514 | 5.3555 | 18.4157 | 0 | 0 | 0 | 0 | 122.452 | 142.1475 | 148.2357 | 126.1677 | 0.38547 | 0.3963 | 0.39241 | 0.3776 | 47.2011 | 56.3335 | 58.1695 | 47.6405
10 | 13 | 22 | 432.5316 | 442.4901 | 455.2919 | 466.2483 | 0 | 0 | 0 | 0 | 266.2951 | 203.4369 | 219.6224 | 223.4758 | 0 | 0 | 0 | 0 | 98.1644 | 97.3331 | 103.0301 | 109.5382 | 0 | 0 | 0 | 0 | 0 | 21.2495 | 8.2093 | 23.4533 | 0 | 0 | 0 | 0 | 68.0721 | 120.4706 | 124.4301 | 109.7811 | 0.37586 | 0.38944 | 0.38588 | 0.36712 | 25.5856 | 46.9159 | 48.0146 | 40.3026
10 | 13 | 23 | 401.3695 | 410.9353 | 423.1385 | 433.5515 | 0 | 0 | 0 | 0 | 232.089 | 191.8452 | 195.3004 | 198.8679 | 0 | 0 | 0 | 0 | 76.5213 | 99.9579 | 101.6337 | 104.2696 | 0 | 0 | 0 | 0 | 0 | 0.30527 | 21.0558 | 1.052 | 0 | 0 | 0 | 0 | 92.7592 | 118.8269 | 105.1485 | 129.362 | 0.36524 | 0.38446 | 0.37959 | 0.36444 | 33.8797 | 45.6838 | 39.9128 | 47.1447
10 | 13 | 24 | 376.4292 | 384.178 | 394.2157 | 402.6656 | 0 | 0 | 0 | 0 | 171.1718 | 182.6001 | 179.0598 | 159.9481 | 0 | 0 | 0 | 0 | 68.5981 | 97.9032 | 97.2456 | 97.649 | 0 | 0 | 0 | 0 | 0 | 6.6754 | 12.589 | -3.929 | 0 | 0 | 0 | 0 | 136.6593 | 96.9993 | 105.3213 | 148.9976 | 0.36532 | 0.37062 | 0.37486 | 0.36426 | 49.9239 | 35.9497 | 39.4812 | 54.2739
10 | 14 | 1 | 357.6645 | 362.9288 | 370.048 | 375.8109 | 0 | 0 | 0 | 0 | 167.6115 | 179.4677 | 177.6147 | 176.6142 | 0 | 0 | 0 | 0 | 66.0904 | 98.4432 | 95.9419 | 94.5842 | 0 | 0 | 0 | 0 | 0 | 11.1858 | 16.2032 | -0.28068 | 0 | 0 | 0 | 0 | 123.9626 | 73.8322 | 80.2882 | 104.8931 | 0.37115 | 0.38254 | 0.37827 | 0.36417 | 46.0083 | 28.2439 | 30.3709 | 38.1992
10 | 14 | 2 | 344.089 | 347.3047 | 352.1217 | 355.8758 | 0 | 0 | 0 | 0 | 137.2536 | 181.553 | 175.8307 | 159.4797 | 0 | 0 | 0 | 0 | 61.4631 | 99.4069 | 94.6403 | 91.1193 | 0 | 0 | 0 | 0 | 0 | 5.8979 | 3.45 | -2.8958 | 0 | 0 | 0 | 0 | 145.3723 | 60.4469 | 78.2007 | 108.1726 | 0.37051 | 0.38125 | 0.37759 | 0.36407 | 53.862 | 23.0451 | 29.528 | 39.3822
10 | 14 | 3 | 338.3035 | 339.7362 | 342.5765 | 344.6027 | 0 | 0 | 0 | 0 | 130.4447 | 190.8814 | 175.1363 | 123.2533 | 0 | 0 | 0 | 0 | 59.2805 | 91.5587 | 85.8731 | 81.4787 | 0 | 0 | 0 | 0 | 0 | 20.6167 | 7.9537 | -5.6982 | 0 | 0 | 0 | 0 | 148.5783 | 36.6794 | 73.6135 | 145.5689 | 0.36947 | 0.37677 | 0.37471 | 0.36399 | 54.8948 | 13.8198 | 27.584 | 52.9851
10 | 14 | 4 | 336.9603 | 336.5985 | 337.4466 | 337.7007 | 0 | 0 | 0 | 0 | 185.6988 | 181.8097 | 177.8302 | 120.0833 | 0 | 0 | 0 | 0 | 60.9443 | 86.0497 | 80.0923 | 75.4413 | 0 | 0 | 0 | 0 | 0 | 0.96937 | 3.5724 | -6.0784 | 0 | 0 | 0 | 0 | 90.3172 | 67.7698 | 75.9517 | 148.2545 | 0.36665 | 0.38012 | 0.37574 | 0.364 | 33.1144 | 25.7609 | 28.5382 | 53.965
10 | 14 | 5 | 341.8439 | 339.4883 | 338.1488 | 336.449 | 0 | 0 | 0 | 0 | 227.958 | 182.2296 | 179.3047 | 172.7473 | 0 | 0 | 0 | 0 | 64.9392 | 83.1596 | 76.7178 | 71.6117 | 0 | 0 | 0 | 0 | 0 | 6.5784 | 0.95342 | -2.1786 | 0 | 0 | 0 | 0 | 48.9467 | 67.5207 | 81.1728 | 94.2686 | 0.36507 | 0.38413 | 0.37673 | 0.36411 | 17.869 | 25.9369 | 30.5803 | 34.3242
10 | 14 | 6 | 349.6837 | 345.2642 | 341.7273 | 338.1271 | 0 | 0 | 0 | 0 | 247.9337 | 200.476 | 198.3006 | 202.2966 | 0 | 0 | 0 | 0 | 74.9239 | 90.1577 | 82.5734 | 76.366 | 0 | 0 | 0 | 0 | 0 | 20.052 | 7.6166 | -1.2482 | 0 | 0 | 0 | 0 | 26.8261 | 34.5786 | 53.2366 | 60.7126 | 0.37565 | 0.38754 | 0.38116 | 0.36427 | 10.0772 | 13.4005 | 20.2919 | 22.1155
10 | 14 | 7 | 351.3505 | 345.6323 | 340.8711 | 336.4253 | 0 | 0 | 0 | 0 | 237.1843 | 179.2991 | 180.6427 | 146.5461 | 0 | 0 | 0 | 0 | 125.8966 | 137.4701 | 129.9564 | 123.554 | 0 | 0 | 0 | 0 | 0 | -0.82056 | -6.8394 | -1.4931 | 0 | 0 | 0 | 0 | -11.7304 | 29.6837 | 37.1114 | 67.8183 | 0.37409 | 0.38456 | 0.38293 | 0.3729 | -4.3882 | 11.4151 | 14.2111 | 25.2897
10 | 14 | 8 | 375.9631 | 370.6878 | 366.9061 | 363.7728 | 0 | 0 | 0 | 0 | 181.6447 | 128.2249 | 126.0236 | 135.0069 | 0 | 0 | 0 | 0 | 220.8672 | 294.9298 | 305.0114 | 313.971 | 0 | 0 | 0 | 0 | 0 | -6.4129 | -2.887 | 0.67046 | 0 | 0 | 0 | 0 | -26.5487 | -46.0541 | -61.2418 | -85.8755 | 0.36583 | 0.38953 | 0.37971 | 0.39001 | -9.7124 | -17.9395 | -23.2542 | -33.4922
10 | 14 | 9 | 395.2188 | 390.9311 | 388.6881 | 387.3431 | 0 | 0 | 0 | 0 | 142.1229 | 126.2509 | 123.7694 | 134.9825 | 0 | 0 | 0 | 0 | 276.9312 | 412.3061 | 442.2396 | 468.858 | 0 | 0 | 0 | 0 | 0 | -10.5051 | -12.5149 | -5.1132 | 0 | 0 | 0 | 0 | -23.8353 | -137.1207 | -164.8059 | -211.3842 | 0.37083 | 0.014884 | 0.38398 | 0.014047 | -8.8388 | -2.0409 | -63.2817 | -2.9694
10 | 14 | 10 | 413.4861 | 409.5725 | 407.7771 | 406.7634 | 0 | 0 | 0 | 0 | 125.3916 | 101.0206 | 99.0517 | 118.0015 | 0 | 0 | 0 | 0 | 308.4947 | 475.2828 | 519.262 | 558.4335 | 0 | 0 | 0 | 0 | 0 | -25.2642 | -26.8491 | -28.2525 | 0 | 0 | 0 | 0 | -20.4002 | -141.4667 | -183.6874 | -241.4191 | 0.38038 | 0.014884 | 0.38398 | 0.014884 | -7.7598 | -2.1055 | -70.5318 | -3.5932
10 | 14 | 11 | 424.8459 | 421.2134 | 419.5161 | 418.2672 | 0 | 0 | 0 | 0 | 129.7934 | 101.0206 | 99.0517 | 97.3857 | 0 | 0 | 0 | 0 | 330.1317 | 507.8697 | 560.3073 | 607.0543 | 0 | 0 | 0 | 0 | 0 | -24.564 | -26.4285 | -28.2 | 0 | 0 | 0 | 0 | -35.0792 | -163.1129 | -213.4144 | -257.9727 | 0.3836 | 0.014884 | 0.38398 | 0.014884 | -13.4564 | -2.4277 | -81.9463 | -3.8396
10 | 14 | 12 | 427.6306 | 424.3529 | 422.8675 | 421.5734 | 0 | 0 | 0 | 0 | 127.3148 | 101.0206 | 99.0517 | 97.3857 | 0 | 0 | 0 | 0 | 339.002 | 516.6765 | 572.0157 | 621.3913 | 0 | 0 | 0 | 0 | 0 | -26.2765 | -26.4057 | -29.5277 | 0 | 0 | 0 | 0 | -38.6862 | -167.0677 | -221.7942 | -267.6759 | 0.38344 | 0.014884 | 0.38398 | 0.014884 | -14.8338 | -2.4866 | -85.1639 | -3.984
10 | 14 | 13 | 427.4454 | 425.0724 | 424.5161 | 423.9621 | 0 | 0 | 0 | 0 | 127.7311 | 101.0206 | 103.64 | 97.3857 | 0 | 0 | 0 | 0 | 332.607 | 510.6407 | 563.688 | 610.9931 | 0 | 0 | 0 | 0 | 0 | -31.3623 | -26.3067 | -27.9961 | 0 | 0 | 0 | 0 | -32.8928 | -155.2265 | -216.5051 | -256.4206 | 0.38056 | 0.014884 | 0.38398 | 0.014884 | -12.5176 | -2.3103 | -83.1331 | -3.8165
10 | 14 | 14 | 430.7371 | 429.3022 | 429.822 | 430.251 | 0 | 0 | 0 | 0 | 135.9127 | 101.0206 | 99.0517 | 97.3857 | 0 | 0 | 0 | 0 | 324.9809 | 502.0361 | 553.0187 | 598.4869 | 0 | 0 | 0 | 0 | 0 | -12.6061 | -15.3252 | -19.9189 | 0 | 0 | 0 | 0 | -30.1564 | -161.1485 | -206.9232 | -245.7027 | 0.37634 | 0.014773 | 0.38398 | 0.013952 | -11.3491 | -2.3806 | -79.4538 | -3.428
10 | 14 | 15 | 428.9046 | 428.1202 | 429.3247 | 430.3308 | 0 | 0 | 0 | 0 | 141.4588 | 125.7433 | 112.5153 | 97.5568 | 0 | 0 | 0 | 0 | 293.174 | 458.7177 | 502.0218 | 540.7188 | 0 | 0 | 0 | 0 | 0 | -16.7422 | -1.616 | 3.4335 | 0 | 0 | 0 | 0 | -5.7281 | -139.5985 | -183.5964 | -211.3783 | 0.3716 | 0.014335 | 0.38347 | 0.014454 | -2.1286 | -2.0011 | -70.4032 | -3.0552
10 | 14 | 16 | 433.5953 | 435.0729 | 438.8023 | 442.0523 | 0 | 0 | 0 | 0 | 169.274 | 134.008 | 124.2292 | 149.3213 | 0 | 0 | 0 | 0 | 242.2454 | 392.6748 | 420.325 | 445.0607 | 0 | 0 | 0 | 0 | 0 | -1.758 | -1.3553 | 8.9988 | 0 | 0 | 0 | 0 | 22.0759 | -89.8518 | -104.3965 | -161.3285 | 0.36606 | 0.39562 | 0.37317 | 0.38507 | 8.0811 | -35.5475 | -38.958 | -62.1232
10 | 14 | 17 | 439.3279 | 442.9261 | 448.9854 | 454.2537 | 0 | 0 | 0 | 0 | 195.9099 | 172.3299 | 142.5934 | 177.9469 | 0 | 0 | 0 | 0 | 136.6776 | 233.359 | 235.6834 | 237.9905 | 0 | 0 | 0 | 0 | 0 | -9.1616 | -0.074853 | 0 | 0 | 0 | 0 | 0 | 106.7404 | 46.399 | 70.7835 | 38.3162 | 0.3796 | 0.40231 | 0.39727 | 0.39167 | 40.5191 | 18.667 | 28.1201 | 15.0072
10 | 14 | 18 | 471.362 | 477.4237 | 486.3153 | 494.0401 | 0 | 0 | 0 | 0 | 246.1803 | 203.5874 | 194.1681 | 210.2177 | 0 | 0 | 0 | 0 | 71.4234 | 121.2285 | 114.1888 | 108.5208 | 0 | 0 | 0 | 0 | 0 | -1.5484 | 2.8545 | 15.0201 | 0 | 0 | 0 | 0 | 153.7584 | 154.1562 | 175.104 | 160.2815 | 0.38763 | 0.39764 | 0.3935 | 0.37855 | 59.6013 | 61.2984 | 68.9037 | 60.6752
10 | 14 | 19 | 499.5213 | 508.6072 | 520.9295 | 531.6423 | 0 | 0 | 0 | 0 | 248.8669 | 220.1758 | 219.9696 | 218.0884 | 0 | 0 | 0 | 0 | 84.7567 | 118.9059 | 109.9739 | 102.5972 | 0 | 0 | 0 | 0 | 0 | -0.24515 | 5.7603 | 25.4247 | 0 | 0 | 0 | 0 | 165.8977 | 169.7706 | 185.2257 | 185.532 | 0.39128 | 0.40086 | 0.39698 | 0.38389 | 64.9128 | 68.0547 | 73.5316 | 71.2242
10 | 14 | 20 | 485.62 | 495.1836 | 507.8942 | 518.8665 | 0 | 0 | 0 | 0 | 234.6388 | 222.2032 | 221.7177 | 232.3114 | 0 | 0 | 0 | 0 | 100.9858 | 112.9523 | 102.0075 | 92.7755 | 0 | 0 | 0 | 0 | 0 | 14.1928 | 6.3469 | 17.2511 | 0 | 0 | 0 | 0 | 149.9954 | 145.8353 | 177.8221 | 176.5285 | 0.39034 | 0.40015 | 0.39617 | 0.38289 | 58.5498 | 58.3566 | 70.4485 | 67.5907
10 | 14 | 21 | 462.9648 | 472.7513 | 485.5207 | 496.4554 | 0 | 0 | 0 | 0 | 230.5839 | 211.6741 | 222.9654 | 235.4601 | 0 | 0 | 0 | 0 | 102.126 | 97.2063 | 86.1669 | 76.8119 | 0 | 0 | 0 | 0 | 0 | 16.6514 | 5.3555 | 18.4157 | 0 | 0 | 0 | 0 | 130.2549 | 147.2195 | 171.033 | 165.7677 | 0.38547 | 0.3963 | 0.39241 | 0.3776 | 50.2089 | 58.3435 | 67.1154 | 62.5933
10 | 14 | 22 | 425.2595 | 434.9822 | 447.4945 | 458.2014 | 0 | 0 | 0 | 0 | 266.2951 | 203.4369 | 219.6224 | 223.4758 | 0 | 0 | 0 | 0 | 102.2322 | 98.3259 | 87.3014 | 77.9387 | 0 | 0 | 0 | 0 | 0 | 21.2495 | 8.2093 | 23.4533 | 0 | 0 | 0 | 0 | 56.7322 | 111.9699 | 132.3614 | 133.3336 | 0.37586 | 0.38944 | 0.38588 | 0.36712 | 21.3234 | 43.6054 | 51.075 | 48.9492
10 | 14 | 23 | 393.7436 | 403.0621 | 414.9616 | 425.113 | 0 | 0 | 0 | 0 | 232.089 | 191.8452 | 195.3004 | 198.8679 | 0 | 0 | 0 | 0 | 104.1192 | 99.1968 | 87.9377 | 78.3591 | 0 | 0 | 0 | 0 | 0 | 0.30527 | 21.0558 | 1.052 | 0 | 0 | 0 | 0 | 57.5354 | 111.7148 | 110.6677 | 146.834 | 0.36524 | 0.38446 | 0.37959 | 0.36444 | 21.0144 | 42.9495 | 42.0078 | 53.5122
10 | 14 | 24 | 366.857 | 374.2954 | 383.9519 | 392.0734 | 0 | 0 | 0 | 0 | 171.1718 | 182.6001 | 179.0598 | 159.9481 | 0 | 0 | 0 | 0 | 105.5703 | 98.4238 | 86.9693 | 77.2224 | 0 | 0 | 0 | 0 | 0 | 6.6754 | 12.589 | -3.929 | 0 | 0 | 0 | 0 | 90.1149 | 86.5961 | 105.3339 | 158.8319 | 0.36532 | 0.37062 | 0.37486 | 0.36426 | 32.9205 | 32.0941 | 39.4859 | 57.8562
10 | 15 | 1 | 352.1795 | 357.266 | 364.1668 | 369.7415 | 0 | 0 | 0 | 0 | 167.6115 | 179.4677 | 177.6147 | 176.6142 | 0 | 0 | 0 | 0 | 111.7448 | 99.9309 | 87.6888 | 77.2327 | 0 | 0 | 0 | 0 | 0 | 11.1858 | 16.2032 | -0.28068 | 0 | 0 | 0 | 0 | 72.8232 | 66.6816 | 82.66 | 116.1752 | 0.37115 | 0.38254 | 0.37827 | 0.36417 | 27.0281 | 25.5085 | 31.2681 | 42.3078
10 | 15 | 2 | 345.823 | 349.0949 | 353.981 | 357.7945 | 0 | 0 | 0 | 0 | 137.2536 | 181.553 | 175.8307 | 159.4797 | 0 | 0 | 0 | 0 | 117.5601 | 93.8055 | 80.8085 | 69.6823 | 0 | 0 | 0 | 0 | 0 | 5.8979 | 3.45 | -2.8958 | 0 | 0 | 0 | 0 | 91.0093 | 67.8385 | 93.8917 | 131.5283 | 0.37051 | 0.38125 | 0.37759 | 0.36407 | 33.7199 | 25.8631 | 35.4528 | 47.8852
10 | 15 | 3 | 343.8946 | 345.5087 | 348.5716 | 350.7897 | 0 | 0 | 0 | 0 | 130.4447 | 190.8814 | 175.1363 | 123.2533 | 0 | 0 | 0 | 0 | 122.2017 | 87.4313 | 73.8252 | 62.163 | 0 | 0 | 0 | 0 | 0 | 20.6167 | 7.9537 | -5.6982 | 0 | 0 | 0 | 0 | 91.2483 | 46.5793 | 91.6565 | 171.0715 | 0.36947 | 0.37677 | 0.37471 | 0.36399 | 33.7132 | 17.5498 | 34.3449 | 62.2677
10 | 15 | 4 | 356.1047 | 356.3637 | 357.9742 | 358.8852 | 0 | 0 | 0 | 0 | 185.6988 | 181.8097 | 177.8302 | 120.0833 | 0 | 0 | 0 | 0 | 124.2899 | 95.2462 | 81.3835 | 69.483 | 0 | 0 | 0 | 0 | 0 | 0.96937 | 3.5724 | -6.0784 | 0 | 0 | 0 | 0 | 46.1159 | 78.3385 | 95.1881 | 175.3973 | 0.36665 | 0.38012 | 0.37574 | 0.364 | 16.9082 | 29.7783 | 35.7661 | 63.845
10 | 15 | 5 | 383.7776 | 382.7818 | 383.1121 | 382.8511 | 0 | 0 | 0 | 0 | 227.958 | 182.2296 | 179.3047 | 172.7473 | 0 | 0 | 0 | 0 | 122.6848 | 91.5068 | 77.8188 | 66.0979 | 0 | 0 | 0 | 0 | 0 | 6.5784 | 0.95342 | -2.1786 | 0 | 0 | 0 | 0 | 33.1348 | 102.467 | 125.0352 | 146.1845 | 0.36507 | 0.38413 | 0.37673 | 0.36411 | 12.0965 | 39.361 | 47.1047 | 53.2273
10 | 15 | 6 | 428.7915 | 426.9374 | 426.5505 | 425.6646 | 0 | 0 | 0 | 0 | 247.9337 | 200.476 | 198.3006 | 202.2966 | 0 | 0 | 0 | 0 | 118.7713 | 85.0801 | 71.8993 | 60.629 | 0 | 0 | 0 | 0 | 0 | 20.052 | 7.6166 | -1.2482 | 0 | 0 | 0 | 0 | 62.0865 | 121.3293 | 148.7339 | 163.9871 | 0.37565 | 0.38754 | 0.38116 | 0.36427 | 23.3227 | 47.0198 | 56.692 | 59.7348
10 | 15 | 7 | 466.3939 | 464.4063 | 464.2262 | 463.7277 | 0 | 0 | 0 | 0 | 237.1843 | 179.2991 | 180.6427 | 146.5461 | 0 | 0 | 0 | 0 | 147.7157 | 110.6889 | 99.2896 | 89.5331 | 0 | 0 | 0 | 0 | 0 | -0.82056 | -6.8394 | -1.4931 | 0 | 0 | 0 | 0 | 81.4939 | 175.2388 | 191.1333 | 229.1416 | 0.37409 | 0.38456 | 0.38293 | 0.3729 | 30.4857 | 67.3893 | 73.1908 | 85.4479
10 | 15 | 8 | 477.701 | 475.7248 | 475.9943 | 476.3518 | 0 | 0 | 0 | 0 | 181.6447 | 128.2249 | 126.0236 | 135.0069 | 0 | 0 | 0 | 0 | 200.3457 | 186.1097 | 191.4645 | 196.6629 | 0 | 0 | 0 | 0 | 0 | -6.4129 | -2.887 | 0.67046 | 0 | 0 | 0 | 0 | 95.7106 | 167.8031 | 161.3932 | 144.0116 | 0.36583 | 0.38953 | 0.37971 | 0.39001 | 35.014 | 65.3645 | 61.2828 | 56.1658
10 | 15 | 9 | 491.4185 | 490.2505 | 491.8382 | 493.7939 | 0 | 0 | 0 | 0 | 142.1229 | 126.2509 | 123.7694 | 134.9825 | 0 | 0 | 0 | 0 | 219.6482 | 229.072 | 252.6404 | 274.2177 | 0 | 0 | 0 | 0 | 0 | -10.5051 | -12.5149 | -5.1132 | 0 | 0 | 0 | 0 | 129.6475 | 145.4327 | 127.9433 | 89.7069 | 0.37083 | 0.014884 | 0.38398 | 0.014047 | 48.0771 | 2.1646 | 49.1273 | 1.2601
10 | 15 | 10 | 502.9623 | 501.9502 | 503.7178 | 505.7742 | 0 | 0 | 0 | 0 | 125.3916 | 101.0206 | 99.0517 | 118.0015 | 0 | 0 | 0 | 0 | 268.9046 | 308.6474 | 343.2811 | 374.6775 | 0 | 0 | 0 | 0 | 0 | -25.2642 | -26.8491 | -28.2525 | 0 | 0 | 0 | 0 | 108.6661 | 117.5465 | 88.2341 | 41.3477 | 0.38038 | 0.014884 | 0.38398 | 0.014884 | 41.3343 | 1.7495 | 33.8799 | 0.61541
10 | 15 | 11 | 503.0867 | 501.9914 | 503.4097 | 504.8454 | 0 | 0 | 0 | 0 | 129.7934 | 101.0206 | 99.0517 | 97.3857 | 0 | 0 | 0 | 0 | 294.8793 | 339.2991 | 379.7176 | 416.3805 | 0 | 0 | 0 | 0 | 0 | -24.564 | -26.4285 | -28.2 | 0 | 0 | 0 | 0 | 78.414 | 86.2357 | 51.0689 | 19.2792 | 0.3836 | 0.014884 | 0.38398 | 0.014884 | 30.0797 | 1.2835 | 19.6093 | 0.28695
10 | 15 | 12 | 501.4834 | 500.6007 | 502.056 | 503.296 | 0 | 0 | 0 | 0 | 127.3148 | 101.0206 | 99.0517 | 97.3857 | 0 | 0 | 0 | 0 | 307.4272 | 331.6223 | 378.169 | 420.6645 | 0 | 0 | 0 | 0 | 0 | -26.2765 | -26.4057 | -29.5277 | 0 | 0 | 0 | 0 | 66.7414 | 94.2343 | 51.2411 | 14.7734 | 0.38344 | 0.014884 | 0.38398 | 0.014884 | 25.5912 | 1.4026 | 19.6754 | 0.21988
10 | 15 | 13 | 506.4825 | 506.6725 | 509.2634 | 511.4213 | 0 | 0 | 0 | 0 | 127.7311 | 101.0206 | 103.64 | 97.3857 | 0 | 0 | 0 | 0 | 328.1581 | 332.8274 | 379.8774 | 423.0292 | 0 | 0 | 0 | 0 | 0 | -31.3623 | -26.3067 | -27.9961 | 0 | 0 | 0 | 0 | 50.5932 | 104.1868 | 52.0527 | 19.0025 | 0.38056 | 0.014884 | 0.38398 | 0.014884 | 19.2537 | 1.5507 | 19.9871 | 0.28283
10 | 15 | 14 | 505.5808 | 506.5729 | 510.073 | 513.0699 | 0 | 0 | 0 | 0 | 135.9127 | 101.0206 | 99.0517 | 97.3857 | 0 | 0 | 0 | 0 | 354.5656 | 365.051 | 408.1484 | 447.6553 | 0 | 0 | 0 | 0 | 0 | -12.6061 | -15.3252 | -19.9189 | 0 | 0 | 0 | 0 | 15.1026 | 53.1073 | 18.1981 | -12.0521 | 0.37634 | 0.014773 | 0.38398 | 0.013952 | 5.6837 | 0.78455 | 6.9877 | -0.16815
10 | 15 | 15 | 500.2803 | 501.8106 | 505.8572 | 509.3123 | 0 | 0 | 0 | 0 | 141.4588 | 125.7433 | 112.5153 | 97.5568 | 0 | 0 | 0 | 0 | 333.925 | 307.5005 | 344.3445 | 378.5636 | 0 | 0 | 0 | 0 | 0 | -16.7422 | -1.616 | 3.4335 | 0 | 0 | 0 | 0 | 24.8966 | 85.309 | 50.6134 | 29.7585 | 0.3716 | 0.014335 | 0.38347 | 0.014454 | 9.2517 | 1.2229 | 19.4086 | 0.43012
10 | 15 | 16 | 496.6374 | 500.1594 | 506.399 | 511.8121 | 0 | 0 | 0 | 0 | 169.274 | 134.008 | 124.2292 | 149.3213 | 0 | 0 | 0 | 0 | 326.1303 | 280.0816 | 307.3155 | 333.0667 | 0 | 0 | 0 | 0 | 0 | -1.758 | -1.3553 | 8.9988 | 0 | 0 | 0 | 0 | 1.2331 | 87.8278 | 76.2097 | 20.4253 | 0.36606 | 0.39562 | 0.37317 | 0.38507 | 0.45139 | 34.7468 | 28.4395 | 7.8652
10 | 15 | 17 | 497.2388 | 502.715 | 511.0803 | 518.3356 | 0 | 0 | 0 | 0 | 195.9099 | 172.3299 | 142.5934 | 177.9469 | 0 | 0 | 0 | 0 | 285.1615 | 194.1661 | 203.2482 | 212.9809 | 0 | 0 | 0 | 0 | 0 | -9.1616 | -0.074853 | 0 | 0 | 0 | 0 | 0 | 16.1674 | 145.3807 | 165.3136 | 127.4077 | 0.3796 | 0.40231 | 0.39727 | 0.39167 | 6.1372 | 58.4887 | 65.674 | 49.9016
10 | 15 | 18 | 523.9472 | 531.7141 | 542.6997 | 552.2287 | 0 | 0 | 0 | 0 | 246.1803 | 203.5874 | 194.1681 | 210.2177 | 0 | 0 | 0 | 0 | 260.0836 | 129.0981 | 133.3709 | 139.1052 | 0 | 0 | 0 | 0 | 0 | -1.5484 | 2.8545 | 15.0201 | 0 | 0 | 0 | 0 | 17.6833 | 200.5771 | 212.3063 | 187.8858 | 0.38763 | 0.39764 | 0.3935 | 0.37855 | 6.8546 | 79.7571 | 83.5428 | 71.1249
10 | 15 | 19 | 536.5538 | 546.8407 | 560.6376 | 572.6211 | 0 | 0 | 0 | 0 | 248.8669 | 220.1758 | 219.9696 | 218.0884 | 0 | 0 | 0 | 0 | 286.8903 | 131.589 | 136.7449 | 143.3691 | 0 | 0 | 0 | 0 | 0 | -0.24515 | 5.7603 | 25.4247 | 0 | 0 | 0 | 0 | 0.79663 | 195.321 | 198.1628 | 185.7388 | 0.39128 | 0.40086 | 0.39698 | 0.38389 | 0.31171 | 78.2969 | 78.6674 | 71.3036
10 | 15 | 20 | 520.9363 | 531.6451 | 545.762 | 557.9461 | 0 | 0 | 0 | 0 | 234.6388 | 222.2032 | 221.7177 | 232.3114 | 0 | 0 | 0 | 0 | 280.5921 | 130.4643 | 132.5304 | 136.1914 | 0 | 0 | 0 | 0 | 0 | 14.1928 | 6.3469 | 17.2511 | 0 | 0 | 0 | 0 | 5.7054 | 164.7848 | 185.1671 | 172.1922 | 0.39034 | 0.40015 | 0.39617 | 0.38289 | 2.2271 | 65.9393 | 73.3583 | 65.9303
10 | 15 | 21 | 497.1487 | 508.0438 | 522.1743 | 534.282 | 0 | 0 | 0 | 0 | 230.5839 | 211.6741 | 222.9654 | 235.4601 | 0 | 0 | 0 | 0 | 278.6096 | 141.6946 | 139.2671 | 138.6029 | 0 | 0 | 0 | 0 | 0 | 16.6514 | 5.3555 | 18.4157 | 0 | 0 | 0 | 0 | -12.0447 | 138.0237 | 154.5864 | 141.8032 | 0.38547 | 0.3963 | 0.39241 | 0.3776 | -4.6428 | 54.6992 | 60.6616 | 53.5444
10 | 15 | 22 | 452.6491 | 463.26 | 476.8629 | 488.5096 | 0 | 0 | 0 | 0 | 266.2951 | 203.4369 | 219.6224 | 223.4758 | 0 | 0 | 0 | 0 | 268.5694 | 145.4358 | 139.3961 | 135.2459 | 0 | 0 | 0 | 0 | 0 | 21.2495 | 8.2093 | 23.4533 | 0 | 0 | 0 | 0 | -82.2154 | 93.1377 | 109.6351 | 106.3346 | 0.37586 | 0.38944 | 0.38588 | 0.36712 | -30.9015 | 36.2715 | 42.3055 | 39.0374
10 | 15 | 23 | 415.0289 | 425.0376 | 437.7848 | 448.6665 | 0 | 0 | 0 | 0 | 232.089 | 191.8452 | 195.3004 | 198.8679 | 0 | 0 | 0 | 0 | 269.2098 | 150.7753 | 144.5735 | 140.258 | 0 | 0 | 0 | 0 | 0 | 0.30527 | 21.0558 | 1.052 | 0 | 0 | 0 | 0 | -86.2699 | 82.1119 | 76.8549 | 108.4887 | 0.36524 | 0.38446 | 0.37959 | 0.36444 | -31.5095 | 31.5684 | 29.173 | 39.5376
10 | 15 | 24 | 386.9746 | 395.0653 | 405.523 | 414.3347 | 0 | 0 | 0 | 0 | 171.1718 | 182.6001 | 179.0598 | 159.9481 | 0 | 0 | 0 | 0 | 263.8574 | 153.4993 | 148.4346 | 145.1609 | 0 | 0 | 0 | 0 | 0 | 6.6754 | 12.589 | -3.929 | 0 | 0 | 0 | 0 | -48.0546 | 52.2905 | 65.4396 | 113.1547 | 0.36532 | 0.37062 | 0.37486 | 0.36426 | -17.5551 | 19.3798 | 24.5309 | 41.2178
10 | 16 | 1 | 370.3861 | 376.063 | 383.6888 | 389.8882 | 0 | 0 | 0 | 0 | 167.6115 | 179.4677 | 177.6147 | 176.6142 | 0 | 0 | 0 | 0 | 258.8433 | 155.1338 | 148.8465 | 144.4001 | 0 | 0 | 0 | 0 | 0 | 11.1858 | 16.2032 | -0.28068 | 0 | 0 | 0 | 0 | -56.0687 | 30.2758 | 41.0243 | 69.1546 | 0.37115 | 0.38254 | 0.37827 | 0.36417 | -20.8097 | 11.5817 | 15.5184 | 25.1842
10 | 16 | 2 | 364.0827 | 367.9468 | 373.5599 | 378 | 0 | 0 | 0 | 0 | 137.2536 | 181.553 | 175.8307 | 159.4797 | 0 | 0 | 0 | 0 | 271.5434 | 161.2589 | 154.3055 | 149.2857 | 0 | 0 | 0 | 0 | 0 | 5.8979 | 3.45 | -2.8958 | 0 | 0 | 0 | 0 | -44.7143 | 19.2369 | 39.9737 | 72.1304 | 0.37051 | 0.38125 | 0.37759 | 0.36407 | -16.5671 | 7.334 | 15.0938 | 26.2604
10 | 16 | 3 | 358.0671 | 360.1408 | 363.7681 | 366.4724 | 0 | 0 | 0 | 0 | 130.4447 | 190.8814 | 175.1363 | 123.2533 | 0 | 0 | 0 | 0 | 265.9364 | 153.4807 | 147.5045 | 143.4178 | 0 | 0 | 0 | 0 | 0 | 20.6167 | 7.9537 | -5.6982 | 0 | 0 | 0 | 0 | -38.314 | -4.838 | 33.1736 | 105.4995 | 0.36947 | 0.37677 | 0.37471 | 0.36399 | -14.1557 | -1.8228 | 12.4306 | 38.4004
10 | 16 | 4 | 365.8185 | 366.3925 | 368.3897 | 369.634 | 0 | 0 | 0 | 0 | 185.6988 | 181.8097 | 177.8302 | 120.0833 | 0 | 0 | 0 | 0 | 257.3628 | 144.0964 | 140.0929 | 137.9094 | 0 | 0 | 0 | 0 | 0 | 0.96937 | 3.5724 | -6.0784 | 0 | 0 | 0 | 0 | -77.2432 | 39.5171 | 46.8942 | 117.7197 | 0.36665 | 0.38012 | 0.37574 | 0.364 | -28.3209 | 15.0214 | 17.6201 | 42.8503
10 | 16 | 5 | 393.1021 | 392.4087 | 393.1103 | 393.1692 | 0 | 0 | 0 | 0 | 227.958 | 182.2296 | 179.3047 | 172.7473 | 0 | 0 | 0 | 0 | 259.3526 | 147.1552 | 143.9169 | 142.4589 | 0 | 0 | 0 | 0 | 0 | 6.5784 | 0.95342 | -2.1786 | 0 | 0 | 0 | 0 | -94.2085 | 56.4455 | 68.9352 | 80.1417 | 0.36507 | 0.38413 | 0.37673 | 0.36411 | -34.3927 | 21.6826 | 25.9701 | 29.1804
10 | 16 | 6 | 440.6816 | 439.213 | 439.2995 | 438.8216 | 0 | 0 | 0 | 0 | 247.9337 | 200.476 | 198.3006 | 202.2966 | 0 | 0 | 0 | 0 | 254.6556 | 157.0085 | 152.1274 | 149.0555 | 0 | 0 | 0 | 0 | 0 | 20.052 | 7.6166 | -1.2482 | 0 | 0 | 0 | 0 | -61.9077 | 61.6764 | 81.2549 | 88.7177 | 0.37565 | 0.38754 | 0.38116 | 0.36427 | -23.2555 | 23.902 | 30.9714 | 32.3168
10 | 16 | 7 | 463.6868 | 461.6114 | 461.3235 | 460.7321 | 0 | 0 | 0 | 0 | 237.1843 | 179.2991 | 180.6427 | 146.5461 | 0 | 0 | 0 | 0 | 301.5009 | 191.1158 | 184.9972 | 180.6192 | 0 | 0 | 0 | 0 | 0 | -0.82056 | -6.8394 | -1.4931 | 0 | 0 | 0 | 0 | -74.9984 | 92.017 | 102.523 | 135.0599 | 0.37409 | 0.38456 | 0.38293 | 0.3729 | -28.0558 | 35.3858 | 39.2592 | 50.3644
10 | 16 | 8 | 476.6748 | 474.6653 | 474.894 | 475.2162 | 0 | 0 | 0 | 0 | 181.6447 | 128.2249 | 126.0236 | 135.0069 | 0 | 0 | 0 | 0 | 370.8056 | 247.9656 | 260.1997 | 272.4308 | 0 | 0 | 0 | 0 | 0 | -6.4129 | -2.887 | 0.67046 | 0 | 0 | 0 | 0 | -75.7755 | 104.8876 | 91.5576 | 67.1081 | 0.36583 | 0.38953 | 0.37971 | 0.39001 | -27.7211 | 40.857 | 34.7655 | 26.1728
10 | 16 | 9 | 491.4362 | 490.2687 | 491.8571 | 493.8135 | 0 | 0 | 0 | 0 | 142.1229 | 126.2509 | 123.7694 | 134.9825 | 0 | 0 | 0 | 0 | 391.1773 | 282.7224 | 315.3723 | 346.1107 | 0 | 0 | 0 | 0 | 0 | -10.5051 | -12.5149 | -5.1132 | 0 | 0 | 0 | 0 | -41.864 | 91.8006 | 65.2303 | 17.8335 | 0.37083 | 0.014884 | 0.38398 | 0.014047 | -15.5244 | 1.3663 | 25.047 | 0.25051
10 | 16 | 10 | 496.805 | 495.5932 | 497.1156 | 498.9607 | 0 | 0 | 0 | 0 | 125.3916 | 101.0206 | 99.0517 | 118.0015 | 0 | 0 | 0 | 0 | 410.7694 | 311.5926 | 354.8731 | 395.325 | 0 | 0 | 0 | 0 | 0 | -25.2642 | -26.8491 | -28.2525 | 0 | 0 | 0 | 0 | -39.356 | 108.2442 | 70.04 | 13.8867 | 0.38038 | 0.014884 | 0.38398 | 0.014884 | -14.9702 | 1.6111 | 26.8938 | 0.20669
10 | 16 | 11 | 500.7688 | 499.5984 | 500.9244 | 502.2805 | 0 | 0 | 0 | 0 | 129.7934 | 101.0206 | 99.0517 | 97.3857 | 0 | 0 | 0 | 0 | 459.7563 | 354.0607 | 404.3006 | 451.0799 | 0 | 0 | 0 | 0 | 0 | -24.564 | -26.4285 | -28.2 | 0 | 0 | 0 | 0 | -88.7808 | 69.0811 | 24.0006 | -17.985 | 0.3836 | 0.014884 | 0.38398 | 0.014884 | -34.0564 | 1.0282 | 9.2157 | -0.26768
10 | 16 | 12 | 500.5633 | 499.6508 | 501.0695 | 502.2778 | 0 | 0 | 0 | 0 | 127.3148 | 101.0206 | 99.0517 | 97.3857 | 0 | 0 | 0 | 0 | 511.6617 | 414.2823 | 460.0082 | 502.4327 | 0 | 0 | 0 | 0 | 0 | -26.2765 | -26.4057 | -29.5277 | 0 | 0 | 0 | 0 | -138.4132 | 10.6244 | -31.5846 | -68.0129 | 0.38344 | 0.014884 | 0.38398 | 0.014884 | -53.0729 | 0.15813 | -12.1278 | -1.0123
10 | 16 | 13 | 503.1915 | 503.2747 | 505.7347 | 507.7796 | 0 | 0 | 0 | 0 | 127.7311 | 101.0206 | 103.64 | 97.3857 | 0 | 0 | 0 | 0 | 506.2169 | 390.8621 | 432.4556 | 471.3955 | 0 | 0 | 0 | 0 | 0 | -31.3623 | -26.3067 | -27.9961 | 0 | 0 | 0 | 0 | -130.7566 | 42.7544 | -4.0542 | -33.0055 | 0.38056 | 0.014884 | 0.38398 | 0.014884 | -49.7605 | 0.63634 | -1.5567 | -0.49124
10 | 16 | 14 | 498.7157 | 499.4852 | 502.7119 | 505.4733 | 0 | 0 | 0 | 0 | 135.9127 | 101.0206 | 99.0517 | 97.3857 | 0 | 0 | 0 | 0 | 508.7771 | 403.1301 | 444.9318 | 484.1454 | 0 | 0 | 0 | 0 | 0 | -12.6061 | -15.3252 | -19.9189 | 0 | 0 | 0 | 0 | -145.9741 | 7.9405 | -25.9464 | -56.1389 | 0.37634 | 0.014773 | 0.38398 | 0.013952 | -54.9362 | 0.1173 | -9.9628 | -0.78323
10 | 16 | 15 | 494.7953 | 496.1477 | 499.976 | 503.2428 | 0 | 0 | 0 | 0 | 141.4588 | 125.7433 | 112.5153 | 97.5568 | 0 | 0 | 0 | 0 | 501.2338 | 375.3733 | 409.2169 | 441.3533 | 0 | 0 | 0 | 0 | 0 | -16.7422 | -1.616 | 3.4335 | 0 | 0 | 0 | 0 | -147.8972 | 11.7734 | -20.1403 | -39.1008 | 0.3716 | 0.014335 | 0.38347 | 0.014454 | -54.9591 | 0.16877 | -7.7231 | -0.56516
10 | 16 | 16 | 491.9486 | 495.3185 | 501.3715 | 506.6236 | 0 | 0 | 0 | 0 | 169.274 | 134.008 | 124.2292 | 149.3213 | 0 | 0 | 0 | 0 | 464.5443 | 341.3381 | 367.3757 | 392.6016 | 0 | 0 | 0 | 0 | 0 | -1.758 | -1.3553 | 8.9988 | 0 | 0 | 0 | 0 | -141.8698 | 21.7305 | 11.122 | -44.298 | 0.36606 | 0.39562 | 0.37317 | 0.38507 | -51.933 | 8.5971 | 4.1504 | -17.058
10 | 16 | 17 | 490.2145 | 495.4629 | 503.5485 | 510.5627 | 0 | 0 | 0 | 0 | 195.9099 | 172.3299 | 142.5934 | 177.9469 | 0 | 0 | 0 | 0 | 398.7046 | 265.126 | 268.1123 | 272.5109 | 0 | 0 | 0 | 0 | 0 | -9.1616 | -0.074853 | 0 | 0 | 0 | 0 | 0 | -104.4001 | 67.1687 | 92.9177 | 60.1049 | 0.3796 | 0.40231 | 0.39727 | 0.39167 | -39.6307 | 27.0229 | 36.9134 | 23.5412
10 | 16 | 18 | 514.8527 | 522.3247 | 532.9482 | 542.1651 | 0 | 0 | 0 | 0 | 246.1803 | 203.5874 | 194.1681 | 210.2177 | 0 | 0 | 0 | 0 | 342.1767 | 214.6717 | 209.6516 | 206.8509 | 0 | 0 | 0 | 0 | 0 | -1.5484 | 2.8545 | 15.0201 | 0 | 0 | 0 | 0 | -73.5042 | 105.6141 | 126.2741 | 110.0764 | 0.38763 | 0.39764 | 0.3935 | 0.37855 | -28.4924 | 41.9962 | 49.689 | 41.6699
10 | 16 | 19 | 533.8998 | 544.1006 | 557.7918 | 569.6842 | 0 | 0 | 0 | 0 | 248.8669 | 220.1758 | 219.9696 | 218.0884 | 0 | 0 | 0 | 0 | 333.1906 | 217.2899 | 211.7738 | 208.4873 | 0 | 0 | 0 | 0 | 0 | -0.24515 | 5.7603 | 25.4247 | 0 | 0 | 0 | 0 | -48.1576 | 106.88 | 120.2881 | 117.6838 | 0.39128 | 0.40086 | 0.39698 | 0.38389 | -18.8432 | 42.8442 | 47.7524 | 45.1778
10 | 16 | 20 | 519.3262 | 529.9828 | 544.0356 | 556.1644 | 0 | 0 | 0 | 0 | 234.6388 | 222.2032 | 221.7177 | 232.3114 | 0 | 0 | 0 | 0 | 293.9046 | 215.1522 | 204.717 | 196.6294 | 0 | 0 | 0 | 0 | 0 | 14.1928 | 6.3469 | 17.2511 | 0 | 0 | 0 | 0 | -9.2172 | 78.4345 | 111.2541 | 109.9725 | 0.39034 | 0.40015 | 0.39617 | 0.38289 | -3.5979 | 31.3859 | 44.076 | 42.1072
10 | 16 | 21 | 498.5465 | 509.4869 | 523.6731 | 535.8287 | 0 | 0 | 0 | 0 | 230.5839 | 211.6741 | 222.9654 | 235.4601 | 0 | 0 | 0 | 0 | 259.4291 | 213.7605 | 201.596 | 191.7393 | 0 | 0 | 0 | 0 | 0 | 16.6514 | 5.3555 | 18.4157 | 0 | 0 | 0 | 0 | 8.5336 | 67.4009 | 93.7563 | 90.2135 | 0.38547 | 0.3963 | 0.39241 | 0.3776 | 3.2894 | 26.7112 | 36.7911 | 34.0643
10 | 16 | 22 | 453.3038 | 463.9359 | 477.5649 | 489.234 | 0 | 0 | 0 | 0 | 266.2951 | 203.4369 | 219.6224 | 223.4758 | 0 | 0 | 0 | 0 | 243.2151 | 209.9456 | 196.1841 | 184.7313 | 0 | 0 | 0 | 0 | 0 | 21.2495 | 8.2093 | 23.4533 | 0 | 0 | 0 | 0 | -56.2064 | 29.3039 | 53.5491 | 57.5736 | 0.37586 | 0.38944 | 0.38588 | 0.36712 | -21.1257 | 11.4121 | 20.6633 | 21.1363
10 | 16 | 23 | 418.0899 | 428.1979 | 441.0669 | 452.0536 | 0 | 0 | 0 | 0 | 232.089 | 191.8452 | 195.3004 | 198.8679 | 0 | 0 | 0 | 0 | 240.6368 | 203.6957 | 190.2253 | 179.0057 | 0 | 0 | 0 | 0 | 0 | 0.30527 | 21.0558 | 1.052 | 0 | 0 | 0 | 0 | -54.6359 | 32.3517 | 34.4853 | 73.1281 | 0.36524 | 0.38446 | 0.37959 | 0.36444 | -19.9554 | 12.4378 | 13.0901 | 26.6508
10 | 16 | 24 | 389.9825 | 398.1708 | 408.7482 | 417.6631 | 0 | 0 | 0 | 0 | 171.1718 | 182.6001 | 179.0598 | 159.9481 | 0 | 0 | 0 | 0 | 261.6007 | 222.4566 | 208.1111 | 196.0994 | 0 | 0 | 0 | 0 | 0 | 6.6754 | 12.589 | -3.929 | 0 | 0 | 0 | 0 | -42.79 | -13.5614 | 8.9883 | 65.5446 | 0.36532 | 0.37062 | 0.37486 | 0.36426 | -15.6319 | -5.0261 | 3.3694 | 23.8753
10 | 17 | 1 | 372.244 | 377.9811 | 385.6809 | 391.944 | 0 | 0 | 0 | 0 | 167.6115 | 179.4677 | 177.6147 | 176.6142 | 0 | 0 | 0 | 0 | 289.9441 | 234.1347 | 219.3057 | 206.8894 | 0 | 0 | 0 | 0 | 0 | 11.1858 | 16.2032 | -0.28068 | 0 | 0 | 0 | 0 | -85.3116 | -46.8071 | -27.4428 | 8.7211 | 0.37115 | 0.38254 | 0.37827 | 0.36417 | -31.6631 | -17.9057 | -10.3809 | 3.176
10 | 17 | 2 | 364.5781 | 368.4582 | 374.0912 | 378.5482 | 0 | 0 | 0 | 0 | 137.2536 | 181.553 | 175.8307 | 159.4797 | 0 | 0 | 0 | 0 | 295.6952 | 236.3453 | 222.0107 | 210.0729 | 0 | 0 | 0 | 0 | 0 | 5.8979 | 3.45 | -2.8958 | 0 | 0 | 0 | 0 | -68.3706 | -55.3379 | -27.2003 | 11.8914 | 0.37051 | 0.38125 | 0.37759 | 0.36407 | -25.3321 | -21.0973 | -10.2706 | 4.3293
10 | 17 | 3 | 359.6596 | 361.7849 | 365.4755 | 368.2345 | 0 | 0 | 0 | 0 | 130.4447 | 190.8814 | 175.1363 | 123.2533 | 0 | 0 | 0 | 0 | 280.3934 | 230.5903 | 217.5909 | 206.9133 | 0 | 0 | 0 | 0 | 0 | 20.6167 | 7.9537 | -5.6982 | 0 | 0 | 0 | 0 | -51.1785 | -80.3036 | -35.2053 | 43.766 | 0.36947 | 0.37677 | 0.37471 | 0.36399 | -18.9088 | -30.2563 | -13.1919 | 15.9302
10 | 17 | 4 | 367.924 | 368.5663 | 370.6474 | 371.9639 | 0 | 0 | 0 | 0 | 185.6988 | 181.8097 | 177.8302 | 120.0833 | 0 | 0 | 0 | 0 | 276.9199 | 235.8462 | 222.3903 | 211.2752 | 0 | 0 | 0 | 0 | 0 | 0.96937 | 3.5724 | -6.0784 | 0 | 0 | 0 | 0 | -94.6948 | -50.0589 | -33.1456 | 46.6838 | 0.36665 | 0.38012 | 0.37574 | 0.364 | -34.7195 | -19.0286 | -12.4542 | 16.993
10 | 17 | 5 | 392.9251 | 392.226 | 392.9206 | 392.9734 | 0 | 0 | 0 | 0 | 227.958 | 182.2296 | 179.3047 | 172.7473 | 0 | 0 | 0 | 0 | 280.9669 | 237.652 | 224.7421 | 214.1878 | 0 | 0 | 0 | 0 | 0 | 6.5784 | 0.95342 | -2.1786 | 0 | 0 | 0 | 0 | -115.9998 | -34.234 | -12.0797 | 8.217 | 0.36507 | 0.38413 | 0.37673 | 0.36411 | -42.3481 | -13.1504 | -4.5508 | 2.9919
10 | 17 | 6 | 438.3283 | 436.7834 | 436.7763 | 436.2176 | 0 | 0 | 0 | 0 | 247.9337 | 200.476 | 198.3006 | 202.2966 | 0 | 0 | 0 | 0 | 297.6619 | 244.6878 | 231.544 | 220.7721 | 0 | 0 | 0 | 0 | 0 | 20.052 | 7.6166 | -1.2482 | 0 | 0 | 0 | 0 | -107.2672 | -28.4324 | -0.68503 | 14.3971 | 0.37565 | 0.38754 | 0.38116 | 0.36427 | -40.2947 | -11.0187 | -0.26111 | 5.2444
10 | 17 | 7 | 470.3041 | 468.4434 | 468.419 | 468.0547 | 0 | 0 | 0 | 0 | 237.1843 | 179.2991 | 180.6427 | 146.5461 | 0 | 0 | 0 | 0 | 337.7515 | 267.3549 | 258.1166 | 250.9444 | 0 | 0 | 0 | 0 | 0 | -0.82056 | -6.8394 | -1.4931 | 0 | 0 | 0 | 0 | -104.6317 | 22.6099 | 36.499 | 72.0572 | 0.37409 | 0.38456 | 0.38293 | 0.3729 | -39.1412 | 8.6948 | 13.9766 | 26.8704
10 | 17 | 8 | 478.9041 | 476.9669 | 477.2844 | 477.6832 | 0 | 0 | 0 | 0 | 181.6447 | 128.2249 | 126.0236 | 135.0069 | 0 | 0 | 0 | 0 | 390.1578 | 365.7766 | 373.2126 | 380.8116 | 0 | 0 | 0 | 0 | 0 | -6.4129 | -2.887 | 0.67046 | 0 | 0 | 0 | 0 | -92.8984 | -10.6217 | -19.0647 | -38.8057 | 0.36583 | 0.38953 | 0.37971 | 0.39001 | -33.9852 | -4.1375 | -7.2391 | -15.1346
10 | 17 | 9 | 492.9402 | 491.8215 | 493.4697 | 495.4777 | 0 | 0 | 0 | 0 | 142.1229 | 126.2509 | 123.7694 | 134.9825 | 0 | 0 | 0 | 0 | 429.7998 | 434.0143 | 457.8382 | 480.0386 | 0 | 0 | 0 | 0 | 0 | -10.5051 | -12.5149 | -5.1132 | 0 | 0 | 0 | 0 | -78.9825 | -57.9385 | -75.6229 | -114.4302 | 0.37083 | 0.014884 | 0.38398 | 0.014047 | -29.289 | -0.86234 | -29.0375 | -1.6074
10 | 17 | 10 | 499.459 | 498.3333 | 499.9614 | 501.8975 | 0 | 0 | 0 | 0 | 125.3916 | 101.0206 | 99.0517 | 118.0015 | 0 | 0 | 0 | 0 | 484.5144 | 497.657 | 533.0067 | 565.5228 | 0 | 0 | 0 | 0 | 0 | -25.2642 | -26.8491 | -28.2525 | 0 | 0 | 0 | 0 | -110.447 | -75.0801 | -105.2479 | -153.3742 | 0.38038 | 0.014884 | 0.38398 | 0.014884 | -42.0117 | -1.1175 | -40.4128 | -2.2828
10 | 17 | 11 | 506.5723 | 505.5901 | 507.1472 | 508.7024 | 0 | 0 | 0 | 0 | 129.7934 | 101.0206 | 99.0517 | 97.3857 | 0 | 0 | 0 | 0 | 515.38 | 532.2305 | 578.8923 | 621.6435 | 0 | 0 | 0 | 0 | 0 | -24.564 | -26.4285 | -28.2 | 0 | 0 | 0 | 0 | -138.6011 | -103.097 | -144.3684 | -182.1267 | 0.3836 | 0.014884 | 0.38398 | 0.014884 | -53.1675 | -1.5345 | -55.4342 | -2.7107
10 | 17 | 12 | 501.678 | 500.8016 | 502.2647 | 503.5113 | 0 | 0 | 0 | 0 | 127.3148 | 101.0206 | 99.0517 | 97.3857 | 0 | 0 | 0 | 0 | 538.1424 | 536.9303 | 593.3068 | 645.0833 | 0 | 0 | 0 | 0 | 0 | -26.2765 | -26.4057 | -29.5277 | 0 | 0 | 0 | 0 | -163.7791 | -110.8728 | -163.688 | -209.43 | 0.38344 | 0.014884 | 0.38398 | 0.014884 | -62.7992 | -1.6502 | -62.8525 | -3.1171
10 | 17 | 13 | 500.3074 | 500.2972 | 502.6423 | 504.5882 | 0 | 0 | 0 | 0 | 127.7311 | 101.0206 | 103.64 | 97.3857 | 0 | 0 | 0 | 0 | 553.9961 | 538.3114 | 592.9755 | 643.248 | 0 | 0 | 0 | 0 | 0 | -31.3623 | -26.3067 | -27.9961 | 0 | 0 | 0 | 0 | -181.4198 | -107.6725 | -167.6665 | -208.0493 | 0.38056 | 0.014884 | 0.38398 | 0.014884 | -69.0408 | -1.6026 | -64.3801 | -3.0965
10 | 17 | 14 | 506.9609 | 507.9978 | 511.5528 | 514.5971 | 0 | 0 | 0 | 0 | 135.9127 | 101.0206 | 99.0517 | 97.3857 | 0 | 0 | 0 | 0 | 549.4922 | 542.2668 | 595.3076 | 644.0401 | 0 | 0 | 0 | 0 | 0 | -12.6061 | -15.3252 | -19.9189 | 0 | 0 | 0 | 0 | -178.444 | -122.6836 | -167.4813 | -206.9097 | 0.37634 | 0.014773 | 0.38398 | 0.013952 | -67.156 | -1.8124 | -64.309 | -2.8867
10 | 17 | 15 | 501.2181 | 502.7787 | 506.8627 | 510.35 | 0 | 0 | 0 | 0 | 141.4588 | 125.7433 | 112.5153 | 97.5568 | 0 | 0 | 0 | 0 | 522.1509 | 517.949 | 562.9714 | 604.3967 | 0 | 0 | 0 | 0 | 0 | -16.7422 | -1.616 | 3.4335 | 0 | 0 | 0 | 0 | -162.3916 | -124.1713 | -167.008 | -195.037 | 0.3716 | 0.014335 | 0.38347 | 0.014454 | -60.3453 | -1.7799 | -64.0421 | -2.819
10 | 17 | 16 | 493.6825 | 497.1087 | 503.2307 | 508.5424 | 0 | 0 | 0 | 0 | 169.274 | 134.008 | 124.2292 | 149.3213 | 0 | 0 | 0 | 0 | 451.4496 | 428.6215 | 460.5425 | 490.3997 | 0 | 0 | 0 | 0 | 0 | -1.758 | -1.3553 | 8.9988 | 0 | 0 | 0 | 0 | -127.0411 | -63.7627 | -80.1856 | -140.1774 | 0.36606 | 0.39562 | 0.37317 | 0.38507 | -46.5048 | -25.2261 | -29.9231 | -53.9785
10 | 17 | 17 | 483.2432 | 488.2656 | 496.0736 | 502.8486 | 0 | 0 | 0 | 0 | 195.9099 | 172.3299 | 142.5934 | 177.9469 | 0 | 0 | 0 | 0 | 336.1588 | 297.3462 | 308.6453 | 320.134 | 0 | 0 | 0 | 0 | 0 | -9.1616 | -0.074853 | 0 | 0 | 0 | 0 | 0 | -48.8255 | 27.7512 | 44.9098 | 4.7677 | 0.3796 | 0.40231 | 0.39727 | 0.39167 | -18.5344 | 11.1647 | 17.8413 | 1.8674
10 | 17 | 18 | 512.5172 | 519.9134 | 530.4439 | 539.5807 | 0 | 0 | 0 | 0 | 246.1803 | 203.5874 | 194.1681 | 210.2177 | 0 | 0 | 0 | 0 | 243.8771 | 200.2177 | 199.2794 | 199.7454 | 0 | 0 | 0 | 0 | 0 | -1.5484 | 2.8545 | 15.0201 | 0 | 0 | 0 | 0 | 22.4598 | 117.6568 | 134.142 | 114.5975 | 0.38763 | 0.39764 | 0.3935 | 0.37855 | 8.7061 | 46.7848 | 52.7851 | 43.3813
10 | 17 | 19 | 531.3519 | 541.4701 | 555.0599 | 566.8649 | 0 | 0 | 0 | 0 | 248.8669 | 220.1758 | 219.9696 | 218.0884 | 0 | 0 | 0 | 0 | 234.0831 | 190.9515 | 192.5599 | 195.5101 | 0 | 0 | 0 | 0 | 0 | -0.24515 | 5.7603 | 25.4247 | 0 | 0 | 0 | 0 | 48.402 | 130.5878 | 136.7701 | 127.8416 | 0.39128 | 0.40086 | 0.39698 | 0.38389 | 18.9388 | 52.3478 | 54.2955 | 49.0773
10 | 17 | 20 | 518.1938 | 528.8137 | 542.8214 | 554.9113 | 0 | 0 | 0 | 0 | 234.6388 | 222.2032 | 221.7177 | 232.3114 | 0 | 0 | 0 | 0 | 236.172 | 185.691 | 188.9416 | 193.4997 | 0 | 0 | 0 | 0 | 0 | 14.1928 | 6.3469 | 17.2511 | 0 | 0 | 0 | 0 | 47.383 | 106.7267 | 125.8153 | 111.8491 | 0.39034 | 0.40015 | 0.39617 | 0.38289 | 18.4957 | 42.7071 | 49.8447 | 42.8257
10 | 17 | 21 | 490.3898 | 501.0657 | 514.9271 | 526.8028 | 0 | 0 | 0 | 0 | 230.5839 | 211.6741 | 222.9654 | 235.4601 | 0 | 0 | 0 | 0 | 221.5584 | 174.6149 | 176.9172 | 180.4887 | 0 | 0 | 0 | 0 | 0 | 16.6514 | 5.3555 | 18.4157 | 0 | 0 | 0 | 0 | 38.2475 | 98.1252 | 109.689 | 92.4382 | 0.38547 | 0.3963 | 0.39241 | 0.3776 | 14.7431 | 38.8873 | 43.0433 | 34.9043
10 | 17 | 22 | 454.5423 | 465.2146 | 478.8929 | 490.6045 | 0 | 0 | 0 | 0 | 266.2951 | 203.4369 | 219.6224 | 223.4758 | 0 | 0 | 0 | 0 | 215.1726 | 173.0572 | 174.2936 | 176.8311 | 0 | 0 | 0 | 0 | 0 | 21.2495 | 8.2093 | 23.4533 | 0 | 0 | 0 | 0 | -26.9254 | 67.471 | 76.7676 | 66.8444 | 0.37586 | 0.38944 | 0.38588 | 0.36712 | -10.1202 | 26.2758 | 29.6228 | 24.5398
10 | 17 | 23 | 417.5414 | 427.6316 | 440.4788 | 451.4467 | 0 | 0 | 0 | 0 | 232.089 | 191.8452 | 195.3004 | 198.8679 | 0 | 0 | 0 | 0 | 205.8171 | 171.8501 | 172.032 | 173.572 | 0 | 0 | 0 | 0 | 0 | 0.30527 | 21.0558 | 1.052 | 0 | 0 | 0 | 0 | -20.3647 | 63.631 | 52.0905 | 77.9548 | 0.36524 | 0.38446 | 0.37959 | 0.36444 | -7.4381 | 24.4634 | 19.7728 | 28.4099
10 | 17 | 24 | 391.8226 | 400.0706 | 410.7212 | 419.6993 | 0 | 0 | 0 | 0 | 171.1718 | 182.6001 | 179.0598 | 159.9481 | 0 | 0 | 0 | 0 | 204.8829 | 170.0826 | 165.8769 | 163.2291 | 0 | 0 | 0 | 0 | 0 | 6.6754 | 12.589 | -3.929 | 0 | 0 | 0 | 0 | 15.7679 | 40.7124 | 53.1955 | 100.4511 | 0.36532 | 0.37062 | 0.37486 | 0.36426 | 5.7603 | 15.0888 | 19.9411 | 36.5904
10 | 18 | 1 | 373.5002 | 379.2781 | 387.0279 | 393.3341 | 0 | 0 | 0 | 0 | 167.6115 | 179.4677 | 177.6147 | 176.6142 | 0 | 0 | 0 | 0 | 206.3009 | 177.5952 | 168.8679 | 161.8873 | 0 | 0 | 0 | 0 | 0 | 11.1858 | 16.2032 | -0.28068 | 0 | 0 | 0 | 0 | -0.4122 | 11.0294 | 24.342 | 55.1133 | 0.37115 | 0.38254 | 0.37827 | 0.36417 | -0.15299 | 4.2192 | 9.208 | 20.0707
10 | 18 | 2 | 362.1187 | 365.9191 | 371.4541 | 375.8268 | 0 | 0 | 0 | 0 | 137.2536 | 181.553 | 175.8307 | 159.4797 | 0 | 0 | 0 | 0 | 223.7196 | 189.69 | 178.3811 | 168.9424 | 0 | 0 | 0 | 0 | 0 | 5.8979 | 3.45 | -2.8958 | 0 | 0 | 0 | 0 | 1.1456 | -11.2219 | 13.7922 | 50.3004 | 0.37051 | 0.38125 | 0.37759 | 0.36407 | 0.42444 | -4.2783 | 5.2079 | 18.3128
10 | 18 | 3 | 359.7303 | 361.8579 | 365.5514 | 368.3128 | 0 | 0 | 0 | 0 | 130.4447 | 190.8814 | 175.1363 | 123.2533 | 0 | 0 | 0 | 0 | 231.5959 | 192.7146 | 179.5098 | 168.3287 | 0 | 0 | 0 | 0 | 0 | 20.6167 | 7.9537 | -5.6982 | 0 | 0 | 0 | 0 | -2.3102 | -42.3548 | 2.9517 | 82.4289 | 0.36947 | 0.37677 | 0.37471 | 0.36399 | -0.85355 | -15.9582 | 1.1061 | 30.003
10 | 18 | 4 | 368.9679 | 369.6441 | 371.7667 | 373.1191 | 0 | 0 | 0 | 0 | 185.6988 | 181.8097 | 177.8302 | 120.0833 | 0 | 0 | 0 | 0 | 220.7979 | 196.7535 | 179.8206 | 165.0798 | 0 | 0 | 0 | 0 | 0 | 0.96937 | 3.5724 | -6.0784 | 0 | 0 | 0 | 0 | -37.5289 | -9.8884 | 10.5435 | 94.0343 | 0.36665 | 0.38012 | 0.37574 | 0.364 | -13.7598 | -3.7588 | 3.9616 | 34.2287
10 | 18 | 5 | 393.4383 | 392.7558 | 393.4707 | 393.5412 | 0 | 0 | 0 | 0 | 227.958 | 182.2296 | 179.3047 | 172.7473 | 0 | 0 | 0 | 0 | 210.6416 | 190.0116 | 170.6737 | 153.6584 | 0 | 0 | 0 | 0 | 0 | 6.5784 | 0.95342 | -2.1786 | 0 | 0 | 0 | 0 | -45.1613 | 13.9362 | 42.5389 | 69.3141 | 0.36507 | 0.38413 | 0.37673 | 0.36411 | -16.4871 | 5.3533 | 16.0258 | 25.238
10 | 18 | 6 | 436.5767 | 434.975 | 434.8981 | 434.2793 | 0 | 0 | 0 | 0 | 247.9337 | 200.476 | 198.3006 | 202.2966 | 0 | 0 | 0 | 0 | 221.9306 | 190.0198 | 167.2365 | 146.9463 | 0 | 0 | 0 | 0 | 0 | 20.052 | 7.6166 | -1.2482 | 0 | 0 | 0 | 0 | -33.2876 | 24.4272 | 61.7443 | 86.2846 | 0.37565 | 0.38754 | 0.38116 | 0.36427 | -12.5044 | 9.4665 | 23.5347 | 31.4305
10 | 18 | 7 | 461.5812 | 459.4376 | 459.0658 | 458.4022 | 0 | 0 | 0 | 0 | 237.1843 | 179.2991 | 180.6427 | 146.5461 | 0 | 0 | 0 | 0 | 254.5474 | 222.5065 | 198.4812 | 176.8143 | 0 | 0 | 0 | 0 | 0 | -0.82056 | -6.8394 | -1.4931 | 0 | 0 | 0 | 0 | -30.1505 | 58.4525 | 86.7814 | 136.5349 | 0.37409 | 0.38456 | 0.38293 | 0.3729 | -11.2789 | 22.4783 | 33.2312 | 50.9144
10 | 18 | 8 | 474.0207 | 471.9252 | 472.0482 | 472.2794 | 0 | 0 | 0 | 0 | 181.6447 | 128.2249 | 126.0236 | 135.0069 | 0 | 0 | 0 | 0 | 317.0847 | 310.8112 | 306.7128 | 302.9963 | 0 | 0 | 0 | 0 | 0 | -6.4129 | -2.887 | 0.67046 | 0 | 0 | 0 | 0 | -24.7086 | 39.3019 | 42.1988 | 33.6057 | 0.36583 | 0.38953 | 0.37971 | 0.39001 | -9.0392 | 15.3093 | 16.0233 | 13.1065
10 | 18 | 9 | 489.6669 | 488.442 | 489.9599 | 491.8556 | 0 | 0 | 0 | 0 | 142.1229 | 126.2509 | 123.7694 | 134.9825 | 0 | 0 | 0 | 0 | 346.656 | 365.3374 | 380.1545 | 393.4123 | 0 | 0 | 0 | 0 | 0 | -10.5051 | -12.5149 | -5.1132 | 0 | 0 | 0 | 0 | 0.88803 | 7.3589 | -1.449 | -31.4261 | 0.37083 | 0.014884 | 0.38398 | 0.014047 | 0.32931 | 0.10953 | -0.55638 | -0.44145
10 | 18 | 10 | 496.4334 | 495.2096 | 496.7172 | 498.5495 | 0 | 0 | 0 | 0 | 125.3916 | 101.0206 | 99.0517 | 118.0015 | 0 | 0 | 0 | 0 | 356.4341 | 373.187 | 401.9245 | 427.9601 | 0 | 0 | 0 | 0 | 0 | -25.2642 | -26.8491 | -28.2525 | 0 | 0 | 0 | 0 | 14.6077 | 46.2662 | 22.5901 | -19.1595 | 0.38038 | 0.014884 | 0.38398 | 0.014884 | 5.5565 | 0.68861 | 8.6741 | -0.28516
10 | 18 | 11 | 501.3704 | 500.2195 | 501.5694 | 502.9462 | 0 | 0 | 0 | 0 | 129.7934 | 101.0206 | 99.0517 | 97.3857 | 0 | 0 | 0 | 0 | 399.2407 | 433.8142 | 469.0452 | 500.8545 | 0 | 0 | 0 | 0 | 0 | -24.564 | -26.4285 | -28.2 | 0 | 0 | 0 | 0 | -27.6637 | -10.0513 | -40.0989 | -67.0939 | 0.3836 | 0.014884 | 0.38398 | 0.014884 | -10.6118 | -0.1496 | -15.3971 | -0.9986
10 | 18 | 12 | 502.7573 | 501.9159 | 503.422 | 504.7056 | 0 | 0 | 0 | 0 | 127.3148 | 101.0206 | 99.0517 | 97.3857 | 0 | 0 | 0 | 0 | 421.7946 | 464.7169 | 502.4372 | 536.4223 | 0 | 0 | 0 | 0 | 0 | -26.2765 | -26.4057 | -29.5277 | 0 | 0 | 0 | 0 | -46.3521 | -37.5451 | -71.6611 | -99.5746 | 0.38344 | 0.014884 | 0.38398 | 0.014884 | -17.7732 | -0.55881 | -27.5162 | -1.482
10 | 18 | 13 | 511.1182 | 511.4585 | 514.2341 | 516.551 | 0 | 0 | 0 | 0 | 127.7311 | 101.0206 | 103.64 | 97.3857 | 0 | 0 | 0 | 0 | 436.6604 | 475.4598 | 509.6721 | 540.3972 | 0 | 0 | 0 | 0 | 0 | -31.3623 | -26.3067 | -27.9961 | 0 | 0 | 0 | 0 | -53.2734 | -33.6595 | -72.7714 | -93.2359 | 0.38056 | 0.014884 | 0.38398 | 0.014884 | -20.2736 | -0.50098 | -27.9425 | -1.3877
10 | 18 | 14 | 516.3385 | 517.6794 | 521.6079 | 524.974 | 0 | 0 | 0 | 0 | 135.9127 | 101.0206 | 99.0517 | 97.3857 | 0 | 0 | 0 | 0 | 435.4032 | 456.0504 | 487.0722 | 514.9858 | 0 | 0 | 0 | 0 | 0 | -12.6061 | -15.3252 | -19.9189 | 0 | 0 | 0 | 0 | -54.9774 | -26.7855 | -49.1908 | -67.4786 | 0.37634 | 0.014773 | 0.38398 | 0.013952 | -20.6903 | -0.3957 | -18.8882 | -0.94144
10 | 18 | 15 | 511.3034 | 513.1911 | 517.6767 | 521.51 | 0 | 0 | 0 | 0 | 141.4588 | 125.7433 | 112.5153 | 97.5568 | 0 | 0 | 0 | 0 | 416.3677 | 435.5849 | 457.9823 | 478.1505 | 0 | 0 | 0 | 0 | 0 | -16.7422 | -1.616 | 3.4335 | 0 | 0 | 0 | 0 | -46.5231 | -31.3948 | -51.205 | -57.6308 | 0.3716 | 0.014335 | 0.38347 | 0.014454 | -17.2881 | -0.45003 | -19.6354 | -0.83299
10 | 18 | 16 | 504.5818 | 508.3614 | 514.9174 | 520.603 | 0 | 0 | 0 | 0 | 169.274 | 134.008 | 124.2292 | 149.3213 | 0 | 0 | 0 | 0 | 373.3312 | 389.6795 | 396.8633 | 403.3192 | 0 | 0 | 0 | 0 | 0 | -1.758 | -1.3553 | 8.9988 | 0 | 0 | 0 | 0 | -38.0235 | -13.5681 | -4.8197 | -41.0363 | 0.36606 | 0.39562 | 0.37317 | 0.38507 | -13.9189 | -5.3679 | -1.7986 | -15.802
10 | 18 | 17 | 496.5665 | 502.0209 | 510.3594 | 517.5916 | 0 | 0 | 0 | 0 | 195.9099 | 172.3299 | 142.5934 | 177.9469 | 0 | 0 | 0 | 0 | 293.5216 | 285.877 | 267.4758 | 250.9012 | 0 | 0 | 0 | 0 | 0 | -9.1616 | -0.074853 | 0 | 0 | 0 | 0 | 0 | 7.135 | 52.9757 | 100.3651 | 88.7434 | 0.3796 | 0.40231 | 0.39727 | 0.39167 | 2.7085 | 21.3129 | 39.872 | 34.758
10 | 18 | 18 | 520.2316 | 527.878 | 538.7156 | 548.1171 | 0 | 0 | 0 | 0 | 246.1803 | 203.5874 | 194.1681 | 210.2177 | 0 | 0 | 0 | 0 | 251.7809 | 217.6996 | 188.6788 | 162.688 | 0 | 0 | 0 | 0 | 0 | -1.5484 | 2.8545 | 15.0201 | 0 | 0 | 0 | 0 | 22.2704 | 108.1395 | 153.0143 | 160.1913 | 0.38763 | 0.39764 | 0.3935 | 0.37855 | 8.6327 | 43.0004 | 60.2114 | 60.6411
10 | 18 | 19 | 535.7222 | 545.9821 | 559.7459 | 571.7009 | 0 | 0 | 0 | 0 | 248.8669 | 220.1758 | 219.9696 | 218.0884 | 0 | 0 | 0 | 0 | 256.1651 | 216.2182 | 186.7112 | 160.2857 | 0 | 0 | 0 | 0 | 0 | -0.24515 | 5.7603 | 25.4247 | 0 | 0 | 0 | 0 | 30.6903 | 109.8332 | 147.3049 | 167.902 | 0.39128 | 0.40086 | 0.39698 | 0.38389 | 12.0086 | 44.028 | 58.4776 | 64.4562
10 | 18 | 20 | 530.9862 | 542.021 | 556.5381 | 569.0669 | 0 | 0 | 0 | 0 | 234.6388 | 222.2032 | 221.7177 | 232.3114 | 0 | 0 | 0 | 0 | 259.3869 | 218.2232 | 188.2729 | 161.4574 | 0 | 0 | 0 | 0 | 0 | 14.1928 | 6.3469 | 17.2511 | 0 | 0 | 0 | 0 | 36.9606 | 87.4017 | 140.2006 | 158.0471 | 0.39034 | 0.40015 | 0.39617 | 0.38289 | 14.4274 | 34.9742 | 55.5438 | 60.5143
10 | 18 | 21 | 500.369 | 511.3684 | 525.6272 | 537.8453 | 0 | 0 | 0 | 0 | 230.5839 | 211.6741 | 222.9654 | 235.4601 | 0 | 0 | 0 | 0 | 258.0336 | 218.813 | 189.4526 | 163.1546 | 0 | 0 | 0 | 0 | 0 | 16.6514 | 5.3555 | 18.4157 | 0 | 0 | 0 | 0 | 11.7515 | 64.2299 | 107.8537 | 120.8149 | 0.38547 | 0.3963 | 0.39241 | 0.3776 | 4.5298 | 25.4545 | 42.3231 | 45.6192
10 | 18 | 22 | 461.779 | 472.6859 | 486.6524 | 498.6123 | 0 | 0 | 0 | 0 | 266.2951 | 203.4369 | 219.6224 | 223.4758 | 0 | 0 | 0 | 0 | 267.4682 | 222.9879 | 193.5002 | 167.1143 | 0 | 0 | 0 | 0 | 0 | 21.2495 | 8.2093 | 23.4533 | 0 | 0 | 0 | 0 | -71.9844 | 25.0116 | 65.3205 | 84.569 | 0.37586 | 0.38944 | 0.38588 | 0.36712 | -27.0561 | 9.7405 | 25.2056 | 31.0468
10 | 18 | 23 | 428.016 | 438.4458 | 451.7101 | 463.0374 | 0 | 0 | 0 | 0 | 232.089 | 191.8452 | 195.3004 | 198.8679 | 0 | 0 | 0 | 0 | 261.9626 | 219.548 | 192.3144 | 168.0922 | 0 | 0 | 0 | 0 | 0 | 0.30527 | 21.0558 | 1.052 | 0 | 0 | 0 | 0 | -66.0357 | 26.7474 | 43.0394 | 95.0254 | 0.36524 | 0.38446 | 0.37959 | 0.36444 | -24.1191 | 10.2832 | 16.3371 | 34.6311
10 | 18 | 24 | 399.997 | 408.51 | 419.4862 | 428.7448 | 0 | 0 | 0 | 0 | 171.1718 | 182.6001 | 179.0598 | 159.9481 | 0 | 0 | 0 | 0 | 249.5083 | 206.9371 | 182.6152 | 161.2005 | 0 | 0 | 0 | 0 | 0 | 6.6754 | 12.589 | -3.929 | 0 | 0 | 0 | 0 | -20.6831 | 12.2974 | 45.2223 | 111.5252 | 0.36532 | 0.37062 | 0.37486 | 0.36426 | -7.5559 | 4.5576 | 16.9522 | 40.6242
10 | 19 | 1 | 379.3568 | 385.3246 | 393.3075 | 399.8147 | 0 | 0 | 0 | 0 | 167.6115 | 179.4677 | 177.6147 | 176.6142 | 0 | 0 | 0 | 0 | 236.8989 | 194.849 | 172.8718 | 153.6839 | 0 | 0 | 0 | 0 | 0 | 11.1858 | 16.2032 | -0.28068 | 0 | 0 | 0 | 0 | -25.1536 | -0.17787 | 26.6178 | 69.7973 | 0.37115 | 0.38254 | 0.37827 | 0.36417 | -9.3357 | -0.068043 | 10.0688 | 25.4183
10 | 19 | 2 | 364.3835 | 368.2573 | 373.8825 | 378.3329 | 0 | 0 | 0 | 0 | 137.2536 | 181.553 | 175.8307 | 159.4797 | 0 | 0 | 0 | 0 | 243.3861 | 201.8376 | 178.0482 | 157.1232 | 0 | 0 | 0 | 0 | 0 | 5.8979 | 3.45 | -2.8958 | 0 | 0 | 0 | 0 | -16.2562 | -21.0312 | 16.5535 | 64.6257 | 0.37051 | 0.38125 | 0.37759 | 0.36407 | -6.0231 | -8.0181 | 6.2505 | 23.5281
10 | 19 | 3 | 360.2435 | 362.3877 | 366.1016 | 368.8806 | 0 | 0 | 0 | 0 | 130.4447 | 190.8814 | 175.1363 | 123.2533 | 0 | 0 | 0 | 0 | 258.7323 | 209.4039 | 185.1318 | 163.7376 | 0 | 0 | 0 | 0 | 0 | 20.6167 | 7.9537 | -5.6982 | 0 | 0 | 0 | 0 | -28.9335 | -58.5143 | -2.1201 | 87.5879 | 0.36947 | 0.37677 | 0.37471 | 0.36399 | -10.69 | -22.0467 | -0.79443 | 31.8808
10 | 19 | 4 | 366.827 | 367.4337 | 369.4711 | 370.75 | 0 | 0 | 0 | 0 | 185.6988 | 181.8097 | 177.8302 | 120.0833 | 0 | 0 | 0 | 0 | 267.2795 | 212.7034 | 188.1399 | 166.4822 | 0 | 0 | 0 | 0 | 0 | 0.96937 | 3.5724 | -6.0784 | 0 | 0 | 0 | 0 | -86.1514 | -28.0487 | -0.071363 | 90.2629 | 0.36665 | 0.38012 | 0.37574 | 0.364 | -31.5871 | -10.662 | -0.026814 | 32.8559
10 | 19 | 5 | 394.3937 | 393.7422 | 394.4952 | 394.5985 | 0 | 0 | 0 | 0 | 227.958 | 182.2296 | 179.3047 | 172.7473 | 0 | 0 | 0 | 0 | 273.3998 | 215.9715 | 190.7249 | 168.4188 | 0 | 0 | 0 | 0 | 0 | 6.5784 | 0.95342 | -2.1786 | 0 | 0 | 0 | 0 | -106.9641 | -11.0373 | 23.5122 | 55.611 | 0.36507 | 0.38413 | 0.37673 | 0.36411 | -39.0494 | -4.2398 | 8.8578 | 20.2485
10 | 19 | 6 | 434.9666 | 433.3126 | 433.1716 | 432.4976 | 0 | 0 | 0 | 0 | 247.9337 | 200.476 | 198.3006 | 202.2966 | 0 | 0 | 0 | 0 | 276.6505 | 217.568 | 192.2284 | 169.8195 | 0 | 0 | 0 | 0 | 0 | 20.052 | 7.6166 | -1.2482 | 0 | 0 | 0 | 0 | -89.6177 | -4.7834 | 35.026 | 61.6297 | 0.37565 | 0.38754 | 0.38116 | 0.36427 | -33.6647 | -1.8537 | 13.3506 | 22.4496
10 | 19 | 7 | 456.627 | 454.3228 | 453.7537 | 452.9201 | 0 | 0 | 0 | 0 | 237.1843 | 179.2991 | 180.6427 | 146.5461 | 0 | 0 | 0 | 0 | 306.4505 | 243.5729 | 219.6487 | 198.4112 | 0 | 0 | 0 | 0 | 0 | -0.82056 | -6.8394 | -1.4931 | 0 | 0 | 0 | 0 | -87.0077 | 32.2713 | 60.3018 | 109.4559 | 0.37409 | 0.38456 | 0.38293 | 0.3729 | -32.5483 | 12.4102 | 23.0914 | 40.8166
10 | 19 | 8 | 470.5528 | 468.3448 | 468.3297 | 468.4419 | 0 | 0 | 0 | 0 | 181.6447 | 128.2249 | 126.0236 | 135.0069 | 0 | 0 | 0 | 0 | 367.9064 | 330.5514 | 327.202 | 324.4813 | 0 | 0 | 0 | 0 | 0 | -6.4129 | -2.887 | 0.67046 | 0 | 0 | 0 | 0 | -78.9983 | 15.9814 | 17.9911 | 8.2832 | 0.36583 | 0.38953 | 0.37971 | 0.39001 | -28.9001 | 6.2252 | 6.8314 | 3.2305
10 | 19 | 9 | 492.4447 | 491.31 | 492.9385 | 494.9295 | 0 | 0 | 0 | 0 | 142.1229 | 126.2509 | 123.7694 | 134.9825 | 0 | 0 | 0 | 0 | 427.0665 | 399.2729 | 412.4702 | 424.5708 | 0 | 0 | 0 | 0 | 0 | -10.5051 | -12.5149 | -5.1132 | 0 | 0 | 0 | 0 | -76.7446 | -23.7087 | -30.7861 | -59.5106 | 0.37083 | 0.014884 | 0.38398 | 0.014047 | -28.4592 | -0.35287 | -11.8212 | -0.83596
10 | 19 | 10 | 513.9854 | 513.3308 | 515.5373 | 517.9718 | 0 | 0 | 0 | 0 | 125.3916 | 101.0206 | 99.0517 | 118.0015 | 0 | 0 | 0 | 0 | 459.178 | 412.0952 | 437.1383 | 460.039 | 0 | 0 | 0 | 0 | 0 | -25.2642 | -26.8491 | -28.2525 | 0 | 0 | 0 | 0 | -70.5842 | 25.4792 | 6.1964 | -31.8161 | 0.38038 | 0.014884 | 0.38398 | 0.014884 | -26.8488 | 0.37922 | 2.3793 | -0.47354
10 | 19 | 11 | 526.4775 | 526.1408 | 528.4905 | 530.7287 | 0 | 0 | 0 | 0 | 129.7934 | 101.0206 | 99.0517 | 97.3857 | 0 | 0 | 0 | 0 | 472.5942 | 434.6524 | 466.3365 | 495.2178 | 0 | 0 | 0 | 0 | 0 | -24.564 | -26.4285 | -28.2 | 0 | 0 | 0 | 0 | -75.91 | 15.0318 | -10.4693 | -33.6747 | 0.3836 | 0.014884 | 0.38398 | 0.014884 | -29.1191 | 0.22373 | -4.02 | -0.5012
10 | 19 | 12 | 531.2793 | 531.3628 | 534.0046 | 536.2669 | 0 | 0 | 0 | 0 | 127.3148 | 101.0206 | 99.0517 | 97.3857 | 0 | 0 | 0 | 0 | 469.6877 | 423.2751 | 458.858 | 491.3889 | 0 | 0 | 0 | 0 | 0 | -26.2765 | -26.4057 | -29.5277 | 0 | 0 | 0 | 0 | -65.7232 | 33.3436 | 2.5007 | -22.98 | 0.38344 | 0.014884 | 0.38398 | 0.014884 | -25.2008 | 0.49628 | 0.96021 | -0.34203
10 | 19 | 13 | 542.3649 | 543.7186 | 547.7384 | 551.1274 | 0 | 0 | 0 | 0 | 127.7311 | 101.0206 | 103.64 | 97.3857 | 0 | 0 | 0 | 0 | 465.0036 | 415.8324 | 448.4836 | 478.4308 | 0 | 0 | 0 | 0 | 0 | -31.3623 | -26.3067 | -27.9961 | 0 | 0 | 0 | 0 | -50.3698 | 58.2279 | 21.9215 | 3.307 | 0.38056 | 0.014884 | 0.38398 | 0.014884 | -19.1686 | 0.86664 | 8.4174 | 0.04922
10 | 19 | 14 | 544.9312 | 547.1994 | 552.2664 | 556.6135 | 0 | 0 | 0 | 0 | 135.9127 | 101.0206 | 99.0517 | 97.3857 | 0 | 0 | 0 | 0 | 475.6516 | 418.3237 | 449.4317 | 478.0805 | 0 | 0 | 0 | 0 | 0 | -12.6061 | -15.3252 | -19.9189 | 0 | 0 | 0 | 0 | -66.6331 | 40.4612 | 19.1082 | 1.0663 | 0.37634 | 0.014773 | 0.38398 | 0.013952 | -25.0769 | 0.59773 | 7.3371 | 0.014877
10 | 19 | 15 | 540.1969 | 543.0216 | 548.6578 | 553.4824 | 0 | 0 | 0 | 0 | 141.4588 | 125.7433 | 112.5153 | 97.5568 | 0 | 0 | 0 | 0 | 493.6015 | 402.345 | 431.0102 | 457.8345 | 0 | 0 | 0 | 0 | 0 | -16.7422 | -1.616 | 3.4335 | 0 | 0 | 0 | 0 | -94.8633 | 31.6755 | 6.7482 | -5.3423 | 0.3716 | 0.014335 | 0.38347 | 0.014454 | -35.2516 | 0.45406 | 2.5877 | -0.077217
10 | 19 | 16 | 529.1227 | 533.6981 | 541.2314 | 547.759 | 0 | 0 | 0 | 0 | 169.274 | 134.008 | 124.2292 | 149.3213 | 0 | 0 | 0 | 0 | 470.3824 | 365.6338 | 383.7272 | 401.1743 | 0 | 0 | 0 | 0 | 0 | -1.758 | -1.3553 | 8.9988 | 0 | 0 | 0 | 0 | -110.5337 | 35.8144 | 34.6304 | -11.7354 | 0.36606 | 0.39562 | 0.37317 | 0.38507 | -40.4621 | 14.169 | 12.9231 | -4.519
10 | 19 | 17 | 521.3551 | 527.6134 | 536.939 | 545.0217 | 0 | 0 | 0 | 0 | 195.9099 | 172.3299 | 142.5934 | 177.9469 | 0 | 0 | 0 | 0 | 400.7603 | 296.384 | 293.2931 | 291.5778 | 0 | 0 | 0 | 0 | 0 | -9.1616 | -0.074853 | 0 | 0 | 0 | 0 | 0 | -75.3152 | 68.0611 | 101.1274 | 75.497 | 0.3796 | 0.40231 | 0.39727 | 0.39167 | -28.5899 | 27.382 | 40.1748 | 29.5698
10 | 19 | 18 | 528.8129 | 536.7376 | 547.917 | 557.6129 | 0 | 0 | 0 | 0 | 246.1803 | 203.5874 | 194.1681 | 210.2177 | 0 | 0 | 0 | 0 | 340.8119 | 239.9185 | 230.3567 | 223.0307 | 0 | 0 | 0 | 0 | 0 | -1.5484 | 2.8545 | 15.0201 | 0 | 0 | 0 | 0 | -58.1792 | 94.7802 | 120.5378 | 109.3445 | 0.38763 | 0.39764 | 0.3935 | 0.37855 | -22.552 | 37.6882 | 47.4318 | 41.3928
10 | 19 | 19 | 535.103 | 545.3428 | 559.0819 | 571.0156 | 0 | 0 | 0 | 0 | 248.8669 | 220.1758 | 219.9696 | 218.0884 | 0 | 0 | 0 | 0 | 311.7427 | 237.8763 | 225.5397 | 215.5593 | 0 | 0 | 0 | 0 | 0 | -0.24515 | 5.7603 | 25.4247 | 0 | 0 | 0 | 0 | -25.5065 | 87.5358 | 107.8123 | 111.9431 | 0.39128 | 0.40086 | 0.39698 | 0.38389 | -9.9802 | 35.0898 | 42.7997 | 42.974
10 | 19 | 20 | 516.3183 | 526.8774 | 540.8104 | 552.836 | 0 | 0 | 0 | 0 | 234.6388 | 222.2032 | 221.7177 | 232.3114 | 0 | 0 | 0 | 0 | 307.8347 | 249.848 | 232.0455 | 216.862 | 0 | 0 | 0 | 0 | 0 | 14.1928 | 6.3469 | 17.2511 | 0 | 0 | 0 | 0 | -26.1552 | 40.6333 | 80.7004 | 86.4115 | 0.39034 | 0.40015 | 0.39617 | 0.38289 | -10.2095 | 16.2596 | 31.9714 | 33.0859
10 | 19 | 21 | 497.8211 | 508.7379 | 522.8953 | 535.026 | 0 | 0 | 0 | 0 | 230.5839 | 211.6741 | 222.9654 | 235.4601 | 0 | 0 | 0 | 0 | 322.609 | 249.1221 | 229.6266 | 212.8274 | 0 | 0 | 0 | 0 | 0 | 16.6514 | 5.3555 | 18.4157 | 0 | 0 | 0 | 0 | -55.3718 | 31.2903 | 64.9478 | 68.3228 | 0.38547 | 0.3963 | 0.39241 | 0.3776 | -21.344 | 12.4004 | 25.4863 | 25.7984
10 | 19 | 22 | 463.6014 | 474.5675 | 488.6065 | 500.629 | 0 | 0 | 0 | 0 | 266.2951 | 203.4369 | 219.6224 | 223.4758 | 0 | 0 | 0 | 0 | 338.0592 | 246.9576 | 225.3633 | 206.6244 | 0 | 0 | 0 | 0 | 0 | 21.2495 | 8.2093 | 23.4533 | 0 | 0 | 0 | 0 | -140.7529 | 2.9235 | 35.4115 | 47.0754 | 0.37586 | 0.38944 | 0.38588 | 0.36712 | -52.9034 | 1.1385 | 13.6645 | 17.2823
10 | 19 | 23 | 430.0507 | 440.5466 | 453.8919 | 465.289 | 0 | 0 | 0 | 0 | 232.089 | 191.8452 | 195.3004 | 198.8679 | 0 | 0 | 0 | 0 | 338.2352 | 257.9085 | 236.699 | 218.3275 | 0 | 0 | 0 | 0 | 0 | 0.30527 | 21.0558 | 1.052 | 0 | 0 | 0 | 0 | -140.2735 | -9.5123 | 0.83664 | 47.0416 | 0.36524 | 0.38446 | 0.37959 | 0.36444 | -51.234 | -3.6571 | 0.31757 | 17.1439
10 | 19 | 24 | 398.8823 | 407.3592 | 418.291 | 427.5113 | 0 | 0 | 0 | 0 | 171.1718 | 182.6001 | 179.0598 | 159.9481 | 0 | 0 | 0 | 0 | 311.5539 | 251.1882 | 231.5084 | 214.6054 | 0 | 0 | 0 | 0 | 0 | 6.6754 | 12.589 | -3.929 | 0 | 0 | 0 | 0 | -83.8434 | -33.1045 | -4.8662 | 56.8868 | 0.36532 | 0.37062 | 0.37486 | 0.36426 | -30.6294 | -12.2691 | -1.8241 | 20.7216
10 | 20 | 1 | 375.4642 | 381.3057 | 389.1337 | 395.5074 | 0 | 0 | 0 | 0 | 167.6115 | 179.4677 | 177.6147 | 176.6142 | 0 | 0 | 0 | 0 | 296.7052 | 243.7712 | 226.0064 | 210.8691 | 0 | 0 | 0 | 0 | 0 | 11.1858 | 16.2032 | -0.28068 | 0 | 0 | 0 | 0 | -88.8525 | -53.1189 | -30.6906 | 8.3047 | 0.37115 | 0.38254 | 0.37827 | 0.36417 | -32.9773 | -20.3202 | -11.6095 | 3.0244
10 | 20 | 2 | 360.951 | 364.7134 | 370.2019 | 374.5345 | 0 | 0 | 0 | 0 | 137.2536 | 181.553 | 175.8307 | 159.4797 | 0 | 0 | 0 | 0 | 323.6499 | 245.3504 | 230.4082 | 217.9436 | 0 | 0 | 0 | 0 | 0 | 5.8979 | 3.45 | -2.8958 | 0 | 0 | 0 | 0 | -99.9525 | -68.0878 | -39.487 | 0.0069822 | 0.37051 | 0.38125 | 0.37759 | 0.36407 | -37.0335 | -25.9582 | -14.91 | 0.002542
10 | 20 | 3 | 354.0861 | 356.0307 | 359.4994 | 362.0671 | 0 | 0 | 0 | 0 | 130.4447 | 190.8814 | 175.1363 | 123.2533 | 0 | 0 | 0 | 0 | 336.6992 | 240.0775 | 228.8631 | 219.9092 | 0 | 0 | 0 | 0 | 0 | 20.6167 | 7.9537 | -5.6982 | 0 | 0 | 0 | 0 | -113.0578 | -95.5449 | -52.4537 | 24.6028 | 0.36947 | 0.37677 | 0.37471 | 0.36399 | -41.7711 | -35.9988 | -19.6551 | 8.9551
10 | 20 | 4 | 354.4946 | 354.7014 | 356.2477 | 357.1035 | 0 | 0 | 0 | 0 | 185.6988 | 181.8097 | 177.8302 | 120.0833 | 0 | 0 | 0 | 0 | 341.5135 | 245.4855 | 234.0737 | 224.9095 | 0 | 0 | 0 | 0 | 0 | 0.96937 | 3.5724 | -6.0784 | 0 | 0 | 0 | 0 | -172.7178 | -73.5632 | -59.2286 | 18.1891 | 0.36665 | 0.38012 | 0.37574 | 0.364 | -63.3263 | -27.9631 | -22.2547 | 6.6209
10 | 20 | 5 | 359.7675 | 357.9931 | 357.3673 | 356.2824 | 0 | 0 | 0 | 0 | 227.958 | 182.2296 | 179.3047 | 172.7473 | 0 | 0 | 0 | 0 | 349.8966 | 245.031 | 234.92 | 226.9821 | 0 | 0 | 0 | 0 | 0 | 6.5784 | 0.95342 | -2.1786 | 0 | 0 | 0 | 0 | -218.0871 | -75.8459 | -57.8108 | -41.2683 | 0.36507 | 0.38413 | 0.37673 | 0.36411 | -79.6171 | -29.1349 | -21.7792 | -15.0262
10 | 20 | 6 | 368.3504 | 364.5362 | 361.7426 | 358.7829 | 0 | 0 | 0 | 0 | 247.9337 | 200.476 | 198.3006 | 202.2966 | 0 | 0 | 0 | 0 | 343.7033 | 240.4467 | 231.9059 | 225.3804 | 0 | 0 | 0 | 0 | 0 | 20.052 | 7.6166 | -1.2482 | 0 | 0 | 0 | 0 | -223.2866 | -96.4385 | -76.0806 | -67.6459 | 0.37565 | 0.38754 | 0.38116 | 0.36427 | -83.8772 | -37.3737 | -28.9992 | -24.6411
10 | 20 | 7 | 377.5369 | 372.6679 | 368.9495 | 365.4022 | 0 | 0 | 0 | 0 | 237.1843 | 179.2991 | 180.6427 | 146.5461 | 0 | 0 | 0 | 0 | 372.9961 | 260.1224 | 255.313 | 252.085 | 0 | 0 | 0 | 0 | 0 | -0.82056 | -6.8394 | -1.4931 | 0 | 0 | 0 | 0 | -232.6434 | -65.933 | -60.1668 | -31.7358 | 0.37409 | 0.38456 | 0.38293 | 0.3729 | -87.0286 | -25.355 | -23.0397 | -11.8344
10 | 20 | 8 | 401.3357 | 396.8831 | 394.1118 | 391.849 | 0 | 0 | 0 | 0 | 181.6447 | 128.2249 | 126.0236 | 135.0069 | 0 | 0 | 0 | 0 | 453.9507 | 377.1566 | 389.2699 | 401.0048 | 0 | 0 | 0 | 0 | 0 | -6.4129 | -2.887 | 0.67046 | 0 | 0 | 0 | 0 | -234.2597 | -102.0856 | -118.2947 | -144.8331 | 0.36583 | 0.38953 | 0.37971 | 0.39001 | -85.6997 | -39.7655 | -44.9178 | -56.4862
10 | 20 | 9 | 424.0415 | 420.6886 | 419.5933 | 419.2373 | 0 | 0 | 0 | 0 | 142.1229 | 126.2509 | 123.7694 | 134.9825 | 0 | 0 | 0 | 0 | 503.9559 | 456.1596 | 484.4573 | 510.6346 | 0 | 0 | 0 | 0 | 0 | -10.5051 | -12.5149 | -5.1132 | 0 | 0 | 0 | 0 | -222.0372 | -151.2168 | -176.1185 | -221.2667 | 0.37083 | 0.014884 | 0.38398 | 0.014047 | -82.3379 | -2.2507 | -67.6255 | -3.1082
10 | 20 | 10 | 438.9825 | 435.8957 | 435.1156 | 434.9767 | 0 | 0 | 0 | 0 | 125.3916 | 101.0206 | 99.0517 | 118.0015 | 0 | 0 | 0 | 0 | 533.4373 | 517.8425 | 556.6233 | 592.0932 | 0 | 0 | 0 | 0 | 0 | -25.2642 | -26.8491 | -28.2525 | 0 | 0 | 0 | 0 | -219.8464 | -157.7032 | -193.7103 | -246.8655 | 0.38038 | 0.014884 | 0.38398 | 0.014884 | -83.625 | -2.3472 | -74.3804 | -3.6743
10 | 20 | 11 | 444.5919 | 441.5997 | 440.6887 | 440.1173 | 0 | 0 | 0 | 0 | 129.7934 | 101.0206 | 99.0517 | 97.3857 | 0 | 0 | 0 | 0 | 533.8042 | 541.3525 | 582.7775 | 620.4515 | 0 | 0 | 0 | 0 | 0 | -24.564 | -26.4285 | -28.2 | 0 | 0 | 0 | 0 | -219.0058 | -176.2094 | -214.712 | -249.5199 | 0.3836 | 0.014884 | 0.38398 | 0.014884 | -84.0108 | -2.6226 | -82.4445 | -3.7138
10 | 20 | 12 | 444.2979 | 441.5607 | 440.739 | 440.0168 | 0 | 0 | 0 | 0 | 127.3148 | 101.0206 | 99.0517 | 97.3857 | 0 | 0 | 0 | 0 | 576.1405 | 585.3841 | 638.3366 | 686.5422 | 0 | 0 | 0 | 0 | 0 | -26.2765 | -26.4057 | -29.5277 | 0 | 0 | 0 | 0 | -259.1574 | -218.5675 | -270.2436 | -314.3834 | 0.38344 | 0.014884 | 0.38398 | 0.014884 | -99.3708 | -3.2531 | -103.7674 | -4.6792
10 | 20 | 13 | 444.095 | 442.2619 | 442.3686 | 442.3859 | 0 | 0 | 0 | 0 | 127.7311 | 101.0206 | 103.64 | 97.3857 | 0 | 0 | 0 | 0 | 588.2751 | 606.5326 | 659.7814 | 708.2053 | 0 | 0 | 0 | 0 | 0 | -31.3623 | -26.3067 | -27.9961 | 0 | 0 | 0 | 0 | -271.9112 | -233.9289 | -294.746 | -335.209 | 0.38056 | 0.014884 | 0.38398 | 0.014884 | -103.478 | -3.4817 | -113.1758 | -4.9891
10 | 20 | 14 | 441.8664 | 440.7923 | 441.7553 | 442.5661 | 0 | 0 | 0 | 0 | 135.9127 | 101.0206 | 99.0517 | 97.3857 | 0 | 0 | 0 | 0 | 579.7868 | 614.514 | 666.8688 | 714.4764 | 0 | 0 | 0 | 0 | 0 | -12.6061 | -15.3252 | -19.9189 | 0 | 0 | 0 | 0 | -273.8331 | -262.1362 | -308.84 | -349.377 | 0.37634 | 0.014773 | 0.38398 | 0.013952 | -103.055 | -3.8725 | -118.5875 | -4.8744
10 | 20 | 15 | 439.2907 | 438.8432 | 440.4612 | 441.8237 | 0 | 0 | 0 | 0 | 141.4588 | 125.7433 | 112.5153 | 97.5568 | 0 | 0 | 0 | 0 | 554.5839 | 581.8005 | 625.7276 | 665.8089 | 0 | 0 | 0 | 0 | 0 | -16.7422 | -1.616 | 3.4335 | 0 | 0 | 0 | 0 | -256.752 | -251.9584 | -296.1657 | -324.9755 | 0.3716 | 0.014335 | 0.38347 | 0.014454 | -95.4099 | -3.6117 | -113.5699 | -4.6971
10 | 20 | 16 | 435.8778 | 437.4294 | 441.2497 | 444.5779 | 0 | 0 | 0 | 0 | 169.274 | 134.008 | 124.2292 | 149.3213 | 0 | 0 | 0 | 0 | 501.2793 | 498.1057 | 526.5917 | 553.0185 | 0 | 0 | 0 | 0 | 0 | -1.758 | -1.3553 | 8.9988 | 0 | 0 | 0 | 0 | -234.6756 | -192.9262 | -208.2158 | -266.7607 | 0.36606 | 0.39562 | 0.37317 | 0.38507 | -85.9056 | -76.3263 | -77.7006 | -102.7223
10 | 20 | 17 | 436.6562 | 440.1678 | 446.1207 | 451.2972 | 0 | 0 | 0 | 0 | 195.9099 | 172.3299 | 142.5934 | 177.9469 | 0 | 0 | 0 | 0 | 365.6024 | 284.9142 | 290.1373 | 296.1838 | 0 | 0 | 0 | 0 | 0 | -9.1616 | -0.074853 | 0 | 0 | 0 | 0 | 0 | -124.8562 | -7.9146 | 13.4648 | -22.8335 | 0.3796 | 0.40231 | 0.39727 | 0.39167 | -47.3959 | -3.1842 | 5.3492 | -8.9431
10 | 20 | 18 | 468.4426 | 474.4096 | 483.185 | 490.8095 | 0 | 0 | 0 | 0 | 246.1803 | 203.5874 | 194.1681 | 210.2177 | 0 | 0 | 0 | 0 | 321.1335 | 228.7863 | 223.9782 | 221.0818 | 0 | 0 | 0 | 0 | 0 | -1.5484 | 2.8545 | 15.0201 | 0 | 0 | 0 | 0 | -98.8712 | 43.5844 | 62.1842 | 44.49 | 0.38763 | 0.39764 | 0.3935 | 0.37855 | -38.3254 | 17.3308 | 24.4696 | 16.8419
10 | 20 | 19 | 480.2353 | 488.6958 | 500.2502 | 510.3013 | 0 | 0 | 0 | 0 | 248.8669 | 220.1758 | 219.9696 | 218.0884 | 0 | 0 | 0 | 0 | 322.0381 | 223.316 | 219.7599 | 218.1489 | 0 | 0 | 0 | 0 | 0 | -0.24515 | 5.7603 | 25.4247 | 0 | 0 | 0 | 0 | -90.6697 | 45.4491 | 54.7603 | 48.6392 | 0.39128 | 0.40086 | 0.39698 | 0.38389 | -35.4774 | 18.2189 | 21.739 | 18.6722
10 | 20 | 20 | 468.5811 | 477.5922 | 489.6243 | 500.012 | 0 | 0 | 0 | 0 | 234.6388 | 222.2032 | 221.7177 | 232.3114 | 0 | 0 | 0 | 0 | 327.9932 | 230.4565 | 225.7017 | 223.0379 | 0 | 0 | 0 | 0 | 0 | 14.1928 | 6.3469 | 17.2511 | 0 | 0 | 0 | 0 | -94.0509 | 10.7397 | 35.8581 | 27.4116 | 0.39034 | 0.40015 | 0.39617 | 0.38289 | -36.7122 | 4.2975 | 14.206 | 10.4956
10 | 20 | 21 | 453.7288 | 463.2158 | 475.6174 | 486.2352 | 0 | 0 | 0 | 0 | 230.5839 | 211.6741 | 222.9654 | 235.4601 | 0 | 0 | 0 | 0 | 317.1988 | 228.8855 | 223.5041 | 220.2212 | 0 | 0 | 0 | 0 | 0 | 16.6514 | 5.3555 | 18.4157 | 0 | 0 | 0 | 0 | -94.0538 | 6.0048 | 23.7925 | 12.1382 | 0.38547 | 0.3963 | 0.39241 | 0.3776 | -36.2546 | 2.3797 | 9.3365 | 4.5833
10 | 20 | 22 | 433.257 | 443.239 | 456.0698 | 467.0511 | 0 | 0 | 0 | 0 | 266.2951 | 203.4369 | 219.6224 | 223.4758 | 0 | 0 | 0 | 0 | 275.4423 | 228.5457 | 217.0514 | 207.8443 | 0 | 0 | 0 | 0 | 0 | 21.2495 | 8.2093 | 23.4533 | 0 | 0 | 0 | 0 | -108.4804 | -9.9931 | 11.1867 | 12.2777 | 0.37586 | 0.38944 | 0.38588 | 0.36712 | -40.7735 | -3.8917 | 4.3167 | 4.5074
10 | 20 | 23 | 402.8381 | 412.4514 | 424.7131 | 435.1766 | 0 | 0 | 0 | 0 | 232.089 | 191.8452 | 195.3004 | 198.8679 | 0 | 0 | 0 | 0 | 246.7463 | 223.4468 | 209.5662 | 198.0469 | 0 | 0 | 0 | 0 | 0 | 0.30527 | 21.0558 | 1.052 | 0 | 0 | 0 | 0 | -75.9972 | -3.1458 | -1.2093 | 37.2098 | 0.36524 | 0.38446 | 0.37959 | 0.36444 | -27.7575 | -1.2094 | -0.45903 | 13.5607
10 | 20 | 24 | 377.8093 | 385.6028 | 395.6955 | 404.1928 | 0 | 0 | 0 | 0 | 171.1718 | 182.6001 | 179.0598 | 159.9481 | 0 | 0 | 0 | 0 | 244.7714 | 219.9656 | 207.0519 | 196.4739 | 0 | 0 | 0 | 0 | 0 | 6.6754 | 12.589 | -3.929 | 0 | 0 | 0 | 0 | -38.1339 | -23.6382 | -3.0051 | 51.6999 | 0.36532 | 0.37062 | 0.37486 | 0.36426 | -13.931 | -8.7608 | -1.1265 | 18.8322
10 | 21 | 1 | 359.3808 | 364.7008 | 371.8883 | 377.7101 | 0 | 0 | 0 | 0 | 167.6115 | 179.4677 | 177.6147 | 176.6142 | 0 | 0 | 0 | 0 | 254.6489 | 209.2505 | 196.9597 | 187.002 | 0 | 0 | 0 | 0 | 0 | 11.1858 | 16.2032 | -0.28068 | 0 | 0 | 0 | 0 | -62.8796 | -35.2032 | -18.8893 | 14.3745 | 0.37115 | 0.38254 | 0.37827 | 0.36417 | -23.3375 | -13.4667 | -7.1453 | 5.2348
10 | 21 | 2 | 348.3001 | 351.6523 | 356.637 | 360.5356 | 0 | 0 | 0 | 0 | 137.2536 | 181.553 | 175.8307 | 159.4797 | 0 | 0 | 0 | 0 | 233.5671 | 201.6195 | 187.5307 | 175.8382 | 0 | 0 | 0 | 0 | 0 | 5.8979 | 3.45 | -2.8958 | 0 | 0 | 0 | 0 | -22.5206 | -37.4181 | -10.1744 | 28.1134 | 0.37051 | 0.38125 | 0.37759 | 0.36407 | -8.3441 | -14.2655 | -3.8418 | 10.2352
10 | 21 | 3 | 342.4614 | 344.029 | 347.0349 | 349.2038 | 0 | 0 | 0 | 0 | 130.4447 | 190.8814 | 175.1363 | 123.2533 | 0 | 0 | 0 | 0 | 221.2407 | 194.6613 | 181.4624 | 170.6067 | 0 | 0 | 0 | 0 | 0 | 20.6167 | 7.9537 | -5.6982 | 0 | 0 | 0 | 0 | -9.2239 | -62.1303 | -17.5174 | 61.0419 | 0.36947 | 0.37677 | 0.37471 | 0.36399 | -3.4079 | -23.4091 | -6.564 | 22.2184
10 | 21 | 4 | 341.3837 | 341.1654 | 342.1896 | 342.5955 | 0 | 0 | 0 | 0 | 185.6988 | 181.8097 | 177.8302 | 120.0833 | 0 | 0 | 0 | 0 | 227.5491 | 198.1319 | 185.7469 | 175.7203 | 0 | 0 | 0 | 0 | 0 | 0.96937 | 3.5724 | -6.0784 | 0 | 0 | 0 | 0 | -71.8642 | -39.7456 | -24.96 | 52.8703 | 0.36665 | 0.38012 | 0.37574 | 0.364 | -26.3487 | -15.1083 | -9.3785 | 19.2449
10 | 21 | 5 | 345.2411 | 342.9956 | 341.7914 | 340.2081 | 0 | 0 | 0 | 0 | 227.958 | 182.2296 | 179.3047 | 172.7473 | 0 | 0 | 0 | 0 | 234.6209 | 200.7358 | 189.1631 | 179.9462 | 0 | 0 | 0 | 0 | 0 | 6.5784 | 0.95342 | -2.1786 | 0 | 0 | 0 | 0 | -117.3379 | -46.5482 | -27.6298 | -10.3068 | 0.36507 | 0.38413 | 0.37673 | 0.36411 | -42.8365 | -17.8807 | -10.409 | -3.7528
10 | 21 | 6 | 349.7545 | 345.3373 | 341.8031 | 338.2054 | 0 | 0 | 0 | 0 | 247.9337 | 200.476 | 198.3006 | 202.2966 | 0 | 0 | 0 | 0 | 235.3989 | 193.5673 | 181.8081 | 172.452 | 0 | 0 | 0 | 0 | 0 | 20.052 | 7.6166 | -1.2482 | 0 | 0 | 0 | 0 | -133.5782 | -68.758 | -45.9222 | -35.2951 | 0.37565 | 0.38754 | 0.38116 | 0.36427 | -50.1784 | -26.6464 | -17.5039 | -12.8568
10 | 21 | 7 | 354.5884 | 348.9752 | 344.343 | 340.0083 | 0 | 0 | 0 | 0 | 237.1843 | 179.2991 | 180.6427 | 146.5461 | 0 | 0 | 0 | 0 | 276.5064 | 219.7881 | 209.1361 | 200.6672 | 0 | 0 | 0 | 0 | 0 | -0.82056 | -6.8394 | -1.4931 | 0 | 0 | 0 | 0 | -159.1023 | -49.2915 | -38.5964 | -5.712 | 0.37409 | 0.38456 | 0.38293 | 0.3729 | -59.5179 | -18.9554 | -14.7797 | -2.13
10 | 21 | 8 | 374.2115 | 368.8793 | 365.0279 | 361.8345 | 0 | 0 | 0 | 0 | 181.6447 | 128.2249 | 126.0236 | 135.0069 | 0 | 0 | 0 | 0 | 374.2293 | 395.5132 | 400.7473 | 406.0592 | 0 | 0 | 0 | 0 | 0 | -6.4129 | -2.887 | 0.67046 | 0 | 0 | 0 | 0 | -181.6625 | -148.446 | -158.856 | -179.9021 | 0.36583 | 0.38953 | 0.37971 | 0.39001 | -66.4579 | -57.8243 | -60.3194 | -70.1634
10 | 21 | 9 | 395.1303 | 390.8398 | 388.5933 | 387.2452 | 0 | 0 | 0 | 0 | 142.1229 | 126.2509 | 123.7694 | 134.9825 | 0 | 0 | 0 | 0 | 438.1228 | 501.9085 | 530.9072 | 557.5592 | 0 | 0 | 0 | 0 | 0 | -10.5051 | -12.5149 | -5.1132 | 0 | 0 | 0 | 0 | -185.1153 | -226.8144 | -253.5684 | -300.1833 | 0.37083 | 0.014884 | 0.38398 | 0.014047 | -68.6462 | -3.3758 | -97.3645 | -4.2167
10 | 21 | 10 | 410.9737 | 406.9785 | 405.0831 | 403.9832 | 0 | 0 | 0 | 0 | 125.3916 | 101.0206 | 99.0517 | 118.0015 | 0 | 0 | 0 | 0 | 477.9546 | 557.686 | 604.7908 | 647.8132 | 0 | 0 | 0 | 0 | 0 | -25.2642 | -26.8491 | -28.2525 | 0 | 0 | 0 | 0 | -192.3726 | -226.4639 | -271.9102 | -333.579 | 0.38038 | 0.014884 | 0.38398 | 0.014884 | -73.1745 | -3.3706 | -104.4073 | -4.9649
10 | 21 | 11 | 415.4152 | 411.4769 | 409.4041 | 407.8316 | 0 | 0 | 0 | 0 | 129.7934 | 101.0206 | 99.0517 | 97.3857 | 0 | 0 | 0 | 0 | 498.8967 | 572.182 | 629.4024 | 681.5925 | 0 | 0 | 0 | 0 | 0 | -24.564 | -26.4285 | -28.2 | 0 | 0 | 0 | 0 | -213.2749 | -237.1616 | -292.6215 | -342.9465 | 0.3836 | 0.014884 | 0.38398 | 0.014884 | -81.8124 | -3.5298 | -112.36 | -5.1043
10 | 21 | 12 | 426.2505 | 422.9281 | 421.3877 | 420.0462 | 0 | 0 | 0 | 0 | 127.3148 | 101.0206 | 99.0517 | 97.3857 | 0 | 0 | 0 | 0 | 522.7896 | 577.2388 | 641.0968 | 699.4402 | 0 | 0 | 0 | 0 | 0 | -26.2765 | -26.4057 | -29.5277 | 0 | 0 | 0 | 0 | -223.8539 | -229.0548 | -292.355 | -347.252 | 0.38344 | 0.014884 | 0.38398 | 0.014884 | -85.8341 | -3.4092 | -112.2577 | -5.1684
10 | 21 | 13 | 425.1099 | 422.6611 | 422.0118 | 421.3777 | 0 | 0 | 0 | 0 | 127.7311 | 101.0206 | 103.64 | 97.3857 | 0 | 0 | 0 | 0 | 542.4709 | 574.3368 | 641.4495 | 703.0115 | 0 | 0 | 0 | 0 | 0 | -31.3623 | -26.3067 | -27.9961 | 0 | 0 | 0 | 0 | -245.0922 | -221.3339 | -296.771 | -351.0234 | 0.38056 | 0.014884 | 0.38398 | 0.014884 | -93.2718 | -3.2943 | -113.9533 | -5.2245
10 | 21 | 14 | 431.9934 | 430.5992 | 431.169 | 431.6411 | 0 | 0 | 0 | 0 | 135.9127 | 101.0206 | 99.0517 | 97.3857 | 0 | 0 | 0 | 0 | 543.5369 | 561.4955 | 626.4409 | 686.1434 | 0 | 0 | 0 | 0 | 0 | -12.6061 | -15.3252 | -19.9189 | 0 | 0 | 0 | 0 | -247.4562 | -219.3108 | -278.9984 | -331.9691 | 0.37634 | 0.014773 | 0.38398 | 0.013952 | -93.1283 | -3.2399 | -107.129 | -4.6315
10 | 21 | 15 | 433.6642 | 433.0341 | 434.4282 | 435.5975 | 0 | 0 | 0 | 0 | 141.4588 | 125.7433 | 112.5153 | 97.5568 | 0 | 0 | 0 | 0 | 511.8353 | 527.2304 | 581.8101 | 632.179 | 0 | 0 | 0 | 0 | 0 | -16.7422 | -1.616 | 3.4335 | 0 | 0 | 0 | 0 | -219.6299 | -203.1973 | -258.2813 | -297.5717 | 0.3716 | 0.014335 | 0.38347 | 0.014454 | -81.6153 | -2.9128 | -99.0424 | -4.3011
10 | 21 | 16 | 440.1419 | 441.8319 | 445.8219 | 449.2965 | 0 | 0 | 0 | 0 | 169.274 | 134.008 | 124.2292 | 149.3213 | 0 | 0 | 0 | 0 | 454.1399 | 467.0809 | 505.0586 | 540.7421 | 0 | 0 | 0 | 0 | 0 | -1.758 | -1.3553 | 8.9988 | 0 | 0 | 0 | 0 | -183.2721 | -157.499 | -182.1105 | -249.7657 | 0.36606 | 0.39562 | 0.37317 | 0.38507 | -67.0888 | -62.3104 | -67.9588 | -96.178
10 | 21 | 17 | 447.3961 | 451.256 | 457.6366 | 463.1817 | 0 | 0 | 0 | 0 | 195.9099 | 172.3299 | 142.5934 | 177.9469 | 0 | 0 | 0 | 0 | 325.1126 | 230.8132 | 244.4575 | 258.9445 | 0 | 0 | 0 | 0 | 0 | -9.1616 | -0.074853 | 0 | 0 | 0 | 0 | 0 | -73.6264 | 57.2746 | 70.6606 | 26.2903 | 0.3796 | 0.40231 | 0.39727 | 0.39167 | -27.9489 | 23.0424 | 28.0713 | 10.2971
10 | 21 | 18 | 482.0312 | 488.4389 | 497.7554 | 505.8462 | 0 | 0 | 0 | 0 | 246.1803 | 203.5874 | 194.1681 | 210.2177 | 0 | 0 | 0 | 0 | 288.4522 | 189.0045 | 185.1249 | 183.395 | 0 | 0 | 0 | 0 | 0 | -1.5484 | 2.8545 | 15.0201 | 0 | 0 | 0 | 0 | -52.6012 | 97.3954 | 115.6079 | 97.2134 | 0.38763 | 0.39764 | 0.3935 | 0.37855 | -20.3898 | 38.7281 | 45.4919 | 36.8005
10 | 21 | 19 | 501.2375 | 510.3791 | 522.7698 | 533.5415 | 0 | 0 | 0 | 0 | 248.8669 | 220.1758 | 219.9696 | 218.0884 | 0 | 0 | 0 | 0 | 302.5604 | 198.5165 | 191.7435 | 187.2378 | 0 | 0 | 0 | 0 | 0 | -0.24515 | 5.7603 | 25.4247 | 0 | 0 | 0 | 0 | -50.1898 | 91.9319 | 105.2964 | 102.7905 | 0.39128 | 0.40086 | 0.39698 | 0.38389 | -19.6383 | 36.8521 | 41.8009 | 39.4604
10 | 21 | 20 | 490.1849 | 499.8965 | 512.7889 | 523.9179 | 0 | 0 | 0 | 0 | 234.6388 | 222.2032 | 221.7177 | 232.3114 | 0 | 0 | 0 | 0 | 312.1046 | 224.4982 | 216.1732 | 210.1601 | 0 | 0 | 0 | 0 | 0 | 14.1928 | 6.3469 | 17.2511 | 0 | 0 | 0 | 0 | -56.5584 | 39.0023 | 68.5512 | 64.1953 | 0.39034 | 0.40015 | 0.39617 | 0.38289 | -22.0773 | 15.607 | 27.1582 | 24.5796
10 | 21 | 21 | 463.3895 | 473.1898 | 485.976 | 496.9253 | 0 | 0 | 0 | 0 | 230.5839 | 211.6741 | 222.9654 | 235.4601 | 0 | 0 | 0 | 0 | 306.2255 | 237.5642 | 227.8097 | 220.3858 | 0 | 0 | 0 | 0 | 0 | 16.6514 | 5.3555 | 18.4157 | 0 | 0 | 0 | 0 | -73.4199 | 7.3001 | 29.8455 | 22.6636 | 0.38547 | 0.3963 | 0.39241 | 0.3776 | -28.3009 | 2.893 | 11.7117 | 8.5577
10 | 21 | 22 | 433.027 | 443.0016 | 455.8231 | 466.7965 | 0 | 0 | 0 | 0 | 266.2951 | 203.4369 | 219.6224 | 223.4758 | 0 | 0 | 0 | 0 | 280.9265 | 225.4913 | 213.2667 | 203.4153 | 0 | 0 | 0 | 0 | 0 | 21.2495 | 8.2093 | 23.4533 | 0 | 0 | 0 | 0 | -114.1947 | -7.1761 | 14.7248 | 16.4522 | 0.37586 | 0.38944 | 0.38588 | 0.36712 | -42.9212 | -2.7947 | 5.6819 | 6.0399
10 | 21 | 23 | 399.1755 | 408.6701 | 420.786 | 431.1237 | 0 | 0 | 0 | 0 | 232.089 | 191.8452 | 195.3004 | 198.8679 | 0 | 0 | 0 | 0 | 257.6423 | 222.9236 | 207.2357 | 194.005 | 0 | 0 | 0 | 0 | 0 | 0.30527 | 21.0558 | 1.052 | 0 | 0 | 0 | 0 | -90.5558 | -6.4039 | -2.806 | 37.1989 | 0.36524 | 0.38446 | 0.37959 | 0.36444 | -33.0749 | -2.462 | -1.0651 | 13.5568
10 | 21 | 24 | 377.8978 | 385.6942 | 395.7904 | 404.2907 | 0 | 0 | 0 | 0 | 171.1718 | 182.6001 | 179.0598 | 159.9481 | 0 | 0 | 0 | 0 | 247.2616 | 217.2995 | 199.7522 | 184.7244 | 0 | 0 | 0 | 0 | 0 | 6.6754 | 12.589 | -3.929 | 0 | 0 | 0 | 0 | -40.5356 | -20.8808 | 4.3894 | 63.5472 | 0.36532 | 0.37062 | 0.37486 | 0.36426 | -14.8083 | -7.7388 | 1.6454 | 23.1477
10 | 22 | 1 | 357.7706 | 363.0384 | 370.1619 | 375.9284 | 0 | 0 | 0 | 0 | 167.6115 | 179.4677 | 177.6147 | 176.6142 | 0 | 0 | 0 | 0 | 239.3263 | 202.8491 | 184.8541 | 169.3712 | 0 | 0 | 0 | 0 | 0 | 11.1858 | 16.2032 | -0.28068 | 0 | 0 | 0 | 0 | -49.1671 | -30.4642 | -8.5102 | 30.2236 | 0.37115 | 0.38254 | 0.37827 | 0.36417 | -18.2482 | -11.6538 | -3.2192 | 11.0066
10 | 22 | 2 | 350.8657 | 354.3011 | 359.388 | 363.3745 | 0 | 0 | 0 | 0 | 137.2536 | 181.553 | 175.8307 | 159.4797 | 0 | 0 | 0 | 0 | 239.3078 | 201.7702 | 184.6041 | 169.9276 | 0 | 0 | 0 | 0 | 0 | 5.8979 | 3.45 | -2.8958 | 0 | 0 | 0 | 0 | -25.6957 | -34.92 | -4.4968 | 36.863 | 0.37051 | 0.38125 | 0.37759 | 0.36407 | -9.5205 | -13.3131 | -1.698 | 13.4206
10 | 22 | 3 | 346.3009 | 347.993 | 351.1518 | 353.4524 | 0 | 0 | 0 | 0 | 130.4447 | 190.8814 | 175.1363 | 123.2533 | 0 | 0 | 0 | 0 | 234.6547 | 190.1036 | 173.6764 | 159.6911 | 0 | 0 | 0 | 0 | 0 | 20.6167 | 7.9537 | -5.6982 | 0 | 0 | 0 | 0 | -18.7985 | -53.6086 | -5.6146 | 76.2061 | 0.36947 | 0.37677 | 0.37471 | 0.36399 | -6.9454 | -20.1983 | -2.1039 | 27.738
10 | 22 | 4 | 355.9101 | 356.1628 | 357.7655 | 358.6698 | 0 | 0 | 0 | 0 | 185.6988 | 181.8097 | 177.8302 | 120.0833 | 0 | 0 | 0 | 0 | 223.9509 | 187.9242 | 171.5932 | 157.6551 | 0 | 0 | 0 | 0 | 0 | 0.96937 | 3.5724 | -6.0784 | 0 | 0 | 0 | 0 | -53.7397 | -14.5404 | 4.7697 | 87.0098 | 0.36665 | 0.38012 | 0.37574 | 0.364 | -19.7034 | -5.5272 | 1.7922 | 31.6718
10 | 22 | 5 | 386.0424 | 385.12 | 385.5405 | 385.3572 | 0 | 0 | 0 | 0 | 227.958 | 182.2296 | 179.3047 | 172.7473 | 0 | 0 | 0 | 0 | 214.1674 | 192.6173 | 176.7493 | 163.2064 | 0 | 0 | 0 | 0 | 0 | 6.5784 | 0.95342 | -2.1786 | 0 | 0 | 0 | 0 | -56.083 | 3.6947 | 28.533 | 51.5821 | 0.36507 | 0.38413 | 0.37673 | 0.36411 | -20.4742 | 1.4193 | 10.7493 | 18.7816
10 | 22 | 6 | 428.8446 | 426.9922 | 426.6074 | 425.7233 | 0 | 0 | 0 | 0 | 247.9337 | 200.476 | 198.3006 | 202.2966 | 0 | 0 | 0 | 0 | 213.9149 | 186.5714 | 172.0855 | 159.8417 | 0 | 0 | 0 | 0 | 0 | 20.052 | 7.6166 | -1.2482 | 0 | 0 | 0 | 0 | -33.004 | 19.8927 | 48.6046 | 64.8332 | 0.37565 | 0.38754 | 0.38116 | 0.36427 | -12.3979 | 7.7092 | 18.5263 | 23.6165
10 | 22 | 7 | 452.7522 | 450.3222 | 449.5989 | 448.6323 | 0 | 0 | 0 | 0 | 237.1843 | 179.2991 | 180.6427 | 146.5461 | 0 | 0 | 0 | 0 | 248.1206 | 221.2168 | 207.5953 | 195.9149 | 0 | 0 | 0 | 0 | 0 | -0.82056 | -6.8394 | -1.4931 | 0 | 0 | 0 | 0 | -32.5527 | 50.6268 | 68.2003 | 107.6644 | 0.37409 | 0.38456 | 0.38293 | 0.3729 | -12.1775 | 19.4689 | 26.116 | 40.1485
10 | 22 | 8 | 466.3948 | 464.052 | 463.8713 | 463.8408 | 0 | 0 | 0 | 0 | 181.6447 | 128.2249 | 126.0236 | 135.0069 | 0 | 0 | 0 | 0 | 327.0597 | 375.5897 | 378.0555 | 380.2263 | 0 | 0 | 0 | 0 | 0 | -6.4129 | -2.887 | 0.67046 | 0 | 0 | 0 | 0 | -42.3096 | -33.3498 | -37.3208 | -52.0628 | 0.36583 | 0.38953 | 0.37971 | 0.39001 | -15.4782 | -12.9908 | -14.1711 | -20.305
10 | 22 | 9 | 488.2691 | 486.9989 | 488.4612 | 490.3089 | 0 | 0 | 0 | 0 | 142.1229 | 126.2509 | 123.7694 | 134.9825 | 0 | 0 | 0 | 0 | 384.5085 | 467.7035 | 491.4241 | 512.5877 | 0 | 0 | 0 | 0 | 0 | -10.5051 | -12.5149 | -5.1132 | 0 | 0 | 0 | 0 | -38.3623 | -96.4504 | -114.2174 | -152.1481 | 0.37083 | 0.014884 | 0.38398 | 0.014047 | -14.2259 | -1.4355 | -43.8569 | -2.1373
10 | 22 | 10 | 499.6183 | 498.4977 | 500.1322 | 502.0737 | 0 | 0 | 0 | 0 | 125.3916 | 101.0206 | 99.0517 | 118.0015 | 0 | 0 | 0 | 0 | 411.6563 | 501.9472 | 544.6095 | 582.9436 | 0 | 0 | 0 | 0 | 0 | -25.2642 | -26.8491 | -28.2525 | 0 | 0 | 0 | 0 | -37.4297 | -79.2058 | -116.6799 | -170.6188 | 0.38038 | 0.014884 | 0.38398 | 0.014884 | -14.2375 | -1.1789 | -44.8024 | -2.5394
10 | 22 | 11 | 504.9622 | 503.9277 | 505.4207 | 506.9207 | 0 | 0 | 0 | 0 | 129.7934 | 101.0206 | 99.0517 | 97.3857 | 0 | 0 | 0 | 0 | 426.1891 | 516.3998 | 570.3364 | 618.9354 | 0 | 0 | 0 | 0 | 0 | -24.564 | -26.4285 | -28.2 | 0 | 0 | 0 | 0 | -51.0203 | -88.9286 | -137.5389 | -181.2003 | 0.3836 | 0.014884 | 0.38398 | 0.014884 | -19.5714 | -1.3236 | -52.8118 | -2.6969
10 | 22 | 12 | 510.1178 | 509.5151 | 511.3143 | 512.8505 | 0 | 0 | 0 | 0 | 127.3148 | 101.0206 | 99.0517 | 97.3857 | 0 | 0 | 0 | 0 | 437.1823 | 514.3233 | 575.9718 | 631.7422 | 0 | 0 | 0 | 0 | 0 | -26.2765 | -26.4057 | -29.5277 | 0 | 0 | 0 | 0 | -54.3792 | -79.5523 | -137.3034 | -186.7497 | 0.38344 | 0.014884 | 0.38398 | 0.014884 | -20.8511 | -1.184 | -52.7214 | -2.7795
10 | 22 | 13 | 523.7867 | 524.5379 | 527.8179 | 530.5695 | 0 | 0 | 0 | 0 | 127.7311 | 101.0206 | 103.64 | 97.3857 | 0 | 0 | 0 | 0 | 430.3962 | 502.2525 | 564.7901 | 621.4154 | 0 | 0 | 0 | 0 | 0 | -31.3623 | -26.3067 | -27.9961 | 0 | 0 | 0 | 0 | -34.3406 | -47.3729 | -114.3055 | -160.2355 | 0.38056 | 0.014884 | 0.38398 | 0.014884 | -13.0686 | -0.70508 | -43.8907 | -2.3849
10 | 22 | 14 | 522.0181 | 523.5432 | 527.6978 | 531.2588 | 0 | 0 | 0 | 0 | 135.9127 | 101.0206 | 99.0517 | 97.3857 | 0 | 0 | 0 | 0 | 408.2996 | 484.1763 | 543.1324 | 596.4935 | 0 | 0 | 0 | 0 | 0 | -12.6061 | -15.3252 | -19.9189 | 0 | 0 | 0 | 0 | -22.1942 | -49.0476 | -99.1611 | -142.7014 | 0.37634 | 0.014773 | 0.38398 | 0.013952 | -8.3526 | -0.72457 | -38.0756 | -1.9909
10 | 22 | 15 | 524.6266 | 526.9464 | 531.9625 | 536.253 | 0 | 0 | 0 | 0 | 141.4588 | 125.7433 | 112.5153 | 97.5568 | 0 | 0 | 0 | 0 | 384.0712 | 442.4436 | 494.9875 | 542.7772 | 0 | 0 | 0 | 0 | 0 | -16.7422 | -1.616 | 3.4335 | 0 | 0 | 0 | 0 | -0.90338 | -24.4983 | -73.9243 | -107.5145 | 0.3716 | 0.014335 | 0.38347 | 0.014454 | -0.3357 | -0.35117 | -28.3476 | -1.554
10 | 22 | 16 | 521.0014 | 525.3134 | 532.5233 | 538.7723 | 0 | 0 | 0 | 0 | 169.274 | 134.008 | 124.2292 | 149.3213 | 0 | 0 | 0 | 0 | 330.822 | 366.4922 | 403.6298 | 437.8027 | 0 | 0 | 0 | 0 | 0 | -1.758 | -1.3553 | 8.9988 | 0 | 0 | 0 | 0 | 20.9053 | 26.5713 | 6.0197 | -57.3505 | 0.36606 | 0.39562 | 0.37317 | 0.38507 | 7.6526 | 10.5122 | 2.2464 | -22.0841
10 | 22 | 17 | 515.7109 | 521.7861 | 530.887 | 538.776 | 0 | 0 | 0 | 0 | 195.9099 | 172.3299 | 142.5934 | 177.9469 | 0 | 0 | 0 | 0 | 204.9473 | 175.8421 | 187.6415 | 199.5485 | 0 | 0 | 0 | 0 | 0 | -9.1616 | -0.074853 | 0 | 0 | 0 | 0 | 0 | 114.8536 | 182.7758 | 200.7269 | 161.2806 | 0.3796 | 0.40231 | 0.39727 | 0.39167 | 43.5989 | 73.5333 | 79.7427 | 63.1685
10 | 22 | 18 | 540.4376 | 548.7392 | 560.3815 | 570.4763 | 0 | 0 | 0 | 0 | 246.1803 | 203.5874 | 194.1681 | 210.2177 | 0 | 0 | 0 | 0 | 176.2003 | 120.3071 | 121.0162 | 122.9822 | 0 | 0 | 0 | 0 | 0 | -1.5484 | 2.8545 | 15.0201 | 0 | 0 | 0 | 0 | 118.057 | 226.3932 | 242.3427 | 222.2563 | 0.38763 | 0.39764 | 0.3935 | 0.37855 | 45.7624 | 90.0226 | 95.3622 | 84.136
10 | 22 | 19 | 551.2041 | 561.966 | 576.3463 | 588.8325 | 0 | 0 | 0 | 0 | 248.8669 | 220.1758 | 219.9696 | 218.0884 | 0 | 0 | 0 | 0 | 190.1118 | 115.3701 | 115.6385 | 117.1858 | 0 | 0 | 0 | 0 | 0 | -0.24515 | 5.7603 | 25.4247 | 0 | 0 | 0 | 0 | 112.2254 | 226.6652 | 234.9779 | 228.1335 | 0.39128 | 0.40086 | 0.39698 | 0.38389 | 43.9118 | 90.8616 | 93.2824 | 87.5786
10 | 22 | 20 | 530.1369 | 541.1441 | 555.6274 | 568.1271 | 0 | 0 | 0 | 0 | 234.6388 | 222.2032 | 221.7177 | 232.3114 | 0 | 0 | 0 | 0 | 178.7887 | 116.6393 | 114.3361 | 113.3913 | 0 | 0 | 0 | 0 | 0 | 14.1928 | 6.3469 | 17.2511 | 0 | 0 | 0 | 0 | 116.7094 | 188.1088 | 213.2268 | 205.1733 | 0.39034 | 0.40015 | 0.39617 | 0.38289 | 45.5569 | 75.2725 | 84.4748 | 78.5584
10 | 22 | 21 | 502.3153 | 513.3778 | 527.7141 | 539.999 | 0 | 0 | 0 | 0 | 230.5839 | 211.6741 | 222.9654 | 235.4601 | 0 | 0 | 0 | 0 | 163.6799 | 123.1919 | 118.0195 | 114.2949 | 0 | 0 | 0 | 0 | 0 | 16.6514 | 5.3555 | 18.4157 | 0 | 0 | 0 | 0 | 108.0515 | 161.8604 | 181.3738 | 171.8282 | 0.38547 | 0.3963 | 0.39241 | 0.3776 | 41.6502 | 64.1458 | 71.1733 | 64.8817
10 | 22 | 22 | 464.3268 | 475.3164 | 489.3844 | 501.4317 | 0 | 0 | 0 | 0 | 266.2951 | 203.4369 | 219.6224 | 223.4758 | 0 | 0 | 0 | 0 | 158.1681 | 127.8359 | 121.0152 | 115.7125 | 0 | 0 | 0 | 0 | 0 | 21.2495 | 8.2093 | 23.4533 | 0 | 0 | 0 | 0 | 39.8637 | 122.7941 | 140.5375 | 138.7901 | 0.37586 | 0.38944 | 0.38588 | 0.36712 | 14.9832 | 47.8208 | 54.23 | 50.9524
10 | 22 | 23 | 424.5657 | 434.8837 | 448.0106 | 459.2195 | 0 | 0 | 0 | 0 | 232.089 | 191.8452 | 195.3004 | 198.8679 | 0 | 0 | 0 | 0 | 161.1027 | 126.0773 | 118.4802 | 112.4482 | 0 | 0 | 0 | 0 | 0 | 0.30527 | 21.0558 | 1.052 | 0 | 0 | 0 | 0 | 31.374 | 116.6559 | 113.1742 | 146.8515 | 0.36524 | 0.38446 | 0.37959 | 0.36444 | 11.4592 | 44.8491 | 42.9593 | 53.5186
10 | 22 | 24 | 394.8482 | 403.1943 | 413.9654 | 423.0473 | 0 | 0 | 0 | 0 | 171.1718 | 182.6001 | 179.0598 | 159.9481 | 0 | 0 | 0 | 0 | 158.4474 | 120.861 | 112.7296 | 106.1767 | 0 | 0 | 0 | 0 | 0 | 6.6754 | 12.589 | -3.929 | 0 | 0 | 0 | 0 | 65.229 | 93.0577 | 109.5871 | 160.8516 | 0.36532 | 0.37062 | 0.37486 | 0.36426 | 23.8292 | 34.4889 | 41.0802 | 58.5919
10 | 23 | 1 | 377.1274 | 383.0229 | 390.9171 | 397.3478 | 0 | 0 | 0 | 0 | 167.6115 | 179.4677 | 177.6147 | 176.6142 | 0 | 0 | 0 | 0 | 155.7959 | 102.1418 | 93.2689 | 85.996 | 0 | 0 | 0 | 0 | 0 | 11.1858 | 16.2032 | -0.28068 | 0 | 0 | 0 | 0 | 53.7199 | 90.2276 | 103.8302 | 135.0183 | 0.37115 | 0.38254 | 0.37827 | 0.36417 | 19.938 | 34.5158 | 39.2763 | 49.1699
10 | 23 | 2 | 365.3921 | 369.2985 | 374.9639 | 379.4489 | 0 | 0 | 0 | 0 | 137.2536 | 181.553 | 175.8307 | 159.4797 | 0 | 0 | 0 | 0 | 151.8202 | 90.7633 | 81.5952 | 74.0377 | 0 | 0 | 0 | 0 | 0 | 5.8979 | 3.45 | -2.8958 | 0 | 0 | 0 | 0 | 76.3183 | 91.0843 | 114.0879 | 148.8272 | 0.37051 | 0.38125 | 0.37759 | 0.36407 | 28.2767 | 34.7255 | 43.0788 | 54.1832
10 | 23 | 3 | 362.8621 | 365.0912 | 368.9094 | 371.7783 | 0 | 0 | 0 | 0 | 130.4447 | 190.8814 | 175.1363 | 123.2533 | 0 | 0 | 0 | 0 | 155.3432 | 85.93 | 78.2952 | 72.2101 | 0 | 0 | 0 | 0 | 0 | 20.6167 | 7.9537 | -5.6982 | 0 | 0 | 0 | 0 | 77.0742 | 67.6631 | 107.5243 | 182.013 | 0.36947 | 0.37677 | 0.37471 | 0.36399 | 28.4764 | 25.4937 | 40.2908 | 66.2503
10 | 23 | 4 | 367.287 | 367.9087 | 369.9644 | 371.2591 | 0 | 0 | 0 | 0 | 185.6988 | 181.8097 | 177.8302 | 120.0833 | 0 | 0 | 0 | 0 | 168.0235 | 83.5148 | 78.5082 | 74.9631 | 0 | 0 | 0 | 0 | 0 | 0.96937 | 3.5724 | -6.0784 | 0 | 0 | 0 | 0 | 13.5646 | 101.6149 | 110.0535 | 182.2911 | 0.36665 | 0.38012 | 0.37574 | 0.364 | 4.9734 | 38.6263 | 41.3517 | 66.3544
10 | 23 | 5 | 393.1021 | 392.4087 | 393.1103 | 393.1692 | 0 | 0 | 0 | 0 | 227.958 | 182.2296 | 179.3047 | 172.7473 | 0 | 0 | 0 | 0 | 177.94 | 82.6734 | 79.7107 | 78.1412 | 0 | 0 | 0 | 0 | 0 | 6.5784 | 0.95342 | -2.1786 | 0 | 0 | 0 | 0 | -12.7959 | 120.9272 | 133.1414 | 144.4593 | 0.36507 | 0.38413 | 0.37673 | 0.36411 | -4.6714 | 46.4521 | 50.1585 | 52.5991
10 | 23 | 6 | 437.3729 | 435.797 | 435.7518 | 435.1604 | 0 | 0 | 0 | 0 | 247.9337 | 200.476 | 198.3006 | 202.2966 | 0 | 0 | 0 | 0 | 177.3948 | 83.0122 | 79.1075 | 76.6393 | 0 | 0 | 0 | 0 | 0 | 20.052 | 7.6166 | -1.2482 | 0 | 0 | 0 | 0 | 12.0444 | 132.2568 | 150.7271 | 157.4727 | 0.37565 | 0.38754 | 0.38116 | 0.36427 | 4.5245 | 51.2546 | 57.4517 | 57.3618
10 | 23 | 7 | 460.8204 | 458.6521 | 458.2501 | 457.5603 | 0 | 0 | 0 | 0 | 237.1843 | 179.2991 | 180.6427 | 146.5461 | 0 | 0 | 0 | 0 | 213.791 | 129.416 | 124.1395 | 120.1254 | 0 | 0 | 0 | 0 | 0 | -0.82056 | -6.8394 | -1.4931 | 0 | 0 | 0 | 0 | 9.8451 | 150.7575 | 160.3073 | 192.3819 | 0.37409 | 0.38456 | 0.38293 | 0.3729 | 3.6829 | 57.9749 | 61.3865 | 71.74
10 | 23 | 8 | 480.1604 | 478.2639 | 478.6314 | 479.0733 | 0 | 0 | 0 | 0 | 181.6447 | 128.2249 | 126.0236 | 135.0069 | 0 | 0 | 0 | 0 | 305.4787 | 291.7953 | 302.4517 | 312.2454 | 0 | 0 | 0 | 0 | 0 | -6.4129 | -2.887 | 0.67046 | 0 | 0 | 0 | 0 | -6.9629 | 64.6566 | 53.0431 | 31.1506 | 0.36583 | 0.38953 | 0.37971 | 0.39001 | -2.5473 | 25.1858 | 20.1411 | 12.149
10 | 23 | 9 | 501.2915 | 500.4436 | 502.4245 | 504.719 | 0 | 0 | 0 | 0 | 142.1229 | 126.2509 | 123.7694 | 134.9825 | 0 | 0 | 0 | 0 | 356.398 | 395.9105 | 423.9224 | 448.9962 | 0 | 0 | 0 | 0 | 0 | -10.5051 | -12.5149 | -5.1132 | 0 | 0 | 0 | 0 | 2.7707 | -11.2126 | -32.7524 | -74.1466 | 0.37083 | 0.014884 | 0.38398 | 0.014047 | 1.0274 | -0.16688 | -12.5762 | -1.0416
10 | 23 | 10 | 521.0274 | 520.6012 | 523.0881 | 525.7643 | 0 | 0 | 0 | 0 | 125.3916 | 101.0206 | 99.0517 | 118.0015 | 0 | 0 | 0 | 0 | 393.963 | 453.8169 | 498.8077 | 539.201 | 0 | 0 | 0 | 0 | 0 | -25.2642 | -26.8491 | -28.2525 | 0 | 0 | 0 | 0 | 1.6728 | -8.9721 | -47.9222 | -103.1857 | 0.38038 | 0.014884 | 0.38398 | 0.014884 | 0.6363 | -0.13354 | -18.401 | -1.5358
10 | 23 | 11 | 532.7941 | 532.6622 | 535.2635 | 537.7184 | 0 | 0 | 0 | 0 | 129.7934 | 101.0206 | 99.0517 | 97.3857 | 0 | 0 | 0 | 0 | 423.6417 | 484.5697 | 540.0195 | 589.9776 | 0 | 0 | 0 | 0 | 0 | -24.564 | -26.4285 | -28.2 | 0 | 0 | 0 | 0 | -20.641 | -28.3641 | -77.3793 | -121.4449 | 0.3836 | 0.014884 | 0.38398 | 0.014884 | -7.9179 | -0.42216 | -29.7119 | -1.8075
10 | 23 | 12 | 552.2108 | 552.973 | 556.4484 | 559.4288 | 0 | 0 | 0 | 0 | 127.3148 | 101.0206 | 99.0517 | 97.3857 | 0 | 0 | 0 | 0 | 437.7689 | 497.5896 | 557.6823 | 611.9054 | 0 | 0 | 0 | 0 | 0 | -26.2765 | -26.4057 | -29.5277 | 0 | 0 | 0 | 0 | -12.8729 | -19.3606 | -73.8799 | -120.3345 | 0.38344 | 0.014884 | 0.38398 | 0.014884 | -4.936 | -0.28816 | -28.3682 | -1.791
10 | 23 | 13 | 560.5539 | 562.4973 | 567.2414 | 571.2546 | 0 | 0 | 0 | 0 | 127.7311 | 101.0206 | 103.64 | 97.3857 | 0 | 0 | 0 | 0 | 439.5884 | 493.4559 | 553.6535 | 608.0469 | 0 | 0 | 0 | 0 | 0 | -31.3623 | -26.3067 | -27.9961 | 0 | 0 | 0 | 0 | -6.7656 | -0.6168 | -63.7453 | -106.182 | 0.38056 | 0.014884 | 0.38398 | 0.014884 | -2.5747 | -0.0091803 | -24.4768 | -1.5804
10 | 23 | 14 | 565.6504 | 568.5904 | 574.4825 | 579.5405 | 0 | 0 | 0 | 0 | 135.9127 | 101.0206 | 99.0517 | 97.3857 | 0 | 0 | 0 | 0 | 425.3302 | 475.3572 | 531.2413 | 581.7432 | 0 | 0 | 0 | 0 | 0 | -12.6061 | -15.3252 | -19.9189 | 0 | 0 | 0 | 0 | 4.4075 | 4.8187 | -40.4854 | -79.6695 | 0.37634 | 0.014773 | 0.38398 | 0.013952 | 1.6587 | 0.071186 | -15.5455 | -1.1115
10 | 23 | 15 | 570.0813 | 573.8751 | 580.7012 | 586.5513 | 0 | 0 | 0 | 0 | 141.4588 | 125.7433 | 112.5153 | 97.5568 | 0 | 0 | 0 | 0 | 395.9925 | 430.5495 | 478.8604 | 522.6605 | 0 | 0 | 0 | 0 | 0 | -16.7422 | -1.616 | 3.4335 | 0 | 0 | 0 | 0 | 32.63 | 34.3245 | -9.0585 | -37.0995 | 0.3716 | 0.014335 | 0.38347 | 0.014454 | 12.1254 | 0.49203 | -3.4736 | -0.53623
10 | 23 | 16 | 567.6238 | 573.4478 | 582.5142 | 590.3628 | 0 | 0 | 0 | 0 | 169.274 | 134.008 | 124.2292 | 149.3213 | 0 | 0 | 0 | 0 | 331.5356 | 345.2508 | 377.7489 | 407.4866 | 0 | 0 | 0 | 0 | 0 | -1.758 | -1.3553 | 8.9988 | 0 | 0 | 0 | 0 | 66.8142 | 95.947 | 81.8914 | 24.5561 | 0.36606 | 0.39562 | 0.37317 | 0.38507 | 24.4581 | 37.9589 | 30.5597 | 9.4559
10 | 23 | 17 | 557.4853 | 564.9152 | 575.6795 | 585.0019 | 0 | 0 | 0 | 0 | 195.9099 | 172.3299 | 142.5934 | 177.9469 | 0 | 0 | 0 | 0 | 208.2128 | 147.5315 | 154.8653 | 162.4139 | 0 | 0 | 0 | 0 | 0 | -9.1616 | -0.074853 | 0 | 0 | 0 | 0 | 0 | 153.3626 | 254.2155 | 278.2958 | 244.6411 | 0.3796 | 0.40231 | 0.39727 | 0.39167 | 58.217 | 102.2745 | 110.5584 | 95.8182
10 | 23 | 18 | 579.8411 | 589.4205 | 602.6318 | 614.0786 | 0 | 0 | 0 | 0 | 246.1803 | 203.5874 | 194.1681 | 210.2177 | 0 | 0 | 0 | 0 | 165.9334 | 67.8701 | 67.9106 | 69.0814 | 0 | 0 | 0 | 0 | 0 | -1.5484 | 2.8545 | 15.0201 | 0 | 0 | 0 | 0 | 167.7274 | 319.5115 | 337.6987 | 319.7594 | 0.38763 | 0.39764 | 0.3935 | 0.37855 | 65.0162 | 127.05 | 132.8849 | 121.0462
10 | 23 | 19 | 587.8474 | 599.7976 | 615.637 | 629.3805 | 0 | 0 | 0 | 0 | 248.8669 | 220.1758 | 219.9696 | 218.0884 | 0 | 0 | 0 | 0 | 151.016 | 66.7769 | 65.115 | 64.6212 | 0 | 0 | 0 | 0 | 0 | -0.24515 | 5.7603 | 25.4247 | 0 | 0 | 0 | 0 | 187.9646 | 313.09 | 324.7922 | 321.2461 | 0.39128 | 0.40086 | 0.39698 | 0.38389 | 73.5471 | 125.5061 | 128.9372 | 123.3237
10 | 23 | 20 | 557.7742 | 569.6777 | 585.2615 | 598.7095 | 0 | 0 | 0 | 0 | 234.6388 | 222.2032 | 221.7177 | 232.3114 | 0 | 0 | 0 | 0 | 145.5191 | 72.6417 | 69.3384 | 67.2584 | 0 | 0 | 0 | 0 | 0 | 14.1928 | 6.3469 | 17.2511 | 0 | 0 | 0 | 0 | 177.6164 | 260.6399 | 287.8585 | 281.8886 | 0.39034 | 0.40015 | 0.39617 | 0.38289 | 69.3315 | 104.2961 | 114.042 | 107.9318
10 | 23 | 21 | 522.0789 | 533.7824 | 548.9057 | 561.8687 | 0 | 0 | 0 | 0 | 230.5839 | 211.6741 | 222.9654 | 235.4601 | 0 | 0 | 0 | 0 | 143.1955 | 74.4426 | 68.721 | 64.3071 | 0 | 0 | 0 | 0 | 0 | 16.6514 | 5.3555 | 18.4157 | 0 | 0 | 0 | 0 | 148.2996 | 231.0143 | 251.8639 | 243.6858 | 0.38547 | 0.3963 | 0.39241 | 0.3776 | 57.1645 | 91.5516 | 98.8345 | 92.0148
10 | 23 | 22 | 476.6592 | 488.0487 | 502.6077 | 515.0782 | 0 | 0 | 0 | 0 | 266.2951 | 203.4369 | 219.6224 | 223.4758 | 0 | 0 | 0 | 0 | 138.3759 | 78.3238 | 69.4595 | 62.0201 | 0 | 0 | 0 | 0 | 0 | 21.2495 | 8.2093 | 23.4533 | 0 | 0 | 0 | 0 | 71.9883 | 185.0385 | 205.3165 | 206.1291 | 0.37586 | 0.38944 | 0.38588 | 0.36712 | 27.0575 | 72.0612 | 79.2267 | 75.6737
10 | 23 | 23 | 438.8267 | 449.6071 | 463.3019 | 475.0002 | 0 | 0 | 0 | 0 | 232.089 | 191.8452 | 195.3004 | 198.8679 | 0 | 0 | 0 | 0 | 141.4165 | 89.7418 | 78.1678 | 68.1389 | 0 | 0 | 0 | 0 | 0 | 0.30527 | 21.0558 | 1.052 | 0 | 0 | 0 | 0 | 65.3212 | 167.7149 | 168.7779 | 206.9414 | 0.36524 | 0.38446 | 0.37959 | 0.36444 | 23.8582 | 64.4791 | 64.0656 | 75.4178
10 | 23 | 24 | 406.5436 | 415.2689 | 426.5058 | 435.989 | 0 | 0 | 0 | 0 | 171.1718 | 182.6001 | 179.0598 | 159.9481 | 0 | 0 | 0 | 0 | 137.0405 | 99.9659 | 86.6721 | 74.9807 | 0 | 0 | 0 | 0 | 0 | 6.6754 | 12.589 | -3.929 | 0 | 0 | 0 | 0 | 98.3312 | 126.0275 | 148.1849 | 204.9893 | 0.36532 | 0.37062 | 0.37486 | 0.36426 | 35.922 | 46.7081 | 55.5492 | 74.6695
10 | 24 | 1 | 385.5495 | 391.7181 | 399.9477 | 406.6674 | 0 | 0 | 0 | 0 | 167.6115 | 179.4677 | 177.6147 | 176.6142 | 0 | 0 | 0 | 0 | 138.1038 | 108.4247 | 94.0407 | 81.2956 | 0 | 0 | 0 | 0 | 0 | 11.1858 | 16.2032 | -0.28068 | 0 | 0 | 0 | 0 | 79.8342 | 92.64 | 112.089 | 149.0383 | 0.37115 | 0.38254 | 0.37827 | 0.36417 | 29.6302 | 35.4386 | 42.4004 | 54.2756
10 | 24 | 2 | 373.2126 | 377.3727 | 383.3494 | 388.1028 | 0 | 0 | 0 | 0 | 137.2536 | 181.553 | 175.8307 | 159.4797 | 0 | 0 | 0 | 0 | 137.1885 | 105.3483 | 90.4386 | 77.1822 | 0 | 0 | 0 | 0 | 0 | 5.8979 | 3.45 | -2.8958 | 0 | 0 | 0 | 0 | 98.7706 | 84.5735 | 113.6301 | 154.3366 | 0.37051 | 0.38125 | 0.37759 | 0.36407 | 36.5956 | 32.2432 | 42.9059 | 56.189
10 | 24 | 3 | 369.0548 | 371.4848 | 375.5496 | 378.6309 | 0 | 0 | 0 | 0 | 130.4447 | 190.8814 | 175.1363 | 123.2533 | 0 | 0 | 0 | 0 | 134.238 | 103.5377 | 88.9532 | 75.9962 | 0 | 0 | 0 | 0 | 0 | 20.6167 | 7.9537 | -5.6982 | 0 | 0 | 0 | 0 | 104.3722 | 56.449 | 103.5065 | 185.0796 | 0.36947 | 0.37677 | 0.37471 | 0.36399 | 38.5621 | 21.2685 | 38.7853 | 67.3665
10 | 24 | 4 | 373.2497 | 374.0648 | 376.3579 | 377.8572 | 0 | 0 | 0 | 0 | 185.6988 | 181.8097 | 177.8302 | 120.0833 | 0 | 0 | 0 | 0 | 134.2792 | 102.7994 | 88.2147 | 75.2538 | 0 | 0 | 0 | 0 | 0 | 0.96937 | 3.5724 | -6.0784 | 0 | 0 | 0 | 0 | 53.2717 | 88.4863 | 106.7406 | 188.5984 | 0.36665 | 0.38012 | 0.37574 | 0.364 | 19.5319 | 33.6358 | 40.1069 | 68.6503
10 | 24 | 5 | 395.243 | 394.619 | 395.4059 | 395.5382 | 0 | 0 | 0 | 0 | 227.958 | 182.2296 | 179.3047 | 172.7473 | 0 | 0 | 0 | 0 | 135.2564 | 100.2739 | 85.5702 | 72.4979 | 0 | 0 | 0 | 0 | 0 | 6.5784 | 0.95342 | -2.1786 | 0 | 0 | 0 | 0 | 32.0286 | 105.5371 | 129.5775 | 152.4717 | 0.36507 | 0.38413 | 0.37673 | 0.36411 | 11.6927 | 40.5403 | 48.8159 | 55.5165
10 | 24 | 6 | 434.2588 | 432.582 | 432.4128 | 431.7145 | 0 | 0 | 0 | 0 | 247.9337 | 200.476 | 198.3006 | 202.2966 | 0 | 0 | 0 | 0 | 136.4904 | 102.5372 | 87.6756 | 74.4588 | 0 | 0 | 0 | 0 | 0 | 20.052 | 7.6166 | -1.2482 | 0 | 0 | 0 | 0 | 49.8348 | 109.5168 | 138.8199 | 156.2072 | 0.37565 | 0.38754 | 0.38116 | 0.36427 | 18.7203 | 42.442 | 52.9131 | 56.9009
10 | 24 | 7 | 455.8662 | 453.5373 | 452.9379 | 452.0782 | 0 | 0 | 0 | 0 | 237.1843 | 179.2991 | 180.6427 | 146.5461 | 0 | 0 | 0 | 0 | 172.2936 | 139.504 | 124.6505 | 111.232 | 0 | 0 | 0 | 0 | 0 | -0.82056 | -6.8394 | -1.4931 | 0 | 0 | 0 | 0 | 46.3884 | 135.5547 | 154.4842 | 195.7932 | 0.37409 | 0.38456 | 0.38293 | 0.3729 | 17.3532 | 52.1285 | 59.1567 | 73.0121
10 | 24 | 8 | 473.1184 | 470.9935 | 471.0806 | 471.2808 | 0 | 0 | 0 | 0 | 181.6447 | 128.2249 | 126.0236 | 135.0069 | 0 | 0 | 0 | 0 | 266.1478 | 289.0817 | 291.5985 | 293.3943 | 0 | 0 | 0 | 0 | 0 | -6.4129 | -2.887 | 0.67046 | 0 | 0 | 0 | 0 | 25.3259 | 60.0998 | 56.3456 | 42.2093 | 0.36583 | 0.38953 | 0.37971 | 0.39001 | 9.265 | 23.4107 | 21.3951 | 16.462
10 | 24 | 9 | 496.9035 | 495.9133 | 497.7194 | 499.8634 | 0 | 0 | 0 | 0 | 142.1229 | 126.2509 | 123.7694 | 134.9825 | 0 | 0 | 0 | 0 | 317.2392 | 385.0109 | 406.4915 | 425.1939 | 0 | 0 | 0 | 0 | 0 | -10.5051 | -12.5149 | -5.1132 | 0 | 0 | 0 | 0 | 37.5414 | -4.8433 | -20.0265 | -55.1998 | 0.37083 | 0.014884 | 0.38398 | 0.014047 | 13.9215 | -0.072086 | -7.6897 | -0.7754
10 | 24 | 10 | 523.1861 | 522.8298 | 525.4027 | 528.1529 | 0 | 0 | 0 | 0 | 125.3916 | 101.0206 | 99.0517 | 118.0015 | 0 | 0 | 0 | 0 | 339.7429 | 439.8543 | 474.8251 | 505.6032 | 0 | 0 | 0 | 0 | 0 | -25.2642 | -26.8491 | -28.2525 | 0 | 0 | 0 | 0 | 58.0515 | 7.2191 | -21.625 | -67.1993 | 0.38038 | 0.014884 | 0.38398 | 0.014884 | 22.0816 | 0.10745 | -8.3035 | -1.0002
10 | 24 | 11 | 541.9594 | 542.1247 | 545.0909 | 547.8603 | 0 | 0 | 0 | 0 | 129.7934 | 101.0206 | 99.0517 | 97.3857 | 0 | 0 | 0 | 0 | 358.7343 | 474.0477 | 516.1766 | 553.335 | 0 | 0 | 0 | 0 | 0 | -24.564 | -26.4285 | -28.2 | 0 | 0 | 0 | 0 | 53.4316 | -8.3796 | -43.7089 | -74.6603 | 0.3836 | 0.014884 | 0.38398 | 0.014884 | 20.4964 | -0.12472 | -16.7832 | -1.1112
10 | 24 | 12 | 554.5463 | 555.3843 | 558.9526 | 562.0132 | 0 | 0 | 0 | 0 | 127.3148 | 101.0206 | 99.0517 | 97.3857 | 0 | 0 | 0 | 0 | 369.9582 | 487.9379 | 532.4755 | 571.7906 | 0 | 0 | 0 | 0 | 0 | -26.2765 | -26.4057 | -29.5277 | 0 | 0 | 0 | 0 | 57.2733 | -7.2977 | -46.1688 | -77.6354 | 0.38344 | 0.014884 | 0.38398 | 0.014884 | 21.9608 | -0.10862 | -17.7278 | -1.1555
10 | 24 | 13 | 573.5587 | 575.9238 | 581.1858 | 585.6451 | 0 | 0 | 0 | 0 | 127.7311 | 101.0206 | 103.64 | 97.3857 | 0 | 0 | 0 | 0 | 380.5619 | 498.5703 | 542.4349 | 581.1151 | 0 | 0 | 0 | 0 | 0 | -31.3623 | -26.3067 | -27.9961 | 0 | 0 | 0 | 0 | 65.2656 | 7.6952 | -38.5824 | -64.8596 | 0.38056 | 0.014884 | 0.38398 | 0.014884 | 24.8373 | 0.11453 | -14.8148 | -0.96535
10 | 24 | 14 | 582.8839 | 586.3828 | 592.9611 | 598.6104 | 0 | 0 | 0 | 0 | 135.9127 | 101.0206 | 99.0517 | 97.3857 | 0 | 0 | 0 | 0 | 379.4081 | 486.5645 | 526.0043 | 560.7529 | 0 | 0 | 0 | 0 | 0 | -12.6061 | -15.3252 | -19.9189 | 0 | 0 | 0 | 0 | 67.5631 | 11.4038 | -16.7697 | -39.6093 | 0.37634 | 0.014773 | 0.38398 | 0.013952 | 25.4269 | 0.16847 | -6.4392 | -0.55262
10 | 24 | 15 | 584.5546 | 588.8177 | 596.2202 | 602.5669 | 0 | 0 | 0 | 0 | 141.4588 | 125.7433 | 112.5153 | 97.5568 | 0 | 0 | 0 | 0 | 357.7394 | 448.9996 | 479.4656 | 506.2054 | 0 | 0 | 0 | 0 | 0 | -16.7422 | -1.616 | 3.4335 | 0 | 0 | 0 | 0 | 85.3565 | 30.8171 | 5.8553 | -4.6288 | 0.3716 | 0.014335 | 0.38347 | 0.014454 | 31.7188 | 0.44175 | 2.2453 | -0.066905
10 | 24 | 16 | 578.6115 | 584.7918 | 594.2957 | 602.5214 | 0 | 0 | 0 | 0 | 169.274 | 134.008 | 124.2292 | 149.3213 | 0 | 0 | 0 | 0 | 296.9498 | 365.0262 | 380.1894 | 393.3716 | 0 | 0 | 0 | 0 | 0 | -1.758 | -1.3553 | 8.9988 | 0 | 0 | 0 | 0 | 112.3878 | 87.5156 | 91.2325 | 50.8297 | 0.36606 | 0.39562 | 0.37317 | 0.38507 | 41.1408 | 34.6233 | 34.0455 | 19.5731
10 | 24 | 17 | 566.3144 | 574.0306 | 585.1465 | 594.7718 | 0 | 0 | 0 | 0 | 195.9099 | 172.3299 | 142.5934 | 177.9469 | 0 | 0 | 0 | 0 | 180.6407 | 176.6332 | 169.6563 | 163.5302 | 0 | 0 | 0 | 0 | 0 | -9.1616 | -0.074853 | 0 | 0 | 0 | 0 | 0 | 189.7638 | 234.2292 | 272.9716 | 253.2947 | 0.3796 | 0.40231 | 0.39727 | 0.39167 | 72.0351 | 94.2338 | 108.4433 | 99.2075
10 | 24 | 18 | 578.0541 | 587.5755 | 600.7157 | 612.1012 | 0 | 0 | 0 | 0 | 246.1803 | 203.5874 | 194.1681 | 210.2177 | 0 | 0 | 0 | 0 | 138.8409 | 110.3695 | 96.2657 | 83.9534 | 0 | 0 | 0 | 0 | 0 | -1.5484 | 2.8545 | 15.0201 | 0 | 0 | 0 | 0 | 193.0329 | 275.1671 | 307.4274 | 302.91 | 0.38763 | 0.39764 | 0.3935 | 0.37855 | 74.8253 | 109.4169 | 120.9731 | 114.6678
10 | 24 | 19 | 583.6363 | 595.45 | 611.1217 | 624.7207 | 0 | 0 | 0 | 0 | 248.8669 | 220.1758 | 219.9696 | 218.0884 | 0 | 0 | 0 | 0 | 135.2694 | 114.751 | 101.2022 | 89.3789 | 0 | 0 | 0 | 0 | 0 | -0.24515 | 5.7603 | 25.4247 | 0 | 0 | 0 | 0 | 199.5 | 260.7683 | 284.1896 | 291.8286 | 0.39128 | 0.40086 | 0.39698 | 0.38389 | 78.0607 | 104.5323 | 112.8186 | 112.0306
10 | 24 | 20 | 558.4466 | 570.3718 | 585.9824 | 599.4535 | 0 | 0 | 0 | 0 | 234.6388 | 222.2032 | 221.7177 | 232.3114 | 0 | 0 | 0 | 0 | 131.8726 | 117.3129 | 103.9561 | 92.2989 | 0 | 0 | 0 | 0 | 0 | 14.1928 | 6.3469 | 17.2511 | 0 | 0 | 0 | 0 | 191.9352 | 216.6629 | 253.9618 | 257.5921 | 0.39034 | 0.40015 | 0.39617 | 0.38289 | 74.9208 | 86.6986 | 100.613 | 98.6289
10 | 24 | 21 | 522.769 | 534.4948 | 549.6456 | 562.6323 | 0 | 0 | 0 | 0 | 230.5839 | 211.6741 | 222.9654 | 235.4601 | 0 | 0 | 0 | 0 | 122.6495 | 115.5801 | 103.4115 | 92.8725 | 0 | 0 | 0 | 0 | 0 | 16.6514 | 5.3555 | 18.4157 | 0 | 0 | 0 | 0 | 169.5356 | 190.5893 | 217.9133 | 215.884 | 0.38547 | 0.3963 | 0.39241 | 0.3776 | 65.3503 | 75.5311 | 85.5118 | 81.517
10 | 24 | 22 | 480.3572 | 491.8666 | 506.5729 | 519.1702 | 0 | 0 | 0 | 0 | 266.2951 | 203.4369 | 219.6224 | 223.4758 | 0 | 0 | 0 | 0 | 118.9049 | 112.8924 | 101.9588 | 92.6023 | 0 | 0 | 0 | 0 | 0 | 21.2495 | 8.2093 | 23.4533 | 0 | 0 | 0 | 0 | 95.1571 | 154.2877 | 176.7823 | 179.6389 | 0.37586 | 0.38944 | 0.38588 | 0.36712 | 35.7658 | 60.0856 | 68.216 | 65.9487
10 | 24 | 23 | 435.3942 | 446.0633 | 459.6214 | 471.2018 | 0 | 0 | 0 | 0 | 232.089 | 191.8452 | 195.3004 | 198.8679 | 0 | 0 | 0 | 0 | 125.0829 | 112.757 | 103.8267 | 96.3931 | 0 | 0 | 0 | 0 | 0 | 0.30527 | 21.0558 | 1.052 | 0 | 0 | 0 | 0 | 78.2223 | 141.1559 | 139.4384 | 174.8889 | 0.36524 | 0.38446 | 0.37959 | 0.36444 | 28.5702 | 54.2683 | 52.9288 | 63.7366
10 | 24 | 24 | 410.3477 | 419.1964 | 430.5848 | 440.1985 | 0 | 0 | 0 | 0 | 171.1718 | 182.6001 | 179.0598 | 159.9481 | 0 | 0 | 0 | 0 | 127.8232 | 113.5954 | 106.2054 | 100.2571 | 0 | 0 | 0 | 0 | 0 | 6.6754 | 12.589 | -3.929 | 0 | 0 | 0 | 0 | 111.3527 | 116.3255 | 132.7306 | 183.9223 | 0.36532 | 0.37062 | 0.37486 | 0.36426 | 40.679 | 43.1124 | 49.7559 | 66.9956
10 | 25 | 1 | 385.5141 | 391.6816 | 399.9097 | 406.6282 | 0 | 0 | 0 | 0 | 167.6115 | 179.4677 | 177.6147 | 176.6142 | 0 | 0 | 0 | 0 | 115.0219 | 106.9363 | 101.3413 | 97.1196 | 0 | 0 | 0 | 0 | 0 | 11.1858 | 16.2032 | -0.28068 | 0 | 0 | 0 | 0 | 102.8808 | 94.0918 | 104.7505 | 133.1751 | 0.37115 | 0.38254 | 0.37827 | 0.36417 | 38.1838 | 35.9941 | 39.6244 | 48.4987
10 | 25 | 2 | 374.6812 | 378.8889 | 384.9241 | 389.7278 | 0 | 0 | 0 | 0 | 137.2536 | 181.553 | 175.8307 | 159.4797 | 0 | 0 | 0 | 0 | 97.5662 | 101.7792 | 96.9491 | 93.4828 | 0 | 0 | 0 | 0 | 0 | 5.8979 | 3.45 | -2.8958 | 0 | 0 | 0 | 0 | 139.8613 | 89.6587 | 108.6943 | 139.6611 | 0.37051 | 0.38125 | 0.37759 | 0.36407 | 51.8201 | 34.182 | 41.0422 | 50.8461
10 | 25 | 3 | 366.4716 | 368.8178 | 372.7797 | 375.7724 | 0 | 0 | 0 | 0 | 130.4447 | 190.8814 | 175.1363 | 123.2533 | 0 | 0 | 0 | 0 | 101.9394 | 108.4094 | 102.1179 | 97.2861 | 0 | 0 | 0 | 0 | 0 | 20.6167 | 7.9537 | -5.6982 | 0 | 0 | 0 | 0 | 134.0876 | 48.9103 | 87.5719 | 160.9312 | 0.36947 | 0.37677 | 0.37471 | 0.36399 | 49.5409 | 18.4281 | 32.8144 | 58.5768
10 | 25 | 4 | 372.4889 | 373.2793 | 375.5421 | 377.0153 | 0 | 0 | 0 | 0 | 185.6988 | 181.8097 | 177.8302 | 120.0833 | 0 | 0 | 0 | 0 | 110.121 | 113.7801 | 106.7557 | 101.2476 | 0 | 0 | 0 | 0 | 0 | 0.96937 | 3.5724 | -6.0784 | 0 | 0 | 0 | 0 | 76.6691 | 76.7202 | 87.3838 | 161.7627 | 0.36665 | 0.38012 | 0.37574 | 0.364 | 28.1104 | 29.1632 | 32.8337 | 58.882
10 | 25 | 5 | 395.3668 | 394.7469 | 395.5387 | 395.6753 | 0 | 0 | 0 | 0 | 227.958 | 182.2296 | 179.3047 | 172.7473 | 0 | 0 | 0 | 0 | 105.2888 | 112.572 | 106.1577 | 101.2338 | 0 | 0 | 0 | 0 | 0 | 6.5784 | 0.95342 | -2.1786 | 0 | 0 | 0 | 0 | 62.1201 | 93.3668 | 109.1228 | 123.8729 | 0.36507 | 0.38413 | 0.37673 | 0.36411 | 22.6782 | 35.8653 | 41.11 | 45.1034
10 | 25 | 6 | 435.0904 | 433.4405 | 433.3044 | 432.6347 | 0 | 0 | 0 | 0 | 247.9337 | 200.476 | 198.3006 | 202.2966 | 0 | 0 | 0 | 0 | 104.7785 | 115.9151 | 109.598 | 104.7719 | 0 | 0 | 0 | 0 | 0 | 20.052 | 7.6166 | -1.2482 | 0 | 0 | 0 | 0 | 82.3782 | 96.9974 | 117.7892 | 126.8143 | 0.37565 | 0.38754 | 0.38116 | 0.36427 | 30.9452 | 37.5902 | 44.897 | 46.1941
10 | 25 | 7 | 460.5373 | 458.3599 | 457.9465 | 457.2471 | 0 | 0 | 0 | 0 | 237.1843 | 179.2991 | 180.6427 | 146.5461 | 0 | 0 | 0 | 0 | 131.6193 | 146.3525 | 140.4714 | 135.8699 | 0 | 0 | 0 | 0 | 0 | -0.82056 | -6.8394 | -1.4931 | 0 | 0 | 0 | 0 | 91.7337 | 133.5287 | 143.6718 | 176.3242 | 0.37409 | 0.38456 | 0.38293 | 0.3729 | 34.3163 | 51.3494 | 55.0163 | 65.752
10 | 25 | 8 | 477.1171 | 475.1219 | 475.3683 | 475.7057 | 0 | 0 | 0 | 0 | 181.6447 | 128.2249 | 126.0236 | 135.0069 | 0 | 0 | 0 | 0 | 206.2003 | 265.9424 | 276.9879 | 287.2821 | 0 | 0 | 0 | 0 | 0 | -6.4129 | -2.887 | 0.67046 | 0 | 0 | 0 | 0 | 89.2721 | 87.3675 | 75.2438 | 52.7462 | 0.36583 | 0.38953 | 0.37971 | 0.39001 | 32.6586 | 34.0324 | 28.5709 | 20.5715
10 | 25 | 9 | 498.0182 | 497.0642 | 498.9147 | 501.0969 | 0 | 0 | 0 | 0 | 142.1229 | 126.2509 | 123.7694 | 134.9825 | 0 | 0 | 0 | 0 | 243.6935 | 338.8449 | 368.1537 | 394.6569 | 0 | 0 | 0 | 0 | 0 | -10.5051 | -12.5149 | -5.1132 | 0 | 0 | 0 | 0 | 112.2019 | 42.4736 | 19.5065 | -23.4293 | 0.37083 | 0.014884 | 0.38398 | 0.014047 | 41.6078 | 0.63216 | 7.4901 | -0.32912
10 | 25 | 10 | 521.1159 | 520.6925 | 523.183 | 525.8622 | 0 | 0 | 0 | 0 | 125.3916 | 101.0206 | 99.0517 | 118.0015 | 0 | 0 | 0 | 0 | 266.4478 | 376.8686 | 420.3404 | 459.5155 | 0 | 0 | 0 | 0 | 0 | -25.2642 | -26.8491 | -28.2525 | 0 | 0 | 0 | 0 | 129.2765 | 68.0675 | 30.64 | -23.4023 | 0.38038 | 0.014884 | 0.38398 | 0.014884 | 49.1741 | 1.0131 | 11.765 | -0.34831
10 | 25 | 11 | 532.9711 | 532.8449 | 535.4532 | 537.9142 | 0 | 0 | 0 | 0 | 129.7934 | 101.0206 | 99.0517 | 97.3857 | 0 | 0 | 0 | 0 | 301.3098 | 430.8856 | 481.7092 | 527.3503 | 0 | 0 | 0 | 0 | 0 | -24.564 | -26.4285 | -28.2 | 0 | 0 | 0 | 0 | 101.8679 | 25.5027 | -18.8792 | -58.6217 | 0.3836 | 0.014884 | 0.38398 | 0.014884 | 39.0766 | 0.37957 | -7.2492 | -0.87251
10 | 25 | 12 | 544.1071 | 544.6066 | 547.7592 | 550.4617 | 0 | 0 | 0 | 0 | 127.3148 | 101.0206 | 99.0517 | 97.3857 | 0 | 0 | 0 | 0 | 305.9056 | 430.6088 | 486.3687 | 536.5595 | 0 | 0 | 0 | 0 | 0 | -26.2765 | -26.4057 | -29.5277 | 0 | 0 | 0 | 0 | 110.8868 | 39.2537 | -11.2554 | -53.9558 | 0.38344 | 0.014884 | 0.38398 | 0.014884 | 42.5182 | 0.58424 | -4.3218 | -0.80306
10 | 25 | 13 | 556.3605 | 558.168 | 562.7451 | 566.6144 | 0 | 0 | 0 | 0 | 127.7311 | 101.0206 | 103.64 | 97.3857 | 0 | 0 | 0 | 0 | 309.644 | 437.0635 | 492.1766 | 541.7562 | 0 | 0 | 0 | 0 | 0 | -31.3623 | -26.3067 | -27.9961 | 0 | 0 | 0 | 0 | 118.9854 | 51.4462 | -6.7648 | -44.5314 | 0.38056 | 0.014884 | 0.38398 | 0.014884 | 45.2809 | 0.76571 | -2.5975 | -0.66279
10 | 25 | 14 | 561.7401 | 564.5533 | 570.2897 | 575.2136 | 0 | 0 | 0 | 0 | 135.9127 | 101.0206 | 99.0517 | 97.3857 | 0 | 0 | 0 | 0 | 294.6364 | 408.1296 | 458.4059 | 503.7274 | 0 | 0 | 0 | 0 | 0 | -12.6061 | -15.3252 | -19.9189 | 0 | 0 | 0 | 0 | 131.191 | 68.0092 | 28.1573 | -5.9806 | 0.37634 | 0.014773 | 0.38398 | 0.013952 | 49.3728 | 1.0047 | 10.8117 | -0.08344
10 | 25 | 15 | 558.1736 | 561.5812 | 567.9332 | 573.3747 | 0 | 0 | 0 | 0 | 141.4588 | 125.7433 | 112.5153 | 97.5568 | 0 | 0 | 0 | 0 | 277.3721 | 373.3052 | 413.2283 | 449.2896 | 0 | 0 | 0 | 0 | 0 | -16.7422 | -1.616 | 3.4335 | 0 | 0 | 0 | 0 | 139.3427 | 79.2749 | 43.8055 | 23.0947 | 0.3716 | 0.014335 | 0.38347 | 0.014454 | 51.7802 | 1.1364 | 16.798 | 0.33381
10 | 25 | 16 | 546.02 | 551.1434 | 559.3495 | 566.4569 | 0 | 0 | 0 | 0 | 169.274 | 134.008 | 124.2292 | 149.3213 | 0 | 0 | 0 | 0 | 229.6267 | 294.5634 | 316.7787 | 337.0603 | 0 | 0 | 0 | 0 | 0 | -1.758 | -1.3553 | 8.9988 | 0 | 0 | 0 | 0 | 147.1194 | 124.3301 | 119.697 | 71.0766 | 0.36606 | 0.39562 | 0.37317 | 0.38507 | 53.8547 | 49.188 | 44.6678 | 27.3697
10 | 25 | 17 | 534.0768 | 540.7475 | 550.5798 | 559.099 | 0 | 0 | 0 | 0 | 195.9099 | 172.3299 | 142.5934 | 177.9469 | 0 | 0 | 0 | 0 | 167.5282 | 206.6353 | 202.3397 | 198.9061 | 0 | 0 | 0 | 0 | 0 | -9.1616 | -0.074853 | 0 | 0 | 0 | 0 | 0 | 170.6387 | 170.944 | 205.7216 | 182.2459 | 0.3796 | 0.40231 | 0.39727 | 0.39167 | 64.7751 | 68.7732 | 81.7269 | 71.3799
10 | 25 | 18 | 555.9902 | 564.7962 | 577.0577 | 587.6862 | 0 | 0 | 0 | 0 | 246.1803 | 203.5874 | 194.1681 | 210.2177 | 0 | 0 | 0 | 0 | 161.9993 | 180.7754 | 167.8255 | 156.7079 | 0 | 0 | 0 | 0 | 0 | -1.5484 | 2.8545 | 15.0201 | 0 | 0 | 0 | 0 | 147.8106 | 181.9819 | 212.2097 | 205.7406 | 0.38763 | 0.39764 | 0.3935 | 0.37855 | 57.2958 | 72.3629 | 83.5048 | 77.8839
10 | 25 | 19 | 560.6701 | 571.739 | 586.4963 | 599.3072 | 0 | 0 | 0 | 0 | 248.8669 | 220.1758 | 219.9696 | 218.0884 | 0 | 0 | 0 | 0 | 179.7328 | 184.9708 | 171.8951 | 160.7508 | 0 | 0 | 0 | 0 | 0 | -0.24515 | 5.7603 | 25.4247 | 0 | 0 | 0 | 0 | 132.0705 | 166.8375 | 188.8713 | 195.0432 | 0.39128 | 0.40086 | 0.39698 | 0.38389 | 51.6768 | 66.8789 | 74.9788 | 74.8755
10 | 25 | 20 | 538.1521 | 549.4192 | 564.2217 | 576.9964 | 0 | 0 | 0 | 0 | 234.6388 | 222.2032 | 221.7177 | 232.3114 | 0 | 0 | 0 | 0 | 188.0982 | 176.8212 | 162.526 | 150.301 | 0 | 0 | 0 | 0 | 0 | 14.1928 | 6.3469 | 17.2511 | 0 | 0 | 0 | 0 | 115.4151 | 136.202 | 173.6312 | 177.1329 | 0.39034 | 0.40015 | 0.39617 | 0.38289 | 45.0516 | 54.5018 | 68.7881 | 67.8221
10 | 25 | 21 | 508.4903 | 519.7531 | 534.3353 | 546.8321 | 0 | 0 | 0 | 0 | 230.5839 | 211.6741 | 222.9654 | 235.4601 | 0 | 0 | 0 | 0 | 184.3349 | 168.6778 | 151.3936 | 136.3864 | 0 | 0 | 0 | 0 | 0 | 16.6514 | 5.3555 | 18.4157 | 0 | 0 | 0 | 0 | 93.5715 | 122.7498 | 154.6209 | 156.5698 | 0.38547 | 0.3963 | 0.39241 | 0.3776 | 36.0687 | 48.6461 | 60.6751 | 59.1202
10 | 25 | 22 | 466.9632 | 478.0383 | 492.2112 | 504.349 | 0 | 0 | 0 | 0 | 266.2951 | 203.4369 | 219.6224 | 223.4758 | 0 | 0 | 0 | 0 | 178.9315 | 163.6234 | 145.3918 | 129.5062 | 0 | 0 | 0 | 0 | 0 | 21.2495 | 8.2093 | 23.4533 | 0 | 0 | 0 | 0 | 21.7366 | 89.7284 | 118.9877 | 127.9137 | 0.37586 | 0.38944 | 0.38588 | 0.36712 | 8.1699 | 34.9437 | 45.9145 | 46.9595
10 | 25 | 23 | 427.7506 | 438.1718 | 451.4255 | 462.7437 | 0 | 0 | 0 | 0 | 232.089 | 191.8452 | 195.3004 | 198.8679 | 0 | 0 | 0 | 0 | 184.1523 | 161.9746 | 142.5637 | 125.6147 | 0 | 0 | 0 | 0 | 0 | 0.30527 | 21.0558 | 1.052 | 0 | 0 | 0 | 0 | 11.5093 | 84.0468 | 92.5056 | 137.2092 | 0.36524 | 0.38446 | 0.37959 | 0.36444 | 4.2037 | 32.3123 | 35.1138 | 50.0046
10 | 25 | 24 | 401.784 | 410.355 | 421.4024 | 430.7223 | 0 | 0 | 0 | 0 | 171.1718 | 182.6001 | 179.0598 | 159.9481 | 0 | 0 | 0 | 0 | 187.6273 | 161.2659 | 141.4959 | 124.2284 | 0 | 0 | 0 | 0 | 0 | 6.6754 | 12.589 | -3.929 | 0 | 0 | 0 | 0 | 42.9849 | 59.8137 | 88.2577 | 150.4748 | 0.36532 | 0.37062 | 0.37486 | 0.36426 | 15.7031 | 22.168 | 33.0846 | 54.812
10 | 26 | 1 | 380.4891 | 386.4937 | 394.5217 | 401.0678 | 0 | 0 | 0 | 0 | 167.6115 | 179.4677 | 177.6147 | 176.6142 | 0 | 0 | 0 | 0 | 191.9567 | 159.3678 | 139.6794 | 122.5093 | 0 | 0 | 0 | 0 | 0 | 11.1858 | 16.2032 | -0.28068 | 0 | 0 | 0 | 0 | 20.9209 | 36.4724 | 61.0244 | 102.225 | 0.37115 | 0.38254 | 0.37827 | 0.36417 | 7.7647 | 13.9522 | 23.0839 | 37.2275
10 | 26 | 2 | 370.1516 | 374.2124 | 380.0673 | 384.7156 | 0 | 0 | 0 | 0 | 137.2536 | 181.553 | 175.8307 | 159.4797 | 0 | 0 | 0 | 0 | 196.9978 | 153.511 | 133.6355 | 116.3064 | 0 | 0 | 0 | 0 | 0 | 5.8979 | 3.45 | -2.8958 | 0 | 0 | 0 | 0 | 35.9003 | 33.2506 | 67.1511 | 111.8253 | 0.37051 | 0.38125 | 0.37759 | 0.36407 | 13.3014 | 12.6766 | 25.3558 | 40.712
10 | 26 | 3 | 365.9054 | 368.2332 | 372.1726 | 375.1459 | 0 | 0 | 0 | 0 | 130.4447 | 190.8814 | 175.1363 | 123.2533 | 0 | 0 | 0 | 0 | 194.6126 | 144.2318 | 124.8209 | 107.9435 | 0 | 0 | 0 | 0 | 0 | 20.6167 | 7.9537 | -5.6982 | 0 | 0 | 0 | 0 | 40.8481 | 12.5033 | 64.2618 | 149.6472 | 0.36947 | 0.37677 | 0.37471 | 0.36399 | 15.092 | 4.7109 | 24.0798 | 54.4696
10 | 26 | 4 | 371.9758 | 372.7495 | 374.9919 | 376.4475 | 0 | 0 | 0 | 0 | 185.6988 | 181.8097 | 177.8302 | 120.0833 | 0 | 0 | 0 | 0 | 183.2294 | 140.3684 | 121.5243 | 105.1862 | 0 | 0 | 0 | 0 | 0 | 0.96937 | 3.5724 | -6.0784 | 0 | 0 | 0 | 0 | 3.0476 | 49.6021 | 72.065 | 157.2563 | 0.36665 | 0.38012 | 0.37574 | 0.364 | 1.1174 | 18.8549 | 27.0778 | 57.2417
10 | 26 | 5 | 391.4743 | 390.7281 | 391.3649 | 391.3679 | 0 | 0 | 0 | 0 | 227.958 | 182.2296 | 179.3047 | 172.7473 | 0 | 0 | 0 | 0 | 173.6838 | 148.5616 | 130.1529 | 114.2348 | 0 | 0 | 0 | 0 | 0 | 6.5784 | 0.95342 | -2.1786 | 0 | 0 | 0 | 0 | -10.1675 | 53.3585 | 80.9538 | 106.5645 | 0.36507 | 0.38413 | 0.37673 | 0.36411 | -3.7119 | 20.4968 | 30.4979 | 38.8012
10 | 26 | 6 | 433.3741 | 431.6686 | 431.4642 | 430.7355 | 0 | 0 | 0 | 0 | 247.9337 | 200.476 | 198.3006 | 202.2966 | 0 | 0 | 0 | 0 | 169.0466 | 164.7588 | 146.2502 | 130.2427 | 0 | 0 | 0 | 0 | 0 | 20.052 | 7.6166 | -1.2482 | 0 | 0 | 0 | 0 | 16.3938 | 46.3817 | 79.2967 | 99.4444 | 0.37565 | 0.38754 | 0.38116 | 0.36427 | 6.1583 | 17.9747 | 30.225 | 36.2241
10 | 26 | 7 | 454.4684 | 452.0942 | 451.4392 | 450.5315 | 0 | 0 | 0 | 0 | 237.1843 | 179.2991 | 180.6427 | 146.5461 | 0 | 0 | 0 | 0 | 185.3831 | 177.2131 | 158.9188 | 142.9581 | 0 | 0 | 0 | 0 | 0 | -0.82056 | -6.8394 | -1.4931 | 0 | 0 | 0 | 0 | 31.9011 | 96.4025 | 118.7171 | 162.5203 | 0.37409 | 0.38456 | 0.38293 | 0.3729 | 11.9337 | 37.0722 | 45.4604 | 60.6045
10 | 26 | 8 | 470.3405 | 468.1256 | 468.102 | 468.2069 | 0 | 0 | 0 | 0 | 181.6447 | 128.2249 | 126.0236 | 135.0069 | 0 | 0 | 0 | 0 | 227.168 | 231.1215 | 231.6797 | 232.6857 | 0 | 0 | 0 | 0 | 0 | -6.4129 | -2.887 | 0.67046 | 0 | 0 | 0 | 0 | 61.5278 | 115.192 | 113.2858 | 99.8439 | 0.36583 | 0.38953 | 0.37971 | 0.39001 | 22.5088 | 44.8709 | 43.0159 | 38.94
10 | 26 | 9 | 487.6498 | 486.3595 | 487.7972 | 489.6236 | 0 | 0 | 0 | 0 | 142.1229 | 126.2509 | 123.7694 | 134.9825 | 0 | 0 | 0 | 0 | 258.4842 | 282.5908 | 304.0529 | 323.8571 | 0 | 0 | 0 | 0 | 0 | -10.5051 | -12.5149 | -5.1132 | 0 | 0 | 0 | 0 | 87.0428 | 88.023 | 72.4898 | 35.8972 | 0.37083 | 0.014884 | 0.38398 | 0.014047 | 32.278 | 1.3101 | 27.8344 | 0.50425
10 | 26 | 10 | 504.9794 | 504.0327 | 505.8806 | 508.0062 | 0 | 0 | 0 | 0 | 125.3916 | 101.0206 | 99.0517 | 118.0015 | 0 | 0 | 0 | 0 | 290.3265 | 340.745 | 377.1723 | 410.3384 | 0 | 0 | 0 | 0 | 0 | -25.2642 | -26.8491 | -28.2525 | 0 | 0 | 0 | 0 | 89.2613 | 87.5313 | 56.5057 | 7.9188 | 0.38038 | 0.014884 | 0.38398 | 0.014884 | 33.9531 | 1.3028 | 21.6969 | 0.11786
10 | 26 | 11 | 511.6681 | 510.8511 | 512.611 | 514.3412 | 0 | 0 | 0 | 0 | 129.7934 | 101.0206 | 99.0517 | 97.3857 | 0 | 0 | 0 | 0 | 318.1428 | 388.5967 | 434.127 | 475.3625 | 0 | 0 | 0 | 0 | 0 | -24.564 | -26.4285 | -28.2 | 0 | 0 | 0 | 0 | 63.7319 | 45.7978 | 5.8608 | -30.2071 | 0.3836 | 0.014884 | 0.38398 | 0.014884 | 24.4476 | 0.68164 | 2.2504 | -0.44959
10 | 26 | 12 | 516.9299 | 516.548 | 518.6185 | 520.3884 | 0 | 0 | 0 | 0 | 127.3148 | 101.0206 | 99.0517 | 97.3857 | 0 | 0 | 0 | 0 | 337.9264 | 425.8778 | 474.4677 | 518.2659 | 0 | 0 | 0 | 0 | 0 | -26.2765 | -26.4057 | -29.5277 | 0 | 0 | 0 | 0 | 51.6886 | 15.9261 | -28.4951 | -65.7355 | 0.38344 | 0.014884 | 0.38398 | 0.014884 | 19.8194 | 0.23704 | -10.9415 | -0.97839
10 | 26 | 13 | 523.4506 | 524.1908 | 527.4575 | 530.1975 | 0 | 0 | 0 | 0 | 127.7311 | 101.0206 | 103.64 | 97.3857 | 0 | 0 | 0 | 0 | 335.6426 | 425.6398 | 474.2961 | 518.1062 | 0 | 0 | 0 | 0 | 0 | -31.3623 | -26.3067 | -27.9961 | 0 | 0 | 0 | 0 | 60.0768 | 28.8928 | -24.1719 | -57.2983 | 0.38056 | 0.014884 | 0.38398 | 0.014884 | 22.8627 | 0.43003 | -9.2815 | -0.85281
10 | 26 | 14 | 523.6813 | 525.2604 | 529.4812 | 533.0992 | 0 | 0 | 0 | 0 | 135.9127 | 101.0206 | 99.0517 | 97.3857 | 0 | 0 | 0 | 0 | 321.8484 | 405.7328 | 449.097 | 488.1352 | 0 | 0 | 0 | 0 | 0 | -12.6061 | -15.3252 | -19.9189 | 0 | 0 | 0 | 0 | 65.9202 | 31.1131 | -3.3423 | -32.5027 | 0.37634 | 0.014773 | 0.38398 | 0.013952 | 24.8086 | 0.45963 | -1.2834 | -0.45347
10 | 26 | 15 | 516.1691 | 518.2146 | 522.894 | 526.8942 | 0 | 0 | 0 | 0 | 141.4588 | 125.7433 | 112.5153 | 97.5568 | 0 | 0 | 0 | 0 | 295.654 | 365.8412 | 400.1922 | 431.1614 | 0 | 0 | 0 | 0 | 0 | -16.7422 | -1.616 | 3.4335 | 0 | 0 | 0 | 0 | 79.0563 | 43.3723 | 11.8024 | -5.2575 | 0.3716 | 0.014335 | 0.38347 | 0.014454 | 29.3776 | 0.62173 | 4.5258 | -0.075991
10 | 26 | 16 | 504.6702 | 508.4527 | 515.0123 | 520.7009 | 0 | 0 | 0 | 0 | 169.274 | 134.008 | 124.2292 | 149.3213 | 0 | 0 | 0 | 0 | 244.105 | 285.8961 | 305.417 | 323.2507 | 0 | 0 | 0 | 0 | 0 | -1.758 | -1.3553 | 8.9988 | 0 | 0 | 0 | 0 | 91.2912 | 90.3066 | 86.7214 | 39.1301 | 0.36606 | 0.39562 | 0.37317 | 0.38507 | 33.4182 | 35.7275 | 32.3621 | 15.068
10 | 26 | 17 | 496.0888 | 501.5276 | 509.8472 | 517.0629 | 0 | 0 | 0 | 0 | 195.9099 | 172.3299 | 142.5934 | 177.9469 | 0 | 0 | 0 | 0 | 158.5989 | 130.1607 | 128.9365 | 128.6611 | 0 | 0 | 0 | 0 | 0 | -9.1616 | -0.074853 | 0 | 0 | 0 | 0 | 0 | 141.5799 | 208.1987 | 238.3922 | 210.4549 | 0.3796 | 0.40231 | 0.39727 | 0.39167 | 53.7443 | 83.7613 | 94.7059 | 82.4285
10 | 26 | 18 | 518.8515 | 526.4531 | 537.2358 | 546.59 | 0 | 0 | 0 | 0 | 246.1803 | 203.5874 | 194.1681 | 210.2177 | 0 | 0 | 0 | 0 | 158.1709 | 88.944 | 84.907 | 82.448 | 0 | 0 | 0 | 0 | 0 | -1.5484 | 2.8545 | 15.0201 | 0 | 0 | 0 | 0 | 114.5003 | 235.4702 | 255.3063 | 238.9043 | 0.38763 | 0.39764 | 0.3935 | 0.37855 | 44.3837 | 93.6319 | 100.4634 | 90.4381
10 | 26 | 19 | 518.418 | 528.1167 | 541.1915 | 552.5526 | 0 | 0 | 0 | 0 | 248.8669 | 220.1758 | 219.9696 | 218.0884 | 0 | 0 | 0 | 0 | 161.2802 | 93.8446 | 90.7057 | 89.0972 | 0 | 0 | 0 | 0 | 0 | -0.24515 | 5.7603 | 25.4247 | 0 | 0 | 0 | 0 | 108.2709 | 214.3414 | 224.7558 | 219.9423 | 0.39128 | 0.40086 | 0.39698 | 0.38389 | 42.3645 | 85.9215 | 89.2244 | 84.434
10 | 26 | 20 | 502.9243 | 513.049 | 526.4487 | 538.0147 | 0 | 0 | 0 | 0 | 234.6388 | 222.2032 | 221.7177 | 232.3114 | 0 | 0 | 0 | 0 | 159.1569 | 87.8795 | 85.3587 | 84.3438 | 0 | 0 | 0 | 0 | 0 | 14.1928 | 6.3469 | 17.2511 | 0 | 0 | 0 | 0 | 109.1286 | 188.7735 | 213.0254 | 204.1084 | 0.39034 | 0.40015 | 0.39617 | 0.38289 | 42.5977 | 75.5385 | 84.3951 | 78.1507
10 | 26 | 21 | 488.1781 | 498.7822 | 512.5556 | 524.3554 | 0 | 0 | 0 | 0 | 230.5839 | 211.6741 | 222.9654 | 235.4601 | 0 | 0 | 0 | 0 | 154.1733 | 75.9016 | 73.4195 | 72.4496 | 0 | 0 | 0 | 0 | 0 | 16.6514 | 5.3555 | 18.4157 | 0 | 0 | 0 | 0 | 103.4209 | 194.5552 | 210.8152 | 198.03 | 0.38547 | 0.3963 | 0.39241 | 0.3776 | 39.8653 | 77.1028 | 82.7265 | 74.7754
10 | 26 | 22 | 456.8248 | 467.5711 | 481.3403 | 493.1302 | 0 | 0 | 0 | 0 | 266.2951 | 203.4369 | 219.6224 | 223.4758 | 0 | 0 | 0 | 0 | 148.8569 | 80.0826 | 76.7912 | 75.0714 | 0 | 0 | 0 | 0 | 0 | 21.2495 | 8.2093 | 23.4533 | 0 | 0 | 0 | 0 | 41.6727 | 162.8021 | 176.7174 | 171.1298 | 0.37586 | 0.38944 | 0.38588 | 0.36712 | 15.6631 | 63.4015 | 68.191 | 62.8249
10 | 26 | 23 | 428.2991 | 438.7381 | 452.0136 | 463.3507 | 0 | 0 | 0 | 0 | 232.089 | 191.8452 | 195.3004 | 198.8679 | 0 | 0 | 0 | 0 | 142.6877 | 109.2481 | 103.8943 | 100.235 | 0 | 0 | 0 | 0 | 0 | 0.30527 | 21.0558 | 1.052 | 0 | 0 | 0 | 0 | 53.5223 | 137.3396 | 131.7631 | 163.1959 | 0.36524 | 0.38446 | 0.37959 | 0.36444 | 19.5487 | 52.8011 | 50.0154 | 59.4751
10 | 26 | 24 | 396.6883 | 405.0941 | 415.9385 | 425.0835 | 0 | 0 | 0 | 0 | 171.1718 | 182.6001 | 179.0598 | 159.9481 | 0 | 0 | 0 | 0 | 133.1691 | 107.0658 | 99.8524 | 94.415 | 0 | 0 | 0 | 0 | 0 | 6.6754 | 12.589 | -3.929 | 0 | 0 | 0 | 0 | 92.3474 | 108.7527 | 124.4374 | 174.6495 | 0.36532 | 0.37062 | 0.37486 | 0.36426 | 33.736 | 40.3058 | 46.6471 | 63.6179
10 | 27 | 1 | 377.1981 | 383.0959 | 390.993 | 397.4261 | 0 | 0 | 0 | 0 | 167.6115 | 179.4677 | 177.6147 | 176.6142 | 0 | 0 | 0 | 0 | 129.5044 | 103.5548 | 95.7467 | 89.7444 | 0 | 0 | 0 | 0 | 0 | 11.1858 | 16.2032 | -0.28068 | 0 | 0 | 0 | 0 | 80.0822 | 88.8877 | 101.4283 | 131.3481 | 0.37115 | 0.38254 | 0.37827 | 0.36417 | 29.7222 | 34.0032 | 38.3677 | 47.8334
10 | 27 | 2 | 362.9327 | 366.7594 | 372.3268 | 376.7274 | 0 | 0 | 0 | 0 | 137.2536 | 181.553 | 175.8307 | 159.4797 | 0 | 0 | 0 | 0 | 121.6197 | 99.8731 | 91.3126 | 84.5714 | 0 | 0 | 0 | 0 | 0 | 5.8979 | 3.45 | -2.8958 | 0 | 0 | 0 | 0 | 104.0593 | 79.4354 | 101.7335 | 135.572 | 0.37051 | 0.38125 | 0.37759 | 0.36407 | 38.5551 | 30.2844 | 38.4138 | 49.3574
10 | 27 | 3 | 356.7755 | 358.8073 | 362.3831 | 365.0432 | 0 | 0 | 0 | 0 | 130.4447 | 190.8814 | 175.1363 | 123.2533 | 0 | 0 | 0 | 0 | 115.3225 | 95.5048 | 86.502 | 79.3176 | 0 | 0 | 0 | 0 | 0 | 20.6167 | 7.9537 | -5.6982 | 0 | 0 | 0 | 0 | 111.0084 | 51.8043 | 92.7912 | 168.1704 | 0.36947 | 0.37677 | 0.37471 | 0.36399 | 41.0139 | 19.5185 | 34.7701 | 61.2118
10 | 27 | 4 | 357.184 | 357.4781 | 359.1315 | 360.0795 | 0 | 0 | 0 | 0 | 185.6988 | 181.8097 | 177.8302 | 120.0833 | 0 | 0 | 0 | 0 | 107.0987 | 94.5215 | 84.7946 | 76.8931 | 0 | 0 | 0 | 0 | 0 | 0.96937 | 3.5724 | -6.0784 | 0 | 0 | 0 | 0 | 64.3864 | 80.1775 | 92.9342 | 169.1815 | 0.36665 | 0.38012 | 0.37574 | 0.364 | 23.607 | 30.4774 | 34.9193 | 61.5825
10 | 27 | 5 | 364.4562 | 362.8339 | 362.3948 | 361.4709 | 0 | 0 | 0 | 0 | 227.958 | 182.2296 | 179.3047 | 172.7473 | 0 | 0 | 0 | 0 | 101.9715 | 109.1081 | 98.6912 | 90.1227 | 0 | 0 | 0 | 0 | 0 | 6.5784 | 0.95342 | -2.1786 | 0 | 0 | 0 | 0 | 34.5267 | 64.9178 | 83.4455 | 100.7795 | 0.36507 | 0.38413 | 0.37673 | 0.36411 | 12.6047 | 24.9371 | 31.4365 | 36.6949
10 | 27 | 6 | 376.1709 | 372.6104 | 370.1281 | 367.4368 | 0 | 0 | 0 | 0 | 247.9337 | 200.476 | 198.3006 | 202.2966 | 0 | 0 | 0 | 0 | 100.2645 | 125.3209 | 114.3105 | 105.1732 | 0 | 0 | 0 | 0 | 0 | 20.052 | 7.6166 | -1.2482 | 0 | 0 | 0 | 0 | 27.9727 | 26.7615 | 49.9004 | 61.2151 | 0.37565 | 0.38754 | 0.38116 | 0.36427 | 10.5079 | 10.3711 | 19.0202 | 22.2986
10 | 27 | 7 | 382.2257 | 377.5088 | 373.977 | 370.5906 | 0 | 0 | 0 | 0 | 237.1843 | 179.2991 | 180.6427 | 146.5461 | 0 | 0 | 0 | 0 | 117.0112 | 132.1767 | 119.8262 | 109.3141 | 0 | 0 | 0 | 0 | 0 | -0.82056 | -6.8394 | -1.4931 | 0 | 0 | 0 | 0 | 28.0303 | 66.8534 | 80.3476 | 116.2235 | 0.37409 | 0.38456 | 0.38293 | 0.3729 | 10.4857 | 25.7089 | 30.7676 | 43.3402
10 | 27 | 8 | 406.3429 | 402.0527 | 399.4808 | 397.3899 | 0 | 0 | 0 | 0 | 181.6447 | 128.2249 | 126.0236 | 135.0069 | 0 | 0 | 0 | 0 | 167.5236 | 198.4541 | 190.3414 | 183.2718 | 0 | 0 | 0 | 0 | 0 | -6.4129 | -2.887 | 0.67046 | 0 | 0 | 0 | 0 | 57.1747 | 81.7866 | 86.0028 | 78.4407 | 0.36583 | 0.38953 | 0.37971 | 0.39001 | 20.9163 | 31.8584 | 32.6562 | 30.5926
10 | 27 | 9 | 430.2166 | 427.0639 | 426.2145 | 426.0703 | 0 | 0 | 0 | 0 | 142.1229 | 126.2509 | 123.7694 | 134.9825 | 0 | 0 | 0 | 0 | 215.6015 | 282.8839 | 285.348 | 287.4433 | 0 | 0 | 0 | 0 | 0 | -10.5051 | -12.5149 | -5.1132 | 0 | 0 | 0 | 0 | 72.4922 | 28.4342 | 29.6121 | 8.7576 | 0.37083 | 0.014884 | 0.38398 | 0.014047 | 26.8822 | 0.4232 | 11.3704 | 0.12302
10 | 27 | 10 | 444.9452 | 442.0518 | 441.5091 | 441.5748 | 0 | 0 | 0 | 0 | 125.3916 | 101.0206 | 99.0517 | 118.0015 | 0 | 0 | 0 | 0 | 235.5366 | 326.6772 | 335.6409 | 343.2698 | 0 | 0 | 0 | 0 | 0 | -25.2642 | -26.8491 | -28.2525 | 0 | 0 | 0 | 0 | 84.017 | 39.6182 | 33.6656 | 8.556 | 0.38038 | 0.014884 | 0.38398 | 0.014884 | 31.9583 | 0.58966 | 12.9268 | 0.12735
10 | 27 | 11 | 448.8914 | 446.0387 | 445.2989 | 444.875 | 0 | 0 | 0 | 0 | 129.7934 | 101.0206 | 99.0517 | 97.3857 | 0 | 0 | 0 | 0 | 248.1557 | 358.2187 | 377.3362 | 394.0511 | 0 | 0 | 0 | 0 | 0 | -24.564 | -26.4285 | -28.2 | 0 | 0 | 0 | 0 | 70.9422 | 11.3634 | -4.6605 | -18.3617 | 0.3836 | 0.014884 | 0.38398 | 0.014884 | 27.2135 | 0.16913 | -1.7895 | -0.27329
10 | 27 | 12 | 444.5987 | 441.8713 | 441.0615 | 440.3496 | 0 | 0 | 0 | 0 | 127.3148 | 101.0206 | 99.0517 | 97.3857 | 0 | 0 | 0 | 0 | 260.4646 | 383.6446 | 409.9288 | 433.0572 | 0 | 0 | 0 | 0 | 0 | -26.2765 | -26.4057 | -29.5277 | 0 | 0 | 0 | 0 | 56.8193 | -16.5174 | -41.5132 | -60.5656 | 0.38344 | 0.014884 | 0.38398 | 0.014884 | 21.7867 | -0.24584 | -15.9401 | -0.90144
10 | 27 | 13 | 442.2195 | 440.3256 | 440.3576 | 440.3105 | 0 | 0 | 0 | 0 | 127.7311 | 101.0206 | 103.64 | 97.3857 | 0 | 0 | 0 | 0 | 256.846 | 377.4036 | 399.4567 | 418.6563 | 0 | 0 | 0 | 0 | 0 | -31.3623 | -26.3067 | -27.9961 | 0 | 0 | 0 | 0 | 57.6424 | -6.7363 | -36.4324 | -47.7354 | 0.38056 | 0.014884 | 0.38398 | 0.014884 | 21.9363 | -0.10026 | -13.9892 | -0.71048
10 | 27 | 14 | 440.5217 | 439.404 | 440.3134 | 441.0781 | 0 | 0 | 0 | 0 | 135.9127 | 101.0206 | 99.0517 | 97.3857 | 0 | 0 | 0 | 0 | 235.3261 | 345.6467 | 365.656 | 383.1342 | 0 | 0 | 0 | 0 | 0 | -12.6061 | -15.3252 | -19.9189 | 0 | 0 | 0 | 0 | 69.2829 | 5.3428 | -9.0691 | -19.5228 | 0.37634 | 0.014773 | 0.38398 | 0.013952 | 26.0741 | 0.078929 | -3.4823 | -0.27238
10 | 27 | 15 | 438.3883 | 437.9115 | 439.4937 | 440.8251 | 0 | 0 | 0 | 0 | 141.4588 | 125.7433 | 112.5153 | 97.5568 | 0 | 0 | 0 | 0 | 203.3083 | 294.0708 | 307.6895 | 319.5432 | 0 | 0 | 0 | 0 | 0 | -16.7422 | -1.616 | 3.4335 | 0 | 0 | 0 | 0 | 93.6212 | 34.8397 | 20.9048 | 20.2916 | 0.3716 | 0.014335 | 0.38347 | 0.014454 | 34.79 | 0.49941 | 8.0163 | 0.29329
10 | 27 | 16 | 440.5135 | 442.2155 | 446.2203 | 449.7076 | 0 | 0 | 0 | 0 | 169.274 | 134.008 | 124.2292 | 149.3213 | 0 | 0 | 0 | 0 | 159.0296 | 234.691 | 241.263 | 247.0284 | 0 | 0 | 0 | 0 | 0 | -1.758 | -1.3553 | 8.9988 | 0 | 0 | 0 | 0 | 112.2099 | 75.2745 | 82.0835 | 44.3591 | 0.36606 | 0.39562 | 0.37317 | 0.38507 | 41.0757 | 29.7804 | 30.6314 | 17.0815
10 | 27 | 17 | 449.4132 | 453.3385 | 459.7994 | 465.4137 | 0 | 0 | 0 | 0 | 195.9099 | 172.3299 | 142.5934 | 177.9469 | 0 | 0 | 0 | 0 | 73.299 | 91.0063 | 87.8246 | 85.4225 | 0 | 0 | 0 | 0 | 0 | -9.1616 | -0.074853 | 0 | 0 | 0 | 0 | 0 | 180.2043 | 199.164 | 229.4563 | 202.0442 | 0.3796 | 0.40231 | 0.39727 | 0.39167 | 68.4062 | 80.1265 | 91.156 | 79.1343
10 | 27 | 18 | 484.9861 | 491.4895 | 500.9237 | 509.1159 | 0 | 0 | 0 | 0 | 246.1803 | 203.5874 | 194.1681 | 210.2177 | 0 | 0 | 0 | 0 | 46.5352 | 31.892 | 29.6663 | 28.4938 | 0 | 0 | 0 | 0 | 0 | -1.5484 | 2.8545 | 15.0201 | 0 | 0 | 0 | 0 | 192.2705 | 257.5586 | 274.2348 | 255.3843 | 0.38763 | 0.39764 | 0.3935 | 0.37855 | 74.5298 | 102.4151 | 107.9118 | 96.6767
10 | 27 | 19 | 489.4359 | 498.1948 | 510.1155 | 520.4823 | 0 | 0 | 0 | 0 | 248.8669 | 220.1758 | 219.9696 | 218.0884 | 0 | 0 | 0 | 0 | 52.8601 | 38.4423 | 36.247 | 35.1227 | 0 | 0 | 0 | 0 | 0 | -0.24515 | 5.7603 | 25.4247 | 0 | 0 | 0 | 0 | 187.709 | 239.8219 | 248.1387 | 241.8465 | 0.39128 | 0.40086 | 0.39698 | 0.38389 | 73.4471 | 96.1357 | 98.507 | 92.8429
10 | 27 | 20 | 476.4724 | 485.7394 | 498.0857 | 508.7442 | 0 | 0 | 0 | 0 | 234.6388 | 222.2032 | 221.7177 | 232.3114 | 0 | 0 | 0 | 0 | 47.466 | 47.2442 | 43.1586 | 40.2176 | 0 | 0 | 0 | 0 | 0 | 14.1928 | 6.3469 | 17.2511 | 0 | 0 | 0 | 0 | 194.3676 | 202.0992 | 226.8626 | 218.964 | 0.39034 | 0.40015 | 0.39617 | 0.38289 | 75.8703 | 80.8708 | 89.877 | 83.8387
10 | 27 | 21 | 463.8318 | 473.6464 | 486.4503 | 497.4148 | 0 | 0 | 0 | 0 | 230.5839 | 211.6741 | 222.9654 | 235.4601 | 0 | 0 | 0 | 0 | 49.2807 | 60.5435 | 56.0856 | 52.7762 | 0 | 0 | 0 | 0 | 0 | 16.6514 | 5.3555 | 18.4157 | 0 | 0 | 0 | 0 | 183.9672 | 184.7774 | 202.0439 | 190.7628 | 0.38547 | 0.3963 | 0.39241 | 0.3776 | 70.9132 | 73.2278 | 79.2845 | 72.0313
10 | 27 | 22 | 437.238 | 447.3492 | 460.3384 | 471.4563 | 0 | 0 | 0 | 0 | 266.2951 | 203.4369 | 219.6224 | 223.4758 | 0 | 0 | 0 | 0 | 52.5252 | 67.3843 | 62.5419 | 58.8645 | 0 | 0 | 0 | 0 | 0 | 21.2495 | 8.2093 | 23.4533 | 0 | 0 | 0 | 0 | 118.4178 | 155.2784 | 169.9648 | 165.6628 | 0.37586 | 0.38944 | 0.38588 | 0.36712 | 44.5085 | 60.4715 | 65.5853 | 60.8178
10 | 27 | 23 | 408.5708 | 418.3701 | 430.86 | 441.5202 | 0 | 0 | 0 | 0 | 232.089 | 191.8452 | 195.3004 | 198.8679 | 0 | 0 | 0 | 0 | 56.3345 | 55.8329 | 50.5402 | 46.4307 | 0 | 0 | 0 | 0 | 0 | 0.30527 | 21.0558 | 1.052 | 0 | 0 | 0 | 0 | 120.1472 | 170.3867 | 163.9635 | 195.1696 | 0.36524 | 0.38446 | 0.37959 | 0.36444 | 43.883 | 65.5063 | 62.2382 | 71.1277
10 | 27 | 24 | 381.6842 | 389.6034 | 399.8504 | 408.4806 | 0 | 0 | 0 | 0 | 171.1718 | 182.6001 | 179.0598 | 159.9481 | 0 | 0 | 0 | 0 | 60.7953 | 53.7224 | 47.8923 | 43.2754 | 0 | 0 | 0 | 0 | 0 | 6.6754 | 12.589 | -3.929 | 0 | 0 | 0 | 0 | 149.717 | 146.6055 | 160.3093 | 209.1861 | 0.36532 | 0.37062 | 0.37486 | 0.36426 | 54.6941 | 54.3347 | 60.0942 | 76.1982
10 | 28 | 1 | 362.5125 | 367.9341 | 375.2463 | 381.1756 | 0 | 0 | 0 | 0 | 167.6115 | 179.4677 | 177.6147 | 176.6142 | 0 | 0 | 0 | 0 | 63.3156 | 55.7775 | 49.6462 | 44.743 | 0 | 0 | 0 | 0 | 0 | 11.1858 | 16.2032 | -0.28068 | 0 | 0 | 0 | 0 | 131.5855 | 121.5031 | 131.7821 | 160.099 | 0.37115 | 0.38254 | 0.37827 | 0.36417 | 48.8375 | 46.48 | 49.8498 | 58.3036
10 | 28 | 2 | 350.3349 | 353.7531 | 358.8188 | 362.7872 | 0 | 0 | 0 | 0 | 137.2536 | 181.553 | 175.8307 | 159.4797 | 0 | 0 | 0 | 0 | 62.4131 | 47.4274 | 41.4221 | 36.6243 | 0 | 0 | 0 | 0 | 0 | 5.8979 | 3.45 | -2.8958 | 0 | 0 | 0 | 0 | 150.6681 | 118.8748 | 138.1159 | 169.579 | 0.37051 | 0.38125 | 0.37759 | 0.36407 | 55.8242 | 45.3204 | 52.1516 | 61.7383
10 | 28 | 3 | 343.2753 | 344.8693 | 347.9076 | 350.1044 | 0 | 0 | 0 | 0 | 130.4447 | 190.8814 | 175.1363 | 123.2533 | 0 | 0 | 0 | 0 | 62.3672 | 42.9977 | 37.013 | 32.2227 | 0 | 0 | 0 | 0 | 0 | 20.6167 | 7.9537 | -5.6982 | 0 | 0 | 0 | 0 | 150.4635 | 90.3736 | 127.8047 | 200.3265 | 0.36947 | 0.37677 | 0.37471 | 0.36399 | 55.5913 | 34.0504 | 47.8902 | 72.9162
10 | 28 | 4 | 339.4905 | 339.2108 | 340.1596 | 340.5005 | 0 | 0 | 0 | 0 | 185.6988 | 181.8097 | 177.8302 | 120.0833 | 0 | 0 | 0 | 0 | 63.1722 | 39.9021 | 33.8246 | 28.9434 | 0 | 0 | 0 | 0 | 0 | 0.96937 | 3.5724 | -6.0784 | 0 | 0 | 0 | 0 | 90.6194 | 116.5296 | 124.9324 | 197.5522 | 0.36665 | 0.38012 | 0.37574 | 0.364 | 33.2252 | 44.2957 | 46.9423 | 71.9095
10 | 28 | 5 | 343.5779 | 341.2785 | 340.008 | 338.3677 | 0 | 0 | 0 | 0 | 227.958 | 182.2296 | 179.3047 | 172.7473 | 0 | 0 | 0 | 0 | 64.726 | 37.221 | 30.9386 | 25.8778 | 0 | 0 | 0 | 0 | 0 | 6.5784 | 0.95342 | -2.1786 | 0 | 0 | 0 | 0 | 50.8939 | 115.2494 | 128.8113 | 141.9212 | 0.36507 | 0.38413 | 0.37673 | 0.36411 | 18.5798 | 44.2711 | 48.5273 | 51.675
10 | 28 | 6 | 354.3017 | 350.032 | 346.6789 | 343.2372 | 0 | 0 | 0 | 0 | 247.9337 | 200.476 | 198.3006 | 202.2966 | 0 | 0 | 0 | 0 | 70.2985 | 40.2233 | 33.2289 | 27.5258 | 0 | 0 | 0 | 0 | 0 | 20.052 | 7.6166 | -1.2482 | 0 | 0 | 0 | 0 | 36.0695 | 89.2806 | 107.5327 | 114.6629 | 0.37565 | 0.38754 | 0.38116 | 0.36427 | 13.5494 | 34.5997 | 40.9876 | 41.7677
10 | 28 | 7 | 359.4365 | 353.9805 | 349.5413 | 345.3729 | 0 | 0 | 0 | 0 | 237.1843 | 179.2991 | 180.6427 | 146.5461 | 0 | 0 | 0 | 0 | 107.2384 | 73.0774 | 65.1166 | 58.3818 | 0 | 0 | 0 | 0 | 0 | -0.82056 | -6.8394 | -1.4931 | 0 | 0 | 0 | 0 | 15.0137 | 102.4245 | 110.6214 | 141.9381 | 0.37409 | 0.38456 | 0.38293 | 0.3729 | 5.6164 | 39.388 | 42.3603 | 52.9293
10 | 28 | 8 | 382.8282 | 377.7755 | 374.2672 | 371.3694 | 0 | 0 | 0 | 0 | 181.6447 | 128.2249 | 126.0236 | 135.0069 | 0 | 0 | 0 | 0 | 197.7567 | 217.6693 | 223.6204 | 229.0214 | 0 | 0 | 0 | 0 | 0 | -6.4129 | -2.887 | 0.67046 | 0 | 0 | 0 | 0 | 3.4268 | 38.2941 | 27.5102 | 6.6707 | 0.36583 | 0.38953 | 0.37971 | 0.39001 | 1.2537 | 14.9168 | 10.4459 | 2.6016
10 | 28 | 9 | 407.0911 | 403.1885 | 401.4183 | 400.4806 | 0 | 0 | 0 | 0 | 142.1229 | 126.2509 | 123.7694 | 134.9825 | 0 | 0 | 0 | 0 | 248.7799 | 309.9998 | 334.2795 | 356.0071 | 0 | 0 | 0 | 0 | 0 | -10.5051 | -12.5149 | -5.1132 | 0 | 0 | 0 | 0 | 16.1883 | -22.557 | -44.1157 | -85.3958 | 0.37083 | 0.014884 | 0.38398 | 0.014047 | 6.0031 | -0.33573 | -16.9394 | -1.1996
10 | 28 | 10 | 427.3225 | 423.8575 | 422.6131 | 422.0741 | 0 | 0 | 0 | 0 | 125.3916 | 101.0206 | 99.0517 | 118.0015 | 0 | 0 | 0 | 0 | 265.7038 | 358.8996 | 399.8094 | 436.5406 | 0 | 0 | 0 | 0 | 0 | -25.2642 | -26.8491 | -28.2525 | 0 | 0 | 0 | 0 | 36.227 | -10.7985 | -49.3989 | -104.2155 | 0.38038 | 0.014884 | 0.38398 | 0.014884 | 13.78 | -0.16072 | -18.968 | -1.5511
10 | 28 | 11 | 441.9909 | 438.9144 | 437.8999 | 437.2392 | 0 | 0 | 0 | 0 | 129.7934 | 101.0206 | 99.0517 | 97.3857 | 0 | 0 | 0 | 0 | 289.9949 | 418.2888 | 467.285 | 511.1378 | 0 | 0 | 0 | 0 | 0 | -24.564 | -26.4285 | -28.2 | 0 | 0 | 0 | 0 | 22.2026 | -55.831 | -102.0084 | -143.0842 | 0.3836 | 0.014884 | 0.38398 | 0.014884 | 8.5169 | -0.83097 | -39.1689 | -2.1296
10 | 28 | 12 | 450.0129 | 447.4611 | 446.8669 | 446.3408 | 0 | 0 | 0 | 0 | 127.3148 | 101.0206 | 99.0517 | 97.3857 | 0 | 0 | 0 | 0 | 284.7623 | 409.6932 | 463.7144 | 512.2115 | 0 | 0 | 0 | 0 | 0 | -26.2765 | -26.4057 | -29.5277 | 0 | 0 | 0 | 0 | 37.9358 | -36.9762 | -89.4934 | -133.7288 | 0.38344 | 0.014884 | 0.38398 | 0.014884 | 14.546 | -0.55034 | -34.3634 | -1.9904
10 | 28 | 13 | 462.0363 | 460.785 | 461.6061 | 462.239 | 0 | 0 | 0 | 0 | 127.7311 | 101.0206 | 103.64 | 97.3857 | 0 | 0 | 0 | 0 | 290.3235 | 426.2807 | 479.7702 | 527.691 | 0 | 0 | 0 | 0 | 0 | -31.3623 | -26.3067 | -27.9961 | 0 | 0 | 0 | 0 | 43.9816 | -35.154 | -95.4974 | -134.8417 | 0.38056 | 0.014884 | 0.38398 | 0.014884 | 16.7376 | -0.52322 | -36.6688 | -2.0069
10 | 28 | 14 | 472.3347 | 472.2486 | 474.4249 | 476.2811 | 0 | 0 | 0 | 0 | 135.9127 | 101.0206 | 99.0517 | 97.3857 | 0 | 0 | 0 | 0 | 268.6719 | 391.8756 | 441.7114 | 486.4718 | 0 | 0 | 0 | 0 | 0 | -12.6061 | -15.3252 | -19.9189 | 0 | 0 | 0 | 0 | 67.7501 | -8.0414 | -51.013 | -87.6575 | 0.37634 | 0.014773 | 0.38398 | 0.013952 | 25.4972 | -0.1188 | -19.5878 | -1.223
10 | 28 | 15 | 477.0133 | 477.789 | 480.9092 | 483.566 | 0 | 0 | 0 | 0 | 141.4588 | 125.7433 | 112.5153 | 97.5568 | 0 | 0 | 0 | 0 | 239.2568 | 348.4756 | 385.9701 | 419.6277 | 0 | 0 | 0 | 0 | 0 | -16.7422 | -1.616 | 3.4335 | 0 | 0 | 0 | 0 | 96.2977 | 20.3124 | -15.9602 | -37.052 | 0.3716 | 0.014335 | 0.38347 | 0.014454 | 35.7846 | 0.29117 | -6.1202 | -0.53554
10 | 28 | 16 | 478.1299 | 481.0518 | 486.5545 | 491.3325 | 0 | 0 | 0 | 0 | 169.274 | 134.008 | 124.2292 | 149.3213 | 0 | 0 | 0 | 0 | 191.5761 | 278.6975 | 299.0669 | 317.3905 | 0 | 0 | 0 | 0 | 0 | -1.758 | -1.3553 | 8.9988 | 0 | 0 | 0 | 0 | 117.2798 | 70.1043 | 64.6137 | 15.6219 | 0.36606 | 0.39562 | 0.37317 | 0.38507 | 42.9316 | 27.735 | 24.1121 | 6.0156
10 | 28 | 17 | 482.1639 | 487.1513 | 494.9163 | 501.6543 | 0 | 0 | 0 | 0 | 195.9099 | 172.3299 | 142.5934 | 177.9469 | 0 | 0 | 0 | 0 | 101.6596 | 135.1341 | 133.9847 | 133.315 | 0 | 0 | 0 | 0 | 0 | -9.1616 | -0.074853 | 0 | 0 | 0 | 0 | 0 | 184.5944 | 188.849 | 218.4131 | 190.3923 | 0.3796 | 0.40231 | 0.39727 | 0.39167 | 70.0727 | 75.9766 | 86.7689 | 74.5706
10 | 28 | 18 | 514.8881 | 522.3613 | 532.9861 | 542.2043 | 0 | 0 | 0 | 0 | 246.1803 | 203.5874 | 194.1681 | 210.2177 | 0 | 0 | 0 | 0 | 66.3381 | 70.7527 | 64.2789 | 59.0367 | 0 | 0 | 0 | 0 | 0 | -1.5484 | 2.8545 | 15.0201 | 0 | 0 | 0 | 0 | 202.3698 | 249.5697 | 271.6847 | 257.9298 | 0.38763 | 0.39764 | 0.3935 | 0.37855 | 78.4446 | 99.2384 | 106.9083 | 97.6404
10 | 28 | 19 | 523.7968 | 533.67 | 546.9589 | 558.5047 | 0 | 0 | 0 | 0 | 248.8669 | 220.1758 | 219.9696 | 218.0884 | 0 | 0 | 0 | 0 | 68.4203 | 77.0535 | 70.335 | 64.8554 | 0 | 0 | 0 | 0 | 0 | -0.24515 | 5.7603 | 25.4247 | 0 | 0 | 0 | 0 | 206.5097 | 236.6857 | 250.894 | 250.1361 | 0.39128 | 0.40086 | 0.39698 | 0.38389 | 80.8035 | 94.8785 | 99.6008 | 96.0252
10 | 28 | 20 | 507.6308 | 517.9081 | 531.4952 | 543.2227 | 0 | 0 | 0 | 0 | 234.6388 | 222.2032 | 221.7177 | 232.3114 | 0 | 0 | 0 | 0 | 72.3038 | 77.4764 | 70.2999 | 64.3801 | 0 | 0 | 0 | 0 | 0 | 14.1928 | 6.3469 | 17.2511 | 0 | 0 | 0 | 0 | 200.6882 | 204.0357 | 233.1308 | 229.2801 | 0.39034 | 0.40015 | 0.39617 | 0.38289 | 78.3375 | 81.6457 | 92.3603 | 87.7886
10 | 28 | 21 | 487.3642 | 497.942 | 511.6829 | 523.4548 | 0 | 0 | 0 | 0 | 230.5839 | 211.6741 | 222.9654 | 235.4601 | 0 | 0 | 0 | 0 | 77.9422 | 75.5281 | 67.6726 | 61.1114 | 0 | 0 | 0 | 0 | 0 | 16.6514 | 5.3555 | 18.4157 | 0 | 0 | 0 | 0 | 178.8382 | 194.0884 | 215.6895 | 208.4675 | 0.38547 | 0.3963 | 0.39241 | 0.3776 | 68.9361 | 76.9178 | 84.6392 | 78.7166
10 | 28 | 22 | 437.6627 | 447.7876 | 460.7938 | 471.9262 | 0 | 0 | 0 | 0 | 266.2951 | 203.4369 | 219.6224 | 223.4758 | 0 | 0 | 0 | 0 | 82.5604 | 78.2021 | 69.7761 | 62.6873 | 0 | 0 | 0 | 0 | 0 | 21.2495 | 8.2093 | 23.4533 | 0 | 0 | 0 | 0 | 88.8072 | 144.8991 | 163.186 | 162.3099 | 0.37586 | 0.38944 | 0.38588 | 0.36712 | 33.3791 | 56.4293 | 62.9695 | 59.5869
10 | 28 | 23 | 404.8197 | 414.4974 | 426.838 | 437.3694 | 0 | 0 | 0 | 0 | 232.089 | 191.8452 | 195.3004 | 198.8679 | 0 | 0 | 0 | 0 | 87.7114 | 86.128 | 77.0495 | 69.3697 | 0 | 0 | 0 | 0 | 0 | 0.30527 | 21.0558 | 1.052 | 0 | 0 | 0 | 0 | 85.0194 | 136.219 | 133.4322 | 168.0798 | 0.36524 | 0.38446 | 0.37959 | 0.36444 | 31.0528 | 52.3703 | 50.6489 | 61.2551
10 | 28 | 24 | 380.7818 | 388.6718 | 398.8828 | 407.4821 | 0 | 0 | 0 | 0 | 171.1718 | 182.6001 | 179.0598 | 159.9481 | 0 | 0 | 0 | 0 | 96.3361 | 101.098 | 90.9188 | 82.2481 | 0 | 0 | 0 | 0 | 0 | 6.6754 | 12.589 | -3.929 | 0 | 0 | 0 | 0 | 113.2739 | 98.2983 | 116.3153 | 169.2149 | 0.36532 | 0.37062 | 0.37486 | 0.36426 | 41.3808 | 36.4311 | 43.6024 | 61.6383
10 | 29 | 1 | 359.1154 | 364.4268 | 371.6037 | 377.4164 | 0 | 0 | 0 | 0 | 167.6115 | 179.4677 | 177.6147 | 176.6142 | 0 | 0 | 0 | 0 | 99.8881 | 109.8808 | 99.2518 | 90.1736 | 0 | 0 | 0 | 0 | 0 | 11.1858 | 16.2032 | -0.28068 | 0 | 0 | 0 | 0 | 91.6158 | 63.8925 | 78.534 | 110.9093 | 0.37115 | 0.38254 | 0.37827 | 0.36417 | 34.0029 | 24.4416 | 29.7074 | 40.3901
10 | 29 | 2 | 351.0426 | 354.4837 | 359.5777 | 363.5703 | 0 | 0 | 0 | 0 | 137.2536 | 181.553 | 175.8307 | 159.4797 | 0 | 0 | 0 | 0 | 103.0036 | 109.6243 | 98.5712 | 89.1309 | 0 | 0 | 0 | 0 | 0 | 5.8979 | 3.45 | -2.8958 | 0 | 0 | 0 | 0 | 110.7854 | 57.4085 | 81.7258 | 117.8555 | 0.37051 | 0.38125 | 0.37759 | 0.36407 | 41.0472 | 21.8867 | 30.8591 | 42.9074
10 | 29 | 3 | 346.584 | 348.2853 | 351.4553 | 353.7657 | 0 | 0 | 0 | 0 | 130.4447 | 190.8814 | 175.1363 | 123.2533 | 0 | 0 | 0 | 0 | 100.3554 | 103.7884 | 93.0329 | 83.8905 | 0 | 0 | 0 | 0 | 0 | 20.6167 | 7.9537 | -5.6982 | 0 | 0 | 0 | 0 | 115.784 | 32.9988 | 75.3325 | 152.3201 | 0.36947 | 0.37677 | 0.37471 | 0.36399 | 42.7783 | 12.4331 | 28.2281 | 55.4425
10 | 29 | 4 | 355.0785 | 355.3042 | 356.8738 | 357.7496 | 0 | 0 | 0 | 0 | 185.6988 | 181.8097 | 177.8302 | 120.0833 | 0 | 0 | 0 | 0 | 94.3161 | 99.1813 | 89.1545 | 80.6993 | 0 | 0 | 0 | 0 | 0 | 0.96937 | 3.5724 | -6.0784 | 0 | 0 | 0 | 0 | 75.0636 | 73.3439 | 86.3167 | 163.0454 | 0.36665 | 0.38012 | 0.37574 | 0.364 | 27.5218 | 27.8798 | 32.4328 | 59.3489
10 | 29 | 5 | 382.3444 | 381.3022 | 381.5754 | 381.2652 | 0 | 0 | 0 | 0 | 227.958 | 182.2296 | 179.3047 | 172.7473 | 0 | 0 | 0 | 0 | 87.5162 | 92.4316 | 83.2695 | 75.595 | 0 | 0 | 0 | 0 | 0 | 6.5784 | 0.95342 | -2.1786 | 0 | 0 | 0 | 0 | 66.8702 | 100.0625 | 118.0478 | 135.1016 | 0.36507 | 0.38413 | 0.37673 | 0.36411 | 24.4123 | 38.4373 | 44.4723 | 49.1919
10 | 29 | 6 | 432.2241 | 430.4812 | 430.231 | 429.4629 | 0 | 0 | 0 | 0 | 247.9337 | 200.476 | 198.3006 | 202.2966 | 0 | 0 | 0 | 0 | 80.4707 | 84.8751 | 76.5911 | 69.7209 | 0 | 0 | 0 | 0 | 0 | 20.052 | 7.6166 | -1.2482 | 0 | 0 | 0 | 0 | 103.8196 | 125.0781 | 147.7226 | 158.6936 | 0.37565 | 0.38754 | 0.38116 | 0.36427 | 38.9996 | 48.4726 | 56.3065 | 57.8066
10 | 29 | 7 | 471.4188 | 469.5942 | 469.6142 | 469.2881 | 0 | 0 | 0 | 0 | 237.1843 | 179.2991 | 180.6427 | 146.5461 | 0 | 0 | 0 | 0 | 90.3879 | 98.8303 | 90.0712 | 82.6063 | 0 | 0 | 0 | 0 | 0 | -0.82056 | -6.8394 | -1.4931 | 0 | 0 | 0 | 0 | 143.8467 | 192.2853 | 205.7397 | 241.6288 | 0.37409 | 0.38456 | 0.38293 | 0.3729 | 53.811 | 73.9446 | 78.784 | 90.1044
10 | 29 | 8 | 475.2062 | 473.1491 | 473.3193 | 473.5912 | 0 | 0 | 0 | 0 | 181.6447 | 128.2249 | 126.0236 | 135.0069 | 0 | 0 | 0 | 0 | 153.5899 | 184.67 | 183.4113 | 182.4337 | 0 | 0 | 0 | 0 | 0 | -6.4129 | -2.887 | 0.67046 | 0 | 0 | 0 | 0 | 139.9716 | 166.667 | 166.7714 | 155.4801 | 0.36583 | 0.38953 | 0.37971 | 0.39001 | 51.2061 | 64.922 | 63.325 | 60.6386
10 | 29 | 9 | 497.7882 | 496.8267 | 498.668 | 500.8423 | 0 | 0 | 0 | 0 | 142.1229 | 126.2509 | 123.7694 | 134.9825 | 0 | 0 | 0 | 0 | 193.2421 | 231.7047 | 239.7836 | 247.0844 | 0 | 0 | 0 | 0 | 0 | -10.5051 | -12.5149 | -5.1132 | 0 | 0 | 0 | 0 | 162.4232 | 149.3763 | 147.63 | 123.8886 | 0.37083 | 0.014884 | 0.38398 | 0.014047 | 60.2313 | 2.2233 | 56.6865 | 1.7403
10 | 29 | 10 | 509.0135 | 508.1977 | 510.2062 | 512.4702 | 0 | 0 | 0 | 0 | 125.3916 | 101.0206 | 99.0517 | 118.0015 | 0 | 0 | 0 | 0 | 203.9318 | 251.5093 | 272.0829 | 290.6428 | 0 | 0 | 0 | 0 | 0 | -25.2642 | -26.8491 | -28.2525 | 0 | 0 | 0 | 0 | 179.6901 | 180.932 | 165.9207 | 132.0784 | 0.38038 | 0.014884 | 0.38398 | 0.014884 | 68.3504 | 2.6929 | 63.7098 | 1.9658
10 | 29 | 11 | 520.1433 | 519.6011 | 521.6986 | 523.7195 | 0 | 0 | 0 | 0 | 129.7934 | 101.0206 | 99.0517 | 97.3857 | 0 | 0 | 0 | 0 | 214.412 | 263.2854 | 287.9874 | 310.2651 | 0 | 0 | 0 | 0 | 0 | -24.564 | -26.4285 | -28.2 | 0 | 0 | 0 | 0 | 175.9378 | 179.8591 | 161.088 | 144.2687 | 0.3836 | 0.014884 | 0.38398 | 0.014884 | 67.4899 | 2.677 | 61.8541 | 2.1472
10 | 29 | 12 | 523.9011 | 523.7453 | 526.0934 | 528.1025 | 0 | 0 | 0 | 0 | 127.3148 | 101.0206 | 99.0517 | 97.3857 | 0 | 0 | 0 | 0 | 218.4119 | 271.6261 | 300.8215 | 327.1394 | 0 | 0 | 0 | 0 | 0 | -26.2765 | -26.4057 | -29.5277 | 0 | 0 | 0 | 0 | 178.1744 | 177.3752 | 152.6259 | 133.1051 | 0.38344 | 0.014884 | 0.38398 | 0.014884 | 68.3189 | 2.64 | 58.6049 | 1.9811
10 | 29 | 13 | 529.7141 | 530.6574 | 534.1735 | 537.1285 | 0 | 0 | 0 | 0 | 127.7311 | 101.0206 | 103.64 | 97.3857 | 0 | 0 | 0 | 0 | 221.7614 | 265.5135 | 302.2502 | 335.6476 | 0 | 0 | 0 | 0 | 0 | -31.3623 | -26.3067 | -27.9961 | 0 | 0 | 0 | 0 | 180.2215 | 195.4857 | 154.59 | 132.0912 | 0.38056 | 0.014884 | 0.38398 | 0.014884 | 68.5848 | 2.9095 | 59.3591 | 1.966
10 | 29 | 14 | 528.954 | 530.704 | 535.1348 | 538.9337 | 0 | 0 | 0 | 0 | 135.9127 | 101.0206 | 99.0517 | 97.3857 | 0 | 0 | 0 | 0 | 203.4663 | 216.8613 | 246.8011 | 274.4349 | 0 | 0 | 0 | 0 | 0 | -12.6061 | -15.3252 | -19.9189 | 0 | 0 | 0 | 0 | 189.575 | 225.4282 | 204.6073 | 187.0321 | 0.37634 | 0.014773 | 0.38398 | 0.013952 | 71.3451 | 3.3302 | 78.5645 | 2.6094
10 | 29 | 15 | 521.2826 | 523.4938 | 528.3768 | 532.5525 | 0 | 0 | 0 | 0 | 141.4588 | 125.7433 | 112.5153 | 97.5568 | 0 | 0 | 0 | 0 | 192.9831 | 181.6846 | 203.5335 | 224.0761 | 0 | 0 | 0 | 0 | 0 | -16.7422 | -1.616 | 3.4335 | 0 | 0 | 0 | 0 | 186.8407 | 232.8082 | 213.944 | 207.4862 | 0.3716 | 0.014335 | 0.38347 | 0.014454 | 69.4306 | 3.3372 | 82.0405 | 2.999
10 | 29 | 16 | 519.0197 | 523.2675 | 530.3985 | 536.5795 | 0 | 0 | 0 | 0 | 169.274 | 134.008 | 124.2292 | 149.3213 | 0 | 0 | 0 | 0 | 183.3075 | 162.6613 | 179.8973 | 196.528 | 0 | 0 | 0 | 0 | 0 | -1.758 | -1.3553 | 8.9988 | 0 | 0 | 0 | 0 | 166.4382 | 228.3563 | 227.6274 | 181.7313 | 0.36606 | 0.39562 | 0.37317 | 0.38507 | 60.9266 | 90.3433 | 84.9445 | 69.9798
10 | 29 | 17 | 520.1697 | 526.3894 | 535.6679 | 543.7099 | 0 | 0 | 0 | 0 | 195.9099 | 172.3299 | 142.5934 | 177.9469 | 0 | 0 | 0 | 0 | 149.3601 | 112.2825 | 117.5121 | 123.6375 | 0 | 0 | 0 | 0 | 0 | -9.1616 | -0.074853 | 0 | 0 | 0 | 0 | 0 | 174.8996 | 250.9387 | 275.6372 | 242.1254 | 0.3796 | 0.40231 | 0.39727 | 0.39167 | 66.3926 | 100.9563 | 109.5023 | 94.8329
10 | 29 | 18 | 550.169 | 558.7863 | 570.816 | 581.2447 | 0 | 0 | 0 | 0 | 246.1803 | 203.5874 | 194.1681 | 210.2177 | 0 | 0 | 0 | 0 | 167.517 | 106.0132 | 109.2755 | 113.8908 | 0 | 0 | 0 | 0 | 0 | -1.5484 | 2.8545 | 15.0201 | 0 | 0 | 0 | 0 | 136.4718 | 250.7341 | 264.5179 | 242.1162 | 0.38763 | 0.39764 | 0.3935 | 0.37855 | 52.9005 | 99.7014 | 104.0882 | 91.654
10 | 29 | 19 | 554.2651 | 565.1263 | 579.6285 | 592.2196 | 0 | 0 | 0 | 0 | 248.8669 | 220.1758 | 219.9696 | 218.0884 | 0 | 0 | 0 | 0 | 174.8722 | 103.2672 | 109.994 | 117.8549 | 0 | 0 | 0 | 0 | 0 | -0.24515 | 5.7603 | 25.4247 | 0 | 0 | 0 | 0 | 130.526 | 241.9284 | 243.9045 | 230.8515 | 0.39128 | 0.40086 | 0.39698 | 0.38389 | 51.0725 | 96.9801 | 96.8261 | 88.622
10 | 29 | 20 | 535.4981 | 546.6791 | 561.3759 | 574.0596 | 0 | 0 | 0 | 0 | 234.6388 | 222.2032 | 221.7177 | 232.3114 | 0 | 0 | 0 | 0 | 186.786 | 113.2446 | 118.8534 | 125.6688 | 0 | 0 | 0 | 0 | 0 | 14.1928 | 6.3469 | 17.2511 | 0 | 0 | 0 | 0 | 114.0733 | 197.0385 | 214.4579 | 198.8282 | 0.39034 | 0.40015 | 0.39617 | 0.38289 | 44.5279 | 78.8458 | 84.9626 | 76.1289
10 | 29 | 21 | 508.508 | 519.7714 | 534.3543 | 546.8517 | 0 | 0 | 0 | 0 | 230.5839 | 211.6741 | 222.9654 | 235.4601 | 0 | 0 | 0 | 0 | 172.0077 | 119.227 | 122.7603 | 127.5424 | 0 | 0 | 0 | 0 | 0 | 16.6514 | 5.3555 | 18.4157 | 0 | 0 | 0 | 0 | 105.9164 | 172.2189 | 183.2732 | 165.4334 | 0.38547 | 0.3963 | 0.39241 | 0.3776 | 40.8272 | 68.2508 | 71.9186 | 62.467
10 | 29 | 22 | 464.8046 | 475.8096 | 489.8966 | 501.9603 | 0 | 0 | 0 | 0 | 266.2951 | 203.4369 | 219.6224 | 223.4758 | 0 | 0 | 0 | 0 | 174.329 | 126.607 | 129.0157 | 132.7211 | 0 | 0 | 0 | 0 | 0 | 21.2495 | 8.2093 | 23.4533 | 0 | 0 | 0 | 0 | 24.1805 | 124.5162 | 133.0492 | 122.3102 | 0.37586 | 0.38944 | 0.38588 | 0.36712 | 9.0885 | 48.4914 | 51.3405 | 44.9023
10 | 29 | 23 | 426.2112 | 436.5826 | 449.775 | 461.0404 | 0 | 0 | 0 | 0 | 232.089 | 191.8452 | 195.3004 | 198.8679 | 0 | 0 | 0 | 0 | 176.6335 | 135.1198 | 136.6012 | 139.41 | 0 | 0 | 0 | 0 | 0 | 0.30527 | 21.0558 | 1.052 | 0 | 0 | 0 | 0 | 17.4887 | 109.3123 | 96.8175 | 121.7105 | 0.36524 | 0.38446 | 0.37959 | 0.36444 | 6.3876 | 42.0258 | 36.7505 | 44.3562
10 | 29 | 24 | 392.7957 | 401.0753 | 411.7647 | 420.7762 | 0 | 0 | 0 | 0 | 171.1718 | 182.6001 | 179.0598 | 159.9481 | 0 | 0 | 0 | 0 | 163.6246 | 137.8195 | 139.5602 | 142.5872 | 0 | 0 | 0 | 0 | 0 | 6.6754 | 12.589 | -3.929 | 0 | 0 | 0 | 0 | 57.9993 | 73.9803 | 80.5557 | 122.1698 | 0.36532 | 0.37062 | 0.37486 | 0.36426 | 21.1881 | 27.4185 | 30.1974 | 44.5016
10 | 30 | 1 | 373.8541 | 379.6434 | 387.4073 | 393.7257 | 0 | 0 | 0 | 0 | 167.6115 | 179.4677 | 177.6147 | 176.6142 | 0 | 0 | 0 | 0 | 162.9444 | 148.5129 | 150.6833 | 154.0906 | 0 | 0 | 0 | 0 | 0 | 11.1858 | 16.2032 | -0.28068 | 0 | 0 | 0 | 0 | 43.2981 | 40.4771 | 42.9061 | 63.3016 | 0.37115 | 0.38254 | 0.37827 | 0.36417 | 16.0699 | 15.4842 | 16.2303 | 23.0527
10 | 30 | 2 | 364.1181 | 367.9833 | 373.5979 | 378.0392 | 0 | 0 | 0 | 0 | 137.2536 | 181.553 | 175.8307 | 159.4797 | 0 | 0 | 0 | 0 | 158.3647 | 154.483 | 156.6992 | 160.1379 | 0 | 0 | 0 | 0 | 0 | 5.8979 | 3.45 | -2.8958 | 0 | 0 | 0 | 0 | 68.4999 | 26.0494 | 37.6179 | 61.3173 | 0.37051 | 0.38125 | 0.37759 | 0.36407 | 25.3799 | 9.9312 | 14.2043 | 22.3237
10 | 30 | 3 | 358.881 | 360.9811 | 364.6408 | 367.373 | 0 | 0 | 0 | 0 | 130.4447 | 190.8814 | 175.1363 | 123.2533 | 0 | 0 | 0 | 0 | 152.0874 | 157.6363 | 157.7473 | 159.2129 | 0 | 0 | 0 | 0 | 0 | 20.6167 | 7.9537 | -5.6982 | 0 | 0 | 0 | 0 | 76.349 | -8.1533 | 23.8035 | 90.6049 | 0.36947 | 0.37677 | 0.37471 | 0.36399 | 28.2084 | -3.072 | 8.9195 | 32.979
10 | 30 | 4 | 365.5707 | 366.1368 | 368.1241 | 369.3599 | 0 | 0 | 0 | 0 | 185.6988 | 181.8097 | 177.8302 | 120.0833 | 0 | 0 | 0 | 0 | 138.3269 | 157.8741 | 155.8531 | 155.2434 | 0 | 0 | 0 | 0 | 0 | 0.96937 | 3.5724 | -6.0784 | 0 | 0 | 0 | 0 | 41.545 | 25.4836 | 30.8684 | 100.1116 | 0.36665 | 0.38012 | 0.37574 | 0.364 | 15.2323 | 9.6869 | 11.5986 | 36.4409
10 | 30 | 5 | 387.7763 | 386.9102 | 387.3997 | 387.2759 | 0 | 0 | 0 | 0 | 227.958 | 182.2296 | 179.3047 | 172.7473 | 0 | 0 | 0 | 0 | 142.4042 | 154.1913 | 155.4638 | 157.9926 | 0 | 0 | 0 | 0 | 0 | 6.5784 | 0.95342 | -2.1786 | 0 | 0 | 0 | 0 | 17.4142 | 43.9109 | 51.6778 | 58.7147 | 0.36507 | 0.38413 | 0.37673 | 0.36411 | 6.3574 | 16.8676 | 19.4687 | 21.3786
10 | 30 | 6 | 438.8945 | 437.368 | 437.3834 | 436.8442 | 0 | 0 | 0 | 0 | 247.9337 | 200.476 | 198.3006 | 202.2966 | 0 | 0 | 0 | 0 | 144.2593 | 149.1016 | 153.8077 | 159.5902 | 0 | 0 | 0 | 0 | 0 | 20.052 | 7.6166 | -1.2482 | 0 | 0 | 0 | 0 | 46.7016 | 67.7383 | 77.6585 | 76.2056 | 0.37565 | 0.38754 | 0.38116 | 0.36427 | 17.5434 | 26.2512 | 29.6006 | 27.759
10 | 30 | 7 | 468.694 | 466.7811 | 466.6925 | 466.273 | 0 | 0 | 0 | 0 | 237.1843 | 179.2991 | 180.6427 | 146.5461 | 0 | 0 | 0 | 0 | 142.3615 | 161.1655 | 164.2744 | 168.3036 | 0 | 0 | 0 | 0 | 0 | -0.82056 | -6.8394 | -1.4931 | 0 | 0 | 0 | 0 | 89.1483 | 127.137 | 128.6148 | 152.9164 | 0.37409 | 0.38456 | 0.38293 | 0.3729 | 33.3491 | 48.8914 | 49.2505 | 57.0232
10 | 30 | 8 | 475.737 | 473.6971 | 473.8885 | 474.1785 | 0 | 0 | 0 | 0 | 181.6447 | 128.2249 | 126.0236 | 135.0069 | 0 | 0 | 0 | 0 | 187.0436 | 225.2132 | 246.2296 | 266.3144 | 0 | 0 | 0 | 0 | 0 | -6.4129 | -2.887 | 0.67046 | 0 | 0 | 0 | 0 | 107.0487 | 126.6719 | 104.5223 | 72.1868 | 0.36583 | 0.38953 | 0.37971 | 0.39001 | 39.1618 | 49.3426 | 39.6883 | 28.1535
10 | 30 | 9 | 495.0811 | 494.0318 | 495.7653 | 497.8468 | 0 | 0 | 0 | 0 | 142.1229 | 126.2509 | 123.7694 | 134.9825 | 0 | 0 | 0 | 0 | 223.2023 | 275.1175 | 314.3984 | 350.9499 | 0 | 0 | 0 | 0 | 0 | -10.5051 | -12.5149 | -5.1132 | 0 | 0 | 0 | 0 | 129.756 | 103.1686 | 70.1125 | 17.0275 | 0.37083 | 0.014884 | 0.38398 | 0.014047 | 48.1173 | 1.5355 | 26.9216 | 0.23919
10 | 30 | 10 | 508.2527 | 507.4122 | 509.3904 | 511.6283 | 0 | 0 | 0 | 0 | 125.3916 | 101.0206 | 99.0517 | 118.0015 | 0 | 0 | 0 | 0 | 263.8147 | 342.097 | 392.4175 | 438.7363 | 0 | 0 | 0 | 0 | 0 | -25.2642 | -26.8491 | -28.2525 | 0 | 0 | 0 | 0 | 119.0463 | 89.5588 | 44.7704 | -16.857 | 0.38038 | 0.014884 | 0.38398 | 0.014884 | 45.2827 | 1.333 | 17.1908 | -0.25089
10 | 30 | 11 | 515.3129 | 514.6141 | 516.5193 | 518.3744 | 0 | 0 | 0 | 0 | 129.7934 | 101.0206 | 99.0517 | 97.3857 | 0 | 0 | 0 | 0 | 290.6215 | 388.3743 | 447.8832 | 502.3588 | 0 | 0 | 0 | 0 | 0 | -24.564 | -26.4285 | -28.2 | 0 | 0 | 0 | 0 | 94.898 | 49.7833 | -3.9872 | -53.17 | 0.3836 | 0.014884 | 0.38398 | 0.014884 | 36.403 | 0.74096 | -1.531 | -0.79137
10 | 30 | 12 | 514.4528 | 513.9906 | 515.9624 | 517.6473 | 0 | 0 | 0 | 0 | 127.3148 | 101.0206 | 99.0517 | 97.3857 | 0 | 0 | 0 | 0 | 308.915 | 441.8045 | 501.1743 | 555.0819 | 0 | 0 | 0 | 0 | 0 | -26.2765 | -26.4057 | -29.5277 | 0 | 0 | 0 | 0 | 78.223 | -2.558 | -57.8578 | -105.2926 | 0.38344 | 0.014884 | 0.38398 | 0.014884 | 29.9937 | -0.038072 | -22.2161 | -1.5671
10 | 30 | 13 | 516.8155 | 517.3406 | 520.343 | 522.8554 | 0 | 0 | 0 | 0 | 127.7311 | 101.0206 | 103.64 | 97.3857 | 0 | 0 | 0 | 0 | 290.503 | 428.989 | 486.2412 | 538.0969 | 0 | 0 | 0 | 0 | 0 | -31.3623 | -26.3067 | -27.9961 | 0 | 0 | 0 | 0 | 98.5813 | 18.6934 | -43.2314 | -84.6311 | 0.38056 | 0.014884 | 0.38398 | 0.014884 | 37.5159 | 0.27823 | -16.5999 | -1.2596
10 | 30 | 14 | 513.1536 | 514.3913 | 518.1929 | 521.4497 | 0 | 0 | 0 | 0 | 135.9127 | 101.0206 | 99.0517 | 97.3857 | 0 | 0 | 0 | 0 | 273.5171 | 415.6079 | 466.4883 | 512.512 | 0 | 0 | 0 | 0 | 0 | -12.6061 | -15.3252 | -19.9189 | 0 | 0 | 0 | 0 | 103.7239 | 10.3689 | -32.0219 | -68.529 | 0.37634 | 0.014773 | 0.38398 | 0.013952 | 39.0357 | 0.15318 | -12.2957 | -0.95609
10 | 30 | 15 | 507.8178 | 509.5924 | 513.9393 | 517.6529 | 0 | 0 | 0 | 0 | 141.4588 | 125.7433 | 112.5153 | 97.5568 | 0 | 0 | 0 | 0 | 251.7088 | 392.6765 | 432.369 | 468.1826 | 0 | 0 | 0 | 0 | 0 | -16.7422 | -1.616 | 3.4335 | 0 | 0 | 0 | 0 | 114.6502 | 7.9149 | -29.3291 | -51.52 | 0.3716 | 0.014335 | 0.38347 | 0.014454 | 42.6044 | 0.11346 | -11.2467 | -0.74466
10 | 30 | 16 | 501.4323 | 505.1098 | 511.5404 | 517.118 | 0 | 0 | 0 | 0 | 169.274 | 134.008 | 124.2292 | 149.3213 | 0 | 0 | 0 | 0 | 194.8894 | 293.1817 | 320.3058 | 345.126 | 0 | 0 | 0 | 0 | 0 | -1.758 | -1.3553 | 8.9988 | 0 | 0 | 0 | 0 | 137.2689 | 79.6782 | 68.3608 | 13.6719 | 0.36606 | 0.39562 | 0.37317 | 0.38507 | 50.2488 | 31.5226 | 25.5104 | 5.2647
10 | 30 | 17 | 497.9643 | 503.464 | 511.8582 | 519.1383 | 0 | 0 | 0 | 0 | 195.9099 | 172.3299 | 142.5934 | 177.9469 | 0 | 0 | 0 | 0 | 126.1266 | 172.4885 | 178.8896 | 185.4282 | 0 | 0 | 0 | 0 | 0 | -9.1616 | -0.074853 | 0 | 0 | 0 | 0 | 0 | 175.9278 | 167.8073 | 190.45 | 155.7632 | 0.3796 | 0.40231 | 0.39727 | 0.39167 | 66.7829 | 67.5113 | 75.66 | 61.0075
10 | 30 | 18 | 533.4133 | 541.4871 | 552.8496 | 562.7035 | 0 | 0 | 0 | 0 | 246.1803 | 203.5874 | 194.1681 | 210.2177 | 0 | 0 | 0 | 0 | 90.4935 | 101.0805 | 101.3206 | 102.6582 | 0 | 0 | 0 | 0 | 0 | -1.5484 | 2.8545 | 15.0201 | 0 | 0 | 0 | 0 | 196.7395 | 238.3677 | 254.5066 | 234.8075 | 0.38763 | 0.39764 | 0.3935 | 0.37855 | 76.2621 | 94.7841 | 100.1487 | 88.8873
10 | 30 | 19 | 544.5867 | 555.134 | 569.2508 | 581.5099 | 0 | 0 | 0 | 0 | 248.8669 | 220.1758 | 219.9696 | 218.0884 | 0 | 0 | 0 | 0 | 119.9792 | 115.2437 | 120.3074 | 126.3238 | 0 | 0 | 0 | 0 | 0 | -0.24515 | 5.7603 | 25.4247 | 0 | 0 | 0 | 0 | 175.7407 | 219.9596 | 223.2135 | 211.673 | 0.39128 | 0.40086 | 0.39698 | 0.38389 | 68.7641 | 88.1736 | 88.6121 | 81.2595
10 | 30 | 20 | 529.0576 | 540.0298 | 554.4701 | 566.9328 | 0 | 0 | 0 | 0 | 234.6388 | 222.2032 | 221.7177 | 232.3114 | 0 | 0 | 0 | 0 | 121.6383 | 117.7875 | 124.5417 | 132.1647 | 0 | 0 | 0 | 0 | 0 | 14.1928 | 6.3469 | 17.2511 | 0 | 0 | 0 | 0 | 172.7806 | 185.8463 | 201.8639 | 185.2057 | 0.39034 | 0.40015 | 0.39617 | 0.38289 | 67.4439 | 74.3672 | 79.9732 | 70.913
10 | 30 | 21 | 504.2615 | 515.3872 | 529.801 | 542.1527 | 0 | 0 | 0 | 0 | 230.5839 | 211.6741 | 222.9654 | 235.4601 | 0 | 0 | 0 | 0 | 114.2092 | 118.9177 | 125.4748 | 132.8872 | 0 | 0 | 0 | 0 | 0 | 16.6514 | 5.3555 | 18.4157 | 0 | 0 | 0 | 0 | 159.4685 | 168.144 | 176.0054 | 155.3897 | 0.38547 | 0.3963 | 0.39241 | 0.3776 | 61.4697 | 66.6359 | 69.0667 | 58.6746
10 | 30 | 22 | 458.9657 | 469.7814 | 483.6359 | 495.4993 | 0 | 0 | 0 | 0 | 266.2951 | 203.4369 | 219.6224 | 223.4758 | 0 | 0 | 0 | 0 | 121.3999 | 122.4479 | 130.1795 | 138.7348 | 0 | 0 | 0 | 0 | 0 | 21.2495 | 8.2093 | 23.4533 | 0 | 0 | 0 | 0 | 71.2707 | 122.6471 | 125.6246 | 109.8354 | 0.37586 | 0.38944 | 0.38588 | 0.36712 | 26.7878 | 47.7635 | 48.4755 | 40.3226
10 | 30 | 23 | 421.8586 | 432.0888 | 445.1079 | 456.2239 | 0 | 0 | 0 | 0 | 232.089 | 191.8452 | 195.3004 | 198.8679 | 0 | 0 | 0 | 0 | 114.0509 | 118.7012 | 124.2623 | 130.7496 | 0 | 0 | 0 | 0 | 0 | 0.30527 | 21.0558 | 1.052 | 0 | 0 | 0 | 0 | 75.7188 | 121.2372 | 104.4893 | 125.5545 | 0.36524 | 0.38446 | 0.37959 | 0.36444 | 27.6558 | 46.6104 | 39.6626 | 45.7571
10 | 30 | 24 | 389.434 | 397.6045 | 408.16 | 417.0562 | 0 | 0 | 0 | 0 | 171.1718 | 182.6001 | 179.0598 | 159.9481 | 0 | 0 | 0 | 0 | 103.5459 | 113.6176 | 116.5867 | 120.5965 | 0 | 0 | 0 | 0 | 0 | 6.6754 | 12.589 | -3.929 | 0 | 0 | 0 | 0 | 114.7162 | 94.7114 | 99.9246 | 140.4406 | 0.36532 | 0.37062 | 0.37486 | 0.36426 | 41.9077 | 35.1018 | 37.4581 | 51.157
10 | 31 | 1 | 372.0847 | 377.8167 | 385.5101 | 391.7678 | 0 | 0 | 0 | 0 | 167.6115 | 179.4677 | 177.6147 | 176.6142 | 0 | 0 | 0 | 0 | 100.3103 | 109.2439 | 111.2711 | 114.3858 | 0 | 0 | 0 | 0 | 0 | 11.1858 | 16.2032 | -0.28068 | 0 | 0 | 0 | 0 | 104.163 | 77.9193 | 80.4211 | 101.0484 | 0.37115 | 0.38254 | 0.37827 | 0.36417 | 38.6597 | 29.8074 | 30.4212 | 36.799
10 | 31 | 2 | 362.1895 | 365.9922 | 371.53 | 375.9051 | 0 | 0 | 0 | 0 | 137.2536 | 181.553 | 175.8307 | 159.4797 | 0 | 0 | 0 | 0 | 98.3349 | 110.2504 | 110.8432 | 112.6009 | 0 | 0 | 0 | 0 | 0 | 5.8979 | 3.45 | -2.8958 | 0 | 0 | 0 | 0 | 126.601 | 68.2908 | 81.406 | 106.7202 | 0.37051 | 0.38125 | 0.37759 | 0.36407 | 46.907 | 26.0355 | 30.7383 | 38.8534
10 | 31 | 3 | 357.5894 | 359.6476 | 363.2558 | 365.9438 | 0 | 0 | 0 | 0 | 130.4447 | 190.8814 | 175.1363 | 123.2533 | 0 | 0 | 0 | 0 | 93.325 | 113.8078 | 112.7439 | 112.9288 | 0 | 0 | 0 | 0 | 0 | 20.6167 | 7.9537 | -5.6982 | 0 | 0 | 0 | 0 | 133.8197 | 34.3417 | 67.422 | 135.4598 | 0.36947 | 0.37677 | 0.37471 | 0.36399 | 49.442 | 12.9391 | 25.264 | 49.3055
10 | 31 | 4 | 364.7922 | 365.333 | 367.2894 | 368.4984 | 0 | 0 | 0 | 0 | 185.6988 | 181.8097 | 177.8302 | 120.0833 | 0 | 0 | 0 | 0 | 89.2833 | 112.1164 | 109.1261 | 107.4902 | 0 | 0 | 0 | 0 | 0 | 0.96937 | 3.5724 | -6.0784 | 0 | 0 | 0 | 0 | 89.8101 | 70.4376 | 76.7606 | 147.0033 | 0.36665 | 0.38012 | 0.37574 | 0.364 | 32.9285 | 26.775 | 28.8422 | 53.5096
10 | 31 | 5 | 389.988 | 389.1936 | 389.7712 | 389.7233 | 0 | 0 | 0 | 0 | 227.958 | 182.2296 | 179.3047 | 172.7473 | 0 | 0 | 0 | 0 | 92.886 | 102.5853 | 99.3071 | 97.4182 | 0 | 0 | 0 | 0 | 0 | 6.5784 | 0.95342 | -2.1786 | 0 | 0 | 0 | 0 | 69.144 | 97.8003 | 110.2059 | 121.7365 | 0.36507 | 0.38413 | 0.37673 | 0.36411 | 25.2424 | 37.5683 | 41.518 | 44.3255
10 | 31 | 6 | 440.4339 | 438.9572 | 439.0339 | 438.5475 | 0 | 0 | 0 | 0 | 247.9337 | 200.476 | 198.3006 | 202.2966 | 0 | 0 | 0 | 0 | 95.2314 | 94.3723 | 89.1936 | 85.5348 | 0 | 0 | 0 | 0 | 0 | 20.052 | 7.6166 | -1.2482 | 0 | 0 | 0 | 0 | 97.2687 | 124.0569 | 143.923 | 151.9643 | 0.37565 | 0.38754 | 0.38116 | 0.36427 | 36.5388 | 48.0769 | 54.8582 | 55.3553
10 | 31 | 7 | 468.0217 | 466.0869 | 465.9716 | 465.529 | 0 | 0 | 0 | 0 | 237.1843 | 179.2991 | 180.6427 | 146.5461 | 0 | 0 | 0 | 0 | 124.9266 | 125.9003 | 120.8984 | 117.3001 | 0 | 0 | 0 | 0 | 0 | -0.82056 | -6.8394 | -1.4931 | 0 | 0 | 0 | 0 | 105.9108 | 161.708 | 171.2699 | 203.1758 | 0.37409 | 0.38456 | 0.38293 | 0.3729 | 39.6197 | 62.1859 | 65.5845 | 75.7651
10 | 31 | 8 | 476.3386 | 474.3182 | 474.5335 | 474.8442 | 0 | 0 | 0 | 0 | 181.6447 | 128.2249 | 126.0236 | 135.0069 | 0 | 0 | 0 | 0 | 211.0606 | 260.9089 | 269.9055 | 278.3736 | 0 | 0 | 0 | 0 | 0 | -6.4129 | -2.887 | 0.67046 | 0 | 0 | 0 | 0 | 83.6333 | 91.5973 | 81.4914 | 60.7932 | 0.36583 | 0.38953 | 0.37971 | 0.39001 | 30.5957 | 35.68 | 30.9432 | 23.7099
10 | 31 | 9 | 490.7462 | 489.5563 | 491.1172 | 493.0499 | 0 | 0 | 0 | 0 | 142.1229 | 126.2509 | 123.7694 | 134.9825 | 0 | 0 | 0 | 0 | 257.1363 | 340.2286 | 365.4739 | 388.2246 | 0 | 0 | 0 | 0 | 0 | -10.5051 | -12.5149 | -5.1132 | 0 | 0 | 0 | 0 | 91.487 | 33.582 | 14.3889 | -25.0441 | 0.37083 | 0.014884 | 0.38398 | 0.014047 | 33.9261 | 0.49982 | 5.525 | -0.3518
10 | 31 | 10 | 505.6695 | 504.7451 | 506.6205 | 508.7697 | 0 | 0 | 0 | 0 | 125.3916 | 101.0206 | 99.0517 | 118.0015 | 0 | 0 | 0 | 0 | 275.1875 | 387.3529 | 426.7877 | 462.2503 | 0 | 0 | 0 | 0 | 0 | -25.2642 | -26.8491 | -28.2525 | 0 | 0 | 0 | 0 | 105.0903 | 41.6359 | 7.6303 | -43.2295 | 0.38038 | 0.014884 | 0.38398 | 0.014884 | 39.9742 | 0.61969 | 2.9298 | -0.64341
10 | 31 | 11 | 509.2794 | 508.385 | 510.0498 | 511.698 | 0 | 0 | 0 | 0 | 129.7934 | 101.0206 | 99.0517 | 97.3857 | 0 | 0 | 0 | 0 | 298.0629 | 454.2265 | 504.1115 | 548.9346 | 0 | 0 | 0 | 0 | 0 | -24.564 | -26.4285 | -28.2 | 0 | 0 | 0 | 0 | 81.4231 | -22.2981 | -66.6849 | -106.4223 | 0.3836 | 0.014884 | 0.38398 | 0.014884 | 31.234 | -0.33188 | -25.6055 | -1.584
10 | 31 | 12 | 510.4717 | 509.8804 | 511.6937 | 513.2421 | 0 | 0 | 0 | 0 | 127.3148 | 101.0206 | 99.0517 | 97.3857 | 0 | 0 | 0 | 0 | 304.9485 | 464.7111 | 519.7083 | 569.0805 | 0 | 0 | 0 | 0 | 0 | -26.2765 | -26.4057 | -29.5277 | 0 | 0 | 0 | 0 | 78.2084 | -29.5748 | -80.6605 | -123.6964 | 0.38344 | 0.014884 | 0.38398 | 0.014884 | 29.9881 | -0.44018 | -30.9718 | -1.8411
10 | 31 | 13 | 515.2054 | 515.6782 | 518.6166 | 521.0737 | 0 | 0 | 0 | 0 | 127.7311 | 101.0206 | 103.64 | 97.3857 | 0 | 0 | 0 | 0 | 306.4205 | 467.0868 | 523.825 | 574.7419 | 0 | 0 | 0 | 0 | 0 | -31.3623 | -26.3067 | -27.9961 | 0 | 0 | 0 | 0 | 81.0537 | -21.0668 | -82.5417 | -123.0578 | 0.38056 | 0.014884 | 0.38398 | 0.014884 | 30.8456 | -0.31355 | -31.6941 | -1.8316
10 | 31 | 14 | 516.9931 | 518.3553 | 522.3098 | 525.6984 | 0 | 0 | 0 | 0 | 135.9127 | 101.0206 | 99.0517 | 97.3857 | 0 | 0 | 0 | 0 | 288.7494 | 434.1456 | 487.7082 | 535.8425 | 0 | 0 | 0 | 0 | 0 | -12.6061 | -15.3252 | -19.9189 | 0 | 0 | 0 | 0 | 92.3311 | -4.2048 | -49.1248 | -87.6109 | 0.37634 | 0.014773 | 0.38398 | 0.013952 | 34.7481 | -0.062117 | -18.8628 | -1.2223
10 | 31 | 15 | 512.3473 | 514.2689 | 518.7961 | 522.6652 | 0 | 0 | 0 | 0 | 141.4588 | 125.7433 | 112.5153 | 97.5568 | 0 | 0 | 0 | 0 | 256.9598 | 384.1457 | 428.8387 | 469.0797 | 0 | 0 | 0 | 0 | 0 | -16.7422 | -1.616 | 3.4335 | 0 | 0 | 0 | 0 | 113.9288 | 21.1221 | -20.942 | -47.4048 | 0.3716 | 0.014335 | 0.38347 | 0.014454 | 42.3363 | 0.30278 | -8.0306 | -0.68518
10 | 31 | 16 | 505.838 | 509.6584 | 516.2644 | 521.9931 | 0 | 0 | 0 | 0 | 169.274 | 134.008 | 124.2292 | 149.3213 | 0 | 0 | 0 | 0 | 190.766 | 285.3393 | 312.5866 | 337.3707 | 0 | 0 | 0 | 0 | 0 | -1.758 | -1.3553 | 8.9988 | 0 | 0 | 0 | 0 | 145.798 | 92.0691 | 80.804 | 26.3023 | 0.36606 | 0.39562 | 0.37317 | 0.38507 | 53.371 | 36.4248 | 30.1539 | 10.1283
10 | 31 | 17 | 498.2651 | 503.7745 | 512.1807 | 519.4712 | 0 | 0 | 0 | 0 | 195.9099 | 172.3299 | 142.5934 | 177.9469 | 0 | 0 | 0 | 0 | 99.9465 | 139.9553 | 147.083 | 154.1889 | 0 | 0 | 0 | 0 | 0 | -9.1616 | -0.074853 | 0 | 0 | 0 | 0 | 0 | 202.4086 | 200.651 | 222.5792 | 187.3353 | 0.3796 | 0.40231 | 0.39727 | 0.39167 | 76.8351 | 80.7248 | 88.4239 | 73.3733
10 | 31 | 18 | 521.7886 | 529.4855 | 540.3851 | 549.8401 | 0 | 0 | 0 | 0 | 246.1803 | 203.5874 | 194.1681 | 210.2177 | 0 | 0 | 0 | 0 | 60.3988 | 56.206 | 55.8705 | 56.5396 | 0 | 0 | 0 | 0 | 0 | -1.5484 | 2.8545 | 15.0201 | 0 | 0 | 0 | 0 | 215.2096 | 271.2405 | 287.4921 | 268.0627 | 0.38763 | 0.39764 | 0.3935 | 0.37855 | 83.4217 | 107.8556 | 113.1285 | 101.4762
10 | 31 | 19 | 514.6315 | 524.2075 | 537.1315 | 548.3628 | 0 | 0 | 0 | 0 | 248.8669 | 220.1758 | 219.9696 | 218.0884 | 0 | 0 | 0 | 0 | 56.0693 | 59.8884 | 59.0531 | 59.2393 | 0 | 0 | 0 | 0 | 0 | -0.24515 | 5.7603 | 25.4247 | 0 | 0 | 0 | 0 | 209.6953 | 244.3884 | 252.3485 | 245.6103 | 0.39128 | 0.40086 | 0.39698 | 0.38389 | 82.05 | 97.9662 | 100.1782 | 94.2877
10 | 31 | 20 | 501.2965 | 511.3684 | 524.7033 | 536.2134 | 0 | 0 | 0 | 0 | 234.6388 | 222.2032 | 221.7177 | 232.3114 | 0 | 0 | 0 | 0 | 45.9103 | 55.2513 | 53.276 | 52.3483 | 0 | 0 | 0 | 0 | 0 | 14.1928 | 6.3469 | 17.2511 | 0 | 0 | 0 | 0 | 220.7474 | 219.7211 | 243.3627 | 234.3026 | 0.39034 | 0.40015 | 0.39617 | 0.38289 | 86.1675 | 87.9223 | 96.4139 | 89.7117
10 | 31 | 21 | 483.8609 | 494.325 | 507.9265 | 519.5782 | 0 | 0 | 0 | 0 | 230.5839 | 211.6741 | 222.9654 | 235.4601 | 0 | 0 | 0 | 0 | 48.3149 | 58.7062 | 55.1587 | 52.7142 | 0 | 0 | 0 | 0 | 0 | 16.6514 | 5.3555 | 18.4157 | 0 | 0 | 0 | 0 | 204.9621 | 207.2933 | 224.4469 | 212.9881 | 0.38547 | 0.3963 | 0.39241 | 0.3776 | 79.006 | 82.1509 | 88.0757 | 80.4235
10 | 31 | 22 | 454.737 | 465.4156 | 479.1016 | 490.8199 | 0 | 0 | 0 | 0 | 266.2951 | 203.4369 | 219.6224 | 223.4758 | 0 | 0 | 0 | 0 | 54.0073 | 61.3314 | 56.3821 | 52.5829 | 0 | 0 | 0 | 0 | 0 | 21.2495 | 8.2093 | 23.4533 | 0 | 0 | 0 | 0 | 134.4345 | 179.3977 | 194.8878 | 191.308 | 0.37586 | 0.38944 | 0.38588 | 0.36712 | 50.5286 | 69.8644 | 75.2025 | 70.2326
10 | 31 | 23 | 411.7202 | 421.6216 | 434.237 | 445.0052 | 0 | 0 | 0 | 0 | 232.089 | 191.8452 | 195.3004 | 198.8679 | 0 | 0 | 0 | 0 | 62.5401 | 68.1734 | 62.2004 | 57.4246 | 0 | 0 | 0 | 0 | 0 | 0.30527 | 21.0558 | 1.052 | 0 | 0 | 0 | 0 | 117.0911 | 161.2977 | 155.6803 | 187.6607 | 0.36524 | 0.38446 | 0.37959 | 0.36444 | 42.7668 | 62.012 | 59.094 | 68.3911
10 | 31 | 24 | 387.0276 | 395.1201 | 405.5799 | 414.3934 | 0 | 0 | 0 | 0 | 171.1718 | 182.6001 | 179.0598 | 159.9481 | 0 | 0 | 0 | 0 | 70.1502 | 74.3049 | 67.934 | 62.7824 | 0 | 0 | 0 | 0 | 0 | 6.6754 | 12.589 | -3.929 | 0 | 0 | 0 | 0 | 145.7057 | 131.5397 | 145.9971 | 195.592 | 0.36532 | 0.37062 | 0.37486 | 0.36426 | 53.2287 | 48.751 | 54.729 | 71.2464
11 | 1 | 1 | 368.1742 | 374.6838 | 383.2541 | 390.3361 | 0 | 0 | 0 | 0 | 177.1689 | 157.0377 | 152.9987 | 148.1793 | 0 | 0 | 0 | 0 | 67.5148 | 66.298 | 59.728 | 54.3867 | 0 | 0 | 0 | 0 | 0 | 11.1518 | 12.5065 | 2.3096 | 0 | 0 | 0 | 0 | 123.4905 | 140.1964 | 158.0208 | 185.4605 | 0.3688 | 0.37024 | 0.36683 | 0.36949 | 45.5437 | 51.9063 | 57.9674 | 68.5264
11 | 1 | 2 | 359.3642 | 364.1424 | 370.759 | 376.1117 | 0 | 0 | 0 | 0 | 122.5935 | 164.0081 | 144.9389 | 123.5298 | 0 | 0 | 0 | 0 | 73.2051 | 68.3795 | 61.0742 | 55.0486 | 0 | 0 | 0 | 0 | 0 | 20.2941 | 16.4121 | -0.89772 | 0 | 0 | 0 | 0 | 163.5656 | 111.4608 | 148.3338 | 198.4309 | 0.36982 | 0.36893 | 0.36693 | 0.36762 | 60.4895 | 41.1208 | 54.4287 | 72.9475
11 | 1 | 3 | 356.2046 | 359.502 | 364.4869 | 368.417 | 0 | 0 | 0 | 0 | 102.2008 | 127.1544 | 118.2928 | 102.3876 | 0 | 0 | 0 | 0 | 81.0964 | 69.7631 | 61.5009 | 54.5767 | 0 | 0 | 0 | 0 | 0 | 2.4302 | -0.94388 | 0.3255 | 0 | 0 | 0 | 0 | 172.9074 | 160.1543 | 185.6371 | 211.1272 | 0.37 | 0.37041 | 0.36674 | 0.36591 | 63.9759 | 59.3228 | 68.0813 | 77.2536
11 | 1 | 4 | 363.7135 | 365.9829 | 369.862 | 372.8033 | 0 | 0 | 0 | 0 | 93.6659 | 132.5094 | 119.995 | 101.8672 | 0 | 0 | 0 | 0 | 85.2756 | 66.8339 | 58.0262 | 50.6199 | 0 | 0 | 0 | 0 | 0 | 0.81265 | -0.0057147 | -0.020665 | 0 | 0 | 0 | 0 | 184.772 | 165.827 | 191.8465 | 220.3369 | 0.37047 | 0.36757 | 0.36593 | 0.36392 | 68.4532 | 60.9526 | 70.2023 | 80.1858
11 | 1 | 5 | 389.5518 | 390.9237 | 393.913 | 396.0353 | 0 | 0 | 0 | 0 | 134.8016 | 164.995 | 149.4443 | 105.3118 | 0 | 0 | 0 | 0 | 87.8174 | 58.3891 | 49.2122 | 41.5069 | 0 | 0 | 0 | 0 | 0 | 11.8386 | -2.7017 | 6.5669 | 0 | 0 | 0 | 0 | 166.9328 | 155.701 | 197.9582 | 242.6497 | 0.3683 | 0.36546 | 0.36536 | 0.36382 | 61.4808 | 56.9019 | 72.3257 | 88.2814
11 | 1 | 6 | 435.993 | 436.7302 | 439.2555 | 440.977 | 0 | 0 | 0 | 0 | 185.5353 | 175.8798 | 167.4696 | 152.1562 | 0 | 0 | 0 | 0 | 101.1261 | 66.7691 | 55.9133 | 46.6807 | 0 | 0 | 0 | 0 | 0 | 13.1349 | 12.2218 | -4.8832 | 0 | 0 | 0 | 0 | 149.3316 | 180.9464 | 203.6508 | 247.0233 | 0.3671 | 0.37164 | 0.36654 | 0.36504 | 54.8199 | 67.2462 | 74.6458 | 90.1743
11 | 1 | 7 | 468.2711 | 468.4515 | 470.6897 | 472.3593 | 0 | 0 | 0 | 0 | 204.5904 | 148.404 | 139.6965 | 136.5864 | 0 | 0 | 0 | 0 | 142.7787 | 102.8633 | 90.2929 | 79.3384 | 0 | 0 | 0 | 0 | 0 | 14.3945 | 20.0928 | 9.4199 | 0 | 0 | 0 | 0 | 120.902 | 202.7897 | 220.6075 | 247.0147 | 0.37421 | 0.37971 | 0.37449 | 0.37153 | 45.2425 | 77.0021 | 82.6148 | 91.7731
11 | 1 | 8 | 476.0643 | 475.6431 | 477.6305 | 479.5257 | 0 | 0 | 0 | 0 | 186.35 | 102.4402 | 100.508 | 92.3296 | 0 | 0 | 0 | 0 | 241.5785 | 263.4933 | 264.7406 | 265.7559 | 0 | 0 | 0 | 0 | 0 | -8.8816 | -3.3613 | -2.883 | 0 | 0 | 0 | 0 | 48.1358 | 118.5912 | 115.7432 | 124.3232 | 0.37146 | 0.3818 | 0.38331 | 0.37768 | 17.8807 | 45.2784 | 44.3657 | 46.9546
11 | 1 | 9 | 492.1216 | 492.5415 | 495.8869 | 499.4064 | 0 | 0 | 0 | 0 | 136.3003 | 93.4294 | 93.1577 | 88.6209 | 0 | 0 | 0 | 0 | 296.0554 | 371.2579 | 391.6305 | 409.621 | 0 | 0 | 0 | 0 | 0 | -2.6741 | 0.54627 | -5.0258 | 0 | 0 | 0 | 0 | 59.7659 | 30.5283 | 10.5524 | 6.1903 | 0.37123 | 0.22113 | 0.22 | 0.23066 | 22.1869 | 6.7508 | 2.3216 | 1.4278
11 | 1 | 10 | 500.4709 | 500.8999 | 504.2512 | 507.7212 | 0 | 0 | 0 | 0 | 84.59 | 75.915 | 79.0408 | 91.8009 | 0 | 0 | 0 | 0 | 319.1311 | 428.9796 | 465.0621 | 497.122 | 0 | 0 | 0 | 0 | 0 | -10.6646 | -12.2222 | -13.1923 | 0 | 0 | 0 | 0 | 96.7498 | 6.6699 | -27.6295 | -68.0094 | 0.3751 | 0.22969 | 0.22687 | 0.23713 | 36.2911 | 1.532 | -6.2684 | -16.127
11 | 1 | 11 | 504.2405 | 504.6388 | 507.718 | 510.6377 | 0 | 0 | 0 | 0 | 89.7122 | 81.9228 | 80.3053 | 71.435 | 0 | 0 | 0 | 0 | 335.6454 | 469.4027 | 517.2789 | 559.994 | 0 | 0 | 0 | 0 | 0 | -11.4524 | -24.4942 | -15.9223 | 0 | 0 | 0 | 0 | 78.8828 | -35.2343 | -65.372 | -104.8691 | 0.37749 | 0.2322 | 0.2322 | 0 | 29.7775 | -8.1814 | -15.1795 | 0
11 | 1 | 12 | 506.8172 | 507.4468 | 510.6029 | 513.3603 | 0 | 0 | 0 | 0 | 85.6031 | 74.1013 | 72.6571 | 71.435 | 0 | 0 | 0 | 0 | 333.6375 | 481.5059 | 534.3541 | 581.5921 | 0 | 0 | 0 | 0 | 0 | -28.0672 | -28.0036 | -28.8516 | 0 | 0 | 0 | 0 | 87.5767 | -20.0932 | -68.4046 | -110.8152 | 0.38446 | 0.2322 | 0.2322 | 0 | 33.6697 | -4.6657 | -15.8836 | 0
11 | 1 | 13 | 513.1218 | 515.1127 | 519.733 | 523.7046 | 0 | 0 | 0 | 0 | 84.8248 | 75.9459 | 80.2605 | 71.435 | 0 | 0 | 0 | 0 | 326.6655 | 479.9039 | 532.1125 | 578.8054 | 0 | 0 | 0 | 0 | 0 | -26.7371 | -27.9935 | -30.0626 | 0 | 0 | 0 | 0 | 101.6315 | -14 | -64.6465 | -96.4732 | 0.38397 | 0.2322 | 0.2322 | 0 | 39.0239 | -3.2508 | -15.011 | 0
11 | 1 | 14 | 510.9472 | 513.6202 | 519.0109 | 523.6983 | 0 | 0 | 0 | 0 | 83.989 | 81.8723 | 72.6571 | 71.435 | 0 | 0 | 0 | 0 | 316.071 | 465.9388 | 513.6182 | 556.279 | 0 | 0 | 0 | 0 | 0 | -28.7902 | -27.1441 | -25.8828 | 0 | 0 | 0 | 0 | 110.8873 | -5.4007 | -40.1203 | -78.133 | 0.38397 | 0.2322 | 0.2322 | 0 | 42.5779 | -1.2541 | -9.316 | 0
11 | 1 | 15 | 507.3555 | 510.6606 | 516.7095 | 521.9535 | 0 | 0 | 0 | 0 | 91.1188 | 74.1013 | 72.6571 | 71.435 | 0 | 0 | 0 | 0 | 285.6327 | 415.5778 | 453.5341 | 487.5614 | 0 | 0 | 0 | 0 | 0 | -17.058 | -17.7612 | -22.5686 | 0 | 0 | 0 | 0 | 130.604 | 38.0395 | 8.2794 | -14.4744 | 0.38285 | 0.2322 | 0.2322 | 0 | 50.0016 | 8.8328 | 1.9225 | 0
11 | 1 | 16 | 502.9026 | 508.205 | 516.4506 | 523.6579 | 0 | 0 | 0 | 0 | 110.7875 | 87.5053 | 91.4148 | 102.1735 | 0 | 0 | 0 | 0 | 219.8204 | 310.2405 | 329.6259 | 347.215 | 0 | 0 | 0 | 0 | 0 | -4.4878 | -4.4199 | 2.0999 | 0 | 0 | 0 | 0 | 172.2948 | 114.947 | 99.8299 | 72.1694 | 0.36639 | 0.37183 | 0.37526 | 0.38586 | 63.127 | 42.7405 | 37.4619 | 27.8477
11 | 1 | 17 | 505.7311 | 512.2797 | 521.8711 | 530.2167 | 0 | 0 | 0 | 0 | 182.0318 | 123.8234 | 118.9101 | 138.3848 | 0 | 0 | 0 | 0 | 144.5166 | 176.1941 | 175.2318 | 175.0019 | 0 | 0 | 0 | 0 | 0 | -4.2141 | -0.73515 | 0.95356 | 0 | 0 | 0 | 0 | 179.1828 | 216.4763 | 228.4644 | 215.8765 | 0.37929 | 0.39223 | 0.38711 | 0.38707 | 67.9616 | 84.9084 | 88.4409 | 83.56
11 | 1 | 18 | 540.0121 | 549.6544 | 562.7889 | 574.2271 | 0 | 0 | 0 | 0 | 201.3602 | 159.6429 | 155.1726 | 175.0603 | 0 | 0 | 0 | 0 | 112.4698 | 85.4297 | 77.0794 | 70.6469 | 0 | 0 | 0 | 0 | 0 | -2.1466 | 0.55513 | 5.1179 | 0 | 0 | 0 | 0 | 226.1821 | 306.7284 | 329.9817 | 323.4021 | 0.38908 | 0.39443 | 0.3893 | 0.38442 | 88.0038 | 120.9835 | 128.4635 | 124.3222
11 | 1 | 19 | 543.881 | 555.465 | 570.7355 | 584.0353 | 0 | 0 | 0 | 0 | 200.6189 | 180.2849 | 177.9089 | 184.2431 | 0 | 0 | 0 | 0 | 115.7268 | 88.0855 | 80.0029 | 73.8514 | 0 | 0 | 0 | 0 | 0 | -1.3361 | 3.987 | 32.3961 | 0 | 0 | 0 | 0 | 227.5353 | 288.4307 | 308.8367 | 293.5447 | 0.39237 | 0.3967 | 0.39262 | 0.38839 | 89.2789 | 114.4204 | 121.2548 | 114.0113
11 | 1 | 20 | 529.1288 | 541.0246 | 556.4968 | 569.891 | 0 | 0 | 0 | 0 | 218.0892 | 175.7795 | 182.6343 | 200.99 | 0 | 0 | 0 | 0 | 127.751 | 99.0267 | 92.5082 | 87.8824 | 0 | 0 | 0 | 0 | 0 | -2.0282 | 0.85365 | 8.2226 | 0 | 0 | 0 | 0 | 183.2886 | 268.2467 | 280.5006 | 272.796 | 0.3924 | 0.39622 | 0.39194 | 0.38777 | 71.923 | 106.2858 | 109.9401 | 105.7825
11 | 1 | 21 | 502.9 | 514.3637 | 529.154 | 541.8523 | 0 | 0 | 0 | 0 | 224.2221 | 181.7773 | 188.6721 | 206.9575 | 0 | 0 | 0 | 0 | 140.8377 | 103.9861 | 99.2447 | 96.3433 | 0 | 0 | 0 | 0 | 0 | 2.3022 | 2.0661 | 22.3691 | 0 | 0 | 0 | 0 | 137.8403 | 226.298 | 239.1711 | 216.1823 | 0.39025 | 0.39436 | 0.39015 | 0.38582 | 53.7916 | 89.2434 | 93.3128 | 83.4074
11 | 1 | 22 | 457.329 | 468.0173 | 481.729 | 493.4726 | 0 | 0 | 0 | 0 | 216.047 | 193.2325 | 195.4454 | 205.1192 | 0 | 0 | 0 | 0 | 144.7246 | 101.4886 | 97.7818 | 95.8622 | 0 | 0 | 0 | 0 | 0 | 2.2853 | 2.4718 | 7.7678 | 0 | 0 | 0 | 0 | 96.5574 | 171.0111 | 186.03 | 184.7233 | 0.38615 | 0.39118 | 0.3871 | 0.38217 | 37.2852 | 66.8959 | 72.0131 | 70.5953
11 | 1 | 23 | 420.2608 | 430.5695 | 443.6748 | 454.8762 | 0 | 0 | 0 | 0 | 200.7768 | 183.1321 | 200.6504 | 186.5333 | 0 | 0 | 0 | 0 | 141.6777 | 98.5776 | 94.5341 | 92.2835 | 0 | 0 | 0 | 0 | 0 | 8.2413 | 10.5176 | 4.237 | 0 | 0 | 0 | 0 | 77.8063 | 140.6184 | 137.9728 | 171.8223 | 0.37881 | 0.38565 | 0.38202 | 0.38151 | 29.474 | 54.2297 | 52.709 | 65.5515
11 | 1 | 24 | 387.7349 | 396.246 | 407.1791 | 416.4227 | 0 | 0 | 0 | 0 | 187.4862 | 169.4481 | 167.3901 | 170.3556 | 0 | 0 | 0 | 0 | 152.3019 | 100.5106 | 98.3375 | 97.894 | 0 | 0 | 0 | 0 | 0 | 15.5561 | 17.9959 | -0.15921 | 0 | 0 | 0 | 0 | 47.9467 | 110.7312 | 123.4556 | 148.3324 | 0.37303 | 0.37589 | 0.37336 | 0.37439 | 17.8855 | 41.6225 | 46.094 | 55.5343
11 | 2 | 1 | 371.076 | 377.6797 | 386.3655 | 393.547 | 0 | 0 | 0 | 0 | 177.1689 | 157.0377 | 152.9987 | 148.1793 | 0 | 0 | 0 | 0 | 158.5006 | 94.7735 | 94.3109 | 95.4954 | 0 | 0 | 0 | 0 | 0 | 11.1518 | 12.5065 | 2.3096 | 0 | 0 | 0 | 0 | 35.4064 | 114.7167 | 126.5494 | 147.5627 | 0.3688 | 0.37024 | 0.36683 | 0.36949 | 13.058 | 42.4727 | 46.4226 | 54.5234
11 | 2 | 2 | 360.8681 | 365.6951 | 372.3716 | 377.7759 | 0 | 0 | 0 | 0 | 122.5935 | 164.0081 | 144.9389 | 123.5298 | 0 | 0 | 0 | 0 | 157.1051 | 89.5178 | 89.0191 | 90.1585 | 0 | 0 | 0 | 0 | 0 | 20.2941 | 16.4121 | -0.89772 | 0 | 0 | 0 | 0 | 81.1695 | 91.8751 | 122.0015 | 164.9853 | 0.36982 | 0.36893 | 0.36693 | 0.36762 | 30.018 | 33.8951 | 44.7665 | 60.6522
11 | 2 | 3 | 357.1777 | 360.5067 | 365.5304 | 369.4938 | 0 | 0 | 0 | 0 | 102.2008 | 127.1544 | 118.2928 | 102.3876 | 0 | 0 | 0 | 0 | 146.852 | 88.9483 | 87.4089 | 87.5213 | 0 | 0 | 0 | 0 | 0 | 2.4302 | -0.94388 | 0.3255 | 0 | 0 | 0 | 0 | 108.1249 | 141.9737 | 160.7726 | 179.2594 | 0.37 | 0.37041 | 0.36674 | 0.36591 | 40.0063 | 52.5886 | 58.9624 | 65.5929
11 | 2 | 4 | 364.4744 | 366.7684 | 370.6778 | 373.6452 | 0 | 0 | 0 | 0 | 93.6659 | 132.5094 | 119.995 | 101.8672 | 0 | 0 | 0 | 0 | 149.2166 | 85.6111 | 85.0809 | 86.1455 | 0 | 0 | 0 | 0 | 0 | 0.81265 | -0.0057147 | -0.020665 | 0 | 0 | 0 | 0 | 121.5918 | 147.8352 | 165.6076 | 185.6532 | 0.37047 | 0.36757 | 0.36593 | 0.36392 | 45.0466 | 54.3394 | 60.6007 | 67.5636
11 | 2 | 5 | 388.2778 | 389.6084 | 392.5471 | 394.6256 | 0 | 0 | 0 | 0 | 134.8016 | 164.995 | 149.4443 | 105.3118 | 0 | 0 | 0 | 0 | 158.7046 | 80.4902 | 81.3522 | 83.7687 | 0 | 0 | 0 | 0 | 0 | 11.8386 | -2.7017 | 6.5669 | 0 | 0 | 0 | 0 | 94.7716 | 132.2847 | 164.4523 | 198.9782 | 0.3683 | 0.36546 | 0.36536 | 0.36382 | 34.9041 | 48.3443 | 60.084 | 72.3927
11 | 2 | 6 | 436.0815 | 436.8215 | 439.3503 | 441.0749 | 0 | 0 | 0 | 0 | 185.5353 | 175.8798 | 167.4696 | 152.1562 | 0 | 0 | 0 | 0 | 159.8704 | 76.3994 | 77.5496 | 80.2379 | 0 | 0 | 0 | 0 | 0 | 13.1349 | 12.2218 | -4.8832 | 0 | 0 | 0 | 0 | 90.6758 | 171.4075 | 182.1094 | 213.5639 | 0.3671 | 0.37164 | 0.36654 | 0.36504 | 33.2873 | 63.7012 | 66.7501 | 77.9602
11 | 2 | 7 | 467.2626 | 467.4102 | 469.6083 | 471.2433 | 0 | 0 | 0 | 0 | 204.5904 | 148.404 | 139.6965 | 136.5864 | 0 | 0 | 0 | 0 | 186.4819 | 97.2637 | 97.9169 | 99.9401 | 0 | 0 | 0 | 0 | 0 | 14.3945 | 20.0928 | 9.4199 | 0 | 0 | 0 | 0 | 76.1902 | 207.348 | 211.9021 | 225.2969 | 0.37421 | 0.37971 | 0.37449 | 0.37153 | 28.511 | 78.7329 | 79.3547 | 83.7043
11 | 2 | 8 | 472.7733 | 472.2454 | 474.1017 | 475.884 | 0 | 0 | 0 | 0 | 186.35 | 102.4402 | 100.508 | 92.3296 | 0 | 0 | 0 | 0 | 279.4934 | 258.2571 | 274.1259 | 289.304 | 0 | 0 | 0 | 0 | 0 | -8.8816 | -3.3613 | -2.883 | 0 | 0 | 0 | 0 | 6.9299 | 120.4297 | 102.8291 | 97.1334 | 0.37146 | 0.3818 | 0.38331 | 0.37768 | 2.5742 | 45.9804 | 39.4156 | 36.6855
11 | 2 | 9 | 483.5579 | 483.7001 | 486.7046 | 489.9302 | 0 | 0 | 0 | 0 | 136.3003 | 93.4294 | 93.1577 | 88.6209 | 0 | 0 | 0 | 0 | 341.5197 | 372.6901 | 408.4088 | 441.1519 | 0 | 0 | 0 | 0 | 0 | -2.6741 | 0.54627 | -5.0258 | 0 | 0 | 0 | 0 | 5.738 | 20.2548 | -15.4081 | -34.8168 | 0.37123 | 0.22113 | 0.22 | 0.23066 | 2.1301 | 4.479 | -3.3899 | -8.0307
11 | 2 | 10 | 501.0017 | 501.4479 | 504.8204 | 508.3086 | 0 | 0 | 0 | 0 | 84.59 | 75.915 | 79.0408 | 91.8009 | 0 | 0 | 0 | 0 | 368.6539 | 437.5937 | 489.8671 | 537.3938 | 0 | 0 | 0 | 0 | 0 | -10.6646 | -12.2222 | -13.1923 | 0 | 0 | 0 | 0 | 47.7577 | -1.3962 | -51.8653 | -107.6938 | 0.3751 | 0.22969 | 0.22687 | 0.23713 | 17.9141 | -0.32069 | -11.7669 | -25.5373
11 | 2 | 11 | 506.4168 | 506.8857 | 510.0516 | 513.0459 | 0 | 0 | 0 | 0 | 89.7122 | 81.9228 | 80.3053 | 71.435 | 0 | 0 | 0 | 0 | 397.1857 | 476.7992 | 540.7872 | 598.982 | 0 | 0 | 0 | 0 | 0 | -11.4524 | -24.4942 | -15.9223 | 0 | 0 | 0 | 0 | 19.5188 | -40.3839 | -86.5468 | -141.4489 | 0.37749 | 0.2322 | 0.2322 | 0 | 7.3682 | -9.3772 | -20.0963 | 0
11 | 2 | 12 | 510.8513 | 511.6118 | 514.9285 | 517.8243 | 0 | 0 | 0 | 0 | 85.6031 | 74.1013 | 72.6571 | 71.435 | 0 | 0 | 0 | 0 | 413.621 | 493.8442 | 561.8531 | 623.7287 | 0 | 0 | 0 | 0 | 0 | -28.0672 | -28.0036 | -28.8516 | 0 | 0 | 0 | 0 | 11.6273 | -28.2665 | -91.5781 | -148.4879 | 0.38446 | 0.2322 | 0.2322 | 0 | 4.4702 | -6.5635 | -21.2646 | 0
11 | 2 | 13 | 517.1559 | 519.2777 | 524.0586 | 528.1686 | 0 | 0 | 0 | 0 | 84.8248 | 75.9459 | 80.2605 | 71.435 | 0 | 0 | 0 | 0 | 405.8611 | 488.4459 | 554.0666 | 613.759 | 0 | 0 | 0 | 0 | 0 | -26.7371 | -27.9935 | -30.0626 | 0 | 0 | 0 | 0 | 26.4701 | -18.377 | -82.275 | -126.9628 | 0.38397 | 0.2322 | 0.2322 | 0 | 10.1638 | -4.2672 | -19.1044 | 0
11 | 2 | 14 | 514.4328 | 517.2188 | 522.7483 | 527.5553 | 0 | 0 | 0 | 0 | 83.989 | 81.8723 | 72.6571 | 71.435 | 0 | 0 | 0 | 0 | 393.6569 | 464.2361 | 526.0906 | 582.4533 | 0 | 0 | 0 | 0 | 0 | -28.7902 | -27.1441 | -25.8828 | 0 | 0 | 0 | 0 | 36.787 | -0.099337 | -48.8553 | -100.4502 | 0.38397 | 0.2322 | 0.2322 | 0 | 14.1253 | -0.023066 | -11.3443 | 0
11 | 2 | 15 | 508.2225 | 511.5557 | 517.6391 | 522.9128 | 0 | 0 | 0 | 0 | 91.1188 | 74.1013 | 72.6571 | 71.435 | 0 | 0 | 0 | 0 | 375.1803 | 422.48 | 476.8953 | 526.7704 | 0 | 0 | 0 | 0 | 0 | -17.058 | -17.7612 | -22.5686 | 0 | 0 | 0 | 0 | 41.9234 | 32.0324 | -14.1521 | -52.724 | 0.38285 | 0.2322 | 0.2322 | 0 | 16.0503 | 7.4379 | -3.2861 | 0
11 | 2 | 16 | 502.0179 | 507.2916 | 515.502 | 522.6789 | 0 | 0 | 0 | 0 | 110.7875 | 87.5053 | 91.4148 | 102.1735 | 0 | 0 | 0 | 0 | 307.1063 | 326.7068 | 362.9519 | 396.7329 | 0 | 0 | 0 | 0 | 0 | -4.4878 | -4.4199 | 2.0999 | 0 | 0 | 0 | 0 | 84.1241 | 97.5673 | 65.5553 | 21.6725 | 0.36639 | 0.37183 | 0.37526 | 0.38586 | 30.8222 | 36.2783 | 24.6001 | 8.3627
11 | 2 | 17 | 491.6117 | 497.7024 | 506.7316 | 514.5927 | 0 | 0 | 0 | 0 | 182.0318 | 123.8234 | 118.9101 | 138.3848 | 0 | 0 | 0 | 0 | 237.8295 | 196.0491 | 209.7518 | 223.724 | 0 | 0 | 0 | 0 | 0 | -4.2141 | -0.73515 | 0.95356 | 0 | 0 | 0 | 0 | 71.7504 | 182.0439 | 178.8049 | 151.5303 | 0.37929 | 0.39223 | 0.38711 | 0.38707 | 27.214 | 71.403 | 69.2172 | 58.6534
11 | 2 | 18 | 524.7603 | 533.908 | 546.4351 | 557.3501 | 0 | 0 | 0 | 0 | 201.3602 | 159.6429 | 155.1726 | 175.0603 | 0 | 0 | 0 | 0 | 195.3302 | 102.2372 | 107.91 | 115.0059 | 0 | 0 | 0 | 0 | 0 | -2.1466 | 0.55513 | 5.1179 | 0 | 0 | 0 | 0 | 128.0699 | 274.1745 | 282.7974 | 262.166 | 0.38908 | 0.39443 | 0.3893 | 0.38442 | 49.8299 | 108.1432 | 110.0944 | 100.7818
11 | 2 | 19 | 523.4449 | 534.3663 | 548.823 | 561.4216 | 0 | 0 | 0 | 0 | 200.6189 | 180.2849 | 177.9089 | 184.2431 | 0 | 0 | 0 | 0 | 191.3062 | 113.5847 | 118.7861 | 125.4312 | 0 | 0 | 0 | 0 | 0 | -1.3361 | 3.987 | 32.3961 | 0 | 0 | 0 | 0 | 131.5198 | 241.8328 | 248.141 | 219.3512 | 0.39237 | 0.3967 | 0.39262 | 0.38839 | 51.605 | 95.935 | 97.4246 | 85.1949
11 | 2 | 20 | 506.198 | 517.3502 | 531.9092 | 544.5166 | 0 | 0 | 0 | 0 | 218.0892 | 175.7795 | 182.6343 | 200.99 | 0 | 0 | 0 | 0 | 200.6835 | 140.9402 | 147.156 | 154.8069 | 0 | 0 | 0 | 0 | 0 | -2.0282 | 0.85365 | 8.2226 | 0 | 0 | 0 | 0 | 87.4253 | 202.6587 | 201.2653 | 180.4972 | 0.3924 | 0.39622 | 0.39194 | 0.38777 | 34.3059 | 80.2983 | 78.8844 | 69.9917
11 | 2 | 21 | 481.7739 | 492.5525 | 506.5016 | 518.4751 | 0 | 0 | 0 | 0 | 224.2221 | 181.7773 | 188.6721 | 206.9575 | 0 | 0 | 0 | 0 | 201.9652 | 141.3279 | 146.4485 | 153.0855 | 0 | 0 | 0 | 0 | 0 | 2.3022 | 2.0661 | 22.3691 | 0 | 0 | 0 | 0 | 55.5867 | 167.1452 | 169.3149 | 136.0629 | 0.39025 | 0.39436 | 0.39015 | 0.38582 | 21.6925 | 65.9158 | 66.0584 | 52.4957
11 | 2 | 22 | 458.6383 | 469.3691 | 483.1329 | 494.9214 | 0 | 0 | 0 | 0 | 216.047 | 193.2325 | 195.4454 | 205.1192 | 0 | 0 | 0 | 0 | 198.5763 | 139.5531 | 143.224 | 148.4719 | 0 | 0 | 0 | 0 | 0 | 2.2853 | 2.4718 | 7.7678 | 0 | 0 | 0 | 0 | 44.015 | 134.2983 | 141.9917 | 133.5624 | 0.38615 | 0.39118 | 0.3871 | 0.38217 | 16.9962 | 52.5347 | 54.9657 | 51.0432
11 | 2 | 23 | 422.2071 | 432.5789 | 445.7617 | 457.0299 | 0 | 0 | 0 | 0 | 200.7768 | 183.1321 | 200.6504 | 186.5333 | 0 | 0 | 0 | 0 | 194.0246 | 134.9458 | 136.9119 | 140.5245 | 0 | 0 | 0 | 0 | 0 | 8.2413 | 10.5176 | 4.237 | 0 | 0 | 0 | 0 | 27.4057 | 106.2597 | 97.6819 | 125.735 | 0.37881 | 0.38565 | 0.38202 | 0.38151 | 10.3816 | 40.9792 | 37.3169 | 47.9688
11 | 2 | 24 | 392.2467 | 400.9042 | 412.017 | 421.4154 | 0 | 0 | 0 | 0 | 187.4862 | 169.4481 | 167.3901 | 170.3556 | 0 | 0 | 0 | 0 | 186.9867 | 130.0717 | 129.4455 | 130.5663 | 0 | 0 | 0 | 0 | 0 | 15.5561 | 17.9959 | -0.15921 | 0 | 0 | 0 | 0 | 17.7738 | 85.8282 | 97.1854 | 120.6527 | 0.37303 | 0.37589 | 0.37336 | 0.37439 | 6.6301 | 32.2618 | 36.2856 | 45.1713
11 | 3 | 1 | 372.6153 | 379.2689 | 388.016 | 395.2504 | 0 | 0 | 0 | 0 | 177.1689 | 157.0377 | 152.9987 | 148.1793 | 0 | 0 | 0 | 0 | 193.3331 | 131.5344 | 129.2543 | 128.8017 | 0 | 0 | 0 | 0 | 0 | 11.1518 | 12.5065 | 2.3096 | 0 | 0 | 0 | 0 | 2.1132 | 79.5451 | 93.2565 | 115.9598 | 0.3688 | 0.37024 | 0.36683 | 0.36949 | 0.77937 | 29.4508 | 34.2096 | 42.8464
11 | 3 | 2 | 356.7986 | 361.4936 | 368.0081 | 373.2727 | 0 | 0 | 0 | 0 | 122.5935 | 164.0081 | 144.9389 | 123.5298 | 0 | 0 | 0 | 0 | 195.9394 | 128.4175 | 125.1355 | 123.7169 | 0 | 0 | 0 | 0 | 0 | 20.2941 | 16.4121 | -0.89772 | 0 | 0 | 0 | 0 | 38.2657 | 48.774 | 81.5216 | 126.9237 | 0.36982 | 0.36893 | 0.36693 | 0.36762 | 14.1514 | 17.994 | 29.913 | 46.6599
11 | 3 | 3 | 350.4365 | 353.5468 | 358.3021 | 362.0342 | 0 | 0 | 0 | 0 | 102.2008 | 127.1544 | 118.2928 | 102.3876 | 0 | 0 | 0 | 0 | 190.6465 | 125.0337 | 120.4377 | 117.7442 | 0 | 0 | 0 | 0 | 0 | 2.4302 | -0.94388 | 0.3255 | 0 | 0 | 0 | 0 | 57.5891 | 98.9285 | 120.5155 | 141.577 | 0.37 | 0.37041 | 0.36674 | 0.36591 | 21.308 | 36.6442 | 44.1983 | 51.8045
11 | 3 | 4 | 350.9034 | 352.7574 | 356.1264 | 358.6282 | 0 | 0 | 0 | 0 | 93.6659 | 132.5094 | 119.995 | 101.8672 | 0 | 0 | 0 | 0 | 179.1862 | 121.8914 | 114.925 | 109.9398 | 0 | 0 | 0 | 0 | 0 | 0.81265 | -0.0057147 | -0.020665 | 0 | 0 | 0 | 0 | 78.0512 | 97.5439 | 121.2121 | 146.8418 | 0.37047 | 0.36757 | 0.36593 | 0.36392 | 28.916 | 35.854 | 44.355 | 53.4392
11 | 3 | 5 | 358.3935 | 358.755 | 360.5036 | 361.5568 | 0 | 0 | 0 | 0 | 134.8016 | 164.995 | 149.4443 | 105.3118 | 0 | 0 | 0 | 0 | 172.2564 | 118.5933 | 111.5272 | 106.427 | 0 | 0 | 0 | 0 | 0 | 11.8386 | -2.7017 | 6.5669 | 0 | 0 | 0 | 0 | 51.3355 | 63.3281 | 102.2338 | 143.251 | 0.3683 | 0.36546 | 0.36536 | 0.36382 | 18.9067 | 23.1437 | 37.352 | 52.1179
11 | 3 | 6 | 369.2176 | 367.7894 | 367.6557 | 367.086 | 0 | 0 | 0 | 0 | 185.5353 | 175.8798 | 167.4696 | 152.1562 | 0 | 0 | 0 | 0 | 173.8908 | 115.4141 | 108.9518 | 104.4308 | 0 | 0 | 0 | 0 | 0 | 13.1349 | 12.2218 | -4.8832 | 0 | 0 | 0 | 0 | 9.7915 | 63.3607 | 79.0125 | 115.3823 | 0.3671 | 0.37164 | 0.36654 | 0.36504 | 3.5945 | 23.5471 | 28.9611 | 42.1196
11 | 3 | 7 | 382.1743 | 379.5628 | 378.3726 | 377.0881 | 0 | 0 | 0 | 0 | 204.5904 | 148.404 | 139.6965 | 136.5864 | 0 | 0 | 0 | 0 | 204.0962 | 129.0496 | 122.9932 | 118.692 | 0 | 0 | 0 | 0 | 0 | 14.3945 | 20.0928 | 9.4199 | 0 | 0 | 0 | 0 | -26.5123 | 87.7146 | 95.5901 | 112.3899 | 0.37421 | 0.37971 | 0.37449 | 0.37153 | -9.9211 | 33.3065 | 35.7973 | 41.7561
11 | 3 | 8 | 400.2298 | 397.3494 | 396.3171 | 395.6103 | 0 | 0 | 0 | 0 | 186.35 | 102.4402 | 100.508 | 92.3296 | 0 | 0 | 0 | 0 | 296.4932 | 282.2138 | 291.64 | 300.7397 | 0 | 0 | 0 | 0 | 0 | -8.8816 | -3.3613 | -2.883 | 0 | 0 | 0 | 0 | -82.6133 | 21.577 | 7.5303 | 5.424 | 0.37146 | 0.3818 | 0.38331 | 0.37768 | -30.6879 | 8.2382 | 2.8865 | 2.0485
11 | 3 | 9 | 422.2144 | 420.3674 | 420.9291 | 422.0499 | 0 | 0 | 0 | 0 | 136.3003 | 93.4294 | 93.1577 | 88.6209 | 0 | 0 | 0 | 0 | 355.2008 | 395.004 | 423.6326 | 449.6903 | 0 | 0 | 0 | 0 | 0 | -2.6741 | 0.54627 | -5.0258 | 0 | 0 | 0 | 0 | -69.2867 | -65.3919 | -96.4075 | -111.2355 | 0.37123 | 0.22113 | 0.22 | 0.23066 | -25.7213 | -14.4603 | -21.21 | -25.6571
11 | 3 | 10 | 437.4465 | 435.8317 | 436.6734 | 437.9809 | 0 | 0 | 0 | 0 | 84.59 | 75.915 | 79.0408 | 91.8009 | 0 | 0 | 0 | 0 | 380.0081 | 443.3324 | 489.0402 | 530.4494 | 0 | 0 | 0 | 0 | 0 | -10.6646 | -12.2222 | -13.1923 | 0 | 0 | 0 | 0 | -27.1517 | -72.7511 | -119.1854 | -171.077 | 0.3751 | 0.22969 | 0.22687 | 0.23713 | -10.1847 | -16.71 | -27.0402 | -40.5673
11 | 3 | 11 | 444.0825 | 442.5299 | 443.2137 | 444.0692 | 0 | 0 | 0 | 0 | 89.7122 | 81.9228 | 80.3053 | 71.435 | 0 | 0 | 0 | 0 | 390.7634 | 469.6039 | 526.3031 | 577.638 | 0 | 0 | 0 | 0 | 0 | -11.4524 | -24.4942 | -15.9223 | 0 | 0 | 0 | 0 | -36.3932 | -97.5444 | -138.9005 | -189.0815 | 0.37749 | 0.2322 | 0.2322 | 0 | -13.7381 | -22.6499 | -32.2529 | 0
11 | 3 | 12 | 448.1631 | 446.8907 | 447.7112 | 448.456 | 0 | 0 | 0 | 0 | 85.6031 | 74.1013 | 72.6571 | 71.435 | 0 | 0 | 0 | 0 | 393.7624 | 481.9233 | 542.5639 | 597.4326 | 0 | 0 | 0 | 0 | 0 | -28.0672 | -28.0036 | -28.8516 | 0 | 0 | 0 | 0 | -31.2023 | -81.0667 | -139.5062 | -191.56 | 0.38446 | 0.2322 | 0.2322 | 0 | -11.996 | -18.8238 | -32.3935 | 0
11 | 3 | 13 | 452.5568 | 452.5837 | 454.7923 | 456.6858 | 0 | 0 | 0 | 0 | 84.8248 | 75.9459 | 80.2605 | 71.435 | 0 | 0 | 0 | 0 | 403.1419 | 478.8145 | 540.8543 | 597.1308 | 0 | 0 | 0 | 0 | 0 | -26.7371 | -27.9935 | -30.0626 | 0 | 0 | 0 | 0 | -35.4099 | -75.4395 | -138.329 | -181.8174 | 0.38397 | 0.2322 | 0.2322 | 0 | -13.5965 | -17.5171 | -32.1202 | 0
11 | 3 | 14 | 451.2669 | 452.0046 | 455.0188 | 457.6585 | 0 | 0 | 0 | 0 | 83.989 | 81.8723 | 72.6571 | 71.435 | 0 | 0 | 0 | 0 | 404.5912 | 472.124 | 530.5799 | 583.6984 | 0 | 0 | 0 | 0 | 0 | -28.7902 | -27.1441 | -25.8828 | 0 | 0 | 0 | 0 | -37.3133 | -73.2016 | -121.0741 | -171.5921 | 0.38397 | 0.2322 | 0.2322 | 0 | -14.3274 | -16.9975 | -28.1136 | 0
11 | 3 | 15 | 449.0199 | 450.4333 | 454.1592 | 457.4017 | 0 | 0 | 0 | 0 | 91.1188 | 74.1013 | 72.6571 | 71.435 | 0 | 0 | 0 | 0 | 377.7561 | 430.9123 | 479.15 | 523.1376 | 0 | 0 | 0 | 0 | 0 | -17.058 | -17.7612 | -22.5686 | 0 | 0 | 0 | 0 | -19.855 | -37.5223 | -79.8867 | -114.6023 | 0.38285 | 0.2322 | 0.2322 | 0 | -7.6014 | -8.7127 | -18.5498 | 0
11 | 3 | 16 | 447.2918 | 450.7909 | 456.822 | 462.1212 | 0 | 0 | 0 | 0 | 110.7875 | 87.5053 | 91.4148 | 102.1735 | 0 | 0 | 0 | 0 | 309.1541 | 331.0077 | 360.5257 | 387.8399 | 0 | 0 | 0 | 0 | 0 | -4.4878 | -4.4199 | 2.0999 | 0 | 0 | 0 | 0 | 27.3503 | 36.7657 | 9.3015 | -29.9921 | 0.36639 | 0.37183 | 0.37526 | 0.38586 | 10.0208 | 13.6705 | 3.4905 | -11.5729
11 | 3 | 17 | 452.7567 | 457.5874 | 465.0694 | 471.5973 | 0 | 0 | 0 | 0 | 182.0318 | 123.8234 | 118.9101 | 138.3848 | 0 | 0 | 0 | 0 | 221.991 | 200.87 | 208.6284 | 216.7207 | 0 | 0 | 0 | 0 | 0 | -4.2141 | -0.73515 | 0.95356 | 0 | 0 | 0 | 0 | 48.7339 | 137.1081 | 138.266 | 115.5382 | 0.37929 | 0.39223 | 0.38711 | 0.38707 | 18.4841 | 53.7779 | 53.5242 | 44.7218
11 | 3 | 18 | 489.0547 | 497.0446 | 508.1499 | 517.8397 | 0 | 0 | 0 | 0 | 201.3602 | 159.6429 | 155.1726 | 175.0603 | 0 | 0 | 0 | 0 | 162.6243 | 109.0884 | 107.3617 | 107.0569 | 0 | 0 | 0 | 0 | 0 | -2.1466 | 0.55513 | 5.1179 | 0 | 0 | 0 | 0 | 125.0703 | 230.4599 | 245.0605 | 230.6047 | 0.38908 | 0.39443 | 0.3893 | 0.38442 | 48.6628 | 90.9007 | 95.4033 | 88.649
11 | 3 | 19 | 491.1365 | 501.0102 | 514.1804 | 525.6704 | 0 | 0 | 0 | 0 | 200.6189 | 180.2849 | 177.9089 | 184.2431 | 0 | 0 | 0 | 0 | 161.632 | 115.664 | 111.291 | 108.4266 | 0 | 0 | 0 | 0 | 0 | -1.3361 | 3.987 | 32.3961 | 0 | 0 | 0 | 0 | 128.8856 | 206.3974 | 220.9935 | 200.6046 | 0.39237 | 0.3967 | 0.39262 | 0.38839 | 50.5714 | 81.8778 | 86.766 | 77.9138
11 | 3 | 20 | 473.4296 | 483.5191 | 496.7733 | 508.2564 | 0 | 0 | 0 | 0 | 218.0892 | 175.7795 | 182.6343 | 200.99 | 0 | 0 | 0 | 0 | 175.946 | 125.0506 | 120.9332 | 118.2907 | 0 | 0 | 0 | 0 | 0 | -2.0282 | 0.85365 | 8.2226 | 0 | 0 | 0 | 0 | 79.3944 | 184.7173 | 192.3522 | 180.7531 | 0.3924 | 0.39622 | 0.39194 | 0.38777 | 31.1546 | 73.1895 | 75.391 | 70.0909
11 | 3 | 21 | 454.632 | 464.5305 | 477.3987 | 488.441 | 0 | 0 | 0 | 0 | 224.2221 | 181.7773 | 188.6721 | 206.9575 | 0 | 0 | 0 | 0 | 177.0634 | 131.2947 | 125.4871 | 121.2157 | 0 | 0 | 0 | 0 | 0 | 2.3022 | 2.0661 | 22.3691 | 0 | 0 | 0 | 0 | 53.3466 | 149.1562 | 161.1734 | 137.8986 | 0.39025 | 0.39436 | 0.39015 | 0.38582 | 20.8183 | 58.8216 | 62.882 | 53.204
11 | 3 | 22 | 435.212 | 445.1832 | 458.0142 | 468.9989 | 0 | 0 | 0 | 0 | 216.047 | 193.2325 | 195.4454 | 205.1192 | 0 | 0 | 0 | 0 | 171.5931 | 137.1388 | 129.5483 | 123.5643 | 0 | 0 | 0 | 0 | 0 | 2.2853 | 2.4718 | 7.7678 | 0 | 0 | 0 | 0 | 47.572 | 112.5267 | 130.5486 | 132.5476 | 0.38615 | 0.39118 | 0.3871 | 0.38217 | 18.3697 | 44.0181 | 50.536 | 50.6554
11 | 3 | 23 | 407.5568 | 417.4536 | 430.053 | 440.8185 | 0 | 0 | 0 | 0 | 200.7768 | 183.1321 | 200.6504 | 186.5333 | 0 | 0 | 0 | 0 | 166.2526 | 139.3187 | 131.0384 | 124.3803 | 0 | 0 | 0 | 0 | 0 | 8.2413 | 10.5176 | 4.237 | 0 | 0 | 0 | 0 | 40.5275 | 86.7615 | 87.8466 | 125.6679 | 0.37881 | 0.38565 | 0.38202 | 0.38151 | 15.3523 | 33.4597 | 33.5596 | 47.9432
11 | 3 | 24 | 377.278 | 385.45 | 395.9668 | 404.8516 | 0 | 0 | 0 | 0 | 187.4862 | 169.4481 | 167.3901 | 170.3556 | 0 | 0 | 0 | 0 | 150.6071 | 137.5638 | 128.3526 | 120.759 | 0 | 0 | 0 | 0 | 0 | 15.5561 | 17.9959 | -0.15921 | 0 | 0 | 0 | 0 | 39.1847 | 62.882 | 82.2281 | 113.8962 | 0.37303 | 0.37589 | 0.37336 | 0.37439 | 14.617 | 23.6366 | 30.7011 | 42.6417
11 | 4 | 1 | 358.3897 | 364.582 | 372.7627 | 379.5089 | 0 | 0 | 0 | 0 | 177.1689 | 157.0377 | 152.9987 | 148.1793 | 0 | 0 | 0 | 0 | 137.4636 | 138.9328 | 128.6836 | 120.07 | 0 | 0 | 0 | 0 | 0 | 11.1518 | 12.5065 | 2.3096 | 0 | 0 | 0 | 0 | 43.7571 | 57.4598 | 78.5738 | 108.9501 | 0.3688 | 0.37024 | 0.36683 | 0.36949 | 16.1378 | 21.2739 | 28.8235 | 40.2563
11 | 4 | 2 | 341.9184 | 346.1308 | 352.0527 | 356.8068 | 0 | 0 | 0 | 0 | 122.5935 | 164.0081 | 144.9389 | 123.5298 | 0 | 0 | 0 | 0 | 130.0753 | 140.8293 | 130.0657 | 120.9401 | 0 | 0 | 0 | 0 | 0 | 20.2941 | 16.4121 | -0.89772 | 0 | 0 | 0 | 0 | 89.2496 | 20.9994 | 60.636 | 113.2346 | 0.36982 | 0.36893 | 0.36693 | 0.36762 | 33.0061 | 7.7472 | 22.2494 | 41.6275
11 | 4 | 3 | 330.1243 | 332.576 | 336.5224 | 339.5576 | 0 | 0 | 0 | 0 | 102.2008 | 127.1544 | 118.2928 | 102.3876 | 0 | 0 | 0 | 0 | 123.0825 | 139.5053 | 129.3321 | 120.7759 | 0 | 0 | 0 | 0 | 0 | 2.4302 | -0.94388 | 0.3255 | 0 | 0 | 0 | 0 | 104.841 | 63.4861 | 89.8413 | 116.0686 | 0.37 | 0.37041 | 0.36674 | 0.36591 | 38.7913 | 23.5159 | 32.9488 | 42.4707
11 | 4 | 4 | 340.9773 | 342.5095 | 345.4832 | 347.6444 | 0 | 0 | 0 | 0 | 93.6659 | 132.5094 | 119.995 | 101.8672 | 0 | 0 | 0 | 0 | 116.5909 | 136.9684 | 127.6338 | 119.8886 | 0 | 0 | 0 | 0 | 0 | 0.81265 | -0.0057147 | -0.020665 | 0 | 0 | 0 | 0 | 130.7205 | 72.219 | 97.8601 | 125.9092 | 0.37047 | 0.36757 | 0.36593 | 0.36392 | 48.4286 | 26.5454 | 35.8099 | 45.8214
11 | 4 | 5 | 350.0775 | 350.1693 | 351.5868 | 352.3547 | 0 | 0 | 0 | 0 | 134.8016 | 164.995 | 149.4443 | 105.3118 | 0 | 0 | 0 | 0 | 113.0003 | 132.3722 | 123.8429 | 116.8627 | 0 | 0 | 0 | 0 | 0 | 11.8386 | -2.7017 | 6.5669 | 0 | 0 | 0 | 0 | 102.2756 | 40.9636 | 81.0013 | 123.6132 | 0.3683 | 0.36546 | 0.36536 | 0.36382 | 37.6677 | 14.9704 | 29.5945 | 44.9732
11 | 4 | 6 | 355.8236 | 353.961 | 353.294 | 352.2648 | 0 | 0 | 0 | 0 | 185.5353 | 175.8798 | 167.4696 | 152.1562 | 0 | 0 | 0 | 0 | 105.2046 | 127.8417 | 119.5696 | 112.8342 | 0 | 0 | 0 | 0 | 0 | 13.1349 | 12.2218 | -4.8832 | 0 | 0 | 0 | 0 | 65.0837 | 37.1047 | 54.033 | 92.1576 | 0.3671 | 0.37164 | 0.36654 | 0.36504 | 23.8924 | 13.7894 | 19.8052 | 33.6416
11 | 4 | 7 | 367.0641 | 363.9625 | 362.1706 | 360.3677 | 0 | 0 | 0 | 0 | 204.5904 | 148.404 | 139.6965 | 136.5864 | 0 | 0 | 0 | 0 | 127.0352 | 148.4372 | 139.1884 | 131.368 | 0 | 0 | 0 | 0 | 0 | 14.3945 | 20.0928 | 9.4199 | 0 | 0 | 0 | 0 | 35.4385 | 52.7268 | 63.1929 | 82.9934 | 0.37421 | 0.37971 | 0.37449 | 0.37153 | 13.2614 | 20.0211 | 23.665 | 30.8344
11 | 4 | 8 | 386.9773 | 383.6672 | 382.1072 | 380.9457 | 0 | 0 | 0 | 0 | 186.35 | 102.4402 | 100.508 | 92.3296 | 0 | 0 | 0 | 0 | 211.1578 | 299.7077 | 301.8898 | 303.791 | 0 | 0 | 0 | 0 | 0 | -8.8816 | -3.3613 | -2.883 | 0 | 0 | 0 | 0 | -10.5304 | -9.5991 | -16.9294 | -12.292 | 0.37146 | 0.3818 | 0.38331 | 0.37768 | -3.9117 | -3.665 | -6.4892 | -4.6424
11 | 4 | 9 | 411.2091 | 409.0051 | 409.1286 | 409.8718 | 0 | 0 | 0 | 0 | 136.3003 | 93.4294 | 93.1577 | 88.6209 | 0 | 0 | 0 | 0 | 277.8274 | 413.146 | 432.2266 | 449.0193 | 0 | 0 | 0 | 0 | 0 | -2.6741 | 0.54627 | -5.0258 | 0 | 0 | 0 | 0 | -2.9187 | -94.8961 | -116.802 | -122.7426 | 0.37123 | 0.22113 | 0.22 | 0.23066 | -1.0835 | -20.9847 | -25.6969 | -28.3113
11 | 4 | 10 | 415.9135 | 413.6004 | 413.5847 | 414.1534 | 0 | 0 | 0 | 0 | 84.59 | 75.915 | 79.0408 | 91.8009 | 0 | 0 | 0 | 0 | 299.8786 | 470.8244 | 504.0984 | 533.5251 | 0 | 0 | 0 | 0 | 0 | -10.6646 | -12.2222 | -13.1923 | 0 | 0 | 0 | 0 | 31.4448 | -122.4743 | -157.3323 | -197.9803 | 0.3751 | 0.22969 | 0.22687 | 0.23713 | 11.795 | -28.1308 | -35.6947 | -46.9469
11 | 4 | 11 | 430.5115 | 428.5189 | 428.6623 | 429.0522 | 0 | 0 | 0 | 0 | 89.7122 | 81.9228 | 80.3053 | 71.435 | 0 | 0 | 0 | 0 | 306.7192 | 500.5708 | 542.7103 | 580.1008 | 0 | 0 | 0 | 0 | 0 | -11.4524 | -24.4942 | -15.9223 | 0 | 0 | 0 | 0 | 34.0801 | -142.5223 | -169.8591 | -206.5613 | 0.37749 | 0.2322 | 0.2322 | 0 | 12.8649 | -33.0938 | -39.4415 | 0
11 | 4 | 12 | 429.5319 | 427.6552 | 427.7339 | 427.8394 | 0 | 0 | 0 | 0 | 85.6031 | 74.1013 | 72.6571 | 71.435 | 0 | 0 | 0 | 0 | 303.9448 | 509.4007 | 554.9687 | 595.4742 | 0 | 0 | 0 | 0 | 0 | -28.0672 | -28.0036 | -28.8516 | 0 | 0 | 0 | 0 | 39.984 | -127.7795 | -171.8883 | -210.2183 | 0.38446 | 0.2322 | 0.2322 | 0 | 15.3722 | -29.6705 | -39.9127 | 0
11 | 4 | 13 | 428.299 | 427.5393 | 428.7819 | 429.8431 | 0 | 0 | 0 | 0 | 84.8248 | 75.9459 | 80.2605 | 71.435 | 0 | 0 | 0 | 0 | 289.5466 | 497.3255 | 540.7097 | 579.2953 | 0 | 0 | 0 | 0 | 0 | -26.7371 | -27.9935 | -30.0626 | 0 | 0 | 0 | 0 | 53.9276 | -118.995 | -164.1948 | -190.8246 | 0.38397 | 0.2322 | 0.2322 | 0 | 20.7068 | -27.6307 | -38.1263 | 0
11 | 4 | 14 | 431.1317 | 431.2164 | 433.4288 | 435.3776 | 0 | 0 | 0 | 0 | 83.989 | 81.8723 | 72.6571 | 71.435 | 0 | 0 | 0 | 0 | 271.6213 | 480.6792 | 515.942 | 547.1633 | 0 | 0 | 0 | 0 | 0 | -28.7902 | -27.1441 | -25.8828 | 0 | 0 | 0 | 0 | 75.5214 | -102.5449 | -128.0262 | -157.338 | 0.38397 | 0.2322 | 0.2322 | 0 | 28.9983 | -23.811 | -29.7279 | 0
11 | 4 | 15 | 434.3873 | 435.3262 | 438.4695 | 441.2099 | 0 | 0 | 0 | 0 | 91.1188 | 74.1013 | 72.6571 | 71.435 | 0 | 0 | 0 | 0 | 233.0841 | 426.7739 | 451.8538 | 474.0135 | 0 | 0 | 0 | 0 | 0 | -17.058 | -17.7612 | -22.5686 | 0 | 0 | 0 | 0 | 110.1845 | -48.491 | -68.2802 | -81.67 | 0.38285 | 0.2322 | 0.2322 | 0 | 42.184 | -11.2596 | -15.8548 | 0
11 | 4 | 16 | 442.3377 | 445.676 | 451.5099 | 456.6391 | 0 | 0 | 0 | 0 | 110.7875 | 87.5053 | 91.4148 | 102.1735 | 0 | 0 | 0 | 0 | 165.0607 | 327.4131 | 340.8255 | 352.8478 | 0 | 0 | 0 | 0 | 0 | -4.4878 | -4.4199 | 2.0999 | 0 | 0 | 0 | 0 | 166.4894 | 35.2454 | 23.6896 | -0.48218 | 0.36639 | 0.37183 | 0.37526 | 0.38586 | 61 | 13.1052 | 8.8897 | -0.18605
11 | 4 | 17 | 470.0964 | 475.4893 | 483.6618 | 490.7847 | 0 | 0 | 0 | 0 | 182.0318 | 123.8234 | 118.9101 | 138.3848 | 0 | 0 | 0 | 0 | 82.3898 | 197.9453 | 198.3334 | 199.1238 | 0 | 0 | 0 | 0 | 0 | -4.2141 | -0.73515 | 0.95356 | 0 | 0 | 0 | 0 | 205.6748 | 157.9347 | 167.1535 | 152.3225 | 0.37929 | 0.39223 | 0.38711 | 0.38707 | 78.0097 | 61.9467 | 64.7069 | 58.96
11 | 4 | 18 | 517.4706 | 526.3819 | 538.6187 | 549.2835 | 0 | 0 | 0 | 0 | 201.3602 | 159.6429 | 155.1726 | 175.0603 | 0 | 0 | 0 | 0 | 37.2017 | 111.5022 | 108.4936 | 106.5582 | 0 | 0 | 0 | 0 | 0 | -2.1466 | 0.55513 | 5.1179 | 0 | 0 | 0 | 0 | 278.9087 | 257.3834 | 274.3974 | 262.5471 | 0.38908 | 0.39443 | 0.3893 | 0.38442 | 108.5189 | 101.5202 | 106.8243 | 100.9283
11 | 4 | 19 | 499.0986 | 509.2305 | 522.7177 | 534.481 | 0 | 0 | 0 | 0 | 200.6189 | 180.2849 | 177.9089 | 184.2431 | 0 | 0 | 0 | 0 | 34.8801 | 108.3426 | 105.6024 | 103.9285 | 0 | 0 | 0 | 0 | 0 | -1.3361 | 3.987 | 32.3961 | 0 | 0 | 0 | 0 | 263.5996 | 221.939 | 235.2194 | 213.9133 | 0.39237 | 0.3967 | 0.39262 | 0.38839 | 103.4297 | 88.0432 | 92.3514 | 83.0828
11 | 4 | 20 | 478.1361 | 488.3782 | 501.8199 | 513.4644 | 0 | 0 | 0 | 0 | 218.0892 | 175.7795 | 182.6343 | 200.99 | 0 | 0 | 0 | 0 | 34.7365 | 107.3687 | 104.6405 | 102.982 | 0 | 0 | 0 | 0 | 0 | -2.0282 | 0.85365 | 8.2226 | 0 | 0 | 0 | 0 | 225.3104 | 207.2582 | 213.6915 | 201.2698 | 0.3924 | 0.39622 | 0.39194 | 0.38777 | 88.4125 | 82.1207 | 83.7548 | 78.0467
11 | 4 | 21 | 448.4393 | 458.1369 | 470.7586 | 481.5883 | 0 | 0 | 0 | 0 | 224.2221 | 181.7773 | 188.6721 | 206.9575 | 0 | 0 | 0 | 0 | 36.6198 | 109.3037 | 106.3319 | 104.4566 | 0 | 0 | 0 | 0 | 0 | 2.3022 | 2.0661 | 22.3691 | 0 | 0 | 0 | 0 | 187.5974 | 164.7537 | 173.6884 | 147.805 | 0.39025 | 0.39436 | 0.39015 | 0.38582 | 73.2091 | 64.9727 | 67.7647 | 57.0261
11 | 4 | 22 | 412.122 | 421.3444 | 433.2559 | 443.4484 | 0 | 0 | 0 | 0 | 216.047 | 193.2325 | 195.4454 | 205.1192 | 0 | 0 | 0 | 0 | 39.623 | 110.7695 | 107.4064 | 105.1848 | 0 | 0 | 0 | 0 | 0 | 2.2853 | 2.4718 | 7.7678 | 0 | 0 | 0 | 0 | 156.452 | 115.0571 | 127.9323 | 125.3765 | 0.38615 | 0.39118 | 0.3871 | 0.38217 | 60.4132 | 45.0079 | 49.5232 | 47.9149
11 | 4 | 23 | 385.1214 | 394.2907 | 405.9967 | 415.9924 | 0 | 0 | 0 | 0 | 200.7768 | 183.1321 | 200.6504 | 186.5333 | 0 | 0 | 0 | 0 | 45.4751 | 115.4277 | 111.3069 | 108.4112 | 0 | 0 | 0 | 0 | 0 | 8.2413 | 10.5176 | 4.237 | 0 | 0 | 0 | 0 | 138.8695 | 87.4895 | 83.5218 | 116.8109 | 0.37881 | 0.38565 | 0.38202 | 0.38151 | 52.6056 | 33.7404 | 31.9074 | 44.5642
11 | 4 | 24 | 363.4062 | 371.1284 | 381.0928 | 389.5017 | 0 | 0 | 0 | 0 | 187.4862 | 169.4481 | 167.3901 | 170.3556 | 0 | 0 | 0 | 0 | 50.1551 | 120.7351 | 116.007 | 112.5721 | 0 | 0 | 0 | 0 | 0 | 15.5561 | 17.9959 | -0.15921 | 0 | 0 | 0 | 0 | 125.7649 | 65.3892 | 79.6998 | 106.7332 | 0.37303 | 0.37589 | 0.37336 | 0.37439 | 46.9139 | 24.579 | 29.7571 | 39.9599
11 | 5 | 1 | 359.7167 | 365.9521 | 374.1856 | 380.9774 | 0 | 0 | 0 | 0 | 177.1689 | 157.0377 | 152.9987 | 148.1793 | 0 | 0 | 0 | 0 | 54.3646 | 124.7924 | 119.5162 | 115.5959 | 0 | 0 | 0 | 0 | 0 | 11.1518 | 12.5065 | 2.3096 | 0 | 0 | 0 | 0 | 128.1832 | 72.9702 | 89.1641 | 114.8926 | 0.3688 | 0.37024 | 0.36683 | 0.36949 | 47.2744 | 27.0165 | 32.7084 | 42.452
11 | 5 | 2 | 347.0141 | 351.3918 | 357.5166 | 362.4455 | 0 | 0 | 0 | 0 | 122.5935 | 164.0081 | 144.9389 | 123.5298 | 0 | 0 | 0 | 0 | 58.5581 | 128.0527 | 122.2326 | 117.8291 | 0 | 0 | 0 | 0 | 0 | 20.2941 | 16.4121 | -0.89772 | 0 | 0 | 0 | 0 | 165.8625 | 39.037 | 73.933 | 121.9843 | 0.36982 | 0.36893 | 0.36693 | 0.36762 | 61.339 | 14.4018 | 27.1285 | 44.8441
11 | 5 | 3 | 339.9265 | 342.696 | 347.0328 | 350.4043 | 0 | 0 | 0 | 0 | 102.2008 | 127.1544 | 118.2928 | 102.3876 | 0 | 0 | 0 | 0 | 61.6378 | 130.9521 | 124.7379 | 119.9805 | 0 | 0 | 0 | 0 | 0 | 2.4302 | -0.94388 | 0.3255 | 0 | 0 | 0 | 0 | 176.0878 | 82.1593 | 104.9459 | 127.7107 | 0.37 | 0.37041 | 0.36674 | 0.36591 | 65.1527 | 30.4327 | 38.4883 | 46.7307
11 | 5 | 4 | 342.1628 | 343.7334 | 346.7543 | 348.9562 | 0 | 0 | 0 | 0 | 93.6659 | 132.5094 | 119.995 | 101.8672 | 0 | 0 | 0 | 0 | 64.7888 | 132.9905 | 126.3761 | 121.257 | 0 | 0 | 0 | 0 | 0 | 0.81265 | -0.0057147 | -0.020665 | 0 | 0 | 0 | 0 | 183.7081 | 77.4208 | 100.3889 | 125.8526 | 0.37047 | 0.36757 | 0.36593 | 0.36392 | 68.0591 | 28.4574 | 36.7352 | 45.8008
11 | 5 | 5 | 356.0048 | 356.2889 | 357.9424 | 358.9136 | 0 | 0 | 0 | 0 | 134.8016 | 164.995 | 149.4443 | 105.3118 | 0 | 0 | 0 | 0 | 66.2051 | 133.9274 | 127.1377 | 121.8567 | 0 | 0 | 0 | 0 | 0 | 11.8386 | -2.7017 | 6.5669 | 0 | 0 | 0 | 0 | 154.9982 | 45.5279 | 84.0621 | 125.1781 | 0.3683 | 0.36546 | 0.36536 | 0.36382 | 57.0853 | 16.6385 | 30.7128 | 45.5426
11 | 5 | 6 | 389.0698 | 388.2853 | 388.9421 | 389.0536 | 0 | 0 | 0 | 0 | 185.5353 | 175.8798 | 167.4696 | 152.1562 | 0 | 0 | 0 | 0 | 67.8184 | 132.3979 | 125.4507 | 120.0205 | 0 | 0 | 0 | 0 | 0 | 13.1349 | 12.2218 | -4.8832 | 0 | 0 | 0 | 0 | 135.716 | 66.8728 | 83.8 | 121.7601 | 0.3671 | 0.37164 | 0.36654 | 0.36504 | 49.8216 | 24.8523 | 30.7159 | 44.4478
11 | 5 | 7 | 435.4496 | 434.5656 | 435.4969 | 436.0404 | 0 | 0 | 0 | 0 | 204.5904 | 148.404 | 139.6965 | 136.5864 | 0 | 0 | 0 | 0 | 97.3002 | 142.6525 | 136.1146 | 130.9268 | 0 | 0 | 0 | 0 | 0 | 14.3945 | 20.0928 | 9.4199 | 0 | 0 | 0 | 0 | 133.559 | 129.1146 | 139.593 | 159.1072 | 0.37421 | 0.37971 | 0.37449 | 0.37153 | 49.9789 | 49.0266 | 52.2758 | 59.1129
11 | 5 | 8 | 456.6898 | 455.6404 | 456.8563 | 458.0868 | 0 | 0 | 0 | 0 | 186.35 | 102.4402 | 100.508 | 92.3296 | 0 | 0 | 0 | 0 | 189.6072 | 266.1026 | 273.693 | 280.7125 | 0 | 0 | 0 | 0 | 0 | -8.8816 | -3.3613 | -2.883 | 0 | 0 | 0 | 0 | 80.7326 | 95.9792 | 86.0165 | 87.9276 | 0.37146 | 0.3818 | 0.38331 | 0.37768 | 29.9892 | 36.6451 | 32.9712 | 33.2086
11 | 5 | 9 | 473.7557 | 473.5801 | 476.1941 | 479.0834 | 0 | 0 | 0 | 0 | 136.3003 | 93.4294 | 93.1577 | 88.6209 | 0 | 0 | 0 | 0 | 250.6861 | 348.5107 | 371.6932 | 392.398 | 0 | 0 | 0 | 0 | 0 | -2.6741 | 0.54627 | -5.0258 | 0 | 0 | 0 | 0 | 86.7692 | 34.3141 | 10.797 | 3.0903 | 0.37123 | 0.22113 | 0.22 | 0.23066 | 32.2113 | 7.588 | 2.3754 | 0.71281
11 | 5 | 10 | 490.2794 | 490.3779 | 493.3234 | 496.4437 | 0 | 0 | 0 | 0 | 84.59 | 75.915 | 79.0408 | 91.8009 | 0 | 0 | 0 | 0 | 271.1961 | 387.7269 | 422.1314 | 452.7364 | 0 | 0 | 0 | 0 | 0 | -10.6646 | -12.2222 | -13.1923 | 0 | 0 | 0 | 0 | 134.4933 | 37.4007 | 4.3735 | -34.9012 | 0.3751 | 0.22969 | 0.22687 | 0.23713 | 50.4488 | 8.5905 | 0.99223 | -8.2761
11 | 5 | 11 | 499.4102 | 499.6518 | 502.5387 | 505.2926 | 0 | 0 | 0 | 0 | 89.7122 | 81.9228 | 80.3053 | 71.435 | 0 | 0 | 0 | 0 | 289.7463 | 430.8528 | 477.3338 | 518.776 | 0 | 0 | 0 | 0 | 0 | -11.4524 | -24.4942 | -15.9223 | 0 | 0 | 0 | 0 | 119.9516 | -1.6713 | -30.6062 | -68.9961 | 0.37749 | 0.2322 | 0.2322 | 0 | 45.2806 | -0.38809 | -7.1068 | 0
11 | 5 | 12 | 506.021 | 506.6248 | 509.7492 | 512.4792 | 0 | 0 | 0 | 0 | 85.6031 | 74.1013 | 72.6571 | 71.435 | 0 | 0 | 0 | 0 | 291.8702 | 443.0067 | 493.3685 | 538.3351 | 0 | 0 | 0 | 0 | 0 | -28.0672 | -28.0036 | -28.8516 | 0 | 0 | 0 | 0 | 128.5477 | 17.584 | -28.2728 | -68.4393 | 0.38446 | 0.2322 | 0.2322 | 0 | 49.4213 | 4.083 | -6.565 | 0
11 | 5 | 13 | 507.1944 | 508.9932 | 513.3775 | 517.1457 | 0 | 0 | 0 | 0 | 84.8248 | 75.9459 | 80.2605 | 71.435 | 0 | 0 | 0 | 0 | 287.1858 | 436.6461 | 485.6436 | 529.3803 | 0 | 0 | 0 | 0 | 0 | -26.7371 | -27.9935 | -30.0626 | 0 | 0 | 0 | 0 | 135.1839 | 23.1383 | -24.5331 | -53.607 | 0.38397 | 0.2322 | 0.2322 | 0 | 51.9072 | 5.3727 | -5.6966 | 0
11 | 5 | 14 | 509.9387 | 512.5789 | 517.9295 | 522.5823 | 0 | 0 | 0 | 0 | 83.989 | 81.8723 | 72.6571 | 71.435 | 0 | 0 | 0 | 0 | 271.4343 | 410.5949 | 455.2507 | 495.1285 | 0 | 0 | 0 | 0 | 0 | -28.7902 | -27.1441 | -25.8828 | 0 | 0 | 0 | 0 | 154.5154 | 48.902 | 17.1658 | -18.0985 | 0.38397 | 0.2322 | 0.2322 | 0 | 59.33 | 11.3551 | 3.9859 | 0
11 | 5 | 15 | 507.8509 | 511.1721 | 517.2407 | 522.5017 | 0 | 0 | 0 | 0 | 91.1188 | 74.1013 | 72.6571 | 71.435 | 0 | 0 | 0 | 0 | 239.7941 | 362.8523 | 398.3923 | 430.1685 | 0 | 0 | 0 | 0 | 0 | -17.058 | -17.7612 | -22.5686 | 0 | 0 | 0 | 0 | 176.938 | 91.2764 | 63.9525 | 43.4667 | 0.38285 | 0.2322 | 0.2322 | 0 | 67.7405 | 21.1945 | 14.8499 | 0
11 | 5 | 16 | 500.5671 | 505.7937 | 513.9463 | 521.0734 | 0 | 0 | 0 | 0 | 110.7875 | 87.5053 | 91.4148 | 102.1735 | 0 | 0 | 0 | 0 | 174.0828 | 268.8575 | 289.0188 | 307.2799 | 0 | 0 | 0 | 0 | 0 | -4.4878 | -4.4199 | 2.0999 | 0 | 0 | 0 | 0 | 215.6968 | 153.9187 | 137.9326 | 109.5201 | 0.36639 | 0.37183 | 0.37526 | 0.38586 | 79.0291 | 57.2313 | 51.7603 | 42.26
11 | 5 | 17 | 503.2187 | 509.6857 | 519.1771 | 527.4365 | 0 | 0 | 0 | 0 | 182.0318 | 123.8234 | 118.9101 | 138.3848 | 0 | 0 | 0 | 0 | 92.2427 | 142.1322 | 145.149 | 148.4614 | 0 | 0 | 0 | 0 | 0 | -4.2141 | -0.73515 | 0.95356 | 0 | 0 | 0 | 0 | 228.9441 | 247.9442 | 255.8532 | 239.6367 | 0.37929 | 0.39223 | 0.38711 | 0.38707 | 86.8355 | 97.2511 | 99.0434 | 92.757
11 | 5 | 18 | 548.8412 | 558.7698 | 572.2558 | 583.997 | 0 | 0 | 0 | 0 | 201.3602 | 159.6429 | 155.1726 | 175.0603 | 0 | 0 | 0 | 0 | 50.3975 | 62.6019 | 60.783 | 60.0231 | 0 | 0 | 0 | 0 | 0 | -2.1466 | 0.55513 | 5.1179 | 0 | 0 | 0 | 0 | 297.0836 | 338.6717 | 355.7451 | 343.7957 | 0.38908 | 0.39443 | 0.3893 | 0.38442 | 115.5904 | 133.5829 | 138.4934 | 132.1619
11 | 5 | 19 | 554.0194 | 565.9322 | 581.6064 | 595.2541 | 0 | 0 | 0 | 0 | 200.6189 | 180.2849 | 177.9089 | 184.2431 | 0 | 0 | 0 | 0 | 46.2603 | 70.6479 | 68.0935 | 66.6274 | 0 | 0 | 0 | 0 | 0 | -1.3361 | 3.987 | 32.3961 | 0 | 0 | 0 | 0 | 307.1401 | 316.3355 | 331.617 | 311.9874 | 0.39237 | 0.3967 | 0.39262 | 0.38839 | 120.5138 | 125.4902 | 130.1988 | 121.1743
11 | 5 | 20 | 537.4271 | 549.592 | 565.3946 | 579.0735 | 0 | 0 | 0 | 0 | 218.0892 | 175.7795 | 182.6343 | 200.99 | 0 | 0 | 0 | 0 | 43.2702 | 76.7661 | 73.6454 | 71.6347 | 0 | 0 | 0 | 0 | 0 | -2.0282 | 0.85365 | 8.2226 | 0 | 0 | 0 | 0 | 276.0678 | 299.0746 | 308.2612 | 298.2262 | 0.3924 | 0.39622 | 0.39194 | 0.38777 | 108.3298 | 118.5006 | 120.8207 | 115.6436
11 | 5 | 21 | 511.039 | 522.7667 | 537.881 | 550.8587 | 0 | 0 | 0 | 0 | 224.2221 | 181.7773 | 188.6721 | 206.9575 | 0 | 0 | 0 | 0 | 41.298 | 82.5919 | 79.0949 | 76.723 | 0 | 0 | 0 | 0 | 0 | 2.3022 | 2.0661 | 22.3691 | 0 | 0 | 0 | 0 | 245.5189 | 256.0952 | 268.048 | 244.809 | 0.39025 | 0.39436 | 0.39015 | 0.38582 | 95.8128 | 100.9943 | 104.5792 | 94.4521
11 | 5 | 22 | 482.8961 | 494.4136 | 509.1433 | 521.7642 | 0 | 0 | 0 | 0 | 216.047 | 193.2325 | 195.4454 | 205.1192 | 0 | 0 | 0 | 0 | 41.2812 | 78.0886 | 74.5523 | 72.1462 | 0 | 0 | 0 | 0 | 0 | 2.2853 | 2.4718 | 7.7678 | 0 | 0 | 0 | 0 | 225.5679 | 220.8073 | 236.6739 | 236.7309 | 0.38615 | 0.39118 | 0.3871 | 0.38217 | 87.102 | 86.3751 | 91.6175 | 90.4709
11 | 5 | 23 | 436.7512 | 447.5946 | 461.3565 | 473.1238 | 0 | 0 | 0 | 0 | 200.7768 | 183.1321 | 200.6504 | 186.5333 | 0 | 0 | 0 | 0 | 41.5115 | 77.5956 | 74.0193 | 71.5852 | 0 | 0 | 0 | 0 | 0 | 8.2413 | 10.5176 | 4.237 | 0 | 0 | 0 | 0 | 194.4629 | 178.6256 | 176.1692 | 210.7683 | 0.37881 | 0.38565 | 0.38202 | 0.38151 | 73.6651 | 68.8871 | 67.301 | 80.4097
11 | 5 | 24 | 400.7573 | 409.6907 | 421.1424 | 430.8328 | 0 | 0 | 0 | 0 | 187.4862 | 169.4481 | 167.3901 | 170.3556 | 0 | 0 | 0 | 0 | 42.2698 | 70.2069 | 66.5528 | 64.0578 | 0 | 0 | 0 | 0 | 0 | 15.5561 | 17.9959 | -0.15921 | 0 | 0 | 0 | 0 | 171.0013 | 154.4796 | 169.2036 | 196.5787 | 0.37303 | 0.37589 | 0.37336 | 0.37439 | 63.7883 | 58.067 | 63.1747 | 73.5973
11 | 6 | 1 | 374.3493 | 381.0591 | 389.8753 | 397.1691 | 0 | 0 | 0 | 0 | 177.1689 | 157.0377 | 152.9987 | 148.1793 | 0 | 0 | 0 | 0 | 46.3621 | 62.8681 | 59.1327 | 56.5892 | 0 | 0 | 0 | 0 | 0 | 11.1518 | 12.5065 | 2.3096 | 0 | 0 | 0 | 0 | 150.8182 | 150.0016 | 165.2374 | 190.0911 | 0.3688 | 0.37024 | 0.36683 | 0.36949 | 55.6222 | 55.5366 | 60.6146 | 70.2373
11 | 6 | 2 | 359.0988 | 363.8684 | 370.4744 | 375.818 | 0 | 0 | 0 | 0 | 122.5935 | 164.0081 | 144.9389 | 123.5298 | 0 | 0 | 0 | 0 | 49.3626 | 59.8589 | 55.7779 | 52.9327 | 0 | 0 | 0 | 0 | 0 | 20.2941 | 16.4121 | -0.89772 | 0 | 0 | 0 | 0 | 187.1426 | 119.7073 | 153.3454 | 200.2532 | 0.36982 | 0.36893 | 0.36693 | 0.36762 | 69.2088 | 44.1631 | 56.2677 | 73.6174
11 | 6 | 3 | 351.3035 | 354.4419 | 359.2317 | 362.9936 | 0 | 0 | 0 | 0 | 102.2008 | 127.1544 | 118.2928 | 102.3876 | 0 | 0 | 0 | 0 | 51.5663 | 52.1528 | 47.7897 | 44.6953 | 0 | 0 | 0 | 0 | 0 | 2.4302 | -0.94388 | 0.3255 | 0 | 0 | 0 | 0 | 197.5363 | 172.7045 | 194.0931 | 215.5852 | 0.37 | 0.37041 | 0.36674 | 0.36591 | 73.0887 | 63.9716 | 71.1825 | 78.8849
11 | 6 | 4 | 348.1432 | 349.9077 | 353.1668 | 355.5739 | 0 | 0 | 0 | 0 | 93.6659 | 132.5094 | 119.995 | 101.8672 | 0 | 0 | 0 | 0 | 52.6972 | 48.8372 | 43.8221 | 40.1271 | 0 | 0 | 0 | 0 | 0 | 0.81265 | -0.0057147 | -0.020665 | 0 | 0 | 0 | 0 | 201.7801 | 167.7484 | 189.3553 | 213.6002 | 0.37047 | 0.36757 | 0.36593 | 0.36392 | 74.7543 | 61.6589 | 69.2907 | 77.7342
11 | 6 | 5 | 358.3404 | 358.7002 | 360.4467 | 361.498 | 0 | 0 | 0 | 0 | 134.8016 | 164.995 | 149.4443 | 105.3118 | 0 | 0 | 0 | 0 | 55.1292 | 53.1973 | 47.8347 | 43.8284 | 0 | 0 | 0 | 0 | 0 | 11.8386 | -2.7017 | 6.5669 | 0 | 0 | 0 | 0 | 168.4097 | 128.6693 | 165.8694 | 205.7909 | 0.3683 | 0.36546 | 0.36536 | 0.36382 | 62.0247 | 47.023 | 60.6018 | 74.8713
11 | 6 | 6 | 389.5121 | 388.742 | 389.4164 | 389.5431 | 0 | 0 | 0 | 0 | 185.5353 | 175.8798 | 167.4696 | 152.1562 | 0 | 0 | 0 | 0 | 58.3422 | 51.689 | 45.9533 | 41.6054 | 0 | 0 | 0 | 0 | 0 | 13.1349 | 12.2218 | -4.8832 | 0 | 0 | 0 | 0 | 145.6346 | 148.0384 | 163.7717 | 200.6647 | 0.3671 | 0.37164 | 0.36654 | 0.36504 | 53.4627 | 55.0164 | 60.0286 | 73.2514
11 | 6 | 7 | 433.7156 | 432.7754 | 433.6376 | 434.1216 | 0 | 0 | 0 | 0 | 204.5904 | 148.404 | 139.6965 | 136.5864 | 0 | 0 | 0 | 0 | 86.4086 | 66.0102 | 60.6959 | 56.6217 | 0 | 0 | 0 | 0 | 0 | 14.3945 | 20.0928 | 9.4199 | 0 | 0 | 0 | 0 | 142.7166 | 203.9667 | 213.1524 | 231.4936 | 0.37421 | 0.37971 | 0.37449 | 0.37153 | 53.4057 | 77.449 | 79.8229 | 86.0066
11 | 6 | 8 | 466.2797 | 465.5413 | 467.1391 | 468.6986 | 0 | 0 | 0 | 0 | 186.35 | 102.4402 | 100.508 | 92.3296 | 0 | 0 | 0 | 0 | 182.4817 | 223.0213 | 232.2253 | 240.7268 | 0 | 0 | 0 | 0 | 0 | -8.8816 | -3.3613 | -2.883 | 0 | 0 | 0 | 0 | 97.4481 | 148.9614 | 137.767 | 138.5251 | 0.37146 | 0.3818 | 0.38331 | 0.37768 | 36.1984 | 56.8738 | 52.8077 | 52.3184
11 | 6 | 9 | 482.4432 | 482.5493 | 485.5093 | 488.6967 | 0 | 0 | 0 | 0 | 136.3003 | 93.4294 | 93.1577 | 88.6209 | 0 | 0 | 0 | 0 | 248.0668 | 339.5523 | 365.7097 | 389.1198 | 0 | 0 | 0 | 0 | 0 | -2.6741 | 0.54627 | -5.0258 | 0 | 0 | 0 | 0 | 98.0762 | 52.2417 | 26.0957 | 15.9818 | 0.37123 | 0.22113 | 0.22 | 0.23066 | 36.4088 | 11.5524 | 5.7412 | 3.6863
11 | 6 | 10 | 488.1385 | 488.1676 | 491.0278 | 494.0747 | 0 | 0 | 0 | 0 | 84.59 | 75.915 | 79.0408 | 91.8009 | 0 | 0 | 0 | 0 | 276.8873 | 398.2742 | 439.5549 | 476.4611 | 0 | 0 | 0 | 0 | 0 | -10.6646 | -12.2222 | -13.1923 | 0 | 0 | 0 | 0 | 126.6612 | 24.643 | -15.3457 | -60.9951 | 0.3751 | 0.22969 | 0.22687 | 0.23713 | 47.511 | 5.6602 | -3.4815 | -14.4637
11 | 6 | 11 | 497.6762 | 497.8616 | 500.6795 | 503.3739 | 0 | 0 | 0 | 0 | 89.7122 | 81.9228 | 80.3053 | 71.435 | 0 | 0 | 0 | 0 | 290.1912 | 428.8232 | 479.3557 | 524.5391 | 0 | 0 | 0 | 0 | 0 | -11.4524 | -24.4942 | -15.9223 | 0 | 0 | 0 | 0 | 117.7727 | -1.432 | -34.4873 | -76.678 | 0.37749 | 0.2322 | 0.2322 | 0 | 44.458 | -0.3325 | -8.008 | 0
11 | 6 | 12 | 501.633 | 502.0945 | 505.0442 | 507.6236 | 0 | 0 | 0 | 0 | 85.6031 | 74.1013 | 72.6571 | 71.435 | 0 | 0 | 0 | 0 | 298.913 | 445.2031 | 499.6729 | 548.3717 | 0 | 0 | 0 | 0 | 0 | -28.0672 | -28.0036 | -28.8516 | 0 | 0 | 0 | 0 | 117.117 | 10.8573 | -39.2822 | -83.3315 | 0.38446 | 0.2322 | 0.2322 | 0 | 45.0267 | 2.5211 | -9.1214 | 0
11 | 6 | 13 | 503.2488 | 504.9196 | 509.1467 | 512.7795 | 0 | 0 | 0 | 0 | 84.8248 | 75.9459 | 80.2605 | 71.435 | 0 | 0 | 0 | 0 | 294.4096 | 442.6182 | 497.536 | 546.6794 | 0 | 0 | 0 | 0 | 0 | -26.7371 | -27.9935 | -30.0626 | 0 | 0 | 0 | 0 | 124.0144 | 13.0926 | -40.6563 | -75.2722 | 0.38397 | 0.2322 | 0.2322 | 0 | 47.6184 | 3.0401 | -9.4404 | 0
11 | 6 | 14 | 510.0802 | 512.7251 | 518.0812 | 522.7389 | 0 | 0 | 0 | 0 | 83.989 | 81.8723 | 72.6571 | 71.435 | 0 | 0 | 0 | 0 | 282.111 | 428.7815 | 480.3783 | 526.5691 | 0 | 0 | 0 | 0 | 0 | -28.7902 | -27.1441 | -25.8828 | 0 | 0 | 0 | 0 | 143.9802 | 30.8615 | -7.8101 | -49.3824 | 0.38397 | 0.2322 | 0.2322 | 0 | 55.2848 | 7.1661 | -1.8135 | 0
11 | 6 | 15 | 505.2146 | 508.4502 | 514.4139 | 519.5844 | 0 | 0 | 0 | 0 | 91.1188 | 74.1013 | 72.6571 | 71.435 | 0 | 0 | 0 | 0 | 248.5383 | 376.9978 | 418.9805 | 456.6559 | 0 | 0 | 0 | 0 | 0 | -17.058 | -17.7612 | -22.5686 | 0 | 0 | 0 | 0 | 165.5575 | 74.4091 | 40.5375 | 14.0621 | 0.38285 | 0.2322 | 0.2322 | 0 | 63.3835 | 17.2778 | 9.4129 | 0
11 | 6 | 16 | 502.1064 | 507.383 | 515.5969 | 522.7768 | 0 | 0 | 0 | 0 | 110.7875 | 87.5053 | 91.4148 | 102.1735 | 0 | 0 | 0 | 0 | 183.9416 | 271.2348 | 294.2324 | 315.0787 | 0 | 0 | 0 | 0 | 0 | -4.4878 | -4.4199 | 2.0999 | 0 | 0 | 0 | 0 | 207.3773 | 153.1307 | 134.3697 | 103.4246 | 0.36639 | 0.37183 | 0.37526 | 0.38586 | 75.9809 | 56.9383 | 50.4232 | 39.9079
11 | 6 | 17 | 504.5988 | 511.1106 | 520.6569 | 528.9637 | 0 | 0 | 0 | 0 | 182.0318 | 123.8234 | 118.9101 | 138.3848 | 0 | 0 | 0 | 0 | 98.7376 | 125.5278 | 128.5907 | 131.9757 | 0 | 0 | 0 | 0 | 0 | -4.2141 | -0.73515 | 0.95356 | 0 | 0 | 0 | 0 | 223.8294 | 265.9735 | 273.8913 | 257.6496 | 0.37929 | 0.39223 | 0.38711 | 0.38707 | 84.8955 | 104.3227 | 106.0262 | 99.7293
11 | 6 | 18 | 548.8589 | 558.7881 | 572.2748 | 584.0166 | 0 | 0 | 0 | 0 | 201.3602 | 159.6429 | 155.1726 | 175.0603 | 0 | 0 | 0 | 0 | 59.7943 | 44.4813 | 43.0315 | 42.6496 | 0 | 0 | 0 | 0 | 0 | -2.1466 | 0.55513 | 5.1179 | 0 | 0 | 0 | 0 | 287.7044 | 356.8105 | 373.5156 | 361.1888 | 0.38908 | 0.39443 | 0.3893 | 0.38442 | 111.9412 | 140.7374 | 145.4115 | 138.8481
11 | 6 | 19 | 552.6924 | 564.5621 | 580.1835 | 593.7856 | 0 | 0 | 0 | 0 | 200.6189 | 180.2849 | 177.9089 | 184.2431 | 0 | 0 | 0 | 0 | 61.046 | 55.841 | 53.1954 | 51.6894 | 0 | 0 | 0 | 0 | 0 | -1.3361 | 3.987 | 32.3961 | 0 | 0 | 0 | 0 | 291.0274 | 329.7723 | 345.0922 | 325.457 | 0.39237 | 0.3967 | 0.39262 | 0.38839 | 114.1916 | 130.8206 | 135.4894 | 126.4059
11 | 6 | 20 | 538.7895 | 550.9985 | 566.8554 | 580.5811 | 0 | 0 | 0 | 0 | 218.0892 | 175.7795 | 182.6343 | 200.99 | 0 | 0 | 0 | 0 | 60.6361 | 72.4524 | 68.4284 | 65.6189 | 0 | 0 | 0 | 0 | 0 | -2.0282 | 0.85365 | 8.2226 | 0 | 0 | 0 | 0 | 260.0642 | 304.7948 | 314.9391 | 305.7496 | 0.3924 | 0.39622 | 0.39194 | 0.38777 | 102.05 | 120.7671 | 123.438 | 118.561
11 | 6 | 21 | 517.0548 | 528.9775 | 544.3314 | 557.5155 | 0 | 0 | 0 | 0 | 224.2221 | 181.7773 | 188.6721 | 206.9575 | 0 | 0 | 0 | 0 | 66.983 | 77.9871 | 73.488 | 70.247 | 0 | 0 | 0 | 0 | 0 | 2.3022 | 2.0661 | 22.3691 | 0 | 0 | 0 | 0 | 225.8498 | 266.9109 | 280.1052 | 257.9418 | 0.39025 | 0.39436 | 0.39015 | 0.38582 | 88.1369 | 105.2596 | 109.2833 | 99.519
11 | 6 | 22 | 475.6241 | 486.9057 | 501.3459 | 513.7172 | 0 | 0 | 0 | 0 | 216.047 | 193.2325 | 195.4454 | 205.1192 | 0 | 0 | 0 | 0 | 76.3333 | 82.6561 | 78.7663 | 76.127 | 0 | 0 | 0 | 0 | 0 | 2.2853 | 2.4718 | 7.7678 | 0 | 0 | 0 | 0 | 183.2438 | 208.7319 | 224.6623 | 224.7032 | 0.38615 | 0.39118 | 0.3871 | 0.38217 | 70.7587 | 81.6515 | 86.9678 | 85.8743
11 | 6 | 23 | 433.2478 | 443.9777 | 457.6001 | 469.2471 | 0 | 0 | 0 | 0 | 200.7768 | 183.1321 | 200.6504 | 186.5333 | 0 | 0 | 0 | 0 | 84.1526 | 92.7074 | 88.0639 | 84.7516 | 0 | 0 | 0 | 0 | 0 | 8.2413 | 10.5176 | 4.237 | 0 | 0 | 0 | 0 | 148.3185 | 159.8969 | 158.3682 | 193.7252 | 0.37881 | 0.38565 | 0.38202 | 0.38151 | 56.185 | 61.6644 | 60.5006 | 73.9076
11 | 6 | 24 | 393.733 | 402.4386 | 413.6106 | 423.06 | 0 | 0 | 0 | 0 | 187.4862 | 169.4481 | 167.3901 | 170.3556 | 0 | 0 | 0 | 0 | 91.0745 | 106.8996 | 100.9951 | 96.5257 | 0 | 0 | 0 | 0 | 0 | 15.5561 | 17.9959 | -0.15921 | 0 | 0 | 0 | 0 | 115.1723 | 110.5348 | 127.2294 | 156.3379 | 0.37303 | 0.37589 | 0.37336 | 0.37439 | 42.9625 | 41.5487 | 47.503 | 58.5315
11 | 7 | 1 | 371.3237 | 377.9354 | 386.6311 | 393.8211 | 0 | 0 | 0 | 0 | 177.1689 | 157.0377 | 152.9987 | 148.1793 | 0 | 0 | 0 | 0 | 99.5297 | 117.2012 | 110.9332 | 106.1597 | 0 | 0 | 0 | 0 | 0 | 11.1518 | 12.5065 | 2.3096 | 0 | 0 | 0 | 0 | 94.6251 | 92.5448 | 110.1926 | 137.1726 | 0.3688 | 0.37024 | 0.36683 | 0.36949 | 34.898 | 34.2638 | 40.4224 | 50.6843
11 | 7 | 2 | 355.5955 | 360.2514 | 366.718 | 371.9413 | 0 | 0 | 0 | 0 | 122.5935 | 164.0081 | 144.9389 | 123.5298 | 0 | 0 | 0 | 0 | 112.397 | 127.2047 | 120.2861 | 114.979 | 0 | 0 | 0 | 0 | 0 | 20.2941 | 16.4121 | -0.89772 | 0 | 0 | 0 | 0 | 120.6049 | 48.7446 | 85.0808 | 134.3303 | 0.36982 | 0.36893 | 0.36693 | 0.36762 | 44.6019 | 17.9832 | 31.219 | 49.3827
11 | 7 | 3 | 347.6409 | 350.6606 | 355.3045 | 358.9407 | 0 | 0 | 0 | 0 | 102.2008 | 127.1544 | 118.2928 | 102.3876 | 0 | 0 | 0 | 0 | 120.6827 | 130.0471 | 122.8015 | 117.2329 | 0 | 0 | 0 | 0 | 0 | 2.4302 | -0.94388 | 0.3255 | 0 | 0 | 0 | 0 | 124.7574 | 91.0289 | 115.1541 | 138.9947 | 0.37 | 0.37041 | 0.36674 | 0.36591 | 46.1604 | 33.7181 | 42.2321 | 50.8596
11 | 7 | 4 | 346.4977 | 348.2089 | 351.4024 | 353.753 | 0 | 0 | 0 | 0 | 93.6659 | 132.5094 | 119.995 | 101.8672 | 0 | 0 | 0 | 0 | 116.7344 | 127.6358 | 120.1312 | 114.3235 | 0 | 0 | 0 | 0 | 0 | 0.81265 | -0.0057147 | -0.020665 | 0 | 0 | 0 | 0 | 136.0974 | 87.251 | 111.2818 | 137.583 | 0.37047 | 0.36757 | 0.36593 | 0.36392 | 50.4206 | 32.0706 | 40.7213 | 50.0697
11 | 7 | 5 | 355.2971 | 355.5582 | 357.1835 | 358.1305 | 0 | 0 | 0 | 0 | 134.8016 | 164.995 | 149.4443 | 105.3118 | 0 | 0 | 0 | 0 | 111.856 | 130.1372 | 122.226 | 116.0529 | 0 | 0 | 0 | 0 | 0 | 11.8386 | -2.7017 | 6.5669 | 0 | 0 | 0 | 0 | 108.6395 | 48.5875 | 88.2149 | 130.1988 | 0.3683 | 0.36546 | 0.36536 | 0.36382 | 40.0116 | 17.7566 | 32.2301 | 47.3692
11 | 7 | 6 | 388.4505 | 387.646 | 388.2781 | 388.3683 | 0 | 0 | 0 | 0 | 185.5353 | 175.8798 | 167.4696 | 152.1562 | 0 | 0 | 0 | 0 | 107.2503 | 132.9862 | 125.6081 | 119.9513 | 0 | 0 | 0 | 0 | 0 | 13.1349 | 12.2218 | -4.8832 | 0 | 0 | 0 | 0 | 95.6649 | 65.645 | 82.9786 | 121.1441 | 0.3671 | 0.37164 | 0.36654 | 0.36504 | 35.1188 | 24.396 | 30.4148 | 44.2229
11 | 7 | 7 | 432.4417 | 431.4602 | 432.2717 | 432.712 | 0 | 0 | 0 | 0 | 204.5904 | 148.404 | 139.6965 | 136.5864 | 0 | 0 | 0 | 0 | 121.9695 | 150.5254 | 144.4578 | 139.9136 | 0 | 0 | 0 | 0 | 0 | 14.3945 | 20.0928 | 9.4199 | 0 | 0 | 0 | 0 | 105.8818 | 118.1362 | 128.0245 | 146.7921 | 0.37421 | 0.37971 | 0.37449 | 0.37153 | 39.6218 | 44.858 | 47.9436 | 54.5375
11 | 7 | 8 | 463.2011 | 462.3628 | 463.838 | 465.2918 | 0 | 0 | 0 | 0 | 186.35 | 102.4402 | 100.508 | 92.3296 | 0 | 0 | 0 | 0 | 207.9374 | 302.8819 | 311.7717 | 320.2371 | 0 | 0 | 0 | 0 | 0 | -8.8816 | -3.3613 | -2.883 | 0 | 0 | 0 | 0 | 68.9137 | 65.9223 | 54.9195 | 55.608 | 0.37146 | 0.3818 | 0.38331 | 0.37768 | 25.5989 | 25.1693 | 21.0513 | 21.0021
11 | 7 | 9 | 477.0467 | 476.9778 | 479.7229 | 482.7251 | 0 | 0 | 0 | 0 | 136.3003 | 93.4294 | 93.1577 | 88.6209 | 0 | 0 | 0 | 0 | 265.154 | 416.3102 | 441.5349 | 464.2645 | 0 | 0 | 0 | 0 | 0 | -2.6741 | 0.54627 | -5.0258 | 0 | 0 | 0 | 0 | 75.5924 | -30.0877 | -55.5159 | -65.1345 | 0.37123 | 0.22113 | 0.22 | 0.23066 | 28.0621 | -6.6534 | -12.2137 | -15.0236
11 | 7 | 10 | 489.4124 | 489.4828 | 492.3938 | 495.4843 | 0 | 0 | 0 | 0 | 84.59 | 75.915 | 79.0408 | 91.8009 | 0 | 0 | 0 | 0 | 280.7659 | 474.7664 | 514.8115 | 550.6681 | 0 | 0 | 0 | 0 | 0 | -10.6646 | -12.2222 | -13.1923 | 0 | 0 | 0 | 0 | 124.0565 | -50.534 | -89.2363 | -133.7923 | 0.3751 | 0.22969 | 0.22687 | 0.23713 | 46.534 | -11.607 | -20.2455 | -31.7261
11 | 7 | 11 | 499.1625 | 499.3961 | 502.2731 | 505.0185 | 0 | 0 | 0 | 0 | 89.7122 | 81.9228 | 80.3053 | 71.435 | 0 | 0 | 0 | 0 | 291.1396 | 510.3048 | 560.1932 | 604.8212 | 0 | 0 | 0 | 0 | 0 | -11.4524 | -24.4942 | -15.9223 | 0 | 0 | 0 | 0 | 118.3106 | -81.3791 | -113.7312 | -155.3154 | 0.37749 | 0.2322 | 0.2322 | 0 | 44.6611 | -18.8963 | -26.4085 | 0
11 | 7 | 12 | 503.19 | 503.702 | 506.7137 | 509.3466 | 0 | 0 | 0 | 0 | 85.6031 | 74.1013 | 72.6571 | 71.435 | 0 | 0 | 0 | 0 | 296.9009 | 523.5567 | 576.5326 | 623.889 | 0 | 0 | 0 | 0 | 0 | -28.0672 | -28.0036 | -28.8516 | 0 | 0 | 0 | 0 | 120.6861 | -65.8887 | -114.4724 | -157.1258 | 0.38446 | 0.2322 | 0.2322 | 0 | 46.3989 | -15.2994 | -26.5806 | 0
11 | 7 | 13 | 505.5312 | 507.276 | 511.5941 | 515.3052 | 0 | 0 | 0 | 0 | 84.8248 | 75.9459 | 80.2605 | 71.435 | 0 | 0 | 0 | 0 | 290.3543 | 513.434 | 567.472 | 615.836 | 0 | 0 | 0 | 0 | 0 | -26.7371 | -27.9935 | -30.0626 | 0 | 0 | 0 | 0 | 130.3522 | -55.3667 | -108.1449 | -141.9032 | 0.38397 | 0.2322 | 0.2322 | 0 | 50.052 | -12.8562 | -25.1114 | 0
11 | 7 | 14 | 509.921 | 512.5607 | 517.9105 | 522.5627 | 0 | 0 | 0 | 0 | 83.989 | 81.8723 | 72.6571 | 71.435 | 0 | 0 | 0 | 0 | 274.7517 | 489.6974 | 540.2029 | 585.4471 | 0 | 0 | 0 | 0 | 0 | -28.7902 | -27.1441 | -25.8828 | 0 | 0 | 0 | 0 | 151.1803 | -30.2188 | -67.8054 | -108.4366 | 0.38397 | 0.2322 | 0.2322 | 0 | 58.0494 | -7.0168 | -15.7445 | 0
11 | 7 | 15 | 507.6209 | 510.9346 | 516.9941 | 522.2472 | 0 | 0 | 0 | 0 | 91.1188 | 74.1013 | 72.6571 | 71.435 | 0 | 0 | 0 | 0 | 243.2249 | 441.7993 | 482.2367 | 518.491 | 0 | 0 | 0 | 0 | 0 | -17.058 | -17.7612 | -22.5686 | 0 | 0 | 0 | 0 | 173.2772 | 12.0919 | -20.1385 | -45.1103 | 0.38285 | 0.2322 | 0.2322 | 0 | 66.339 | 2.8078 | -4.6762 | 0
11 | 7 | 16 | 501.9295 | 507.2003 | 515.4072 | 522.581 | 0 | 0 | 0 | 0 | 110.7875 | 87.5053 | 91.4148 | 102.1735 | 0 | 0 | 0 | 0 | 172.2321 | 336.1087 | 358.0794 | 377.9688 | 0 | 0 | 0 | 0 | 0 | -4.4878 | -4.4199 | 2.0999 | 0 | 0 | 0 | 0 | 218.9099 | 88.0742 | 70.3329 | 40.3388 | 0.36639 | 0.37183 | 0.37526 | 0.38586 | 80.2063 | 32.7484 | 26.393 | 15.5653
11 | 7 | 17 | 508.456 | 515.0929 | 524.7928 | 533.2319 | 0 | 0 | 0 | 0 | 182.0318 | 123.8234 | 118.9101 | 138.3848 | 0 | 0 | 0 | 0 | 77.6893 | 194.905 | 196.5858 | 198.6352 | 0 | 0 | 0 | 0 | 0 | -4.2141 | -0.73515 | 0.95356 | 0 | 0 | 0 | 0 | 248.7349 | 200.5785 | 210.0321 | 195.2583 | 0.37929 | 0.39223 | 0.38711 | 0.38707 | 94.3418 | 78.6729 | 81.3056 | 75.5793
11 | 7 | 18 | 550.6459 | 560.6331 | 574.191 | 585.9941 | 0 | 0 | 0 | 0 | 201.3602 | 159.6429 | 155.1726 | 175.0603 | 0 | 0 | 0 | 0 | 37.3029 | 121.2466 | 118.252 | 116.3084 | 0 | 0 | 0 | 0 | 0 | -2.1466 | 0.55513 | 5.1179 | 0 | 0 | 0 | 0 | 311.9828 | 281.8901 | 300.2112 | 289.5075 | 0.38908 | 0.39443 | 0.3893 | 0.38442 | 121.3875 | 111.1865 | 116.8737 | 111.2924
11 | 7 | 19 | 553.5063 | 565.4024 | 581.0562 | 594.6863 | 0 | 0 | 0 | 0 | 200.6189 | 180.2849 | 177.9089 | 184.2431 | 0 | 0 | 0 | 0 | 37.0348 | 117.3278 | 114.358 | 112.4437 | 0 | 0 | 0 | 0 | 0 | -1.3361 | 3.987 | 32.3961 | 0 | 0 | 0 | 0 | 315.8526 | 269.1258 | 284.8023 | 265.6034 | 0.39237 | 0.3967 | 0.39262 | 0.38839 | 123.9323 | 106.7622 | 111.8185 | 103.159
11 | 7 | 20 | 540.435 | 552.6974 | 568.6198 | 582.4019 | 0 | 0 | 0 | 0 | 218.0892 | 175.7795 | 182.6343 | 200.99 | 0 | 0 | 0 | 0 | 37.013 | 111.937 | 108.9661 | 107.0537 | 0 | 0 | 0 | 0 | 0 | -2.0282 | 0.85365 | 8.2226 | 0 | 0 | 0 | 0 | 285.3328 | 267.0092 | 276.1658 | 266.1356 | 0.3924 | 0.39622 | 0.39194 | 0.38777 | 111.9654 | 105.7955 | 108.2411 | 103.1998
11 | 7 | 21 | 519.2665 | 531.2609 | 546.7029 | 559.9629 | 0 | 0 | 0 | 0 | 224.2221 | 181.7773 | 188.6721 | 206.9575 | 0 | 0 | 0 | 0 | 38.049 | 107.2533 | 104.1538 | 102.123 | 0 | 0 | 0 | 0 | 0 | 2.3022 | 2.0661 | 22.3691 | 0 | 0 | 0 | 0 | 256.9954 | 239.9281 | 251.8109 | 228.5132 | 0.39025 | 0.39436 | 0.39015 | 0.38582 | 100.2914 | 94.6186 | 98.2443 | 88.1649
11 | 7 | 22 | 484.5239 | 496.0942 | 510.8888 | 523.5654 | 0 | 0 | 0 | 0 | 216.047 | 193.2325 | 195.4454 | 205.1192 | 0 | 0 | 0 | 0 | 39.604 | 106.1306 | 102.8463 | 100.639 | 0 | 0 | 0 | 0 | 0 | 2.2853 | 2.4718 | 7.7678 | 0 | 0 | 0 | 0 | 228.873 | 194.4459 | 210.1252 | 210.0394 | 0.38615 | 0.39118 | 0.3871 | 0.38217 | 88.3782 | 76.0631 | 81.3404 | 80.2703
11 | 7 | 23 | 439.9183 | 450.8645 | 464.7525 | 476.6284 | 0 | 0 | 0 | 0 | 200.7768 | 183.1321 | 200.6504 | 186.5333 | 0 | 0 | 0 | 0 | 41.9852 | 109.3201 | 105.7539 | 103.2765 | 0 | 0 | 0 | 0 | 0 | 8.2413 | 10.5176 | 4.237 | 0 | 0 | 0 | 0 | 197.1563 | 150.1709 | 147.8306 | 182.5817 | 0.37881 | 0.38565 | 0.38202 | 0.38151 | 74.6854 | 57.9136 | 56.4749 | 69.6562
11 | 7 | 24 | 401.5889 | 410.5493 | 422.0341 | 431.753 | 0 | 0 | 0 | 0 | 187.4862 | 169.4481 | 167.3901 | 170.3556 | 0 | 0 | 0 | 0 | 44.8069 | 114.2157 | 110.3131 | 107.5152 | 0 | 0 | 0 | 0 | 0 | 15.5561 | 17.9959 | -0.15921 | 0 | 0 | 0 | 0 | 169.2958 | 111.3294 | 126.335 | 154.0415 | 0.37303 | 0.37589 | 0.37336 | 0.37439 | 63.1521 | 41.8473 | 47.169 | 57.6717
11 | 8 | 1 | 379.2504 | 386.1192 | 395.1305 | 402.5925 | 0 | 0 | 0 | 0 | 177.1689 | 157.0377 | 152.9987 | 148.1793 | 0 | 0 | 0 | 0 | 46.1182 | 120.6739 | 116.6131 | 113.666 | 0 | 0 | 0 | 0 | 0 | 11.1518 | 12.5065 | 2.3096 | 0 | 0 | 0 | 0 | 155.9633 | 97.2558 | 113.0121 | 138.4377 | 0.3688 | 0.37024 | 0.36683 | 0.36949 | 57.5197 | 36.008 | 41.4567 | 51.1517
11 | 8 | 2 | 362.8852 | 367.7776 | 374.5344 | 380.0079 | 0 | 0 | 0 | 0 | 122.5935 | 164.0081 | 144.9389 | 123.5298 | 0 | 0 | 0 | 0 | 46.6102 | 126.6291 | 122.5088 | 119.5056 | 0 | 0 | 0 | 0 | 0 | 20.2941 | 16.4121 | -0.89772 | 0 | 0 | 0 | 0 | 193.6815 | 56.8464 | 90.6746 | 137.8702 | 0.36982 | 0.36893 | 0.36693 | 0.36762 | 71.6269 | 20.9721 | 33.2716 | 50.6841
11 | 8 | 3 | 353.7983 | 357.0176 | 361.9067 | 365.7542 | 0 | 0 | 0 | 0 | 102.2008 | 127.1544 | 118.2928 | 102.3876 | 0 | 0 | 0 | 0 | 47.2627 | 129.7839 | 125.5857 | 122.5085 | 0 | 0 | 0 | 0 | 0 | 2.4302 | -0.94388 | 0.3255 | 0 | 0 | 0 | 0 | 204.3347 | 97.6492 | 118.9721 | 140.5327 | 0.37 | 0.37041 | 0.36674 | 0.36591 | 75.6041 | 36.1703 | 43.6323 | 51.4224
11 | 8 | 4 | 351.9473 | 353.8352 | 357.2457 | 359.7833 | 0 | 0 | 0 | 0 | 93.6659 | 132.5094 | 119.995 | 101.8672 | 0 | 0 | 0 | 0 | 47.908 | 129.864 | 125.5878 | 122.4371 | 0 | 0 | 0 | 0 | 0 | 0.81265 | -0.0057147 | -0.020665 | 0 | 0 | 0 | 0 | 210.3734 | 90.6491 | 111.6686 | 135.4997 | 0.37047 | 0.36757 | 0.36593 | 0.36392 | 77.9379 | 33.3197 | 40.8628 | 49.3116
11 | 8 | 5 | 361.7198 | 362.1892 | 364.0703 | 365.2376 | 0 | 0 | 0 | 0 | 134.8016 | 164.995 | 149.4443 | 105.3118 | 0 | 0 | 0 | 0 | 48.5951 | 127.5116 | 123.1563 | 119.928 | 0 | 0 | 0 | 0 | 0 | 11.8386 | -2.7017 | 6.5669 | 0 | 0 | 0 | 0 | 178.3232 | 57.8441 | 94.1714 | 133.4308 | 0.3683 | 0.36546 | 0.36536 | 0.36382 | 65.6758 | 21.1395 | 34.4063 | 48.5451
11 | 8 | 6 | 393.7409 | 393.1079 | 393.9507 | 394.2225 | 0 | 0 | 0 | 0 | 185.5353 | 175.8798 | 167.4696 | 152.1562 | 0 | 0 | 0 | 0 | 49.8335 | 128.6999 | 124.1978 | 120.8287 | 0 | 0 | 0 | 0 | 0 | 13.1349 | 12.2218 | -4.8832 | 0 | 0 | 0 | 0 | 158.3721 | 75.3933 | 90.0614 | 126.1207 | 0.3671 | 0.37164 | 0.36654 | 0.36504 | 58.1387 | 28.0188 | 33.011 | 46.0396
11 | 8 | 7 | 441.5185 | 440.8313 | 442.0042 | 442.756 | 0 | 0 | 0 | 0 | 204.5904 | 148.404 | 139.6965 | 136.5864 | 0 | 0 | 0 | 0 | 75.678 | 145.4123 | 140.104 | 135.8315 | 0 | 0 | 0 | 0 | 0 | 14.3945 | 20.0928 | 9.4199 | 0 | 0 | 0 | 0 | 161.2501 | 132.6205 | 142.1109 | 160.9181 | 0.37421 | 0.37971 | 0.37449 | 0.37153 | 60.3411 | 50.3579 | 53.2188 | 59.7857
11 | 8 | 8 | 474.9496 | 474.4922 | 476.4353 | 478.2922 | 0 | 0 | 0 | 0 | 186.35 | 102.4402 | 100.508 | 92.3296 | 0 | 0 | 0 | 0 | 164.854 | 284.66 | 290.3605 | 295.4665 | 0 | 0 | 0 | 0 | 0 | -8.8816 | -3.3613 | -2.883 | 0 | 0 | 0 | 0 | 123.7456 | 96.2736 | 88.928 | 93.3791 | 0.37146 | 0.3818 | 0.38331 | 0.37768 | 45.967 | 36.7575 | 34.0872 | 35.2676
11 | 8 | 9 | 488.0344 | 488.3218 | 491.5044 | 494.8836 | 0 | 0 | 0 | 0 | 136.3003 | 93.4294 | 93.1577 | 88.6209 | 0 | 0 | 0 | 0 | 234.1675 | 389.6769 | 410.8751 | 429.6042 | 0 | 0 | 0 | 0 | 0 | -2.6741 | 0.54627 | -5.0258 | 0 | 0 | 0 | 0 | 117.5666 | 7.8896 | -13.0746 | -18.3157 | 0.37123 | 0.22113 | 0.22 | 0.23066 | 43.6442 | 1.7447 | -2.8765 | -4.2246
11 | 8 | 10 | 497.8345 | 498.178 | 501.4244 | 504.8039 | 0 | 0 | 0 | 0 | 84.59 | 75.915 | 79.0408 | 91.8009 | 0 | 0 | 0 | 0 | 267.5535 | 447.2428 | 481.1216 | 511.1685 | 0 | 0 | 0 | 0 | 0 | -10.6646 | -12.2222 | -13.1923 | 0 | 0 | 0 | 0 | 145.691 | -14.3151 | -46.5158 | -84.9732 | 0.3751 | 0.22969 | 0.22687 | 0.23713 | 54.6491 | -3.288 | -10.5533 | -20.1496
11 | 8 | 11 | 507.1776 | 507.6712 | 510.8674 | 513.8878 | 0 | 0 | 0 | 0 | 89.7122 | 81.9228 | 80.3053 | 71.435 | 0 | 0 | 0 | 0 | 288.3879 | 485.6546 | 529.1517 | 567.8232 | 0 | 0 | 0 | 0 | 0 | -11.4524 | -24.4942 | -15.9223 | 0 | 0 | 0 | 0 | 129.0775 | -48.4538 | -74.0955 | -109.4481 | 0.37749 | 0.2322 | 0.2322 | 0 | 48.7255 | -11.251 | -17.2051 | 0
11 | 8 | 12 | 513.1692 | 514.0048 | 517.4138 | 520.3891 | 0 | 0 | 0 | 0 | 85.6031 | 74.1013 | 72.6571 | 71.435 | 0 | 0 | 0 | 0 | 296.1681 | 493.0874 | 540.8936 | 583.455 | 0 | 0 | 0 | 0 | 0 | -28.0672 | -28.0036 | -28.8516 | 0 | 0 | 0 | 0 | 131.398 | -25.1167 | -68.1332 | -105.6494 | 0.38446 | 0.2322 | 0.2322 | 0 | 50.5172 | -5.8321 | -15.8206 | 0
11 | 8 | 13 | 507.3537 | 509.1576 | 513.5482 | 517.3219 | 0 | 0 | 0 | 0 | 84.8248 | 75.9459 | 80.2605 | 71.435 | 0 | 0 | 0 | 0 | 288.6215 | 469.1395 | 516.8592 | 559.4316 | 0 | 0 | 0 | 0 | 0 | -26.7371 | -27.9935 | -30.0626 | 0 | 0 | 0 | 0 | 133.9075 | -9.1907 | -55.578 | -83.4822 | 0.38397 | 0.2322 | 0.2322 | 0 | 51.4171 | -2.1341 | -12.9053 | 0
11 | 8 | 14 | 505.7984 | 508.3044 | 513.49 | 518.0008 | 0 | 0 | 0 | 0 | 83.989 | 81.8723 | 72.6571 | 71.435 | 0 | 0 | 0 | 0 | 269.2283 | 431.0857 | 473.1707 | 510.7531 | 0 | 0 | 0 | 0 | 0 | -28.7902 | -27.1441 | -25.8828 | 0 | 0 | 0 | 0 | 152.5811 | 24.1366 | -5.1937 | -38.3045 | 0.38397 | 0.2322 | 0.2322 | 0 | 58.5873 | 5.6045 | -1.206 | 0
11 | 8 | 15 | 502.6136 | 505.765 | 511.625 | 516.7063 | 0 | 0 | 0 | 0 | 91.1188 | 74.1013 | 72.6571 | 71.435 | 0 | 0 | 0 | 0 | 219.8236 | 349.6049 | 377.8914 | 403.2342 | 0 | 0 | 0 | 0 | 0 | -17.058 | -17.7612 | -22.5686 | 0 | 0 | 0 | 0 | 191.6713 | 99.1167 | 78.8377 | 64.6057 | 0.38285 | 0.2322 | 0.2322 | 0 | 73.3811 | 23.015 | 18.3062 | 0
11 | 8 | 16 | 499.877 | 505.0813 | 513.2064 | 520.3099 | 0 | 0 | 0 | 0 | 110.7875 | 87.5053 | 91.4148 | 102.1735 | 0 | 0 | 0 | 0 | 149.2533 | 239.4903 | 253.4099 | 266.2032 | 0 | 0 | 0 | 0 | 0 | -4.4878 | -4.4199 | 2.0999 | 0 | 0 | 0 | 0 | 239.8362 | 182.5735 | 172.8017 | 149.8332 | 0.36639 | 0.37183 | 0.37526 | 0.38586 | 87.8735 | 67.8859 | 64.8451 | 57.8154
11 | 8 | 17 | 512.3485 | 519.1117 | 528.9666 | 537.5392 | 0 | 0 | 0 | 0 | 182.0318 | 123.8234 | 118.9101 | 138.3848 | 0 | 0 | 0 | 0 | 79.9756 | 147.5558 | 144.1894 | 141.7461 | 0 | 0 | 0 | 0 | 0 | -4.2141 | -0.73515 | 0.95356 | 0 | 0 | 0 | 0 | 250.3411 | 251.9466 | 266.6023 | 256.4548 | 0.37929 | 0.39223 | 0.38711 | 0.38707 | 94.9511 | 98.8209 | 103.2045 | 99.2668
11 | 8 | 18 | 553.9015 | 563.9943 | 577.6818 | 589.5966 | 0 | 0 | 0 | 0 | 201.3602 | 159.6429 | 155.1726 | 175.0603 | 0 | 0 | 0 | 0 | 73.5576 | 120.5538 | 113.1 | 107.0421 | 0 | 0 | 0 | 0 | 0 | -2.1466 | 0.55513 | 5.1179 | 0 | 0 | 0 | 0 | 278.9837 | 285.9442 | 308.8541 | 302.3763 | 0.38908 | 0.39443 | 0.3893 | 0.38442 | 108.5481 | 112.7855 | 120.2384 | 116.2394
11 | 8 | 19 | 554.4263 | 566.3523 | 582.0427 | 595.7044 | 0 | 0 | 0 | 0 | 200.6189 | 180.2849 | 177.9089 | 184.2431 | 0 | 0 | 0 | 0 | 88.8076 | 121.1919 | 112.2994 | 104.9141 | 0 | 0 | 0 | 0 | 0 | -1.3361 | 3.987 | 32.3961 | 0 | 0 | 0 | 0 | 264.9998 | 266.2116 | 287.8474 | 274.1511 | 0.39237 | 0.3967 | 0.39262 | 0.38839 | 103.979 | 105.6061 | 113.0141 | 106.4789
11 | 8 | 20 | 540.2758 | 552.533 | 568.449 | 582.2257 | 0 | 0 | 0 | 0 | 218.0892 | 175.7795 | 182.6343 | 200.99 | 0 | 0 | 0 | 0 | 99.2437 | 107.5011 | 96.8967 | 87.908 | 0 | 0 | 0 | 0 | 0 | -2.0282 | 0.85365 | 8.2226 | 0 | 0 | 0 | 0 | 222.9429 | 271.2806 | 288.0644 | 285.1052 | 0.3924 | 0.39622 | 0.39194 | 0.38777 | 87.4834 | 107.488 | 112.9047 | 110.5557
11 | 8 | 21 | 524.0438 | 536.1931 | 551.8253 | 565.2492 | 0 | 0 | 0 | 0 | 224.2221 | 181.7773 | 188.6721 | 206.9575 | 0 | 0 | 0 | 0 | 109.9112 | 97.8642 | 85.931 | 75.6973 | 0 | 0 | 0 | 0 | 0 | 2.3022 | 2.0661 | 22.3691 | 0 | 0 | 0 | 0 | 189.9105 | 254.2494 | 275.1561 | 260.2252 | 0.39025 | 0.39436 | 0.39015 | 0.38582 | 74.1118 | 100.2664 | 107.3524 | 100.4
11 | 8 | 22 | 492.6629 | 504.4971 | 519.6158 | 532.5718 | 0 | 0 | 0 | 0 | 216.047 | 193.2325 | 195.4454 | 205.1192 | 0 | 0 | 0 | 0 | 121.3178 | 105.406 | 92.0883 | 80.5554 | 0 | 0 | 0 | 0 | 0 | 2.2853 | 2.4718 | 7.7678 | 0 | 0 | 0 | 0 | 155.2982 | 203.5734 | 229.6103 | 239.1293 | 0.38615 | 0.39118 | 0.3871 | 0.38217 | 59.9677 | 79.6336 | 88.8832 | 91.3875
11 | 8 | 23 | 445.244 | 456.363 | 470.463 | 482.5217 | 0 | 0 | 0 | 0 | 200.7768 | 183.1321 | 200.6504 | 186.5333 | 0 | 0 | 0 | 0 | 129.3099 | 111.4932 | 97.2117 | 84.7695 | 0 | 0 | 0 | 0 | 0 | 8.2413 | 10.5176 | 4.237 | 0 | 0 | 0 | 0 | 115.1574 | 153.4963 | 162.0834 | 206.9819 | 0.37881 | 0.38565 | 0.38202 | 0.38151 | 43.6231 | 59.196 | 61.9198 | 78.9651
11 | 8 | 24 | 405.393 | 414.4768 | 426.1131 | 435.9625 | 0 | 0 | 0 | 0 | 187.4862 | 169.4481 | 167.3901 | 170.3556 | 0 | 0 | 0 | 0 | 135.5669 | 108.0741 | 93.0469 | 79.8949 | 0 | 0 | 0 | 0 | 0 | 15.5561 | 17.9959 | -0.15921 | 0 | 0 | 0 | 0 | 82.3399 | 121.3984 | 147.6802 | 185.8713 | 0.37303 | 0.37589 | 0.37336 | 0.37439 | 30.7151 | 45.6322 | 55.1386 | 69.5885
11 | 9 | 1 | 379.6219 | 386.5028 | 395.5289 | 403.0037 | 0 | 0 | 0 | 0 | 177.1689 | 157.0377 | 152.9987 | 148.1793 | 0 | 0 | 0 | 0 | 138.6043 | 107.6186 | 92.2546 | 78.7726 | 0 | 0 | 0 | 0 | 0 | 11.1518 | 12.5065 | 2.3096 | 0 | 0 | 0 | 0 | 63.8487 | 110.6947 | 137.769 | 173.7422 | 0.3688 | 0.37024 | 0.36683 | 0.36949 | 23.5476 | 40.9836 | 50.5383 | 64.1965
11 | 9 | 2 | 361.9297 | 366.7911 | 373.5099 | 378.9506 | 0 | 0 | 0 | 0 | 122.5935 | 164.0081 | 144.9389 | 123.5298 | 0 | 0 | 0 | 0 | 141.69 | 110.453 | 94.7273 | 80.885 | 0 | 0 | 0 | 0 | 0 | 20.2941 | 16.4121 | -0.89772 | 0 | 0 | 0 | 0 | 97.6462 | 72.036 | 117.4316 | 175.4336 | 0.36982 | 0.36893 | 0.36693 | 0.36762 | 36.1114 | 26.576 | 43.0896 | 64.4932
11 | 9 | 3 | 352.6659 | 355.8485 | 360.6925 | 364.5012 | 0 | 0 | 0 | 0 | 102.2008 | 127.1544 | 118.2928 | 102.3876 | 0 | 0 | 0 | 0 | 145.7767 | 113.7064 | 97.4907 | 83.1831 | 0 | 0 | 0 | 0 | 0 | 2.4302 | -0.94388 | 0.3255 | 0 | 0 | 0 | 0 | 104.6883 | 112.5575 | 145.8529 | 178.605 | 0.37 | 0.37041 | 0.36674 | 0.36591 | 38.7348 | 41.6925 | 53.4907 | 65.3534
11 | 9 | 4 | 349.5764 | 351.3874 | 354.7035 | 357.1598 | 0 | 0 | 0 | 0 | 93.6659 | 132.5094 | 119.995 | 101.8672 | 0 | 0 | 0 | 0 | 149.456 | 114.6631 | 98.0202 | 83.2966 | 0 | 0 | 0 | 0 | 0 | 0.81265 | -0.0057147 | -0.020665 | 0 | 0 | 0 | 0 | 106.4545 | 103.4022 | 136.694 | 172.0166 | 0.37047 | 0.36757 | 0.36593 | 0.36392 | 39.4386 | 38.0073 | 50.0203 | 62.6009
11 | 9 | 5 | 358.2696 | 358.6271 | 360.3708 | 361.4197 | 0 | 0 | 0 | 0 | 134.8016 | 164.995 | 149.4443 | 105.3118 | 0 | 0 | 0 | 0 | 137.071 | 104.9574 | 89.8197 | 76.507 | 0 | 0 | 0 | 0 | 0 | 11.8386 | -2.7017 | 6.5669 | 0 | 0 | 0 | 0 | 86.3971 | 76.8361 | 123.8085 | 173.034 | 0.3683 | 0.36546 | 0.36536 | 0.36382 | 31.8197 | 28.0803 | 45.2345 | 62.9536
11 | 9 | 6 | 387.9905 | 387.171 | 387.7848 | 387.8593 | 0 | 0 | 0 | 0 | 185.5353 | 175.8798 | 167.4696 | 152.1562 | 0 | 0 | 0 | 0 | 137.583 | 102.6132 | 87.4432 | 74.0768 | 0 | 0 | 0 | 0 | 0 | 13.1349 | 12.2218 | -4.8832 | 0 | 0 | 0 | 0 | 64.8721 | 95.5431 | 120.6502 | 166.5095 | 0.3671 | 0.37164 | 0.36654 | 0.36504 | 23.8147 | 35.5072 | 44.2229 | 60.7833
11 | 9 | 7 | 429.7876 | 428.7201 | 429.4259 | 429.7751 | 0 | 0 | 0 | 0 | 204.5904 | 148.404 | 139.6965 | 136.5864 | 0 | 0 | 0 | 0 | 140.3614 | 104.3133 | 89.9559 | 77.2761 | 0 | 0 | 0 | 0 | 0 | 14.3945 | 20.0928 | 9.4199 | 0 | 0 | 0 | 0 | 84.8358 | 161.6083 | 179.6807 | 206.4928 | 0.37421 | 0.37971 | 0.37449 | 0.37153 | 31.7463 | 61.3649 | 67.2882 | 76.718
11 | 9 | 8 | 458.1407 | 457.1383 | 458.412 | 459.6922 | 0 | 0 | 0 | 0 | 186.35 | 102.4402 | 100.508 | 92.3296 | 0 | 0 | 0 | 0 | 186.907 | 166.2085 | 158.1235 | 150.8827 | 0 | 0 | 0 | 0 | 0 | -8.8816 | -3.3613 | -2.883 | 0 | 0 | 0 | 0 | 84.8838 | 197.3713 | 203.1418 | 219.3629 | 0.37146 | 0.3818 | 0.38331 | 0.37768 | 31.5312 | 75.3568 | 77.8667 | 82.8493
11 | 9 | 9 | 470.5355 | 470.2554 | 472.7413 | 475.5201 | 0 | 0 | 0 | 0 | 136.3003 | 93.4294 | 93.1577 | 88.6209 | 0 | 0 | 0 | 0 | 220.1361 | 231.6401 | 233.293 | 234.5389 | 0 | 0 | 0 | 0 | 0 | -2.6741 | 0.54627 | -5.0258 | 0 | 0 | 0 | 0 | 114.099 | 147.8601 | 145.7443 | 157.3861 | 0.37123 | 0.22113 | 0.22 | 0.23066 | 42.3569 | 32.6968 | 32.0643 | 36.302
11 | 9 | 10 | 483.1666 | 483.0344 | 485.6967 | 488.573 | 0 | 0 | 0 | 0 | 84.59 | 75.915 | 79.0408 | 91.8009 | 0 | 0 | 0 | 0 | 248.8614 | 296.0253 | 306.4658 | 315.4215 | 0 | 0 | 0 | 0 | 0 | -10.6646 | -12.2222 | -13.1923 | 0 | 0 | 0 | 0 | 149.7151 | 121.7588 | 112.4123 | 94.5429 | 0.3751 | 0.22969 | 0.22687 | 0.23713 | 56.1586 | 27.9665 | 25.5035 | 22.4189
11 | 9 | 11 | 498.5786 | 498.7932 | 501.6471 | 504.3724 | 0 | 0 | 0 | 0 | 89.7122 | 81.9228 | 80.3053 | 71.435 | 0 | 0 | 0 | 0 | 283.8086 | 343.9803 | 366.5281 | 386.4702 | 0 | 0 | 0 | 0 | 0 | -11.4524 | -24.4942 | -15.9223 | 0 | 0 | 0 | 0 | 125.0577 | 84.3426 | 79.3079 | 62.3894 | 0.37749 | 0.2322 | 0.2322 | 0 | 47.2081 | 19.5844 | 18.4154 | 0
11 | 9 | 12 | 499.3682 | 499.7563 | 502.6158 | 505.1175 | 0 | 0 | 0 | 0 | 85.6031 | 74.1013 | 72.6571 | 71.435 | 0 | 0 | 0 | 0 | 315.4045 | 391.0282 | 417.959 | 441.686 | 0 | 0 | 0 | 0 | 0 | -28.0672 | -28.0036 | -28.8516 | 0 | 0 | 0 | 0 | 98.3607 | 62.694 | 40.0033 | 20.8481 | 0.38446 | 0.2322 | 0.2322 | 0 | 37.8157 | 14.5576 | 9.2888 | 0
11 | 9 | 13 | 496.6845 | 498.1424 | 502.1082 | 505.5158 | 0 | 0 | 0 | 0 | 84.8248 | 75.9459 | 80.2605 | 71.435 | 0 | 0 | 0 | 0 | 324.6906 | 397.9133 | 422.1083 | 443.3203 | 0 | 0 | 0 | 0 | 0 | -26.7371 | -27.9935 | -30.0626 | 0 | 0 | 0 | 0 | 87.1691 | 51.0203 | 27.7328 | 20.8231 | 0.38397 | 0.2322 | 0.2322 | 0 | 33.4707 | 11.8469 | 6.4396 | 0
11 | 9 | 14 | 494.7399 | 496.8873 | 501.6326 | 505.764 | 0 | 0 | 0 | 0 | 83.989 | 81.8723 | 72.6571 | 71.435 | 0 | 0 | 0 | 0 | 325.6401 | 384.0143 | 398.0887 | 410.205 | 0 | 0 | 0 | 0 | 0 | -28.7902 | -27.1441 | -25.8828 | 0 | 0 | 0 | 0 | 85.1109 | 59.7909 | 58.031 | 50.0067 | 0.38397 | 0.2322 | 0.2322 | 0 | 32.6804 | 13.8835 | 13.4749 | 0
11 | 9 | 15 | 489.9627 | 492.7038 | 498.0601 | 502.7074 | 0 | 0 | 0 | 0 | 91.1188 | 74.1013 | 72.6571 | 71.435 | 0 | 0 | 0 | 0 | 302.5308 | 323.4294 | 333.9412 | 343.2505 | 0 | 0 | 0 | 0 | 0 | -17.058 | -17.7612 | -22.5686 | 0 | 0 | 0 | 0 | 96.3132 | 112.2311 | 109.223 | 110.5905 | 0.38285 | 0.2322 | 0.2322 | 0 | 36.8734 | 26.0601 | 25.3617 | 0
11 | 9 | 16 | 483.1566 | 487.8187 | 495.278 | 501.8077 | 0 | 0 | 0 | 0 | 110.7875 | 87.5053 | 91.4148 | 102.1735 | 0 | 0 | 0 | 0 | 274.2043 | 262.9976 | 268.5279 | 273.7028 | 0 | 0 | 0 | 0 | 0 | -4.4878 | -4.4199 | 2.0999 | 0 | 0 | 0 | 0 | 98.1649 | 141.8036 | 139.7553 | 123.8315 | 0.36639 | 0.37183 | 0.37526 | 0.38586 | 35.9666 | 52.7266 | 52.4442 | 47.7822
11 | 9 | 17 | 486.2506 | 492.1674 | 500.9831 | 508.6603 | 0 | 0 | 0 | 0 | 182.0318 | 123.8234 | 118.9101 | 138.3848 | 0 | 0 | 0 | 0 | 215.0737 | 142.1696 | 138.6581 | 136.2996 | 0 | 0 | 0 | 0 | 0 | -4.2141 | -0.73515 | 0.95356 | 0 | 0 | 0 | 0 | 89.1451 | 230.3885 | 244.1501 | 233.0223 | 0.37929 | 0.39223 | 0.38711 | 0.38707 | 33.8115 | 90.3652 | 94.513 | 90.1968
11 | 9 | 18 | 528.3344 | 537.598 | 550.2675 | 561.305 | 0 | 0 | 0 | 0 | 201.3602 | 159.6429 | 155.1726 | 175.0603 | 0 | 0 | 0 | 0 | 198.2099 | 95.9693 | 90.1177 | 85.8689 | 0 | 0 | 0 | 0 | 0 | -2.1466 | 0.55513 | 5.1179 | 0 | 0 | 0 | 0 | 128.7643 | 284.1324 | 304.422 | 295.2579 | 0.38908 | 0.39443 | 0.3893 | 0.38442 | 50.1001 | 112.0709 | 118.513 | 113.503
11 | 9 | 19 | 527.2668 | 538.312 | 552.9209 | 565.6507 | 0 | 0 | 0 | 0 | 200.6189 | 180.2849 | 177.9089 | 184.2431 | 0 | 0 | 0 | 0 | 233.2677 | 103.9345 | 101.2144 | 100.0021 | 0 | 0 | 0 | 0 | 0 | -1.3361 | 3.987 | 32.3961 | 0 | 0 | 0 | 0 | 93.3801 | 255.4287 | 269.8107 | 249.0094 | 0.39237 | 0.3967 | 0.39262 | 0.38839 | 36.6399 | 101.3285 | 105.9325 | 96.714
11 | 9 | 20 | 509.2413 | 520.4921 | 535.1724 | 547.8842 | 0 | 0 | 0 | 0 | 218.0892 | 175.7795 | 182.6343 | 200.99 | 0 | 0 | 0 | 0 | 247.81 | 108.1493 | 106.3849 | 106.1562 | 0 | 0 | 0 | 0 | 0 | -2.0282 | 0.85365 | 8.2226 | 0 | 0 | 0 | 0 | 43.3421 | 238.5915 | 245.2996 | 232.5154 | 0.3924 | 0.39622 | 0.39194 | 0.38777 | 17.0076 | 94.5357 | 96.1434 | 90.1629
11 | 9 | 21 | 492.0893 | 503.2024 | 517.5621 | 529.8896 | 0 | 0 | 0 | 0 | 224.2221 | 181.7773 | 188.6721 | 206.9575 | 0 | 0 | 0 | 0 | 249.5172 | 117.658 | 113.7982 | 111.602 | 0 | 0 | 0 | 0 | 0 | 2.3022 | 2.0661 | 22.3691 | 0 | 0 | 0 | 0 | 18.35 | 201.4648 | 213.0257 | 188.9609 | 0.39025 | 0.39436 | 0.39015 | 0.38582 | 7.161 | 79.4501 | 83.1122 | 72.9048
11 | 9 | 22 | 470.3868 | 481.4986 | 495.7302 | 507.9219 | 0 | 0 | 0 | 0 | 216.047 | 193.2325 | 195.4454 | 205.1192 | 0 | 0 | 0 | 0 | 243.9015 | 123.7594 | 117.1135 | 112.2357 | 0 | 0 | 0 | 0 | 0 | 2.2853 | 2.4718 | 7.7678 | 0 | 0 | 0 | 0 | 10.4384 | 162.2215 | 180.6995 | 182.7991 | 0.38615 | 0.39118 | 0.3871 | 0.38217 | 4.0307 | 63.4576 | 69.9496 | 69.8599
11 | 9 | 23 | 441.723 | 452.7278 | 466.6876 | 478.6255 | 0 | 0 | 0 | 0 | 200.7768 | 183.1321 | 200.6504 | 186.5333 | 0 | 0 | 0 | 0 | 235.5058 | 126.9955 | 118.391 | 111.6032 | 0 | 0 | 0 | 0 | 0 | 8.2413 | 10.5176 | 4.237 | 0 | 0 | 0 | 0 | 5.4404 | 134.3588 | 137.1287 | 176.2519 | 0.37881 | 0.38565 | 0.38202 | 0.38151 | 2.0609 | 51.8156 | 52.3865 | 67.2414
11 | 9 | 24 | 403.0751 | 412.0837 | 423.6278 | 433.3977 | 0 | 0 | 0 | 0 | 187.4862 | 169.4481 | 167.3901 | 170.3556 | 0 | 0 | 0 | 0 | 241.7992 | 130.4914 | 120.7838 | 112.9353 | 0 | 0 | 0 | 0 | 0 | 15.5561 | 17.9959 | -0.15921 | 0 | 0 | 0 | 0 | -26.2102 | 96.5881 | 117.4579 | 150.266 | 0.37303 | 0.37589 | 0.37336 | 0.37439 | -9.7772 | 36.3063 | 43.8546 | 56.2582
11 | 10 | 1 | 378.8434 | 385.699 | 394.6941 | 402.1422 | 0 | 0 | 0 | 0 | 177.1689 | 157.0377 | 152.9987 | 148.1793 | 0 | 0 | 0 | 0 | 258.981 | 140.6835 | 129.8313 | 120.9011 | 0 | 0 | 0 | 0 | 0 | 11.1518 | 12.5065 | 2.3096 | 0 | 0 | 0 | 0 | -57.3065 | 76.8261 | 99.3576 | 130.7523 | 0.3688 | 0.37024 | 0.36683 | 0.36949 | -21.1348 | 28.4441 | 36.4477 | 48.312
11 | 10 | 2 | 357.4887 | 362.2061 | 368.748 | 374.0363 | 0 | 0 | 0 | 0 | 122.5935 | 164.0081 | 144.9389 | 123.5298 | 0 | 0 | 0 | 0 | 269.9768 | 151.3968 | 138.2885 | 127.152 | 0 | 0 | 0 | 0 | 0 | 20.2941 | 16.4121 | -0.89772 | 0 | 0 | 0 | 0 | -35.0816 | 26.5071 | 69.1084 | 124.2522 | 0.36982 | 0.36893 | 0.36693 | 0.36762 | -12.9738 | 9.7791 | 25.3582 | 45.6778
11 | 10 | 3 | 346.1016 | 349.0713 | 353.654 | 357.2374 | 0 | 0 | 0 | 0 | 102.2008 | 127.1544 | 118.2928 | 102.3876 | 0 | 0 | 0 | 0 | 281.2783 | 161.0811 | 146.8923 | 134.6783 | 0 | 0 | 0 | 0 | 0 | 2.4302 | -0.94388 | 0.3255 | 0 | 0 | 0 | 0 | -37.3776 | 58.4056 | 89.4128 | 119.846 | 0.37 | 0.37041 | 0.36674 | 0.36591 | -13.8297 | 21.6341 | 32.7916 | 43.8529
11 | 10 | 4 | 340.8181 | 342.345 | 345.3124 | 347.4682 | 0 | 0 | 0 | 0 | 93.6659 | 132.5094 | 119.995 | 101.8672 | 0 | 0 | 0 | 0 | 289.8356 | 170.5929 | 155.77 | 142.9415 | 0 | 0 | 0 | 0 | 0 | 0.81265 | -0.0057147 | -0.020665 | 0 | 0 | 0 | 0 | -42.6834 | 38.4301 | 69.5531 | 102.6802 | 0.37047 | 0.36757 | 0.36593 | 0.36392 | -15.8131 | 14.1257 | 25.4515 | 37.3678
11 | 10 | 5 | 343.3363 | 343.2095 | 344.3585 | 344.8951 | 0 | 0 | 0 | 0 | 134.8016 | 164.995 | 149.4443 | 105.3118 | 0 | 0 | 0 | 0 | 287.9948 | 172.6621 | 158.224 | 145.7168 | 0 | 0 | 0 | 0 | 0 | 11.8386 | -2.7017 | 6.5669 | 0 | 0 | 0 | 0 | -79.4601 | -6.2861 | 39.3919 | 87.2996 | 0.3683 | 0.36546 | 0.36536 | 0.36382 | -29.2649 | -2.2973 | 14.3922 | 31.7615
11 | 10 | 6 | 357.1506 | 355.3311 | 354.7169 | 353.7332 | 0 | 0 | 0 | 0 | 185.5353 | 175.8798 | 167.4696 | 152.1562 | 0 | 0 | 0 | 0 | 280.6291 | 178.4426 | 162.4604 | 148.4776 | 0 | 0 | 0 | 0 | 0 | 13.1349 | 12.2218 | -4.8832 | 0 | 0 | 0 | 0 | -109.0138 | -12.1262 | 12.565 | 57.9826 | 0.3671 | 0.37164 | 0.36654 | 0.36504 | -40.0192 | -4.5065 | 4.6056 | 21.1662
11 | 10 | 7 | 357.4919 | 354.0799 | 351.9068 | 349.7755 | 0 | 0 | 0 | 0 | 204.5904 | 148.404 | 139.6965 | 136.5864 | 0 | 0 | 0 | 0 | 291.3153 | 194.1109 | 178.9968 | 165.7818 | 0 | 0 | 0 | 0 | 0 | 14.3945 | 20.0928 | 9.4199 | 0 | 0 | 0 | 0 | -138.4139 | -2.8296 | 13.1207 | 37.9874 | 0.37421 | 0.37971 | 0.37449 | 0.37153 | -51.7956 | -1.0744 | 4.9136 | 14.1134
11 | 10 | 8 | 375.2996 | 371.6108 | 369.5858 | 368.0236 | 0 | 0 | 0 | 0 | 186.35 | 102.4402 | 100.508 | 92.3296 | 0 | 0 | 0 | 0 | 325.6061 | 254.6578 | 256.6802 | 258.8703 | 0 | 0 | 0 | 0 | 0 | -8.8816 | -3.3613 | -2.883 | 0 | 0 | 0 | 0 | -136.6565 | 23.3944 | 15.7588 | 19.7066 | 0.37146 | 0.3818 | 0.38331 | 0.37768 | -50.7629 | 8.932 | 6.0405 | 7.4428
11 | 10 | 9 | 399.8675 | 397.2958 | 396.9677 | 397.3217 | 0 | 0 | 0 | 0 | 136.3003 | 93.4294 | 93.1577 | 88.6209 | 0 | 0 | 0 | 0 | 328.255 | 294.9379 | 311.6803 | 326.8741 | 0 | 0 | 0 | 0 | 0 | -2.6741 | 0.54627 | -5.0258 | 0 | 0 | 0 | 0 | -64.6879 | 11.6026 | -8.4166 | -13.1475 | 0.37123 | 0.22113 | 0.22 | 0.23066 | -24.014 | 2.5657 | -1.8517 | -3.0325
11 | 10 | 10 | 418.479 | 416.2492 | 416.3356 | 416.9923 | 0 | 0 | 0 | 0 | 84.59 | 75.915 | 79.0408 | 91.8009 | 0 | 0 | 0 | 0 | 310.5922 | 304.3745 | 335.0718 | 362.9198 | 0 | 0 | 0 | 0 | 0 | -10.6646 | -12.2222 | -13.1923 | 0 | 0 | 0 | 0 | 23.2968 | 46.6243 | 14.4452 | -24.5361 | 0.3751 | 0.22969 | 0.22687 | 0.23713 | 8.7387 | 10.709 | 3.2773 | -5.8182
11 | 10 | 11 | 429.8923 | 427.8796 | 427.9983 | 428.3669 | 0 | 0 | 0 | 0 | 89.7122 | 81.9228 | 80.3053 | 71.435 | 0 | 0 | 0 | 0 | 320.7859 | 333.2748 | 371.3891 | 405.9015 | 0 | 0 | 0 | 0 | 0 | -11.4524 | -24.4942 | -15.9223 | 0 | 0 | 0 | 0 | 19.3941 | 24.1344 | 0.79805 | -33.0474 | 0.37749 | 0.2322 | 0.2322 | 0 | 7.3211 | 5.604 | 0.18531 | 0
11 | 10 | 12 | 432.929 | 431.1626 | 431.3765 | 431.5986 | 0 | 0 | 0 | 0 | 85.6031 | 74.1013 | 72.6571 | 71.435 | 0 | 0 | 0 | 0 | 318.7987 | 334.9391 | 374.7624 | 410.9304 | 0 | 0 | 0 | 0 | 0 | -28.0672 | -28.0036 | -28.8516 | 0 | 0 | 0 | 0 | 28.5272 | 50.1893 | 11.9605 | -21.9153 | 0.38446 | 0.2322 | 0.2322 | 0 | 10.9676 | 11.654 | 2.7773 | 0
11 | 10 | 13 | 431.2715 | 430.6082 | 431.9692 | 433.1324 | 0 | 0 | 0 | 0 | 84.8248 | 75.9459 | 80.2605 | 71.435 | 0 | 0 | 0 | 0 | 311.2289 | 328.7234 | 368.8217 | 405.3405 | 0 | 0 | 0 | 0 | 0 | -26.7371 | -27.9935 | -30.0626 | 0 | 0 | 0 | 0 | 35.2178 | 52.676 | 10.8805 | -13.5806 | 0.38397 | 0.2322 | 0.2322 | 0 | 13.5227 | 12.2314 | 2.5265 | 0
11 | 10 | 14 | 427.1152 | 427.0697 | 429.1222 | 430.9332 | 0 | 0 | 0 | 0 | 83.989 | 81.8723 | 72.6571 | 71.435 | 0 | 0 | 0 | 0 | 286.5916 | 298.833 | 336.944 | 371.7862 | 0 | 0 | 0 | 0 | 0 | -28.7902 | -27.1441 | -25.8828 | 0 | 0 | 0 | 0 | 56.5346 | 75.1546 | 46.6652 | 13.5947 | 0.38397 | 0.2322 | 0.2322 | 0 | 21.7079 | 17.451 | 10.8357 | 0
11 | 10 | 15 | 423.2227 | 423.7996 | 426.4983 | 428.8555 | 0 | 0 | 0 | 0 | 91.1188 | 74.1013 | 72.6571 | 71.435 | 0 | 0 | 0 | 0 | 266.4564 | 266.2772 | 295.9214 | 323.2021 | 0 | 0 | 0 | 0 | 0 | -17.058 | -17.7612 | -22.5686 | 0 | 0 | 0 | 0 | 65.6476 | 100.479 | 75.681 | 56.7871 | 0.38285 | 0.2322 | 0.2322 | 0 | 25.1331 | 23.3313 | 17.5732 | 0
11 | 10 | 16 | 423.1579 | 425.8743 | 430.9444 | 435.4155 | 0 | 0 | 0 | 0 | 110.7875 | 87.5053 | 91.4148 | 102.1735 | 0 | 0 | 0 | 0 | 226.7735 | 203.6239 | 219.8817 | 235.282 | 0 | 0 | 0 | 0 | 0 | -4.4878 | -4.4199 | 2.0999 | 0 | 0 | 0 | 0 | 85.5969 | 139.2329 | 124.0679 | 95.86 | 0.36639 | 0.37183 | 0.37526 | 0.38586 | 31.3618 | 51.7707 | 46.5574 | 36.989
11 | 10 | 17 | 437.788 | 442.1332 | 449.0192 | 455.0335 | 0 | 0 | 0 | 0 | 182.0318 | 123.8234 | 118.9101 | 138.3848 | 0 | 0 | 0 | 0 | 173.7946 | 119.6713 | 118.1046 | 117.6935 | 0 | 0 | 0 | 0 | 0 | -4.2141 | -0.73515 | 0.95356 | 0 | 0 | 0 | 0 | 81.9615 | 202.8527 | 212.7397 | 198.0017 | 0.37929 | 0.39223 | 0.38711 | 0.38707 | 31.0869 | 79.5648 | 82.3538 | 76.6412
11 | 10 | 18 | 484.6314 | 492.4778 | 503.407 | 512.945 | 0 | 0 | 0 | 0 | 201.3602 | 159.6429 | 155.1726 | 175.0603 | 0 | 0 | 0 | 0 | 171.2284 | 108.7728 | 105.3183 | 103.297 | 0 | 0 | 0 | 0 | 0 | -2.1466 | 0.55513 | 5.1179 | 0 | 0 | 0 | 0 | 112.0428 | 226.2087 | 242.3609 | 229.4698 | 0.38908 | 0.39443 | 0.3893 | 0.38442 | 43.594 | 89.2239 | 94.3523 | 88.2127
11 | 10 | 19 | 485.4569 | 495.1464 | 508.0904 | 519.3856 | 0 | 0 | 0 | 0 | 200.6189 | 180.2849 | 177.9089 | 184.2431 | 0 | 0 | 0 | 0 | 156.3601 | 108.8124 | 106.5456 | 105.6092 | 0 | 0 | 0 | 0 | 0 | -1.3361 | 3.987 | 32.3961 | 0 | 0 | 0 | 0 | 128.4779 | 207.3851 | 219.6489 | 197.1372 | 0.39237 | 0.3967 | 0.39262 | 0.38839 | 50.4114 | 82.2696 | 86.2381 | 76.5671
11 | 10 | 20 | 476.7737 | 486.9716 | 500.359 | 511.9568 | 0 | 0 | 0 | 0 | 218.0892 | 175.7795 | 182.6343 | 200.99 | 0 | 0 | 0 | 0 | 129.5311 | 103.6957 | 100.7233 | 99.0331 | 0 | 0 | 0 | 0 | 0 | -2.0282 | 0.85365 | 8.2226 | 0 | 0 | 0 | 0 | 129.1534 | 209.5247 | 216.1478 | 203.7111 | 0.3924 | 0.39622 | 0.39194 | 0.38777 | 50.6802 | 83.0187 | 84.7175 | 78.9934
11 | 10 | 21 | 461.2671 | 471.3807 | 484.5132 | 495.7831 | 0 | 0 | 0 | 0 | 224.2221 | 181.7773 | 188.6721 | 206.9575 | 0 | 0 | 0 | 0 | 122.6306 | 97.5595 | 94.7188 | 93.1192 | 0 | 0 | 0 | 0 | 0 | 2.3022 | 2.0661 | 22.3691 | 0 | 0 | 0 | 0 | 114.4144 | 189.7417 | 199.0561 | 173.3372 | 0.39025 | 0.39436 | 0.39015 | 0.38582 | 44.6498 | 74.827 | 77.6619 | 66.8769
11 | 10 | 22 | 439.3346 | 449.4395 | 462.4346 | 473.5608 | 0 | 0 | 0 | 0 | 216.047 | 193.2325 | 195.4454 | 205.1192 | 0 | 0 | 0 | 0 | 130.2215 | 103.5809 | 102.5952 | 102.7659 | 0 | 0 | 0 | 0 | 0 | 2.2853 | 2.4718 | 7.7678 | 0 | 0 | 0 | 0 | 93.0662 | 150.3409 | 161.9222 | 157.9079 | 0.38615 | 0.39118 | 0.3871 | 0.38217 | 35.9371 | 58.8102 | 62.6808 | 60.3473
11 | 10 | 23 | 415.112 | 425.2537 | 438.154 | 449.1787 | 0 | 0 | 0 | 0 | 200.7768 | 183.1321 | 200.6504 | 186.5333 | 0 | 0 | 0 | 0 | 139.7513 | 114.5511 | 113.9309 | 114.4631 | 0 | 0 | 0 | 0 | 0 | 8.2413 | 10.5176 | 4.237 | 0 | 0 | 0 | 0 | 74.5839 | 119.3292 | 113.0551 | 143.9453 | 0.37881 | 0.38565 | 0.38202 | 0.38151 | 28.2534 | 46.0194 | 43.1898 | 54.9162
11 | 10 | 24 | 384.4969 | 392.9031 | 403.7073 | 412.8398 | 0 | 0 | 0 | 0 | 187.4862 | 169.4481 | 167.3901 | 170.3556 | 0 | 0 | 0 | 0 | 153.5065 | 119.4477 | 118.4595 | 118.6742 | 0 | 0 | 0 | 0 | 0 | 15.5561 | 17.9959 | -0.15921 | 0 | 0 | 0 | 0 | 43.5042 | 88.4511 | 99.8617 | 123.9693 | 0.37303 | 0.37589 | 0.37336 | 0.37439 | 16.2283 | 33.2477 | 37.2848 | 46.413
11 | 11 | 1 | 362.07 | 368.3816 | 376.7088 | 383.5814 | 0 | 0 | 0 | 0 | 177.1689 | 157.0377 | 152.9987 | 148.1793 | 0 | 0 | 0 | 0 | 189.6652 | 138.7484 | 137.3459 | 137.2218 | 0 | 0 | 0 | 0 | 0 | 11.1518 | 12.5065 | 2.3096 | 0 | 0 | 0 | 0 | -4.7642 | 61.4438 | 73.8576 | 95.8707 | 0.3688 | 0.37024 | 0.36683 | 0.36949 | -1.757 | 22.7489 | 27.0935 | 35.4235
11 | 11 | 2 | 345.7932 | 350.1314 | 356.2076 | 361.0946 | 0 | 0 | 0 | 0 | 122.5935 | 164.0081 | 144.9389 | 123.5298 | 0 | 0 | 0 | 0 | 204.2795 | 163.9589 | 160.456 | 158.3376 | 0 | 0 | 0 | 0 | 0 | 20.2941 | 16.4121 | -0.89772 | 0 | 0 | 0 | 0 | 18.9203 | 1.8703 | 34.4006 | 80.1249 | 0.36982 | 0.36893 | 0.36693 | 0.36762 | 6.9971 | 0.69002 | 12.6227 | 29.4557
11 | 11 | 3 | 336.7771 | 339.4445 | 343.6558 | 346.9193 | 0 | 0 | 0 | 0 | 102.2008 | 127.1544 | 118.2928 | 102.3876 | 0 | 0 | 0 | 0 | 221.7328 | 171.4691 | 168.0687 | 166.0947 | 0 | 0 | 0 | 0 | 0 | 2.4302 | -0.94388 | 0.3255 | 0 | 0 | 0 | 0 | 12.8434 | 38.3907 | 58.2382 | 78.1115 | 0.37 | 0.37041 | 0.36674 | 0.36591 | 4.7521 | 14.2203 | 21.3585 | 28.5818
11 | 11 | 4 | 331.8829 | 333.1201 | 335.7316 | 337.5808 | 0 | 0 | 0 | 0 | 93.6659 | 132.5094 | 119.995 | 101.8672 | 0 | 0 | 0 | 0 | 222.3778 | 178.7639 | 173.1642 | 169.0351 | 0 | 0 | 0 | 0 | 0 | 0.81265 | -0.0057147 | -0.020665 | 0 | 0 | 0 | 0 | 15.8391 | 21.0341 | 42.5781 | 66.6991 | 0.37047 | 0.36757 | 0.36593 | 0.36392 | 5.868 | 7.7315 | 15.5806 | 24.2734
11 | 11 | 5 | 329.4468 | 328.8697 | 329.4656 | 329.5256 | 0 | 0 | 0 | 0 | 134.8016 | 164.995 | 149.4443 | 105.3118 | 0 | 0 | 0 | 0 | 232.4167 | 191.3318 | 182.7788 | 175.9065 | 0 | 0 | 0 | 0 | 0 | 11.8386 | -2.7017 | 6.5669 | 0 | 0 | 0 | 0 | -37.7714 | -39.2957 | -0.055769 | 41.7404 | 0.3683 | 0.36546 | 0.36536 | 0.36382 | -13.9111 | -14.3609 | -0.020376 | 15.1861
11 | 11 | 6 | 336.8384 | 334.3602 | 332.9372 | 331.2565 | 0 | 0 | 0 | 0 | 185.5353 | 175.8798 | 167.4696 | 152.1562 | 0 | 0 | 0 | 0 | 223.9253 | 192.8147 | 184.0465 | 177.0525 | 0 | 0 | 0 | 0 | 0 | 13.1349 | 12.2218 | -4.8832 | 0 | 0 | 0 | 0 | -72.6222 | -47.4692 | -30.8007 | 6.931 | 0.3671 | 0.37164 | 0.36654 | 0.36504 | -26.6597 | -17.6412 | -11.2896 | 2.5301
11 | 11 | 7 | 341.2492 | 337.3105 | 334.4907 | 331.802 | 0 | 0 | 0 | 0 | 204.5904 | 148.404 | 139.6965 | 136.5864 | 0 | 0 | 0 | 0 | 250.7463 | 212.4428 | 201.2315 | 191.8798 | 0 | 0 | 0 | 0 | 0 | 14.3945 | 20.0928 | 9.4199 | 0 | 0 | 0 | 0 | -114.0875 | -37.9308 | -26.5301 | -6.084 | 0.37421 | 0.37971 | 0.37449 | 0.37153 | -42.6925 | -14.4029 | -9.9352 | -2.2604
11 | 11 | 8 | 352.3688 | 347.9364 | 344.9982 | 342.6492 | 0 | 0 | 0 | 0 | 186.35 | 102.4402 | 100.508 | 92.3296 | 0 | 0 | 0 | 0 | 331.7636 | 309.3922 | 308.9472 | 308.9293 | 0 | 0 | 0 | 0 | 0 | -8.8816 | -3.3613 | -2.883 | 0 | 0 | 0 | 0 | -165.7448 | -55.0144 | -61.0958 | -55.7267 | 0.37146 | 0.3818 | 0.38331 | 0.37768 | -61.5682 | -21.0046 | -23.4187 | -21.0469
11 | 11 | 9 | 376.3528 | 373.0185 | 371.754 | 371.3013 | 0 | 0 | 0 | 0 | 136.3003 | 93.4294 | 93.1577 | 88.6209 | 0 | 0 | 0 | 0 | 381.4032 | 408.6821 | 416.5476 | 423.3166 | 0 | 0 | 0 | 0 | 0 | -2.6741 | 0.54627 | -5.0258 | 0 | 0 | 0 | 0 | -141.3507 | -126.4188 | -138.4975 | -135.6105 | 0.37123 | 0.22113 | 0.22 | 0.23066 | -52.4736 | -27.9555 | -30.47 | -31.2793
11 | 11 | 10 | 391.9564 | 388.8665 | 387.8968 | 387.6435 | 0 | 0 | 0 | 0 | 84.59 | 75.915 | 79.0408 | 91.8009 | 0 | 0 | 0 | 0 | 412.5798 | 476.2436 | 494.8847 | 511.0999 | 0 | 0 | 0 | 0 | 0 | -10.6646 | -12.2222 | -13.1923 | 0 | 0 | 0 | 0 | -105.2134 | -152.6274 | -173.8066 | -202.065 | 0.3751 | 0.22969 | 0.22687 | 0.23713 | -39.4659 | -35.0566 | -39.4323 | -47.9155
11 | 11 | 11 | 403.7235 | 400.8622 | 399.9389 | 399.4097 | 0 | 0 | 0 | 0 | 89.7122 | 81.9228 | 80.3053 | 71.435 | 0 | 0 | 0 | 0 | 436.392 | 495.4073 | 522.4892 | 546.3956 | 0 | 0 | 0 | 0 | 0 | -11.4524 | -24.4942 | -15.9223 | 0 | 0 | 0 | 0 | -122.3807 | -165.0155 | -178.3614 | -202.4987 | 0.37749 | 0.2322 | 0.2322 | 0 | -46.1975 | -38.3167 | -41.4158 | 0
11 | 11 | 12 | 408.9012 | 406.3556 | 405.6127 | 405.0103 | 0 | 0 | 0 | 0 | 85.6031 | 74.1013 | 72.6571 | 71.435 | 0 | 0 | 0 | 0 | 463.2545 | 495.4896 | 531.7274 | 564.2695 | 0 | 0 | 0 | 0 | 0 | -28.0672 | -28.0036 | -28.8516 | 0 | 0 | 0 | 0 | -139.9564 | -135.1682 | -170.7683 | -201.8426 | 0.38446 | 0.2322 | 0.2322 | 0 | -53.8075 | -31.3862 | -39.6526 | 0
11 | 11 | 13 | 409.7384 | 408.3769 | 408.8804 | 409.3048 | 0 | 0 | 0 | 0 | 84.8248 | 75.9459 | 80.2605 | 71.435 | 0 | 0 | 0 | 0 | 458.2462 | 482.3276 | 511.6316 | 537.9548 | 0 | 0 | 0 | 0 | 0 | -26.7371 | -27.9935 | -30.0626 | 0 | 0 | 0 | 0 | -133.3325 | -123.1596 | -155.0182 | -170.0224 | 0.38397 | 0.2322 | 0.2322 | 0 | -51.1963 | -28.5978 | -35.9954 | 0
11 | 11 | 14 | 408.6078 | 407.9621 | 409.2776 | 410.4536 | 0 | 0 | 0 | 0 | 83.989 | 81.8723 | 72.6571 | 71.435 | 0 | 0 | 0 | 0 | 435.7402 | 448.8636 | 472.1973 | 493.1668 | 0 | 0 | 0 | 0 | 0 | -28.7902 | -27.1441 | -25.8828 | 0 | 0 | 0 | 0 | -111.1214 | -93.9836 | -108.4326 | -128.2654 | 0.38397 | 0.2322 | 0.2322 | 0 | -42.6678 | -21.8231 | -25.1782 | 0
11 | 11 | 15 | 407.0154 | 407.0667 | 409.12 | 410.9212 | 0 | 0 | 0 | 0 | 91.1188 | 74.1013 | 72.6571 | 71.435 | 0 | 0 | 0 | 0 | 410.0637 | 402.0063 | 419.7825 | 435.9424 | 0 | 0 | 0 | 0 | 0 | -17.058 | -17.7612 | -22.5686 | 0 | 0 | 0 | 0 | -94.1671 | -51.9829 | -65.5583 | -73.8876 | 0.38285 | 0.2322 | 0.2322 | 0 | -36.0518 | -12.0705 | -15.2227 | 0
11 | 11 | 16 | 410.5247 | 412.8314 | 417.3985 | 421.4361 | 0 | 0 | 0 | 0 | 110.7875 | 87.5053 | 91.4148 | 102.1735 | 0 | 0 | 0 | 0 | 344.6475 | 296.4422 | 310.2533 | 323.4291 | 0 | 0 | 0 | 0 | 0 | -4.4878 | -4.4199 | 2.0999 | 0 | 0 | 0 | 0 | -44.9103 | 33.3717 | 20.1503 | -6.2664 | 0.36639 | 0.37183 | 0.37526 | 0.38586 | -16.4547 | 12.4085 | 7.5616 | -2.418
11 | 11 | 17 | 431.3829 | 435.5205 | 442.1514 | 447.9459 | 0 | 0 | 0 | 0 | 182.0318 | 123.8234 | 118.9101 | 138.3848 | 0 | 0 | 0 | 0 | 279.3067 | 179.6908 | 182.521 | 186.3926 | 0 | 0 | 0 | 0 | 0 | -4.2141 | -0.73515 | 0.95356 | 0 | 0 | 0 | 0 | -29.9556 | 136.2204 | 141.4555 | 122.215 | 0.37929 | 0.39223 | 0.38711 | 0.38707 | -11.3617 | 53.4297 | 54.7589 | 47.3062
11 | 11 | 18 | 482.8266 | 490.6145 | 501.4718 | 510.9479 | 0 | 0 | 0 | 0 | 201.3602 | 159.6429 | 155.1726 | 175.0603 | 0 | 0 | 0 | 0 | 294.9959 | 144.7119 | 145.8065 | 148.4107 | 0 | 0 | 0 | 0 | 0 | -2.1466 | 0.55513 | 5.1179 | 0 | 0 | 0 | 0 | -13.5294 | 188.4063 | 199.9376 | 182.3591 | 0.38908 | 0.39443 | 0.3893 | 0.38442 | -5.2641 | 74.3134 | 77.8367 | 70.1024
11 | 11 | 19 | 487.6155 | 497.375 | 510.405 | 521.7742 | 0 | 0 | 0 | 0 | 200.6189 | 180.2849 | 177.9089 | 184.2431 | 0 | 0 | 0 | 0 | 306.4924 | 166.8314 | 164.4391 | 163.6982 | 0 | 0 | 0 | 0 | 0 | -1.3361 | 3.987 | 32.3961 | 0 | 0 | 0 | 0 | -19.4958 | 151.5947 | 164.07 | 141.4368 | 0.39237 | 0.3967 | 0.39262 | 0.38839 | -7.6497 | 60.1376 | 64.4168 | 54.9334
11 | 11 | 20 | 474.7743 | 484.9074 | 498.2152 | 509.7444 | 0 | 0 | 0 | 0 | 218.0892 | 175.7795 | 182.6343 | 200.99 | 0 | 0 | 0 | 0 | 277.5324 | 169.0327 | 160.2856 | 153.407 | 0 | 0 | 0 | 0 | 0 | -2.0282 | 0.85365 | 8.2226 | 0 | 0 | 0 | 0 | -20.8473 | 142.1235 | 154.4417 | 147.1249 | 0.3924 | 0.39622 | 0.39194 | 0.38777 | -8.1805 | 56.3128 | 60.5323 | 57.0508
11 | 11 | 21 | 462.7534 | 472.9152 | 486.1068 | 497.4277 | 0 | 0 | 0 | 0 | 224.2221 | 181.7773 | 188.6721 | 206.9575 | 0 | 0 | 0 | 0 | 263.1376 | 178.7341 | 164.3351 | 152.0783 | 0 | 0 | 0 | 0 | 0 | 2.3022 | 2.0661 | 22.3691 | 0 | 0 | 0 | 0 | -24.6063 | 110.1015 | 131.0335 | 116.0227 | 0.39025 | 0.39436 | 0.39015 | 0.38582 | -9.6025 | 43.4199 | 51.1228 | 44.7638
11 | 11 | 22 | 439.1223 | 449.2203 | 462.207 | 473.3258 | 0 | 0 | 0 | 0 | 216.047 | 193.2325 | 195.4454 | 205.1192 | 0 | 0 | 0 | 0 | 270.9151 | 183.9143 | 168.6242 | 155.5429 | 0 | 0 | 0 | 0 | 0 | 2.2853 | 2.4718 | 7.7678 | 0 | 0 | 0 | 0 | -47.8397 | 69.7882 | 95.6656 | 104.8959 | 0.38615 | 0.39118 | 0.3871 | 0.38217 | -18.4731 | 27.2997 | 37.0326 | 40.0878
11 | 11 | 23 | 411.9094 | 421.9474 | 434.7201 | 445.6349 | 0 | 0 | 0 | 0 | 200.7768 | 183.1321 | 200.6504 | 186.5333 | 0 | 0 | 0 | 0 | 297.9825 | 197.6328 | 184.2152 | 172.9849 | 0 | 0 | 0 | 0 | 0 | 8.2413 | 10.5176 | 4.237 | 0 | 0 | 0 | 0 | -86.8498 | 32.9411 | 39.3369 | 81.8798 | 0.37881 | 0.38565 | 0.38202 | 0.38151 | -32.8998 | 12.7038 | 15.0277 | 31.2377
11 | 11 | 24 | 379.0473 | 387.2767 | 397.864 | 406.8095 | 0 | 0 | 0 | 0 | 187.4862 | 169.4481 | 167.3901 | 170.3556 | 0 | 0 | 0 | 0 | 325.8761 | 210.8415 | 200.1042 | 191.4986 | 0 | 0 | 0 | 0 | 0 | 15.5561 | 17.9959 | -0.15921 | 0 | 0 | 0 | 0 | -134.315 | -8.569 | 12.3737 | 45.1145 | 0.37303 | 0.37589 | 0.37336 | 0.37439 | -50.1033 | -3.221 | 4.6199 | 16.8905
11 | 12 | 1 | 360.2298 | 366.4818 | 374.7357 | 381.5451 | 0 | 0 | 0 | 0 | 177.1689 | 157.0377 | 152.9987 | 148.1793 | 0 | 0 | 0 | 0 | 340.8949 | 206.8645 | 197.5641 | 190.3425 | 0 | 0 | 0 | 0 | 0 | 11.1518 | 12.5065 | 2.3096 | 0 | 0 | 0 | 0 | -157.834 | -8.5721 | 11.6664 | 40.7138 | 0.3688 | 0.37024 | 0.36683 | 0.36949 | -58.2097 | -3.1737 | 4.2796 | 15.0435
11 | 12 | 2 | 341.4052 | 345.6011 | 351.5025 | 356.239 | 0 | 0 | 0 | 0 | 122.5935 | 164.0081 | 144.9389 | 123.5298 | 0 | 0 | 0 | 0 | 350.9916 | 201.037 | 192.4405 | 185.8975 | 0 | 0 | 0 | 0 | 0 | 20.2941 | 16.4121 | -0.89772 | 0 | 0 | 0 | 0 | -132.1798 | -39.7381 | -2.2889 | 47.7095 | 0.36982 | 0.36893 | 0.36693 | 0.36762 | -48.8825 | -14.6604 | -0.83989 | 17.539
11 | 12 | 3 | 335.167 | 337.7821 | 341.9294 | 345.1376 | 0 | 0 | 0 | 0 | 102.2008 | 127.1544 | 118.2928 | 102.3876 | 0 | 0 | 0 | 0 | 342.3526 | 196.2969 | 186.8867 | 179.522 | 0 | 0 | 0 | 0 | 0 | 2.4302 | -0.94388 | 0.3255 | 0 | 0 | 0 | 0 | -109.3865 | 11.9006 | 37.6937 | 62.9025 | 0.37 | 0.37041 | 0.36674 | 0.36591 | -40.4731 | 4.4081 | 13.8239 | 23.0167
11 | 12 | 4 | 333.953 | 335.2573 | 337.9513 | 339.8715 | 0 | 0 | 0 | 0 | 93.6659 | 132.5094 | 119.995 | 101.8672 | 0 | 0 | 0 | 0 | 351.3769 | 196.9072 | 187.5017 | 180.1281 | 0 | 0 | 0 | 0 | 0 | 0.81265 | -0.0057147 | -0.020665 | 0 | 0 | 0 | 0 | -111.0899 | 5.028 | 30.4603 | 57.8969 | 0.37047 | 0.36757 | 0.36593 | 0.36392 | -41.1559 | 1.8481 | 11.1463 | 21.07
11 | 12 | 5 | 343.9555 | 343.8488 | 345.0225 | 345.5803 | 0 | 0 | 0 | 0 | 134.8016 | 164.995 | 149.4443 | 105.3118 | 0 | 0 | 0 | 0 | 340.8805 | 190.0393 | 177.2521 | 166.6025 | 0 | 0 | 0 | 0 | 0 | 11.8386 | -2.7017 | 6.5669 | 0 | 0 | 0 | 0 | -131.7265 | -23.024 | 21.0279 | 67.0991 | 0.3683 | 0.36546 | 0.36536 | 0.36382 | -48.5144 | -8.4143 | 7.6827 | 24.4122
11 | 12 | 6 | 372.4025 | 371.0775 | 371.0706 | 370.6102 | 0 | 0 | 0 | 0 | 185.5353 | 175.8798 | 167.4696 | 152.1562 | 0 | 0 | 0 | 0 | 321.8852 | 181.3926 | 166.1002 | 152.9684 | 0 | 0 | 0 | 0 | 0 | 13.1349 | 12.2218 | -4.8832 | 0 | 0 | 0 | 0 | -135.018 | 0.67019 | 25.279 | 70.3688 | 0.3671 | 0.37164 | 0.36654 | 0.36504 | -49.5654 | 0.24907 | 9.2657 | 25.6877
11 | 12 | 7 | 398.4347 | 396.3504 | 395.8077 | 395.0812 | 0 | 0 | 0 | 0 | 204.5904 | 148.404 | 139.6965 | 136.5864 | 0 | 0 | 0 | 0 | 318.6972 | 176.1233 | 162.0107 | 149.8079 | 0 | 0 | 0 | 0 | 0 | 14.3945 | 20.0928 | 9.4199 | 0 | 0 | 0 | 0 | -124.8529 | 57.4286 | 74.0077 | 99.267 | 0.37421 | 0.37971 | 0.37449 | 0.37153 | -46.721 | 21.8064 | 27.715 | 36.8806
11 | 12 | 8 | 429.3887 | 427.4539 | 427.5827 | 427.8764 | 0 | 0 | 0 | 0 | 186.35 | 102.4402 | 100.508 | 92.3296 | 0 | 0 | 0 | 0 | 332.8316 | 216.5004 | 219.8948 | 223.4135 | 0 | 0 | 0 | 0 | 0 | -8.8816 | -3.3613 | -2.883 | 0 | 0 | 0 | 0 | -89.7929 | 117.3949 | 110.5412 | 115.0163 | 0.37146 | 0.3818 | 0.38331 | 0.37768 | -33.3548 | 44.8217 | 42.3718 | 43.4395
11 | 12 | 9 | 459.9017 | 459.2768 | 461.3392 | 463.7531 | 0 | 0 | 0 | 0 | 136.3003 | 93.4294 | 93.1577 | 88.6209 | 0 | 0 | 0 | 0 | 319.6384 | 236.6085 | 262.8188 | 287.0479 | 0 | 0 | 0 | 0 | 0 | -2.6741 | 0.54627 | -5.0258 | 0 | 0 | 0 | 0 | 3.963 | 131.913 | 104.8165 | 93.1101 | 0.37123 | 0.22113 | 0.22 | 0.23066 | 1.4712 | 29.1704 | 23.06 | 21.4764
11 | 12 | 10 | 481.3795 | 481.1895 | 483.7806 | 486.5955 | 0 | 0 | 0 | 0 | 84.59 | 75.915 | 79.0408 | 91.8009 | 0 | 0 | 0 | 0 | 300.6719 | 251.5062 | 294.0496 | 333.0956 | 0 | 0 | 0 | 0 | 0 | -10.6646 | -12.2222 | -13.1923 | 0 | 0 | 0 | 0 | 96.1176 | 164.4329 | 122.9124 | 74.8912 | 0.3751 | 0.22969 | 0.22687 | 0.23713 | 36.054 | 37.7682 | 27.8857 | 17.7589
11 | 12 | 11 | 500.1356 | 500.4008 | 503.3166 | 506.0954 | 0 | 0 | 0 | 0 | 89.7122 | 81.9228 | 80.3053 | 71.435 | 0 | 0 | 0 | 0 | 291.7866 | 271.797 | 323.8507 | 371.4866 | 0 | 0 | 0 | 0 | 0 | -11.4524 | -24.4942 | -15.9223 | 0 | 0 | 0 | 0 | 118.6368 | 158.1334 | 123.6547 | 79.096 | 0.37749 | 0.2322 | 0.2322 | 0 | 44.7842 | 36.7187 | 28.7128 | 0
11 | 12 | 12 | 505.2248 | 505.8028 | 508.8955 | 511.5982 | 0 | 0 | 0 | 0 | 85.6031 | 74.1013 | 72.6571 | 71.435 | 0 | 0 | 0 | 0 | 287.3793 | 290.6058 | 345.7454 | 396.1226 | 0 | 0 | 0 | 0 | 0 | -28.0672 | -28.0036 | -28.8516 | 0 | 0 | 0 | 0 | 132.2425 | 169.1629 | 118.4965 | 72.8921 | 0.38446 | 0.2322 | 0.2322 | 0 | 50.8418 | 39.2797 | 27.5151 | 0
11 | 12 | 13 | 505.8674 | 507.6231 | 511.9546 | 515.6772 | 0 | 0 | 0 | 0 | 84.8248 | 75.9459 | 80.2605 | 71.435 | 0 | 0 | 0 | 0 | 285.9883 | 304.2337 | 357.5925 | 406.3166 | 0 | 0 | 0 | 0 | 0 | -26.7371 | -27.9935 | -30.0626 | 0 | 0 | 0 | 0 | 135.0544 | 154.1807 | 102.095 | 67.9883 | 0.38397 | 0.2322 | 0.2322 | 0 | 51.8575 | 35.8009 | 23.7066 | 0
11 | 12 | 14 | 507.6031 | 510.1677 | 515.4252 | 519.9979 | 0 | 0 | 0 | 0 | 83.989 | 81.8723 | 72.6571 | 71.435 | 0 | 0 | 0 | 0 | 287.4985 | 309.002 | 354.6567 | 396.3237 | 0 | 0 | 0 | 0 | 0 | -28.7902 | -27.1441 | -25.8828 | 0 | 0 | 0 | 0 | 136.1156 | 148.0836 | 115.2555 | 78.1219 | 0.38397 | 0.2322 | 0.2322 | 0 | 52.265 | 34.3851 | 26.7625 | 0
11 | 12 | 15 | 502.2067 | 505.3448 | 511.1887 | 516.256 | 0 | 0 | 0 | 0 | 91.1188 | 74.1013 | 72.6571 | 71.435 | 0 | 0 | 0 | 0 | 272.9315 | 281.1469 | 315.6039 | 347.2603 | 0 | 0 | 0 | 0 | 0 | -17.058 | -17.7612 | -22.5686 | 0 | 0 | 0 | 0 | 138.1564 | 167.1546 | 140.6888 | 120.1293 | 0.38285 | 0.2322 | 0.2322 | 0 | 52.893 | 38.8134 | 32.6681 | 0
11 | 12 | 16 | 494.6751 | 499.7107 | 507.6287 | 514.5536 | 0 | 0 | 0 | 0 | 110.7875 | 87.5053 | 91.4148 | 102.1735 | 0 | 0 | 0 | 0 | 248.0082 | 241.3671 | 253.7868 | 265.4291 | 0 | 0 | 0 | 0 | 0 | -4.4878 | -4.4199 | 2.0999 | 0 | 0 | 0 | 0 | 135.8794 | 175.3261 | 166.847 | 144.8511 | 0.36639 | 0.37183 | 0.37526 | 0.38586 | 49.7848 | 65.1912 | 62.6106 | 55.893
11 | 12 | 17 | 501.874 | 508.2974 | 517.7353 | 525.9485 | 0 | 0 | 0 | 0 | 182.0318 | 123.8234 | 118.9101 | 138.3848 | 0 | 0 | 0 | 0 | 212.5595 | 165.7118 | 149.1716 | 134.6227 | 0 | 0 | 0 | 0 | 0 | -4.2141 | -0.73515 | 0.95356 | 0 | 0 | 0 | 0 | 107.2827 | 222.9763 | 250.3888 | 251.9874 | 0.37929 | 0.39223 | 0.38711 | 0.38707 | 40.6909 | 87.4579 | 96.9281 | 97.5376
11 | 12 | 18 | 550.9467 | 560.9436 | 574.5135 | 586.3269 | 0 | 0 | 0 | 0 | 201.3602 | 159.6429 | 155.1726 | 175.0603 | 0 | 0 | 0 | 0 | 224.3785 | 159.9142 | 134.1828 | 111.1559 | 0 | 0 | 0 | 0 | 0 | -2.1466 | 0.55513 | 5.1179 | 0 | 0 | 0 | 0 | 125.2081 | 243.5331 | 284.603 | 294.9929 | 0.38908 | 0.39443 | 0.3893 | 0.38442 | 48.7165 | 96.0572 | 110.7974 | 113.4011
11 | 12 | 19 | 549.7552 | 561.5298 | 577.0342 | 590.5355 | 0 | 0 | 0 | 0 | 200.6189 | 180.2849 | 177.9089 | 184.2431 | 0 | 0 | 0 | 0 | 217.0116 | 149.7509 | 124.6991 | 102.2615 | 0 | 0 | 0 | 0 | 0 | -1.3361 | 3.987 | 32.3961 | 0 | 0 | 0 | 0 | 132.1247 | 232.83 | 270.4392 | 271.6348 | 0.39237 | 0.3967 | 0.39262 | 0.38839 | 51.8423 | 92.3636 | 106.1793 | 105.5016
11 | 12 | 20 | 536.2063 | 548.3315 | 564.0855 | 577.7225 | 0 | 0 | 0 | 0 | 218.0892 | 175.7795 | 182.6343 | 200.99 | 0 | 0 | 0 | 0 | 220.1802 | 149.2925 | 123.8363 | 101.0208 | 0 | 0 | 0 | 0 | 0 | -2.0282 | 0.85365 | 8.2226 | 0 | 0 | 0 | 0 | 97.9369 | 225.2878 | 256.7613 | 267.4891 | 0.3924 | 0.39622 | 0.39194 | 0.38777 | 38.4307 | 89.2645 | 100.6357 | 103.7247
11 | 12 | 21 | 513.2861 | 525.0866 | 540.2904 | 553.3452 | 0 | 0 | 0 | 0 | 224.2221 | 181.7773 | 188.6721 | 206.9575 | 0 | 0 | 0 | 0 | 216.1933 | 145.7538 | 120.7387 | 98.3706 | 0 | 0 | 0 | 0 | 0 | 2.3022 | 2.0661 | 22.3691 | 0 | 0 | 0 | 0 | 72.8707 | 195.2533 | 228.8136 | 225.6479 | 0.39025 | 0.39436 | 0.39015 | 0.38582 | 28.4375 | 77.0005 | 89.2718 | 87.0594
11 | 12 | 22 | 480.6136 | 492.0571 | 506.696 | 519.2385 | 0 | 0 | 0 | 0 | 216.047 | 193.2325 | 195.4454 | 205.1192 | 0 | 0 | 0 | 0 | 210.7869 | 149.9626 | 125.6302 | 103.8821 | 0 | 0 | 0 | 0 | 0 | 2.2853 | 2.4718 | 7.7678 | 0 | 0 | 0 | 0 | 53.7798 | 146.5768 | 183.1486 | 202.4694 | 0.38615 | 0.39118 | 0.3871 | 0.38217 | 20.7668 | 57.3377 | 70.8977 | 77.3772
11 | 12 | 23 | 442.5723 | 453.6046 | 467.5983 | 479.5652 | 0 | 0 | 0 | 0 | 200.7768 | 183.1321 | 200.6504 | 186.5333 | 0 | 0 | 0 | 0 | 217.154 | 160.2542 | 135.2025 | 112.7376 | 0 | 0 | 0 | 0 | 0 | 8.2413 | 10.5176 | 4.237 | 0 | 0 | 0 | 0 | 24.6415 | 101.9769 | 121.2279 | 176.0573 | 0.37881 | 0.38565 | 0.38202 | 0.38151 | 9.3345 | 39.3275 | 46.312 | 67.1672
11 | 12 | 24 | 402.9159 | 411.9193 | 423.457 | 433.2215 | 0 | 0 | 0 | 0 | 187.4862 | 169.4481 | 167.3901 | 170.3556 | 0 | 0 | 0 | 0 | 216.0765 | 150.4013 | 125.5908 | 103.3443 | 0 | 0 | 0 | 0 | 0 | 15.5561 | 17.9959 | -0.15921 | 0 | 0 | 0 | 0 | -0.64675 | 76.5138 | 112.4801 | 159.6808 | 0.37303 | 0.37589 | 0.37336 | 0.37439 | -0.24126 | 28.7606 | 41.9961 | 59.783
11 | 13 | 1 | 376.3133 | 383.0868 | 391.9812 | 399.3424 | 0 | 0 | 0 | 0 | 177.1689 | 157.0377 | 152.9987 | 148.1793 | 0 | 0 | 0 | 0 | 216.1895 | 141.6929 | 118.5186 | 97.8523 | 0 | 0 | 0 | 0 | 0 | 11.1518 | 12.5065 | 2.3096 | 0 | 0 | 0 | 0 | -17.0452 | 73.2044 | 107.9573 | 151.0012 | 0.3688 | 0.37024 | 0.36683 | 0.36949 | -6.2863 | 27.1032 | 39.6024 | 55.7939
11 | 13 | 2 | 360.6204 | 365.4394 | 372.106 | 377.5018 | 0 | 0 | 0 | 0 | 122.5935 | 164.0081 | 144.9389 | 123.5298 | 0 | 0 | 0 | 0 | 223.0375 | 137.696 | 116.8405 | 98.4065 | 0 | 0 | 0 | 0 | 0 | 20.2941 | 16.4121 | -0.89772 | 0 | 0 | 0 | 0 | 14.9894 | 43.4412 | 93.9144 | 156.4632 | 0.36982 | 0.36893 | 0.36693 | 0.36762 | 5.5434 | 16.0266 | 34.4604 | 57.5193
11 | 13 | 3 | 350.3303 | 353.4372 | 358.1883 | 361.9167 | 0 | 0 | 0 | 0 | 102.2008 | 127.1544 | 118.2928 | 102.3876 | 0 | 0 | 0 | 0 | 229.2196 | 141.8074 | 122.5726 | 105.6342 | 0 | 0 | 0 | 0 | 0 | 2.4302 | -0.94388 | 0.3255 | 0 | 0 | 0 | 0 | 18.9099 | 82.0452 | 118.2667 | 153.5695 | 0.37 | 0.37041 | 0.36674 | 0.36591 | 6.9967 | 30.3904 | 43.3736 | 56.1927
11 | 13 | 4 | 346.1969 | 347.8983 | 351.0799 | 353.4202 | 0 | 0 | 0 | 0 | 93.6659 | 132.5094 | 119.995 | 101.8672 | 0 | 0 | 0 | 0 | 232.6756 | 148.2089 | 130.2401 | 114.4757 | 0 | 0 | 0 | 0 | 0 | 0.81265 | -0.0057147 | -0.020665 | 0 | 0 | 0 | 0 | 19.8554 | 66.3674 | 100.8505 | 137.0979 | 0.37047 | 0.36757 | 0.36593 | 0.36392 | 7.3559 | 24.3945 | 36.9041 | 49.8932
11 | 13 | 5 | 356.9603 | 357.2753 | 358.9669 | 359.9709 | 0 | 0 | 0 | 0 | 134.8016 | 164.995 | 149.4443 | 105.3118 | 0 | 0 | 0 | 0 | 229.8856 | 158.6551 | 139.9165 | 123.3864 | 0 | 0 | 0 | 0 | 0 | 11.8386 | -2.7017 | 6.5669 | 0 | 0 | 0 | 0 | -7.7269 | 21.7866 | 72.3078 | 124.7057 | 0.3683 | 0.36546 | 0.36536 | 0.36382 | -2.8458 | 7.9621 | 26.4183 | 45.3707
11 | 13 | 6 | 387.1589 | 386.3124 | 386.8931 | 386.9391 | 0 | 0 | 0 | 0 | 185.5353 | 175.8798 | 167.4696 | 152.1562 | 0 | 0 | 0 | 0 | 205.3134 | 157.444 | 140.9377 | 126.5154 | 0 | 0 | 0 | 0 | 0 | 13.1349 | 12.2218 | -4.8832 | 0 | 0 | 0 | 0 | -3.6899 | 39.8538 | 66.2641 | 113.1506 | 0.3671 | 0.37164 | 0.36654 | 0.36504 | -1.3546 | 14.8111 | 24.2883 | 41.305
11 | 13 | 7 | 424.3203 | 423.0755 | 423.5636 | 423.7252 | 0 | 0 | 0 | 0 | 204.5904 | 148.404 | 139.6965 | 136.5864 | 0 | 0 | 0 | 0 | 194.1369 | 156.5432 | 143.8378 | 132.8748 | 0 | 0 | 0 | 0 | 0 | 14.3945 | 20.0928 | 9.4199 | 0 | 0 | 0 | 0 | 25.5931 | 103.7338 | 119.9364 | 144.8441 | 0.37421 | 0.37971 | 0.37449 | 0.37153 | 9.5772 | 39.3892 | 44.9147 | 53.8138
11 | 13 | 8 | 456.159 | 455.0924 | 456.2872 | 457.4994 | 0 | 0 | 0 | 0 | 186.35 | 102.4402 | 100.508 | 92.3296 | 0 | 0 | 0 | 0 | 231.4514 | 222.4569 | 229.4075 | 236.1215 | 0 | 0 | 0 | 0 | 0 | -8.8816 | -3.3613 | -2.883 | 0 | 0 | 0 | 0 | 38.3577 | 139.0768 | 129.7329 | 131.9312 | 0.37146 | 0.3818 | 0.38331 | 0.37768 | 14.2485 | 53.0999 | 49.7282 | 49.828
11 | 13 | 9 | 476.4982 | 476.4115 | 479.1348 | 482.1182 | 0 | 0 | 0 | 0 | 136.3003 | 93.4294 | 93.1577 | 88.6209 | 0 | 0 | 0 | 0 | 280.2046 | 316.5778 | 342.4102 | 365.8916 | 0 | 0 | 0 | 0 | 0 | -2.6741 | 0.54627 | -5.0258 | 0 | 0 | 0 | 0 | 59.9933 | 69.0784 | 43.0207 | 32.6315 | 0.37123 | 0.22113 | 0.22 | 0.23066 | 22.2713 | 15.2756 | 9.4647 | 7.5266
11 | 13 | 10 | 498.5069 | 498.8722 | 502.1453 | 505.5479 | 0 | 0 | 0 | 0 | 84.59 | 75.915 | 79.0408 | 91.8009 | 0 | 0 | 0 | 0 | 297.1185 | 366.0703 | 406.6055 | 443.2955 | 0 | 0 | 0 | 0 | 0 | -10.6646 | -12.2222 | -13.1923 | 0 | 0 | 0 | 0 | 116.7983 | 67.5516 | 28.7212 | -16.3562 | 0.3751 | 0.22969 | 0.22687 | 0.23713 | 43.8114 | 15.5158 | 6.5161 | -3.8785
11 | 13 | 11 | 517.6699 | 518.5037 | 522.1177 | 525.4981 | 0 | 0 | 0 | 0 | 89.7122 | 81.9228 | 80.3053 | 71.435 | 0 | 0 | 0 | 0 | 295.4605 | 391.0653 | 442.0008 | 488.1117 | 0 | 0 | 0 | 0 | 0 | -11.4524 | -24.4942 | -15.9223 | 0 | 0 | 0 | 0 | 132.4971 | 56.968 | 24.3058 | -18.1263 | 0.37749 | 0.2322 | 0.2322 | 0 | 50.0164 | 13.228 | 5.6438 | 0
11 | 13 | 12 | 518.4065 | 519.4119 | 523.0295 | 526.1845 | 0 | 0 | 0 | 0 | 85.6031 | 74.1013 | 72.6571 | 71.435 | 0 | 0 | 0 | 0 | 295.1483 | 430.5443 | 485.2879 | 534.6838 | 0 | 0 | 0 | 0 | 0 | -28.0672 | -28.0036 | -28.8516 | 0 | 0 | 0 | 0 | 137.6551 | 42.8335 | -6.9119 | -51.0827 | 0.38446 | 0.2322 | 0.2322 | 0 | 52.9228 | 9.946 | -1.6049 | 0
11 | 13 | 13 | 522.7471 | 525.0501 | 530.0537 | 534.3556 | 0 | 0 | 0 | 0 | 84.8248 | 75.9459 | 80.2605 | 71.435 | 0 | 0 | 0 | 0 | 270.1359 | 414.783 | 471.2678 | 522.3572 | 0 | 0 | 0 | 0 | 0 | -26.7371 | -27.9935 | -30.0626 | 0 | 0 | 0 | 0 | 167.7864 | 61.0584 | 6.5189 | -29.374 | 0.38397 | 0.2322 | 0.2322 | 0 | 64.4257 | 14.1778 | 1.5137 | 0
11 | 13 | 14 | 528.57 | 531.8144 | 537.9068 | 543.1989 | 0 | 0 | 0 | 0 | 83.989 | 81.8723 | 72.6571 | 71.435 | 0 | 0 | 0 | 0 | 250.3232 | 412.995 | 465.7289 | 513.4233 | 0 | 0 | 0 | 0 | 0 | -28.7902 | -27.1441 | -25.8828 | 0 | 0 | 0 | 0 | 194.2578 | 65.7373 | 26.665 | -15.7766 | 0.38397 | 0.2322 | 0.2322 | 0 | 74.5901 | 15.2643 | 6.1916 | 0
11 | 13 | 15 | 530.1978 | 534.2437 | 541.2021 | 547.2299 | 0 | 0 | 0 | 0 | 91.1188 | 74.1013 | 72.6571 | 71.435 | 0 | 0 | 0 | 0 | 219.4311 | 377.8371 | 421.3542 | 460.8106 | 0 | 0 | 0 | 0 | 0 | -17.058 | -17.7612 | -22.5686 | 0 | 0 | 0 | 0 | 219.648 | 99.3633 | 64.9521 | 37.5529 | 0.38285 | 0.2322 | 0.2322 | 0 | 84.092 | 23.0722 | 15.082 | 0
11 | 13 | 16 | 524.5241 | 530.5277 | 539.6342 | 547.5833 | 0 | 0 | 0 | 0 | 110.7875 | 87.5053 | 91.4148 | 102.1735 | 0 | 0 | 0 | 0 | 155.3969 | 283.4457 | 306.3913 | 327.435 | 0 | 0 | 0 | 0 | 0 | -4.4878 | -4.4199 | 2.0999 | 0 | 0 | 0 | 0 | 258.3397 | 164.0644 | 146.2481 | 115.8749 | 0.36639 | 0.37183 | 0.37526 | 0.38586 | 94.653 | 61.0037 | 54.8807 | 44.7121
11 | 13 | 17 | 522.8585 | 529.9624 | 540.2359 | 549.1691 | 0 | 0 | 0 | 0 | 182.0318 | 123.8234 | 118.9101 | 138.3848 | 0 | 0 | 0 | 0 | 71.9184 | 157.603 | 157.9099 | 158.8479 | 0 | 0 | 0 | 0 | 0 | -4.2141 | -0.73515 | 0.95356 | 0 | 0 | 0 | 0 | 268.9083 | 252.7501 | 264.1511 | 250.9829 | 0.37929 | 0.39223 | 0.38711 | 0.38707 | 101.9933 | 99.1361 | 102.2556 | 97.1488
11 | 13 | 18 | 559.7935 | 570.0773 | 583.9994 | 596.1164 | 0 | 0 | 0 | 0 | 201.3602 | 159.6429 | 155.1726 | 175.0603 | 0 | 0 | 0 | 0 | 54.9687 | 120.7032 | 115.5038 | 111.5385 | 0 | 0 | 0 | 0 | 0 | -2.1466 | 0.55513 | 5.1179 | 0 | 0 | 0 | 0 | 303.4646 | 291.8778 | 312.7679 | 304.3997 | 0.38908 | 0.39443 | 0.3893 | 0.38442 | 118.0732 | 115.1259 | 121.7621 | 117.0173
11 | 13 | 19 | 560.3006 | 572.4171 | 588.3414 | 602.2046 | 0 | 0 | 0 | 0 | 200.6189 | 180.2849 | 177.9089 | 184.2431 | 0 | 0 | 0 | 0 | 60.1285 | 123.8003 | 118.125 | 113.7577 | 0 | 0 | 0 | 0 | 0 | -1.3361 | 3.987 | 32.3961 | 0 | 0 | 0 | 0 | 299.5531 | 269.668 | 288.3205 | 271.8076 | 0.39237 | 0.3967 | 0.39262 | 0.38839 | 117.5369 | 106.9772 | 113.1998 | 105.5687
11 | 13 | 20 | 545.6723 | 558.1045 | 574.2355 | 588.1973 | 0 | 0 | 0 | 0 | 218.0892 | 175.7795 | 182.6343 | 200.99 | 0 | 0 | 0 | 0 | 78.8387 | 125.9682 | 121.5245 | 118.425 | 0 | 0 | 0 | 0 | 0 | -2.0282 | 0.85365 | 8.2226 | 0 | 0 | 0 | 0 | 248.7444 | 258.385 | 269.223 | 260.5597 | 0.3924 | 0.39622 | 0.39194 | 0.38777 | 97.6081 | 102.3784 | 105.52 | 101.0376
11 | 13 | 21 | 527.0694 | 539.3168 | 555.0695 | 568.5972 | 0 | 0 | 0 | 0 | 224.2221 | 181.7773 | 188.6721 | 206.9575 | 0 | 0 | 0 | 0 | 116.6287 | 130.9581 | 129.8705 | 130.1145 | 0 | 0 | 0 | 0 | 0 | 2.3022 | 2.0661 | 22.3691 | 0 | 0 | 0 | 0 | 186.2186 | 224.2792 | 234.4608 | 209.156 | 0.39025 | 0.39436 | 0.39015 | 0.38582 | 72.6711 | 88.4473 | 91.4751 | 80.6965
11 | 13 | 22 | 491.5659 | 503.3646 | 518.4396 | 531.3579 | 0 | 0 | 0 | 0 | 216.047 | 193.2325 | 195.4454 | 205.1192 | 0 | 0 | 0 | 0 | 139.6507 | 142.2069 | 141.1205 | 141.483 | 0 | 0 | 0 | 0 | 0 | 2.2853 | 2.4718 | 7.7678 | 0 | 0 | 0 | 0 | 135.8683 | 165.6399 | 179.4018 | 176.9878 | 0.38615 | 0.39118 | 0.3871 | 0.38217 | 52.4649 | 64.7948 | 69.4473 | 67.639
11 | 13 | 23 | 445.6156 | 456.7466 | 470.8614 | 482.9328 | 0 | 0 | 0 | 0 | 200.7768 | 183.1321 | 200.6504 | 186.5333 | 0 | 0 | 0 | 0 | 152.5559 | 154.0045 | 151.9445 | 151.4289 | 0 | 0 | 0 | 0 | 0 | 8.2413 | 10.5176 | 4.237 | 0 | 0 | 0 | 0 | 92.283 | 111.3686 | 107.749 | 140.7336 | 0.37881 | 0.38565 | 0.38202 | 0.38151 | 34.958 | 42.9494 | 41.1628 | 53.6909
11 | 13 | 24 | 407.127 | 416.267 | 427.9723 | 437.8813 | 0 | 0 | 0 | 0 | 187.4862 | 169.4481 | 167.3901 | 170.3556 | 0 | 0 | 0 | 0 | 164.2608 | 165.3056 | 162.1308 | 160.6306 | 0 | 0 | 0 | 0 | 0 | 15.5561 | 17.9959 | -0.15921 | 0 | 0 | 0 | 0 | 55.3799 | 65.9571 | 80.4554 | 107.0543 | 0.37303 | 0.37589 | 0.37336 | 0.37439 | 20.6583 | 24.7925 | 30.0392 | 40.0801
11 | 14 | 1 | 381.2144 | 388.1468 | 397.2364 | 404.7658 | 0 | 0 | 0 | 0 | 177.1689 | 157.0377 | 152.9987 | 148.1793 | 0 | 0 | 0 | 0 | 177.6273 | 178.2973 | 173.7415 | 170.9938 | 0 | 0 | 0 | 0 | 0 | 11.1518 | 12.5065 | 2.3096 | 0 | 0 | 0 | 0 | 26.4181 | 41.6601 | 57.9896 | 83.2832 | 0.3688 | 0.37024 | 0.36683 | 0.36949 | 9.7431 | 15.4242 | 21.2725 | 30.7725
11 | 14 | 2 | 362.8852 | 367.7776 | 374.5344 | 380.0079 | 0 | 0 | 0 | 0 | 122.5935 | 164.0081 | 144.9389 | 123.5298 | 0 | 0 | 0 | 0 | 192.314 | 184.8816 | 178.6744 | 174.3797 | 0 | 0 | 0 | 0 | 0 | 20.2941 | 16.4121 | -0.89772 | 0 | 0 | 0 | 0 | 47.9776 | -1.4062 | 34.509 | 82.9961 | 0.36982 | 0.36893 | 0.36693 | 0.36762 | 17.743 | -0.51877 | 12.6625 | 30.5112
11 | 14 | 3 | 352.8605 | 356.0494 | 360.9012 | 364.7165 | 0 | 0 | 0 | 0 | 102.2008 | 127.1544 | 118.2928 | 102.3876 | 0 | 0 | 0 | 0 | 201.0561 | 178.9573 | 171.6848 | 166.3949 | 0 | 0 | 0 | 0 | 0 | 2.4302 | -0.94388 | 0.3255 | 0 | 0 | 0 | 0 | 49.6035 | 47.5075 | 71.8675 | 95.6085 | 0.37 | 0.37041 | 0.36674 | 0.36591 | 18.3534 | 17.5973 | 26.357 | 34.9842
11 | 14 | 4 | 348.1078 | 349.8712 | 353.1288 | 355.5347 | 0 | 0 | 0 | 0 | 93.6659 | 132.5094 | 119.995 | 101.8672 | 0 | 0 | 0 | 0 | 213.8315 | 172.5555 | 163.7797 | 157.0819 | 0 | 0 | 0 | 0 | 0 | 0.81265 | -0.0057147 | -0.020665 | 0 | 0 | 0 | 0 | 40.6104 | 43.9936 | 69.3598 | 96.6063 | 0.37047 | 0.36757 | 0.36593 | 0.36392 | 15.0451 | 16.1706 | 25.3808 | 35.1573
11 | 14 | 5 | 357.6326 | 357.9695 | 359.6878 | 360.7149 | 0 | 0 | 0 | 0 | 134.8016 | 164.995 | 149.4443 | 105.3118 | 0 | 0 | 0 | 0 | 217.2631 | 167.1248 | 158.0154 | 150.987 | 0 | 0 | 0 | 0 | 0 | 11.8386 | -2.7017 | 6.5669 | 0 | 0 | 0 | 0 | 5.568 | 14.0111 | 54.9298 | 97.8491 | 0.3683 | 0.36546 | 0.36536 | 0.36382 | 2.0507 | 5.1205 | 20.0691 | 35.5997
11 | 14 | 6 | 387.2296 | 386.3855 | 386.969 | 387.0174 | 0 | 0 | 0 | 0 | 185.5353 | 175.8798 | 167.4696 | 152.1562 | 0 | 0 | 0 | 0 | 225.8635 | 158.1811 | 149.3984 | 142.7068 | 0 | 0 | 0 | 0 | 0 | 13.1349 | 12.2218 | -4.8832 | 0 | 0 | 0 | 0 | -24.1691 | 39.1897 | 57.8792 | 97.0376 | 0.3671 | 0.37164 | 0.36654 | 0.36504 | -8.8725 | 14.5643 | 21.2149 | 35.423
11 | 14 | 7 | 428.7083 | 427.6058 | 428.2686 | 428.5808 | 0 | 0 | 0 | 0 | 204.5904 | 148.404 | 139.6965 | 136.5864 | 0 | 0 | 0 | 0 | 254.9481 | 171.7528 | 162.6835 | 155.6042 | 0 | 0 | 0 | 0 | 0 | 14.3945 | 20.0928 | 9.4199 | 0 | 0 | 0 | 0 | -30.8301 | 93.0545 | 105.7957 | 126.9703 | 0.37421 | 0.37971 | 0.37449 | 0.37153 | -11.5369 | 35.3341 | 39.6192 | 47.1731
11 | 14 | 8 | 454.8143 | 453.7041 | 454.8453 | 456.0114 | 0 | 0 | 0 | 0 | 186.35 | 102.4402 | 100.508 | 92.3296 | 0 | 0 | 0 | 0 | 326.1522 | 272.7268 | 279.5635 | 286.5284 | 0 | 0 | 0 | 0 | 0 | -8.8816 | -3.3613 | -2.883 | 0 | 0 | 0 | 0 | -57.6878 | 87.4186 | 78.1351 | 80.0363 | 0.37146 | 0.3818 | 0.38331 | 0.37768 | -21.4289 | 33.3767 | 29.9501 | 30.2282
11 | 14 | 9 | 482.4609 | 482.5676 | 485.5283 | 488.7163 | 0 | 0 | 0 | 0 | 136.3003 | 93.4294 | 93.1577 | 88.6209 | 0 | 0 | 0 | 0 | 387.0519 | 417.5644 | 443.9516 | 468.1505 | 0 | 0 | 0 | 0 | 0 | -2.6741 | 0.54627 | -5.0258 | 0 | 0 | 0 | 0 | -40.8913 | -25.7521 | -52.1273 | -63.0293 | 0.37123 | 0.22113 | 0.22 | 0.23066 | -15.1801 | -5.6947 | -11.4682 | -14.5381
11 | 14 | 10 | 499.7454 | 500.1509 | 503.4734 | 506.9184 | 0 | 0 | 0 | 0 | 84.59 | 75.915 | 79.0408 | 91.8009 | 0 | 0 | 0 | 0 | 391.6115 | 465.2593 | 507.9254 | 546.5442 | 0 | 0 | 0 | 0 | 0 | -10.6646 | -12.2222 | -13.1923 | 0 | 0 | 0 | 0 | 23.544 | -30.3588 | -71.2706 | -118.2344 | 0.3751 | 0.22969 | 0.22687 | 0.23713 | 8.8314 | -6.973 | -16.1695 | -28.0368
11 | 14 | 11 | 518.9438 | 519.8189 | 523.4837 | 526.9078 | 0 | 0 | 0 | 0 | 89.7122 | 81.9228 | 80.3053 | 71.435 | 0 | 0 | 0 | 0 | 409.2222 | 505.81 | 556.7326 | 602.5765 | 0 | 0 | 0 | 0 | 0 | -11.4524 | -24.4942 | -15.9223 | 0 | 0 | 0 | 0 | 20.0094 | -56.4615 | -89.06 | -131.1814 | 0.37749 | 0.2322 | 0.2322 | 0 | 7.5533 | -13.1104 | -20.6799 | 0
11 | 14 | 12 | 532.2605 | 533.7152 | 537.8845 | 541.5148 | 0 | 0 | 0 | 0 | 85.6031 | 74.1013 | 72.6571 | 71.435 | 0 | 0 | 0 | 0 | 414.2684 | 522.7701 | 576.7965 | 625.3347 | 0 | 0 | 0 | 0 | 0 | -28.0672 | -28.0036 | -28.8516 | 0 | 0 | 0 | 0 | 32.389 | -35.089 | -83.5655 | -126.4033 | 0.38446 | 0.2322 | 0.2322 | 0 | 12.4523 | -8.1477 | -19.404 | 0
11 | 14 | 13 | 539.3436 | 542.1849 | 547.8493 | 552.7206 | 0 | 0 | 0 | 0 | 84.8248 | 75.9459 | 80.2605 | 71.435 | 0 | 0 | 0 | 0 | 411.4706 | 511.0076 | 567.1674 | 617.7397 | 0 | 0 | 0 | 0 | 0 | -26.7371 | -27.9935 | -30.0626 | 0 | 0 | 0 | 0 | 43.0482 | -18.0315 | -71.5851 | -106.3915 | 0.38397 | 0.2322 | 0.2322 | 0 | 16.5294 | -4.1869 | -16.6222 | 0
11 | 14 | 14 | 546.2989 | 550.1183 | 556.9166 | 562.817 | 0 | 0 | 0 | 0 | 83.989 | 81.8723 | 72.6571 | 71.435 | 0 | 0 | 0 | 0 | 394.889 | 482.3329 | 535.3838 | 583.2508 | 0 | 0 | 0 | 0 | 0 | -28.7902 | -27.1441 | -25.8828 | 0 | 0 | 0 | 0 | 67.4209 | 14.7032 | -23.9801 | -65.9861 | 0.38397 | 0.2322 | 0.2322 | 0 | 25.8879 | 3.4141 | -5.5682 | 0
11 | 14 | 15 | 549.643 | 554.3194 | 562.0522 | 568.7472 | 0 | 0 | 0 | 0 | 91.1188 | 74.1013 | 72.6571 | 71.435 | 0 | 0 | 0 | 0 | 362.3531 | 416.283 | 460.5441 | 500.7126 | 0 | 0 | 0 | 0 | 0 | -17.058 | -17.7612 | -22.5686 | 0 | 0 | 0 | 0 | 96.1712 | 80.9931 | 46.6122 | 19.1682 | 0.38285 | 0.2322 | 0.2322 | 0 | 36.819 | 18.8067 | 10.8234 | 0
11 | 14 | 16 | 540.3421 | 546.8586 | 556.5951 | 565.0869 | 0 | 0 | 0 | 0 | 110.7875 | 87.5053 | 91.4148 | 102.1735 | 0 | 0 | 0 | 0 | 295.1483 | 288.6698 | 316.1738 | 341.7531 | 0 | 0 | 0 | 0 | 0 | -4.4878 | -4.4199 | 2.0999 | 0 | 0 | 0 | 0 | 134.4064 | 175.1713 | 153.4264 | 119.0604 | 0.36639 | 0.37183 | 0.37526 | 0.38586 | 49.2451 | 65.1336 | 57.5744 | 45.9412
11 | 14 | 17 | 530.5375 | 537.8905 | 548.4697 | 557.6664 | 0 | 0 | 0 | 0 | 182.0318 | 123.8234 | 118.9101 | 138.3848 | 0 | 0 | 0 | 0 | 208.4988 | 148.4634 | 151.948 | 156.1973 | 0 | 0 | 0 | 0 | 0 | -4.2141 | -0.73515 | 0.95356 | 0 | 0 | 0 | 0 | 140.0069 | 269.8178 | 278.3468 | 262.1307 | 0.37929 | 0.39223 | 0.38711 | 0.38707 | 53.1028 | 105.8305 | 107.7509 | 101.4638
11 | 14 | 18 | 572.8336 | 583.5403 | 597.9817 | 610.5461 | 0 | 0 | 0 | 0 | 201.3602 | 159.6429 | 155.1726 | 175.0603 | 0 | 0 | 0 | 0 | 185.6677 | 112.9679 | 110.0123 | 108.4389 | 0 | 0 | 0 | 0 | 0 | -2.1466 | 0.55513 | 5.1179 | 0 | 0 | 0 | 0 | 185.8057 | 313.0761 | 332.2417 | 321.929 | 0.38908 | 0.39443 | 0.3893 | 0.38442 | 72.294 | 123.4872 | 129.3433 | 123.7559
11 | 14 | 19 | 568.2096 | 580.5826 | 596.8218 | 610.9564 | 0 | 0 | 0 | 0 | 200.6189 | 180.2849 | 177.9089 | 184.2431 | 0 | 0 | 0 | 0 | 184.1577 | 127.2671 | 121.4871 | 117.1931 | 0 | 0 | 0 | 0 | 0 | -1.3361 | 3.987 | 32.3961 | 0 | 0 | 0 | 0 | 183.433 | 274.3666 | 293.4388 | 277.1241 | 0.39237 | 0.3967 | 0.39262 | 0.38839 | 71.9743 | 108.8412 | 115.2094 | 107.6336
11 | 14 | 20 | 552.7497 | 565.4114 | 581.8242 | 596.0289 | 0 | 0 | 0 | 0 | 218.0892 | 175.7795 | 182.6343 | 200.99 | 0 | 0 | 0 | 0 | 181.2382 | 134.8402 | 126.1474 | 119.0412 | 0 | 0 | 0 | 0 | 0 | -2.0282 | 0.85365 | 8.2226 | 0 | 0 | 0 | 0 | 153.4223 | 256.8199 | 272.1889 | 267.7751 | 0.3924 | 0.39622 | 0.39194 | 0.38777 | 60.2034 | 101.7583 | 106.6824 | 103.8356
11 | 14 | 21 | 530.4842 | 542.8424 | 558.7311 | 572.3759 | 0 | 0 | 0 | 0 | 224.2221 | 181.7773 | 188.6721 | 206.9575 | 0 | 0 | 0 | 0 | 178.3817 | 143.202 | 131.6655 | 121.8175 | 0 | 0 | 0 | 0 | 0 | 2.3022 | 2.0661 | 22.3691 | 0 | 0 | 0 | 0 | 127.8804 | 215.5609 | 236.3274 | 221.2318 | 0.39025 | 0.39436 | 0.39015 | 0.38582 | 49.9048 | 85.0091 | 92.2034 | 85.3555
11 | 14 | 22 | 496.0601 | 508.0045 | 523.2584 | 536.3309 | 0 | 0 | 0 | 0 | 216.047 | 193.2325 | 195.4454 | 205.1192 | 0 | 0 | 0 | 0 | 173.7999 | 148.0604 | 133.4305 | 120.6119 | 0 | 0 | 0 | 0 | 0 | 2.2853 | 2.4718 | 7.7678 | 0 | 0 | 0 | 0 | 106.2132 | 164.4263 | 191.9107 | 202.832 | 0.38615 | 0.39118 | 0.3871 | 0.38217 | 41.0137 | 64.3201 | 74.2895 | 77.5158
11 | 14 | 23 | 444.4125 | 455.5044 | 469.5714 | 481.6015 | 0 | 0 | 0 | 0 | 200.7768 | 183.1321 | 200.6504 | 186.5333 | 0 | 0 | 0 | 0 | 176.0889 | 149.5166 | 132.1706 | 116.7528 | 0 | 0 | 0 | 0 | 0 | 8.2413 | 10.5176 | 4.237 | 0 | 0 | 0 | 0 | 67.5468 | 114.6143 | 126.2328 | 174.0784 | 0.37881 | 0.38565 | 0.38202 | 0.38151 | 25.5876 | 44.2011 | 48.224 | 66.4122
11 | 14 | 24 | 407.0208 | 416.1574 | 427.8585 | 437.7638 | 0 | 0 | 0 | 0 | 187.4862 | 169.4481 | 167.3901 | 170.3556 | 0 | 0 | 0 | 0 | 181.4836 | 151.7023 | 133.1642 | 116.6106 | 0 | 0 | 0 | 0 | 0 | 15.5561 | 17.9959 | -0.15921 | 0 | 0 | 0 | 0 | 38.051 | 79.4508 | 109.3082 | 150.9569 | 0.37303 | 0.37589 | 0.37336 | 0.37439 | 14.1941 | 29.8646 | 40.8118 | 56.5169
11 | 15 | 1 | 379.2504 | 386.1192 | 395.1305 | 402.5925 | 0 | 0 | 0 | 0 | 177.1689 | 157.0377 | 152.9987 | 148.1793 | 0 | 0 | 0 | 0 | 186.3205 | 159.0334 | 138.6866 | 120.3956 | 0 | 0 | 0 | 0 | 0 | 11.1518 | 12.5065 | 2.3096 | 0 | 0 | 0 | 0 | 15.761 | 58.8963 | 90.9387 | 131.708 | 0.3688 | 0.37024 | 0.36683 | 0.36949 | 5.8127 | 21.8058 | 33.3594 | 48.6652
11 | 15 | 2 | 364.0707 | 369.0015 | 375.8055 | 381.3197 | 0 | 0 | 0 | 0 | 122.5935 | 164.0081 | 144.9389 | 123.5298 | 0 | 0 | 0 | 0 | 190.9735 | 151.3482 | 129.8836 | 110.4936 | 0 | 0 | 0 | 0 | 0 | 20.2941 | 16.4121 | -0.89772 | 0 | 0 | 0 | 0 | 50.5037 | 33.3511 | 84.5709 | 148.194 | 0.36982 | 0.36893 | 0.36693 | 0.36762 | 18.6772 | 12.3041 | 31.0319 | 54.4793
11 | 15 | 3 | 351.4804 | 354.6246 | 359.4214 | 363.1894 | 0 | 0 | 0 | 0 | 102.2008 | 127.1544 | 118.2928 | 102.3876 | 0 | 0 | 0 | 0 | 191.0048 | 141.5645 | 120.0735 | 100.6482 | 0 | 0 | 0 | 0 | 0 | 2.4302 | -0.94388 | 0.3255 | 0 | 0 | 0 | 0 | 58.2748 | 83.4755 | 121.999 | 159.8281 | 0.37 | 0.37041 | 0.36674 | 0.36591 | 21.5617 | 30.9202 | 44.7424 | 58.4828
11 | 15 | 4 | 348.9394 | 350.7297 | 354.0205 | 356.4549 | 0 | 0 | 0 | 0 | 93.6659 | 132.5094 | 119.995 | 101.8672 | 0 | 0 | 0 | 0 | 190.8344 | 148.26 | 126.7683 | 107.359 | 0 | 0 | 0 | 0 | 0 | 0.81265 | -0.0057147 | -0.020665 | 0 | 0 | 0 | 0 | 64.4391 | 69.1477 | 107.2629 | 147.2494 | 0.37047 | 0.36757 | 0.36593 | 0.36392 | 23.873 | 25.4164 | 39.2506 | 53.5876
11 | 15 | 5 | 357.5619 | 357.8964 | 359.6119 | 360.6366 | 0 | 0 | 0 | 0 | 134.8016 | 164.995 | 149.4443 | 105.3118 | 0 | 0 | 0 | 0 | 194.0032 | 153.0881 | 131.1748 | 111.3987 | 0 | 0 | 0 | 0 | 0 | 11.8386 | -2.7017 | 6.5669 | 0 | 0 | 0 | 0 | 28.7571 | 27.9747 | 81.6945 | 137.3591 | 0.3683 | 0.36546 | 0.36536 | 0.36382 | 10.5911 | 10.2236 | 29.8478 | 49.9743
11 | 15 | 6 | 387.8135 | 386.9883 | 387.5951 | 387.6635 | 0 | 0 | 0 | 0 | 185.5353 | 175.8798 | 167.4696 | 152.1562 | 0 | 0 | 0 | 0 | 193.5721 | 148.5344 | 126.6707 | 106.9433 | 0 | 0 | 0 | 0 | 0 | 13.1349 | 12.2218 | -4.8832 | 0 | 0 | 0 | 0 | 8.7061 | 49.4393 | 81.233 | 133.4472 | 0.3671 | 0.37164 | 0.36654 | 0.36504 | 3.196 | 18.3734 | 29.775 | 48.7141
11 | 15 | 7 | 428.0714 | 426.9482 | 427.5856 | 427.876 | 0 | 0 | 0 | 0 | 204.5904 | 148.404 | 139.6965 | 136.5864 | 0 | 0 | 0 | 0 | 208.2722 | 158.65 | 137.345 | 118.0647 | 0 | 0 | 0 | 0 | 0 | 14.3945 | 20.0928 | 9.4199 | 0 | 0 | 0 | 0 | 15.2088 | 105.4997 | 130.4513 | 163.8049 | 0.37421 | 0.37971 | 0.37449 | 0.37153 | 5.6912 | 40.0597 | 48.8524 | 60.8583
11 | 15 | 8 | 457.3445 | 456.3163 | 457.5583 | 458.8112 | 0 | 0 | 0 | 0 | 186.35 | 102.4402 | 100.508 | 92.3296 | 0 | 0 | 0 | 0 | 278.2348 | 273.1536 | 268.2546 | 263.5065 | 0 | 0 | 0 | 0 | 0 | -8.8816 | -3.3613 | -2.883 | 0 | 0 | 0 | 0 | -7.2402 | 89.6041 | 92.157 | 105.858 | 0.37146 | 0.3818 | 0.38331 | 0.37768 | -2.6895 | 34.2111 | 35.3249 | 39.9806
11 | 15 | 9 | 476.3567 | 476.2654 | 478.983 | 481.9615 | 0 | 0 | 0 | 0 | 136.3003 | 93.4294 | 93.1577 | 88.6209 | 0 | 0 | 0 | 0 | 342.0913 | 390.9179 | 406.0878 | 419.1585 | 0 | 0 | 0 | 0 | 0 | -2.6741 | 0.54627 | -5.0258 | 0 | 0 | 0 | 0 | -2.035 | -5.4078 | -20.8088 | -20.7921 | 0.37123 | 0.22113 | 0.22 | 0.23066 | -0.75545 | -1.1958 | -4.578 | -4.7958
11 | 15 | 10 | 504.0804 | 504.6264 | 508.1215 | 511.7153 | 0 | 0 | 0 | 0 | 84.59 | 75.915 | 79.0408 | 91.8009 | 0 | 0 | 0 | 0 | 378.7105 | 458.0076 | 487.8632 | 514.0873 | 0 | 0 | 0 | 0 | 0 | -10.6646 | -12.2222 | -13.1923 | 0 | 0 | 0 | 0 | 40.7798 | -18.6316 | -46.5604 | -80.9806 | 0.3751 | 0.22969 | 0.22687 | 0.23713 | 15.2966 | -4.2794 | -10.5634 | -19.2029
11 | 15 | 11 | 524.0396 | 525.0799 | 528.9476 | 532.5465 | 0 | 0 | 0 | 0 | 89.7122 | 81.9228 | 80.3053 | 71.435 | 0 | 0 | 0 | 0 | 395.8326 | 475.3988 | 513.0635 | 546.3326 | 0 | 0 | 0 | 0 | 0 | -11.4524 | -24.4942 | -15.9223 | 0 | 0 | 0 | 0 | 38.4948 | -20.7893 | -39.9271 | -69.2987 | 0.37749 | 0.2322 | 0.2322 | 0 | 14.5314 | -4.8273 | -9.2711 | 0
11 | 15 | 12 | 540.3642 | 542.0816 | 546.5736 | 550.482 | 0 | 0 | 0 | 0 | 85.6031 | 74.1013 | 72.6571 | 71.435 | 0 | 0 | 0 | 0 | 405.6829 | 500.1713 | 540.7133 | 576.6066 | 0 | 0 | 0 | 0 | 0 | -28.0672 | -28.0036 | -28.8516 | 0 | 0 | 0 | 0 | 49.0782 | -4.1238 | -38.7931 | -68.7081 | 0.38446 | 0.2322 | 0.2322 | 0 | 18.8686 | -0.95754 | -9.0078 | 0
11 | 15 | 13 | 541.6084 | 544.5231 | 550.2777 | 555.2267 | 0 | 0 | 0 | 0 | 84.8248 | 75.9459 | 80.2605 | 71.435 | 0 | 0 | 0 | 0 | 382.9705 | 451.1403 | 492.0761 | 528.7087 | 0 | 0 | 0 | 0 | 0 | -26.7371 | -27.9935 | -30.0626 | 0 | 0 | 0 | 0 | 73.8131 | 44.174 | 5.9346 | -14.8543 | 0.38397 | 0.2322 | 0.2322 | 0 | 28.3424 | 10.2572 | 1.378 | 0
11 | 15 | 14 | 547.7144 | 551.5796 | 558.4344 | 564.3833 | 0 | 0 | 0 | 0 | 83.989 | 81.8723 | 72.6571 | 71.435 | 0 | 0 | 0 | 0 | 339.374 | 392.2237 | 431.45 | 466.9227 | 0 | 0 | 0 | 0 | 0 | -28.7902 | -27.1441 | -25.8828 | 0 | 0 | 0 | 0 | 124.3514 | 106.2738 | 81.4714 | 51.9084 | 0.38397 | 0.2322 | 0.2322 | 0 | 47.7478 | 24.6769 | 18.9178 | 0
11 | 15 | 15 | 541.3978 | 545.8069 | 553.2113 | 559.6234 | 0 | 0 | 0 | 0 | 91.1188 | 74.1013 | 72.6571 | 71.435 | 0 | 0 | 0 | 0 | 291.9944 | 324.9745 | 355.9328 | 384.2109 | 0 | 0 | 0 | 0 | 0 | -17.058 | -17.7612 | -22.5686 | 0 | 0 | 0 | 0 | 158.2847 | 163.789 | 142.3827 | 126.546 | 0.38285 | 0.2322 | 0.2322 | 0 | 60.5991 | 38.0319 | 33.0615 | 0
11 | 15 | 16 | 536.2549 | 542.6389 | 552.2126 | 560.5642 | 0 | 0 | 0 | 0 | 110.7875 | 87.5053 | 91.4148 | 102.1735 | 0 | 0 | 0 | 0 | 236.7685 | 251.2273 | 262.6009 | 273.2562 | 0 | 0 | 0 | 0 | 0 | -4.4878 | -4.4199 | 2.0999 | 0 | 0 | 0 | 0 | 188.6989 | 208.3941 | 202.6168 | 183.0346 | 0.36639 | 0.37183 | 0.37526 | 0.38586 | 69.1373 | 77.4867 | 76.0335 | 70.6266
11 | 15 | 17 | 529.9536 | 537.2876 | 547.8436 | 557.0203 | 0 | 0 | 0 | 0 | 182.0318 | 123.8234 | 118.9101 | 138.3848 | 0 | 0 | 0 | 0 | 188.2928 | 175.4367 | 162.8317 | 151.9401 | 0 | 0 | 0 | 0 | 0 | -4.2141 | -0.73515 | 0.95356 | 0 | 0 | 0 | 0 | 159.629 | 242.2416 | 266.837 | 265.7419 | 0.37929 | 0.39223 | 0.38711 | 0.38707 | 60.5452 | 95.0144 | 103.2954 | 102.8616
11 | 15 | 18 | 570.215 | 580.8367 | 595.1739 | 607.6484 | 0 | 0 | 0 | 0 | 201.3602 | 159.6429 | 155.1726 | 175.0603 | 0 | 0 | 0 | 0 | 189.2016 | 178.7512 | 158.8646 | 141.2777 | 0 | 0 | 0 | 0 | 0 | -2.1466 | 0.55513 | 5.1179 | 0 | 0 | 0 | 0 | 179.6532 | 244.5892 | 280.5815 | 286.1926 | 0.38908 | 0.39443 | 0.3893 | 0.38442 | 69.9002 | 96.4738 | 109.2318 | 110.0181
11 | 15 | 19 | 565.5202 | 577.8059 | 593.9381 | 607.9804 | 0 | 0 | 0 | 0 | 200.6189 | 180.2849 | 177.9089 | 184.2431 | 0 | 0 | 0 | 0 | 195.5696 | 191.0446 | 170.0014 | 151.3091 | 0 | 0 | 0 | 0 | 0 | -1.3361 | 3.987 | 32.3961 | 0 | 0 | 0 | 0 | 169.3316 | 207.8125 | 242.0408 | 240.032 | 0.39237 | 0.3967 | 0.39262 | 0.38839 | 66.4413 | 82.4392 | 95.0296 | 93.2272
11 | 15 | 20 | 550.1134 | 562.6896 | 578.9974 | 593.1116 | 0 | 0 | 0 | 0 | 218.0892 | 175.7795 | 182.6343 | 200.99 | 0 | 0 | 0 | 0 | 201.2659 | 194.8865 | 175.6017 | 158.5609 | 0 | 0 | 0 | 0 | 0 | -2.0282 | 0.85365 | 8.2226 | 0 | 0 | 0 | 0 | 130.7583 | 194.0518 | 219.9078 | 225.3381 | 0.3924 | 0.39622 | 0.39194 | 0.38777 | 51.3099 | 76.888 | 86.1912 | 87.3797
11 | 15 | 21 | 526.9632 | 539.2072 | 554.9557 | 568.4797 | 0 | 0 | 0 | 0 | 224.2221 | 181.7773 | 188.6721 | 206.9575 | 0 | 0 | 0 | 0 | 181.8316 | 183.0151 | 164.6867 | 148.4895 | 0 | 0 | 0 | 0 | 0 | 2.3022 | 2.0661 | 22.3691 | 0 | 0 | 0 | 0 | 120.9095 | 172.1126 | 199.5307 | 190.6636 | 0.39025 | 0.39436 | 0.39015 | 0.38582 | 47.1844 | 67.8747 | 77.8471 | 73.5617
11 | 15 | 22 | 492.5568 | 504.3875 | 519.502 | 532.4543 | 0 | 0 | 0 | 0 | 216.047 | 193.2325 | 195.4454 | 205.1192 | 0 | 0 | 0 | 0 | 178.9555 | 183.8527 | 165.2985 | 148.8631 | 0 | 0 | 0 | 0 | 0 | 2.2853 | 2.4718 | 7.7678 | 0 | 0 | 0 | 0 | 97.5543 | 125.0171 | 156.2863 | 170.7041 | 0.38615 | 0.39118 | 0.3871 | 0.38217 | 37.6701 | 48.9041 | 60.4991 | 65.2376
11 | 15 | 23 | 452.2507 | 463.5968 | 477.9759 | 490.2749 | 0 | 0 | 0 | 0 | 200.7768 | 183.1321 | 200.6504 | 186.5333 | 0 | 0 | 0 | 0 | 189.9976 | 197.9187 | 178.3683 | 160.9641 | 0 | 0 | 0 | 0 | 0 | 8.2413 | 10.5176 | 4.237 | 0 | 0 | 0 | 0 | 61.4763 | 74.3046 | 88.4397 | 138.5405 | 0.37881 | 0.38565 | 0.38202 | 0.38151 | 23.288 | 28.6557 | 33.7861 | 52.8542
11 | 15 | 24 | 410.2056 | 419.4455 | 431.2734 | 441.288 | 0 | 0 | 0 | 0 | 187.4862 | 169.4481 | 167.3901 | 170.3556 | 0 | 0 | 0 | 0 | 199.2329 | 208.5543 | 187.4065 | 168.4341 | 0 | 0 | 0 | 0 | 0 | 15.5561 | 17.9959 | -0.15921 | 0 | 0 | 0 | 0 | 23.4865 | 25.8869 | 58.4809 | 102.6576 | 0.37303 | 0.37589 | 0.37336 | 0.37439 | 8.7611 | 9.7306 | 21.8347 | 38.434
11 | 16 | 1 | 382.1698 | 389.1333 | 398.2608 | 405.823 | 0 | 0 | 0 | 0 | 177.1689 | 157.0377 | 152.9987 | 148.1793 | 0 | 0 | 0 | 0 | 205.5898 | 215.4319 | 194.3537 | 175.41 | 0 | 0 | 0 | 0 | 0 | 11.1518 | 12.5065 | 2.3096 | 0 | 0 | 0 | 0 | -0.58894 | 5.512 | 38.4018 | 79.9242 | 0.3688 | 0.37024 | 0.36683 | 0.36949 | -0.2172 | 2.0407 | 14.0871 | 29.5314
11 | 16 | 2 | 364.6899 | 369.6408 | 376.4695 | 382.0049 | 0 | 0 | 0 | 0 | 122.5935 | 164.0081 | 144.9389 | 123.5298 | 0 | 0 | 0 | 0 | 208.271 | 223.8012 | 202.2212 | 182.7699 | 0 | 0 | 0 | 0 | 0 | 20.2941 | 16.4121 | -0.89772 | 0 | 0 | 0 | 0 | 33.8254 | -38.4625 | 12.8972 | 76.6029 | 0.36982 | 0.36893 | 0.36693 | 0.36762 | 12.5092 | -14.1898 | 4.7324 | 28.1609
11 | 16 | 3 | 353.869 | 357.0907 | 361.9826 | 365.8325 | 0 | 0 | 0 | 0 | 102.2008 | 127.1544 | 118.2928 | 102.3876 | 0 | 0 | 0 | 0 | 205.7845 | 224.1505 | 202.3173 | 182.6092 | 0 | 0 | 0 | 0 | 0 | 2.4302 | -0.94388 | 0.3255 | 0 | 0 | 0 | 0 | 45.8837 | 3.3556 | 42.3164 | 80.5102 | 0.37 | 0.37041 | 0.36674 | 0.36591 | 16.977 | 1.2429 | 15.5193 | 29.4595
11 | 16 | 4 | 351.045 | 352.9036 | 356.2781 | 358.7848 | 0 | 0 | 0 | 0 | 93.6659 | 132.5094 | 119.995 | 101.8672 | 0 | 0 | 0 | 0 | 211.8613 | 224.3839 | 202.5269 | 182.788 | 0 | 0 | 0 | 0 | 0 | 0.81265 | -0.0057147 | -0.020665 | 0 | 0 | 0 | 0 | 45.5177 | -4.8024 | 33.762 | 74.1503 | 0.37047 | 0.36757 | 0.36593 | 0.36392 | 16.8631 | -1.7652 | 12.3545 | 26.985
11 | 16 | 5 | 358.7296 | 359.102 | 360.864 | 361.9288 | 0 | 0 | 0 | 0 | 134.8016 | 164.995 | 149.4443 | 105.3118 | 0 | 0 | 0 | 0 | 209.2756 | 221.2065 | 198.645 | 178.2163 | 0 | 0 | 0 | 0 | 0 | 11.8386 | -2.7017 | 6.5669 | 0 | 0 | 0 | 0 | 14.6525 | -38.938 | 15.4765 | 71.8337 | 0.3683 | 0.36546 | 0.36536 | 0.36382 | 5.3965 | -14.2302 | 5.6545 | 26.1347
11 | 16 | 6 | 387.265 | 386.422 | 387.007 | 387.0566 | 0 | 0 | 0 | 0 | 185.5353 | 175.8798 | 167.4696 | 152.1562 | 0 | 0 | 0 | 0 | 210.8016 | 222.338 | 199.945 | 179.6551 | 0 | 0 | 0 | 0 | 0 | 13.1349 | 12.2218 | -4.8832 | 0 | 0 | 0 | 0 | -9.0719 | -24.9306 | 7.3705 | 60.1284 | 0.3671 | 0.37164 | 0.36654 | 0.36504 | -3.3303 | -9.2651 | 2.7016 | 21.9495
11 | 16 | 7 | 430.1592 | 429.1037 | 429.8243 | 430.1863 | 0 | 0 | 0 | 0 | 204.5904 | 148.404 | 139.6965 | 136.5864 | 0 | 0 | 0 | 0 | 223.9664 | 237.3425 | 213.5687 | 191.8708 | 0 | 0 | 0 | 0 | 0 | 14.3945 | 20.0928 | 9.4199 | 0 | 0 | 0 | 0 | 1.6024 | 28.9626 | 56.4662 | 92.3091 | 0.37421 | 0.37971 | 0.37449 | 0.37153 | 0.59965 | 10.9975 | 21.1459 | 34.2955
11 | 16 | 8 | 458.5654 | 457.5767 | 458.8673 | 460.1621 | 0 | 0 | 0 | 0 | 186.35 | 102.4402 | 100.508 | 92.3296 | 0 | 0 | 0 | 0 | 268.0755 | 292.6777 | 283.0635 | 274.1374 | 0 | 0 | 0 | 0 | 0 | -8.8816 | -3.3613 | -2.883 | 0 | 0 | 0 | 0 | 4.1399 | 71.3405 | 78.657 | 96.5781 | 0.37146 | 0.3818 | 0.38331 | 0.37768 | 1.5378 | 27.238 | 30.1502 | 36.4758
11 | 16 | 9 | 476.7459 | 476.6672 | 479.4004 | 482.3923 | 0 | 0 | 0 | 0 | 136.3003 | 93.4294 | 93.1577 | 88.6209 | 0 | 0 | 0 | 0 | 308.498 | 350.3199 | 357.6587 | 363.9587 | 0 | 0 | 0 | 0 | 0 | -2.6741 | 0.54627 | -5.0258 | 0 | 0 | 0 | 0 | 31.9476 | 35.5921 | 28.0377 | 34.8384 | 0.37123 | 0.22113 | 0.22 | 0.23066 | 11.8599 | 7.8706 | 6.1684 | 8.0357
11 | 16 | 10 | 494.7382 | 494.9813 | 498.1043 | 501.3776 | 0 | 0 | 0 | 0 | 84.59 | 75.915 | 79.0408 | 91.8009 | 0 | 0 | 0 | 0 | 330.3133 | 377.3235 | 401.7748 | 423.5917 | 0 | 0 | 0 | 0 | 0 | -10.6646 | -12.2222 | -13.1923 | 0 | 0 | 0 | 0 | 79.8348 | 52.4074 | 29.5109 | -0.82273 | 0.3751 | 0.22969 | 0.22687 | 0.23713 | 29.9463 | 12.0373 | 6.6953 | -0.19509
11 | 16 | 11 | 506.6645 | 507.1414 | 510.3172 | 513.32 | 0 | 0 | 0 | 0 | 89.7122 | 81.9228 | 80.3053 | 71.435 | 0 | 0 | 0 | 0 | 348.4233 | 379.1048 | 408.0577 | 433.859 | 0 | 0 | 0 | 0 | 0 | -11.4524 | -24.4942 | -15.9223 | 0 | 0 | 0 | 0 | 68.529 | 57.5662 | 46.4484 | 23.9483 | 0.37749 | 0.2322 | 0.2322 | 0 | 25.869 | 13.3669 | 10.7854 | 0
11 | 16 | 12 | 512.0014 | 512.7992 | 516.1617 | 519.0969 | 0 | 0 | 0 | 0 | 85.6031 | 74.1013 | 72.6571 | 71.435 | 0 | 0 | 0 | 0 | 379.6693 | 439.8137 | 474.7092 | 505.8652 | 0 | 0 | 0 | 0 | 0 | -28.0672 | -28.0036 | -28.8516 | 0 | 0 | 0 | 0 | 46.7291 | 26.9513 | -3.2009 | -29.3517 | 0.38446 | 0.2322 | 0.2322 | 0 | 17.9654 | 6.2581 | -0.74326 | 0
11 | 16 | 13 | 507.8668 | 509.6873 | 514.0984 | 517.8897 | 0 | 0 | 0 | 0 | 84.8248 | 75.9459 | 80.2605 | 71.435 | 0 | 0 | 0 | 0 | 393.7601 | 469.813 | 501.5611 | 529.6817 | 0 | 0 | 0 | 0 | 0 | -26.7371 | -27.9935 | -30.0626 | 0 | 0 | 0 | 0 | 29.2819 | -9.3345 | -39.7298 | -53.1645 | 0.38397 | 0.2322 | 0.2322 | 0 | 11.2435 | -2.1675 | -9.2253 | 0
11 | 16 | 14 | 511.4426 | 514.1317 | 519.5421 | 524.2465 | 0 | 0 | 0 | 0 | 83.989 | 81.8723 | 72.6571 | 71.435 | 0 | 0 | 0 | 0 | 356.0172 | 405.8741 | 433.087 | 457.1701 | 0 | 0 | 0 | 0 | 0 | -28.7902 | -27.1441 | -25.8828 | 0 | 0 | 0 | 0 | 71.4365 | 55.1754 | 40.9421 | 21.5241 | 0.38397 | 0.2322 | 0.2322 | 0 | 27.4298 | 12.8118 | 9.5068 | 0
11 | 16 | 15 | 499.2341 | 502.2759 | 508.0014 | 512.9667 | 0 | 0 | 0 | 0 | 91.1188 | 74.1013 | 72.6571 | 71.435 | 0 | 0 | 0 | 0 | 316.6652 | 378.1406 | 395.0364 | 409.8468 | 0 | 0 | 0 | 0 | 0 | -17.058 | -17.7612 | -22.5686 | 0 | 0 | 0 | 0 | 91.4502 | 67.092 | 58.0691 | 54.2536 | 0.38285 | 0.2322 | 0.2322 | 0 | 35.0116 | 15.5788 | 13.4837 | 0
11 | 16 | 16 | 494.7636 | 499.8021 | 507.7236 | 514.6515 | 0 | 0 | 0 | 0 | 110.7875 | 87.5053 | 91.4148 | 102.1735 | 0 | 0 | 0 | 0 | 246.3311 | 285.6176 | 285.7175 | 285.6085 | 0 | 0 | 0 | 0 | 0 | -4.4878 | -4.4199 | 2.0999 | 0 | 0 | 0 | 0 | 137.645 | 131.1669 | 135.0112 | 124.7696 | 0.36639 | 0.37183 | 0.37526 | 0.38586 | 50.4317 | 48.7715 | 50.664 | 48.1442
11 | 16 | 17 | 494.4604 | 500.6434 | 509.7861 | 517.7449 | 0 | 0 | 0 | 0 | 182.0318 | 123.8234 | 118.9101 | 138.3848 | 0 | 0 | 0 | 0 | 185.9944 | 199.3974 | 182.4383 | 167.1534 | 0 | 0 | 0 | 0 | 0 | -4.2141 | -0.73515 | 0.95356 | 0 | 0 | 0 | 0 | 126.4342 | 181.6368 | 209.1728 | 211.2532 | 0.37929 | 0.39223 | 0.38711 | 0.38707 | 47.9548 | 71.2433 | 80.973 | 81.7705
11 | 16 | 18 | 540.5075 | 550.1659 | 563.3201 | 574.7753 | 0 | 0 | 0 | 0 | 201.3602 | 159.6429 | 155.1726 | 175.0603 | 0 | 0 | 0 | 0 | 187.8412 | 189.2298 | 171.5709 | 155.7786 | 0 | 0 | 0 | 0 | 0 | -2.1466 | 0.55513 | 5.1179 | 0 | 0 | 0 | 0 | 151.3062 | 203.4398 | 236.0215 | 238.8186 | 0.38908 | 0.39443 | 0.3893 | 0.38442 | 58.8708 | 80.2431 | 91.8843 | 91.8066
11 | 16 | 19 | 536.1135 | 547.4457 | 562.4069 | 575.4401 | 0 | 0 | 0 | 0 | 200.6189 | 180.2849 | 177.9089 | 184.2431 | 0 | 0 | 0 | 0 | 190.1492 | 182.8713 | 165.6652 | 150.3133 | 0 | 0 | 0 | 0 | 0 | -1.3361 | 3.987 | 32.3961 | 0 | 0 | 0 | 0 | 145.3454 | 185.6255 | 214.8458 | 208.4877 | 0.39237 | 0.3967 | 0.39262 | 0.38839 | 57.0298 | 73.6376 | 84.3523 | 80.9756
11 | 16 | 20 | 520.6536 | 532.2746 | 547.4092 | 560.5126 | 0 | 0 | 0 | 0 | 218.0892 | 175.7795 | 182.6343 | 200.99 | 0 | 0 | 0 | 0 | 182.2997 | 193.7885 | 176.1164 | 160.3197 | 0 | 0 | 0 | 0 | 0 | -2.0282 | 0.85365 | 8.2226 | 0 | 0 | 0 | 0 | 120.2648 | 164.7348 | 187.8049 | 190.9804 | 0.3924 | 0.39622 | 0.39194 | 0.38777 | 47.1923 | 65.2719 | 73.6087 | 74.0568
11 | 16 | 21 | 503.997 | 515.4963 | 530.3302 | 543.0662 | 0 | 0 | 0 | 0 | 224.2221 | 181.7773 | 188.6721 | 206.9575 | 0 | 0 | 0 | 0 | 179.6573 | 194.884 | 177.811 | 162.6159 | 0 | 0 | 0 | 0 | 0 | 2.3022 | 2.0661 | 22.3691 | 0 | 0 | 0 | 0 | 100.1176 | 136.5328 | 161.781 | 151.1236 | 0.39025 | 0.39436 | 0.39015 | 0.38582 | 39.0705 | 53.8434 | 63.119 | 58.3064
11 | 16 | 22 | 480.7198 | 492.1667 | 506.8098 | 519.356 | 0 | 0 | 0 | 0 | 216.047 | 193.2325 | 195.4454 | 205.1192 | 0 | 0 | 0 | 0 | 176.9792 | 197.6463 | 181.0521 | 166.3398 | 0 | 0 | 0 | 0 | 0 | 2.2853 | 2.4718 | 7.7678 | 0 | 0 | 0 | 0 | 87.6936 | 99.0027 | 127.8405 | 140.1291 | 0.38615 | 0.39118 | 0.3871 | 0.38217 | 33.8625 | 38.7278 | 49.4877 | 53.5528
11 | 16 | 23 | 449.0128 | 460.2539 | 474.504 | 486.692 | 0 | 0 | 0 | 0 | 200.7768 | 183.1321 | 200.6504 | 186.5333 | 0 | 0 | 0 | 0 | 174.9752 | 186.5631 | 171.0949 | 157.48 | 0 | 0 | 0 | 0 | 0 | 8.2413 | 10.5176 | 4.237 | 0 | 0 | 0 | 0 | 73.2608 | 82.3174 | 92.2412 | 138.4417 | 0.37881 | 0.38565 | 0.38202 | 0.38151 | 27.7522 | 31.7458 | 35.2384 | 52.8165
11 | 16 | 24 | 409.2148 | 418.4225 | 430.211 | 440.1916 | 0 | 0 | 0 | 0 | 187.4862 | 169.4481 | 167.3901 | 170.3556 | 0 | 0 | 0 | 0 | 177.8343 | 178.7502 | 162.7875 | 148.735 | 0 | 0 | 0 | 0 | 0 | 15.5561 | 17.9959 | -0.15921 | 0 | 0 | 0 | 0 | 43.8943 | 54.668 | 82.0374 | 121.2603 | 0.37303 | 0.37589 | 0.37336 | 0.37439 | 16.3738 | 20.549 | 30.6299 | 45.3987
11 | 17 | 1 | 379.852 | 386.7403 | 395.7755 | 403.2582 | 0 | 0 | 0 | 0 | 177.1689 | 157.0377 | 152.9987 | 148.1793 | 0 | 0 | 0 | 0 | 179.2977 | 177.9237 | 162.0485 | 148.0849 | 0 | 0 | 0 | 0 | 0 | 11.1518 | 12.5065 | 2.3096 | 0 | 0 | 0 | 0 | 23.3854 | 40.6271 | 68.2218 | 104.6844 | 0.3688 | 0.37024 | 0.36683 | 0.36949 | 8.6246 | 15.0418 | 25.026 | 38.6802
11 | 17 | 2 | 360.4435 | 365.2567 | 371.9163 | 377.306 | 0 | 0 | 0 | 0 | 122.5935 | 164.0081 | 144.9389 | 123.5298 | 0 | 0 | 0 | 0 | 176.1415 | 164.1939 | 149.4595 | 136.563 | 0 | 0 | 0 | 0 | 0 | 20.2941 | 16.4121 | -0.89772 | 0 | 0 | 0 | 0 | 61.7085 | 16.7607 | 61.1057 | 118.1109 | 0.36982 | 0.36893 | 0.36693 | 0.36762 | 22.8209 | 6.1834 | 22.4218 | 43.4201
11 | 17 | 3 | 349.4103 | 352.4873 | 357.2017 | 360.8986 | 0 | 0 | 0 | 0 | 102.2008 | 127.1544 | 118.2928 | 102.3876 | 0 | 0 | 0 | 0 | 169.7347 | 153.8503 | 139.4212 | 126.8019 | 0 | 0 | 0 | 0 | 0 | 2.4302 | -0.94388 | 0.3255 | 0 | 0 | 0 | 0 | 77.4747 | 69.0524 | 100.4316 | 131.3836 | 0.37 | 0.37041 | 0.36674 | 0.36591 | 28.6657 | 25.5777 | 36.8327 | 48.0746
11 | 17 | 4 | 343.9322 | 345.5601 | 348.6515 | 350.9141 | 0 | 0 | 0 | 0 | 93.6659 | 132.5094 | 119.995 | 101.8672 | 0 | 0 | 0 | 0 | 167.5445 | 141.5351 | 126.8109 | 113.9057 | 0 | 0 | 0 | 0 | 0 | 0.81265 | -0.0057147 | -0.020665 | 0 | 0 | 0 | 0 | 82.7217 | 70.7029 | 101.8512 | 135.1618 | 0.37047 | 0.36757 | 0.36593 | 0.36392 | 30.6463 | 25.9881 | 37.2703 | 49.1886
11 | 17 | 5 | 345.6541 | 345.6025 | 346.8438 | 347.4599 | 0 | 0 | 0 | 0 | 134.8016 | 164.995 | 149.4443 | 105.3118 | 0 | 0 | 0 | 0 | 159.8233 | 133.8993 | 118.0121 | 103.9938 | 0 | 0 | 0 | 0 | 0 | 11.8386 | -2.7017 | 6.5669 | 0 | 0 | 0 | 0 | 51.0293 | 34.8697 | 82.0892 | 131.5873 | 0.3683 | 0.36546 | 0.36536 | 0.36382 | 18.7939 | 12.7433 | 29.992 | 47.8744
11 | 17 | 6 | 356.1775 | 354.3264 | 353.6734 | 352.6563 | 0 | 0 | 0 | 0 | 185.5353 | 175.8798 | 167.4696 | 152.1562 | 0 | 0 | 0 | 0 | 153.0801 | 119.7883 | 102.8364 | 87.8118 | 0 | 0 | 0 | 0 | 0 | 13.1349 | 12.2218 | -4.8832 | 0 | 0 | 0 | 0 | 17.562 | 45.5234 | 71.1457 | 117.5715 | 0.3671 | 0.37164 | 0.36654 | 0.36504 | 6.4471 | 16.9181 | 26.0776 | 42.9188
11 | 17 | 7 | 370.3197 | 367.3237 | 365.6614 | 363.9702 | 0 | 0 | 0 | 0 | 204.5904 | 148.404 | 139.6965 | 136.5864 | 0 | 0 | 0 | 0 | 182.8347 | 125.3083 | 106.3516 | 89.3208 | 0 | 0 | 0 | 0 | 0 | 14.3945 | 20.0928 | 9.4199 | 0 | 0 | 0 | 0 | -17.1055 | 79.2169 | 99.5205 | 128.6432 | 0.37421 | 0.37971 | 0.37449 | 0.37153 | -6.401 | 30.0798 | 37.2692 | 47.7947
11 | 17 | 8 | 386.9065 | 383.5941 | 382.0313 | 380.8674 | 0 | 0 | 0 | 0 | 186.35 | 102.4402 | 100.508 | 92.3296 | 0 | 0 | 0 | 0 | 228.2734 | 183.1777 | 179.3468 | 175.9296 | 0 | 0 | 0 | 0 | 0 | -8.8816 | -3.3613 | -2.883 | 0 | 0 | 0 | 0 | -27.7168 | 106.8578 | 105.5377 | 115.4911 | 0.37146 | 0.3818 | 0.38331 | 0.37768 | -10.2958 | 40.7986 | 40.4539 | 43.6189
11 | 17 | 9 | 415.4378 | 413.371 | 413.6629 | 414.5512 | 0 | 0 | 0 | 0 | 136.3003 | 93.4294 | 93.1577 | 88.6209 | 0 | 0 | 0 | 0 | 275.9489 | 255.5579 | 269.7779 | 282.563 | 0 | 0 | 0 | 0 | 0 | -2.6741 | 0.54627 | -5.0258 | 0 | 0 | 0 | 0 | 3.1886 | 67.0579 | 50.1811 | 48.3931 | 0.37123 | 0.22113 | 0.22 | 0.23066 | 1.1837 | 14.8288 | 11.04 | 11.1621
11 | 17 | 10 | 435.9072 | 434.2425 | 435.0229 | 436.2776 | 0 | 0 | 0 | 0 | 84.59 | 75.915 | 79.0408 | 91.8009 | 0 | 0 | 0 | 0 | 310.4013 | 308.233 | 335.7639 | 360.4758 | 0 | 0 | 0 | 0 | 0 | -10.6646 | -12.2222 | -13.1923 | 0 | 0 | 0 | 0 | 40.9158 | 60.7591 | 32.4403 | -2.8068 | 0.3751 | 0.22969 | 0.22687 | 0.23713 | 15.3477 | 13.9556 | 7.3599 | -0.66557
11 | 17 | 11 | 444.861 | 443.3337 | 444.0485 | 444.9307 | 0 | 0 | 0 | 0 | 89.7122 | 81.9228 | 80.3053 | 71.435 | 0 | 0 | 0 | 0 | 354.0059 | 366.292 | 402.2242 | 434.3901 | 0 | 0 | 0 | 0 | 0 | -11.4524 | -24.4942 | -15.9223 | 0 | 0 | 0 | 0 | 1.1428 | 6.5713 | -13.9868 | -44.9722 | 0.37749 | 0.2322 | 0.2322 | 0 | 0.43141 | 1.5259 | -3.2478 | 0
11 | 17 | 12 | 446.1638 | 444.8265 | 445.5674 | 446.2436 | 0 | 0 | 0 | 0 | 85.6031 | 74.1013 | 72.6571 | 71.435 | 0 | 0 | 0 | 0 | 385.695 | 401.1727 | 440.2054 | 475.0643 | 0 | 0 | 0 | 0 | 0 | -28.0672 | -28.0036 | -28.8516 | 0 | 0 | 0 | 0 | -25.1343 | -2.3803 | -39.2915 | -71.4041 | 0.38446 | 0.2322 | 0.2322 | 0 | -9.6631 | -0.5527 | -9.1235 | 0
11 | 17 | 13 | 440.8968 | 440.5456 | 442.2899 | 443.7833 | 0 | 0 | 0 | 0 | 84.8248 | 75.9459 | 80.2605 | 71.435 | 0 | 0 | 0 | 0 | 403.9587 | 420.8677 | 456.5934 | 488.3181 | 0 | 0 | 0 | 0 | 0 | -26.7371 | -27.9935 | -30.0626 | 0 | 0 | 0 | 0 | -47.8867 | -29.5309 | -66.5706 | -85.9072 | 0.38397 | 0.2322 | 0.2322 | 0 | -18.3873 | -6.8571 | -15.4578 | 0
11 | 17 | 14 | 437.6252 | 437.9205 | 440.3915 | 442.5631 | 0 | 0 | 0 | 0 | 83.989 | 81.8723 | 72.6571 | 71.435 | 0 | 0 | 0 | 0 | 398.7331 | 408.8816 | 440.6065 | 468.7359 | 0 | 0 | 0 | 0 | 0 | -28.7902 | -27.1441 | -25.8828 | 0 | 0 | 0 | 0 | -45.0969 | -24.0432 | -45.728 | -71.7251 | 0.38397 | 0.2322 | 0.2322 | 0 | -17.3161 | -5.5829 | -10.6181 | 0
11 | 17 | 15 | 434.1396 | 435.0705 | 438.2039 | 440.9358 | 0 | 0 | 0 | 0 | 91.1188 | 74.1013 | 72.6571 | 71.435 | 0 | 0 | 0 | 0 | 374.1526 | 372.549 | 393.3873 | 411.73 | 0 | 0 | 0 | 0 | 0 | -17.058 | -17.7612 | -22.5686 | 0 | 0 | 0 | 0 | -31.1317 | 5.4781 | -10.0793 | -19.6606 | 0.38285 | 0.2322 | 0.2322 | 0 | -11.9188 | 1.272 | -2.3404 | 0
11 | 17 | 16 | 430.8899 | 433.8571 | 439.2351 | 443.9715 | 0 | 0 | 0 | 0 | 110.7875 | 87.5053 | 91.4148 | 102.1735 | 0 | 0 | 0 | 0 | 312.3587 | 295.5043 | 296.3458 | 296.7081 | 0 | 0 | 0 | 0 | 0 | -4.4878 | -4.4199 | 2.0999 | 0 | 0 | 0 | 0 | 7.7437 | 55.3353 | 55.8944 | 42.99 | 0.36639 | 0.37183 | 0.37526 | 0.38586 | 2.8372 | 20.5752 | 20.9748 | 16.5883
11 | 17 | 17 | 442.2644 | 446.7549 | 453.8191 | 459.987 | 0 | 0 | 0 | 0 | 182.0318 | 123.8234 | 118.9101 | 138.3848 | 0 | 0 | 0 | 0 | 210.4024 | 166.7188 | 148.5495 | 132.1276 | 0 | 0 | 0 | 0 | 0 | -4.2141 | -0.73515 | 0.95356 | 0 | 0 | 0 | 0 | 49.8302 | 160.4267 | 187.0946 | 188.5211 | 0.37929 | 0.39223 | 0.38711 | 0.38707 | 18.8999 | 62.9241 | 72.4263 | 72.9715
11 | 17 | 18 | 492.275 | 500.3692 | 511.6028 | 521.4031 | 0 | 0 | 0 | 0 | 201.3602 | 159.6429 | 155.1726 | 175.0603 | 0 | 0 | 0 | 0 | 181.2756 | 137.6364 | 117.2471 | 98.9174 | 0 | 0 | 0 | 0 | 0 | -2.1466 | 0.55513 | 5.1179 | 0 | 0 | 0 | 0 | 109.6392 | 205.2365 | 238.628 | 242.3076 | 0.38908 | 0.39443 | 0.3893 | 0.38442 | 42.6588 | 80.9518 | 92.8991 | 93.1478
11 | 17 | 19 | 488.6064 | 498.398 | 511.4674 | 522.8707 | 0 | 0 | 0 | 0 | 200.6189 | 180.2849 | 177.9089 | 184.2431 | 0 | 0 | 0 | 0 | 175.8702 | 135.9995 | 116.3032 | 98.595 | 0 | 0 | 0 | 0 | 0 | -1.3361 | 3.987 | 32.3961 | 0 | 0 | 0 | 0 | 112.1172 | 183.4496 | 213.2683 | 207.6364 | 0.39237 | 0.3967 | 0.39262 | 0.38839 | 43.9919 | 72.7744 | 83.733 | 80.6449
11 | 17 | 20 | 479.4631 | 489.7483 | 503.2427 | 514.9328 | 0 | 0 | 0 | 0 | 218.0892 | 175.7795 | 182.6343 | 200.99 | 0 | 0 | 0 | 0 | 164.7924 | 131.3998 | 113.055 | 96.6097 | 0 | 0 | 0 | 0 | 0 | -2.0282 | 0.85365 | 8.2226 | 0 | 0 | 0 | 0 | 96.5816 | 184.5972 | 206.6998 | 209.1106 | 0.3924 | 0.39622 | 0.39194 | 0.38777 | 37.8989 | 73.1419 | 81.0145 | 81.0871
11 | 17 | 21 | 464.5227 | 474.7419 | 488.004 | 499.3856 | 0 | 0 | 0 | 0 | 224.2221 | 181.7773 | 188.6721 | 206.9575 | 0 | 0 | 0 | 0 | 150.3597 | 118.6868 | 102.0714 | 87.2665 | 0 | 0 | 0 | 0 | 0 | 2.3022 | 2.0661 | 22.3691 | 0 | 0 | 0 | 0 | 89.941 | 171.9756 | 195.1943 | 182.7924 | 0.39025 | 0.39436 | 0.39015 | 0.38582 | 35.0991 | 67.8207 | 76.1553 | 70.5249
11 | 17 | 22 | 447.1198 | 457.4771 | 470.7822 | 482.1755 | 0 | 0 | 0 | 0 | 216.047 | 193.2325 | 195.4454 | 205.1192 | 0 | 0 | 0 | 0 | 123.6941 | 91.234 | 77.7729 | 65.9923 | 0 | 0 | 0 | 0 | 0 | 2.2853 | 2.4718 | 7.7678 | 0 | 0 | 0 | 0 | 107.3787 | 170.7254 | 195.0921 | 203.2962 | 0.38615 | 0.39118 | 0.3871 | 0.38217 | 41.4638 | 66.7841 | 75.521 | 77.6932
11 | 17 | 23 | 418.8099 | 429.0716 | 442.1191 | 453.2707 | 0 | 0 | 0 | 0 | 200.7768 | 183.1321 | 200.6504 | 186.5333 | 0 | 0 | 0 | 0 | 109.105 | 77.7783 | 66.0173 | 55.8872 | 0 | 0 | 0 | 0 | 0 | 8.2413 | 10.5176 | 4.237 | 0 | 0 | 0 | 0 | 108.9282 | 159.9199 | 164.9338 | 206.6132 | 0.37881 | 0.38565 | 0.38202 | 0.38151 | 41.2634 | 61.6733 | 63.0088 | 78.8245
11 | 17 | 24 | 386.514 | 394.9855 | 405.8701 | 415.0718 | 0 | 0 | 0 | 0 | 187.4862 | 169.4481 | 167.3901 | 170.3556 | 0 | 0 | 0 | 0 | 112.0004 | 83.4841 | 71.347 | 60.8832 | 0 | 0 | 0 | 0 | 0 | 15.5561 | 17.9959 | -0.15921 | 0 | 0 | 0 | 0 | 87.0274 | 126.4972 | 149.1371 | 183.9923 | 0.37303 | 0.37589 | 0.37336 | 0.37439 | 32.4637 | 47.5487 | 55.6825 | 68.885
11 | 18 | 1 | 365.5025 | 371.9255 | 380.3894 | 387.3797 | 0 | 0 | 0 | 0 | 177.1689 | 157.0377 | 152.9987 | 148.1793 | 0 | 0 | 0 | 0 | 122.0414 | 100.0405 | 86.6741 | 75.065 | 0 | 0 | 0 | 0 | 0 | 11.1518 | 12.5065 | 2.3096 | 0 | 0 | 0 | 0 | 66.2922 | 103.6955 | 128.21 | 161.8258 | 0.3688 | 0.37024 | 0.36683 | 0.36949 | 24.4488 | 38.3922 | 47.0317 | 59.7935
11 | 18 | 2 | 348.6419 | 353.0724 | 359.262 | 364.2468 | 0 | 0 | 0 | 0 | 122.5935 | 164.0081 | 144.9389 | 123.5298 | 0 | 0 | 0 | 0 | 123.8744 | 111.0391 | 97.4494 | 85.6339 | 0 | 0 | 0 | 0 | 0 | 20.2941 | 16.4121 | -0.89772 | 0 | 0 | 0 | 0 | 102.174 | 57.7312 | 100.4616 | 155.9809 | 0.36982 | 0.36893 | 0.36693 | 0.36762 | 37.7858 | 21.2985 | 36.8628 | 57.3419
11 | 18 | 3 | 338.3164 | 341.0337 | 345.3064 | 348.6226 | 0 | 0 | 0 | 0 | 102.2008 | 127.1544 | 118.2928 | 102.3876 | 0 | 0 | 0 | 0 | 119.4606 | 110.4381 | 97.4324 | 86.1927 | 0 | 0 | 0 | 0 | 0 | 2.4302 | -0.94388 | 0.3255 | 0 | 0 | 0 | 0 | 116.6549 | 101.011 | 130.525 | 159.7168 | 0.37 | 0.37041 | 0.36674 | 0.36591 | 43.1625 | 37.4155 | 47.8692 | 58.442
11 | 18 | 4 | 332.8029 | 334.07 | 336.7182 | 338.5989 | 0 | 0 | 0 | 0 | 93.6659 | 132.5094 | 119.995 | 101.8672 | 0 | 0 | 0 | 0 | 115.3027 | 111.4161 | 99.4509 | 89.2304 | 0 | 0 | 0 | 0 | 0 | 0.81265 | -0.0057147 | -0.020665 | 0 | 0 | 0 | 0 | 123.8343 | 89.3318 | 117.278 | 147.522 | 0.37047 | 0.36757 | 0.36593 | 0.36392 | 45.8774 | 32.8355 | 42.9155 | 53.6868
11 | 18 | 5 | 332.3309 | 331.8472 | 332.558 | 332.717 | 0 | 0 | 0 | 0 | 134.8016 | 164.995 | 149.4443 | 105.3118 | 0 | 0 | 0 | 0 | 115.058 | 109.22 | 97.849 | 88.2109 | 0 | 0 | 0 | 0 | 0 | 11.8386 | -2.7017 | 6.5669 | 0 | 0 | 0 | 0 | 82.4713 | 45.7937 | 87.9664 | 132.6273 | 0.3683 | 0.36546 | 0.36536 | 0.36382 | 30.3739 | 16.7356 | 32.1393 | 48.2528
11 | 18 | 6 | 337.8116 | 335.3649 | 333.9806 | 332.3334 | 0 | 0 | 0 | 0 | 185.5353 | 175.8798 | 167.4696 | 152.1562 | 0 | 0 | 0 | 0 | 117.9779 | 101.3832 | 89.7247 | 79.8177 | 0 | 0 | 0 | 0 | 0 | 13.1349 | 12.2218 | -4.8832 | 0 | 0 | 0 | 0 | 34.2984 | 44.9671 | 64.5645 | 105.2427 | 0.3671 | 0.37164 | 0.36654 | 0.36504 | 12.591 | 16.7114 | 23.6654 | 38.4182
11 | 18 | 7 | 346.5396 | 342.7724 | 340.1633 | 337.6561 | 0 | 0 | 0 | 0 | 204.5904 | 148.404 | 139.6965 | 136.5864 | 0 | 0 | 0 | 0 | 143.5134 | 106.6452 | 94.3476 | 83.7532 | 0 | 0 | 0 | 0 | 0 | 14.3945 | 20.0928 | 9.4199 | 0 | 0 | 0 | 0 | -1.5642 | 73.3287 | 86.0263 | 107.8966 | 0.37421 | 0.37971 | 0.37449 | 0.37153 | -0.58534 | 27.8439 | 32.2158 | 40.0867
11 | 18 | 8 | 358.1192 | 353.8732 | 351.1641 | 349.0124 | 0 | 0 | 0 | 0 | 186.35 | 102.4402 | 100.508 | 92.3296 | 0 | 0 | 0 | 0 | 214.7547 | 190.0942 | 193.4167 | 196.7844 | 0 | 0 | 0 | 0 | 0 | -8.8816 | -3.3613 | -2.883 | 0 | 0 | 0 | 0 | -42.9855 | 70.2204 | 60.6006 | 62.7814 | 0.37146 | 0.3818 | 0.38331 | 0.37768 | -15.9675 | 26.8103 | 23.2289 | 23.7114
11 | 18 | 9 | 384.1556 | 381.0744 | 380.1206 | 379.9356 | 0 | 0 | 0 | 0 | 136.3003 | 93.4294 | 93.1577 | 88.6209 | 0 | 0 | 0 | 0 | 270.7128 | 275.4729 | 296.603 | 315.8422 | 0 | 0 | 0 | 0 | 0 | -2.6741 | 0.54627 | -5.0258 | 0 | 0 | 0 | 0 | -22.8575 | 14.8462 | -10.1863 | -19.5017 | 0.37123 | 0.22113 | 0.22 | 0.23066 | -8.4854 | 3.283 | -2.241 | -4.4982
11 | 18 | 10 | 402.5902 | 399.8451 | 399.2989 | 399.4104 | 0 | 0 | 0 | 0 | 84.59 | 75.915 | 79.0408 | 91.8009 | 0 | 0 | 0 | 0 | 295.2811 | 315.9229 | 350.63 | 382.0646 | 0 | 0 | 0 | 0 | 0 | -10.6646 | -12.2222 | -13.1923 | 0 | 0 | 0 | 0 | 22.7191 | 18.6719 | -18.1497 | -61.2628 | 0.3751 | 0.22969 | 0.22687 | 0.23713 | 8.522 | 4.2887 | -4.1177 | -14.5272
11 | 18 | 11 | 415.5605 | 413.083 | 412.6311 | 412.508 | 0 | 0 | 0 | 0 | 89.7122 | 81.9228 | 80.3053 | 71.435 | 0 | 0 | 0 | 0 | 330.064 | 365.1209 | 408.7961 | 448.2753 | 0 | 0 | 0 | 0 | 0 | -11.4524 | -24.4942 | -15.9223 | 0 | 0 | 0 | 0 | -4.2158 | -22.5082 | -51.9762 | -91.2801 | 0.37749 | 0.2322 | 0.2322 | 0 | -1.5914 | -5.2264 | -12.0689 | 0
11 | 18 | 12 | 421.6052 | 419.4715 | 419.2345 | 419.068 | 0 | 0 | 0 | 0 | 85.6031 | 74.1013 | 72.6571 | 71.435 | 0 | 0 | 0 | 0 | 359.1119 | 404.8647 | 451.961 | 494.4665 | 0 | 0 | 0 | 0 | 0 | -28.0672 | -28.0036 | -28.8516 | 0 | 0 | 0 | 0 | -23.1099 | -31.4273 | -77.38 | -117.982 | 0.38446 | 0.2322 | 0.2322 | 0 | -8.8848 | -7.2974 | -17.9677 | 0
11 | 18 | 13 | 422.2478 | 421.2918 | 422.2935 | 423.1471 | 0 | 0 | 0 | 0 | 84.8248 | 75.9459 | 80.2605 | 71.435 | 0 | 0 | 0 | 0 | 358.6131 | 405.1 | 452.1804 | 494.7319 | 0 | 0 | 0 | 0 | 0 | -26.7371 | -27.9935 | -30.0626 | 0 | 0 | 0 | 0 | -21.1901 | -33.017 | -82.1538 | -112.9572 | 0.38397 | 0.2322 | 0.2322 | 0 | -8.1365 | -7.6666 | -19.0762 | 0
11 | 18 | 14 | 423.3819 | 423.2153 | 425.1191 | 426.802 | 0 | 0 | 0 | 0 | 83.989 | 81.8723 | 72.6571 | 71.435 | 0 | 0 | 0 | 0 | 367.3658 | 431.1459 | 473.8087 | 512.2873 | 0 | 0 | 0 | 0 | 0 | -28.7902 | -27.1441 | -25.8828 | 0 | 0 | 0 | 0 | -27.9729 | -61.0127 | -94.2026 | -131.0375 | 0.38397 | 0.2322 | 0.2322 | 0 | -10.7409 | -14.1672 | -21.874 | 0
11 | 18 | 15 | 424.1074 | 424.7129 | 427.4469 | 429.8345 | 0 | 0 | 0 | 0 | 91.1188 | 74.1013 | 72.6571 | 71.435 | 0 | 0 | 0 | 0 | 339.5248 | 397.6608 | 431.3273 | 461.8044 | 0 | 0 | 0 | 0 | 0 | -17.058 | -17.7612 | -22.5686 | 0 | 0 | 0 | 0 | -6.5361 | -29.9912 | -58.7763 | -80.8363 | 0.38285 | 0.2322 | 0.2322 | 0 | -2.5024 | -6.964 | -13.6479 | 0
11 | 18 | 16 | 426.6081 | 429.4364 | 434.6439 | 439.2334 | 0 | 0 | 0 | 0 | 110.7875 | 87.5053 | 91.4148 | 102.1735 | 0 | 0 | 0 | 0 | 266.1966 | 294.0258 | 308.805 | 322.5389 | 0 | 0 | 0 | 0 | 0 | -4.4878 | -4.4199 | 2.0999 | 0 | 0 | 0 | 0 | 49.624 | 52.3931 | 38.844 | 12.4211 | 0.36639 | 0.37183 | 0.37526 | 0.38586 | 18.1817 | 19.4812 | 14.5765 | 4.7928
11 | 18 | 17 | 443.6091 | 448.1432 | 455.2609 | 461.475 | 0 | 0 | 0 | 0 | 182.0318 | 123.8234 | 118.9101 | 138.3848 | 0 | 0 | 0 | 0 | 182.7812 | 171.5774 | 164.1171 | 158.2036 | 0 | 0 | 0 | 0 | 0 | -4.2141 | -0.73515 | 0.95356 | 0 | 0 | 0 | 0 | 78.7961 | 156.9564 | 172.9689 | 163.933 | 0.37929 | 0.39223 | 0.38711 | 0.38707 | 29.8863 | 61.563 | 66.9581 | 63.4541
11 | 18 | 18 | 502.5018 | 510.9278 | 522.5685 | 532.7197 | 0 | 0 | 0 | 0 | 201.3602 | 159.6429 | 155.1726 | 175.0603 | 0 | 0 | 0 | 0 | 178.1062 | 155.988 | 144.8717 | 135.8421 | 0 | 0 | 0 | 0 | 0 | -2.1466 | 0.55513 | 5.1179 | 0 | 0 | 0 | 0 | 123.0355 | 197.4435 | 221.9691 | 216.6995 | 0.38908 | 0.39443 | 0.3893 | 0.38442 | 47.8711 | 77.878 | 86.4137 | 83.3036
11 | 18 | 19 | 501.9473 | 512.1715 | 525.7722 | 537.6332 | 0 | 0 | 0 | 0 | 200.6189 | 180.2849 | 177.9089 | 184.2431 | 0 | 0 | 0 | 0 | 183.794 | 161.5976 | 151.3161 | 143.1145 | 0 | 0 | 0 | 0 | 0 | -1.3361 | 3.987 | 32.3961 | 0 | 0 | 0 | 0 | 117.5344 | 171.625 | 192.5602 | 177.8794 | 0.39237 | 0.3967 | 0.39262 | 0.38839 | 46.1174 | 68.0836 | 75.6026 | 69.0875
11 | 18 | 20 | 495.1042 | 505.8966 | 520.0139 | 532.2406 | 0 | 0 | 0 | 0 | 218.0892 | 175.7795 | 182.6343 | 200.99 | 0 | 0 | 0 | 0 | 177.4848 | 166.0958 | 155.6339 | 147.2319 | 0 | 0 | 0 | 0 | 0 | -2.0282 | 0.85365 | 8.2226 | 0 | 0 | 0 | 0 | 99.5302 | 166.0494 | 180.892 | 175.7962 | 0.3924 | 0.39622 | 0.39194 | 0.38777 | 39.056 | 65.7928 | 70.8993 | 68.1688
11 | 18 | 21 | 472.7856 | 483.2727 | 496.8638 | 508.529 | 0 | 0 | 0 | 0 | 224.2221 | 181.7773 | 188.6721 | 206.9575 | 0 | 0 | 0 | 0 | 159.2047 | 163.0088 | 150.5282 | 140.1675 | 0 | 0 | 0 | 0 | 0 | 2.3022 | 2.0661 | 22.3691 | 0 | 0 | 0 | 0 | 89.3588 | 136.1844 | 155.5975 | 139.0348 | 0.39025 | 0.39436 | 0.39015 | 0.38582 | 34.8719 | 53.706 | 60.7065 | 53.6423
11 | 18 | 22 | 450.4992 | 460.9662 | 474.4059 | 485.9151 | 0 | 0 | 0 | 0 | 216.047 | 193.2325 | 195.4454 | 205.1192 | 0 | 0 | 0 | 0 | 154.617 | 158.8118 | 145.2552 | 133.8862 | 0 | 0 | 0 | 0 | 0 | 2.2853 | 2.4718 | 7.7678 | 0 | 0 | 0 | 0 | 79.8353 | 106.6366 | 131.2334 | 139.1418 | 0.38615 | 0.39118 | 0.3871 | 0.38217 | 30.828 | 41.714 | 50.8011 | 53.1755
11 | 18 | 23 | 414.705 | 424.8336 | 437.7176 | 448.7284 | 0 | 0 | 0 | 0 | 200.7768 | 183.1321 | 200.6504 | 186.5333 | 0 | 0 | 0 | 0 | 163.7147 | 156.192 | 143.5797 | 133.1545 | 0 | 0 | 0 | 0 | 0 | 8.2413 | 10.5176 | 4.237 | 0 | 0 | 0 | 0 | 50.2136 | 77.2681 | 82.9699 | 124.8036 | 0.37881 | 0.38565 | 0.38202 | 0.38151 | 19.0215 | 29.7985 | 31.6966 | 47.6135
11 | 18 | 24 | 379.2243 | 387.4594 | 398.0537 | 407.0052 | 0 | 0 | 0 | 0 | 187.4862 | 169.4481 | 167.3901 | 170.3556 | 0 | 0 | 0 | 0 | 171.7965 | 158.0246 | 145.9037 | 135.9893 | 0 | 0 | 0 | 0 | 0 | 15.5561 | 17.9959 | -0.15921 | 0 | 0 | 0 | 0 | 19.9416 | 44.4306 | 66.7639 | 100.8196 | 0.37303 | 0.37589 | 0.37336 | 0.37439 | 7.4388 | 16.7009 | 24.9273 | 37.7459
11 | 19 | 1 | 358.8851 | 365.0935 | 373.2939 | 380.0571 | 0 | 0 | 0 | 0 | 177.1689 | 157.0377 | 152.9987 | 148.1793 | 0 | 0 | 0 | 0 | 171.5258 | 161.4994 | 148.6784 | 138.1187 | 0 | 0 | 0 | 0 | 0 | 11.1518 | 12.5065 | 2.3096 | 0 | 0 | 0 | 0 | 10.1904 | 35.4046 | 59.1102 | 91.4496 | 0.3688 | 0.37024 | 0.36683 | 0.36949 | 3.7582 | 13.1082 | 21.6836 | 33.79
11 | 19 | 2 | 349.155 | 353.6022 | 359.8122 | 364.8146 | 0 | 0 | 0 | 0 | 122.5935 | 164.0081 | 144.9389 | 123.5298 | 0 | 0 | 0 | 0 | 168.9508 | 168.664 | 155.2055 | 144.0203 | 0 | 0 | 0 | 0 | 0 | 20.2941 | 16.4121 | -0.89772 | 0 | 0 | 0 | 0 | 57.6107 | 0.63601 | 43.2557 | 98.1622 | 0.36982 | 0.36893 | 0.36693 | 0.36762 | 21.3055 | 0.23464 | 15.872 | 36.0866
11 | 19 | 3 | 340.4219 | 343.2075 | 347.564 | 350.9525 | 0 | 0 | 0 | 0 | 102.2008 | 127.1544 | 118.2928 | 102.3876 | 0 | 0 | 0 | 0 | 177.8812 | 177.7245 | 162.9108 | 150.455 | 0 | 0 | 0 | 0 | 0 | 2.4302 | -0.94388 | 0.3255 | 0 | 0 | 0 | 0 | 60.3399 | 35.8984 | 67.3043 | 97.7845 | 0.37 | 0.37041 | 0.36674 | 0.36591 | 22.3258 | 13.2972 | 24.6835 | 35.7804
11 | 19 | 4 | 340.0927 | 341.5961 | 344.5346 | 346.6654 | 0 | 0 | 0 | 0 | 93.6659 | 132.5094 | 119.995 | 101.8672 | 0 | 0 | 0 | 0 | 182.1403 | 177.8837 | 164.3227 | 153.089 | 0 | 0 | 0 | 0 | 0 | 0.81265 | -0.0057147 | -0.020665 | 0 | 0 | 0 | 0 | 64.2864 | 30.3903 | 60.2225 | 91.7299 | 0.37047 | 0.36757 | 0.36593 | 0.36392 | 23.8165 | 11.1705 | 22.0372 | 33.3827
11 | 19 | 5 | 351.3868 | 351.5211 | 352.9907 | 353.8035 | 0 | 0 | 0 | 0 | 134.8016 | 164.995 | 149.4443 | 105.3118 | 0 | 0 | 0 | 0 | 169.033 | 173.8411 | 161.7127 | 151.8428 | 0 | 0 | 0 | 0 | 0 | 11.8386 | -2.7017 | 6.5669 | 0 | 0 | 0 | 0 | 47.5523 | 0.84649 | 44.5354 | 90.0819 | 0.3683 | 0.36546 | 0.36536 | 0.36382 | 17.5133 | 0.30936 | 16.2714 | 32.7738
11 | 19 | 6 | 378.3475 | 377.2153 | 377.4452 | 377.1888 | 0 | 0 | 0 | 0 | 185.5353 | 175.8798 | 167.4696 | 152.1562 | 0 | 0 | 0 | 0 | 150.6459 | 173.1931 | 161.5059 | 152.0281 | 0 | 0 | 0 | 0 | 0 | 13.1349 | 12.2218 | -4.8832 | 0 | 0 | 0 | 0 | 42.1663 | 15.0076 | 36.2479 | 77.8877 | 0.3671 | 0.37164 | 0.36654 | 0.36504 | 15.4793 | 5.5774 | 13.2862 | 28.4324
11 | 19 | 7 | 420.7639 | 419.4038 | 419.7502 | 419.7898 | 0 | 0 | 0 | 0 | 204.5904 | 148.404 | 139.6965 | 136.5864 | 0 | 0 | 0 | 0 | 156.5589 | 187.1714 | 176.3343 | 167.4908 | 0 | 0 | 0 | 0 | 0 | 14.3945 | 20.0928 | 9.4199 | 0 | 0 | 0 | 0 | 59.6147 | 69.4339 | 83.6266 | 106.2927 | 0.37421 | 0.37971 | 0.37449 | 0.37153 | 22.3083 | 26.365 | 31.3171 | 39.4908
11 | 19 | 8 | 450.9748 | 449.7401 | 450.7284 | 451.7628 | 0 | 0 | 0 | 0 | 186.35 | 102.4402 | 100.508 | 92.3296 | 0 | 0 | 0 | 0 | 196.906 | 236.3394 | 242.5229 | 249.0536 | 0 | 0 | 0 | 0 | 0 | -8.8816 | -3.3613 | -2.883 | 0 | 0 | 0 | 0 | 67.7189 | 119.842 | 111.0587 | 113.2625 | 0.37146 | 0.3818 | 0.38331 | 0.37768 | 25.1551 | 45.756 | 42.5701 | 42.7772
11 | 19 | 9 | 473.7911 | 473.6166 | 476.2321 | 479.1226 | 0 | 0 | 0 | 0 | 136.3003 | 93.4294 | 93.1577 | 88.6209 | 0 | 0 | 0 | 0 | 229.9521 | 290.2168 | 316.0638 | 340.1787 | 0 | 0 | 0 | 0 | 0 | -2.6741 | 0.54627 | -5.0258 | 0 | 0 | 0 | 0 | 107.5387 | 92.6445 | 66.4643 | 55.3488 | 0.37123 | 0.22113 | 0.22 | 0.23066 | 39.9215 | 20.4868 | 14.6224 | 12.7665
11 | 19 | 10 | 491.8895 | 492.0402 | 495.0499 | 498.2254 | 0 | 0 | 0 | 0 | 84.59 | 75.915 | 79.0408 | 91.8009 | 0 | 0 | 0 | 0 | 242.5828 | 320.4106 | 360.1038 | 396.5832 | 0 | 0 | 0 | 0 | 0 | -10.6646 | -12.2222 | -13.1923 | 0 | 0 | 0 | 0 | 164.7167 | 106.3792 | 68.1275 | 23.0336 | 0.3751 | 0.22969 | 0.22687 | 0.23713 | 61.7857 | 24.434 | 15.4564 | 5.4619
11 | 19 | 11 | 500.0471 | 500.3094 | 503.2217 | 505.9975 | 0 | 0 | 0 | 0 | 89.7122 | 81.9228 | 80.3053 | 71.435 | 0 | 0 | 0 | 0 | 269.4304 | 359.8375 | 408.5776 | 453.1379 | 0 | 0 | 0 | 0 | 0 | -11.4524 | -24.4942 | -15.9223 | 0 | 0 | 0 | 0 | 140.9045 | 70.0015 | 38.833 | -2.6531 | 0.37749 | 0.2322 | 0.2322 | 0 | 53.19 | 16.2544 | 9.0171 | 0
11 | 19 | 12 | 505.5433 | 506.1316 | 509.237 | 511.9506 | 0 | 0 | 0 | 0 | 85.6031 | 74.1013 | 72.6571 | 71.435 | 0 | 0 | 0 | 0 | 313.1461 | 405.8027 | 456.3711 | 502.5065 | 0 | 0 | 0 | 0 | 0 | -28.0672 | -28.0036 | -28.8516 | 0 | 0 | 0 | 0 | 106.7941 | 54.2948 | 8.2123 | -33.1393 | 0.38446 | 0.2322 | 0.2322 | 0 | 41.058 | 12.6073 | 1.9069 | 0
11 | 19 | 13 | 503.4434 | 505.1205 | 509.3554 | 512.9949 | 0 | 0 | 0 | 0 | 84.8248 | 75.9459 | 80.2605 | 71.435 | 0 | 0 | 0 | 0 | 348.2861 | 420.268 | 474.022 | 523.2728 | 0 | 0 | 0 | 0 | 0 | -26.7371 | -27.9935 | -30.0626 | 0 | 0 | 0 | 0 | 70.3325 | 35.6437 | -16.9336 | -51.6503 | 0.38397 | 0.2322 | 0.2322 | 0 | 27.0059 | 8.2765 | -3.932 | 0
11 | 19 | 14 | 502.1535 | 504.5413 | 509.5818 | 513.9675 | 0 | 0 | 0 | 0 | 83.989 | 81.8723 | 72.6571 | 71.435 | 0 | 0 | 0 | 0 | 394.9217 | 438.4348 | 493.5864 | 544.3819 | 0 | 0 | 0 | 0 | 0 | -28.7902 | -27.1441 | -25.8828 | 0 | 0 | 0 | 0 | 23.2428 | 13.0245 | -29.5175 | -75.9666 | 0.38397 | 0.2322 | 0.2322 | 0 | 8.9247 | 3.0243 | -6.854 | 0
11 | 19 | 15 | 499.5172 | 502.5682 | 508.3049 | 513.28 | 0 | 0 | 0 | 0 | 91.1188 | 74.1013 | 72.6571 | 71.435 | 0 | 0 | 0 | 0 | 393.0479 | 415.3985 | 463.8672 | 508.7762 | 0 | 0 | 0 | 0 | 0 | -17.058 | -17.7612 | -22.5686 | 0 | 0 | 0 | 0 | 15.3505 | 30.1263 | -10.4581 | -44.3626 | 0.38285 | 0.2322 | 0.2322 | 0 | 5.8769 | 6.9954 | -2.4284 | 0
11 | 19 | 16 | 492.9942 | 497.9753 | 505.8264 | 512.6936 | 0 | 0 | 0 | 0 | 110.7875 | 87.5053 | 91.4148 | 102.1735 | 0 | 0 | 0 | 0 | 316.7916 | 301.6097 | 335.9817 | 368.616 | 0 | 0 | 0 | 0 | 0 | -4.4878 | -4.4199 | 2.0999 | 0 | 0 | 0 | 0 | 65.4151 | 113.3481 | 82.8498 | 39.8042 | 0.36639 | 0.37183 | 0.37526 | 0.38586 | 23.9674 | 42.146 | 31.09 | 15.3591
11 | 19 | 17 | 499.91 | 506.2698 | 515.6294 | 523.7752 | 0 | 0 | 0 | 0 | 182.0318 | 123.8234 | 118.9101 | 138.3848 | 0 | 0 | 0 | 0 | 227.7363 | 182.1507 | 196.6122 | 211.53 | 0 | 0 | 0 | 0 | 0 | -4.2141 | -0.73515 | 0.95356 | 0 | 0 | 0 | 0 | 90.1419 | 204.5097 | 200.8423 | 172.9069 | 0.37929 | 0.39223 | 0.38711 | 0.38707 | 34.1896 | 80.2148 | 77.7481 | 66.9276
11 | 19 | 18 | 546.8241 | 556.6873 | 570.0931 | 581.765 | 0 | 0 | 0 | 0 | 201.3602 | 159.6429 | 155.1726 | 175.0603 | 0 | 0 | 0 | 0 | 209.0856 | 158.6885 | 167.6601 | 177.5334 | 0 | 0 | 0 | 0 | 0 | -2.1466 | 0.55513 | 5.1179 | 0 | 0 | 0 | 0 | 136.3784 | 240.5025 | 246.7052 | 224.0534 | 0.38908 | 0.39443 | 0.3893 | 0.38442 | 53.0626 | 94.8619 | 96.0436 | 86.1306
11 | 19 | 19 | 545.6326 | 557.2735 | 572.6137 | 585.9736 | 0 | 0 | 0 | 0 | 200.6189 | 180.2849 | 177.9089 | 184.2431 | 0 | 0 | 0 | 0 | 179.3268 | 157.8874 | 161.7315 | 166.6603 | 0 | 0 | 0 | 0 | 0 | -1.3361 | 3.987 | 32.3961 | 0 | 0 | 0 | 0 | 165.6869 | 220.4372 | 228.9864 | 202.6741 | 0.39237 | 0.3967 | 0.39262 | 0.38839 | 65.0112 | 87.4474 | 89.9042 | 78.7176
11 | 19 | 20 | 535.1269 | 547.2172 | 562.9282 | 576.5282 | 0 | 0 | 0 | 0 | 218.0892 | 175.7795 | 182.6343 | 200.99 | 0 | 0 | 0 | 0 | 169.1945 | 160.1227 | 162.0135 | 165.1388 | 0 | 0 | 0 | 0 | 0 | -2.0282 | 0.85365 | 8.2226 | 0 | 0 | 0 | 0 | 147.8433 | 213.3432 | 217.4268 | 202.1768 | 0.3924 | 0.39622 | 0.39194 | 0.38777 | 58.0142 | 84.5318 | 85.2188 | 78.3984
11 | 19 | 21 | 519.8327 | 531.8455 | 547.31 | 560.5894 | 0 | 0 | 0 | 0 | 224.2221 | 181.7773 | 188.6721 | 206.9575 | 0 | 0 | 0 | 0 | 168.4006 | 164.7737 | 165.1925 | 166.9968 | 0 | 0 | 0 | 0 | 0 | 2.3022 | 2.0661 | 22.3691 | 0 | 0 | 0 | 0 | 127.2101 | 182.9923 | 191.3794 | 164.2659 | 0.39025 | 0.39436 | 0.39015 | 0.38582 | 49.6432 | 72.1653 | 74.6668 | 63.377
11 | 19 | 22 | 493.2114 | 505.0634 | 520.2039 | 533.1787 | 0 | 0 | 0 | 0 | 216.047 | 193.2325 | 195.4454 | 205.1192 | 0 | 0 | 0 | 0 | 185.2823 | 175.5941 | 174.4438 | 174.9201 | 0 | 0 | 0 | 0 | 0 | 2.2853 | 2.4718 | 7.7678 | 0 | 0 | 0 | 0 | 91.8822 | 133.9516 | 147.8429 | 145.3715 | 0.38615 | 0.39118 | 0.3871 | 0.38217 | 35.4799 | 52.399 | 57.2307 | 55.5563
11 | 19 | 23 | 446.7834 | 457.9522 | 472.1136 | 484.225 | 0 | 0 | 0 | 0 | 200.7768 | 183.1321 | 200.6504 | 186.5333 | 0 | 0 | 0 | 0 | 187.3307 | 181.9531 | 178.5547 | 176.9544 | 0 | 0 | 0 | 0 | 0 | 8.2413 | 10.5176 | 4.237 | 0 | 0 | 0 | 0 | 58.676 | 84.6257 | 82.3909 | 116.5003 | 0.37881 | 0.38565 | 0.38202 | 0.38151 | 22.2272 | 32.636 | 31.4754 | 44.4457
11 | 19 | 24 | 408.5071 | 417.6918 | 429.4521 | 439.4084 | 0 | 0 | 0 | 0 | 187.4862 | 169.4481 | 167.3901 | 170.3556 | 0 | 0 | 0 | 0 | 210.8486 | 197.6842 | 191.7512 | 187.8188 | 0 | 0 | 0 | 0 | 0 | 15.5561 | 17.9959 | -0.15921 | 0 | 0 | 0 | 0 | 10.1723 | 35.0034 | 52.3149 | 81.3933 | 0.37303 | 0.37589 | 0.37336 | 0.37439 | 3.7945 | 13.1573 | 19.5325 | 30.4729
11 | 20 | 1 | 383.2845 | 390.2841 | 399.4561 | 407.0565 | 0 | 0 | 0 | 0 | 177.1689 | 157.0377 | 152.9987 | 148.1793 | 0 | 0 | 0 | 0 | 221.0054 | 204.2426 | 197.4059 | 192.6657 | 0 | 0 | 0 | 0 | 0 | 11.1518 | 12.5065 | 2.3096 | 0 | 0 | 0 | 0 | -14.8898 | 17.8521 | 36.5449 | 63.9019 | 0.3688 | 0.37024 | 0.36683 | 0.36949 | -5.4914 | 6.6095 | 13.4059 | 23.6113
11 | 20 | 2 | 362.5313 | 367.4122 | 374.1549 | 379.6163 | 0 | 0 | 0 | 0 | 122.5935 | 164.0081 | 144.9389 | 123.5298 | 0 | 0 | 0 | 0 | 228.3864 | 208.8708 | 201.2766 | 195.8332 | 0 | 0 | 0 | 0 | 0 | 20.2941 | 16.4121 | -0.89772 | 0 | 0 | 0 | 0 | 11.5514 | -25.7607 | 11.5273 | 61.151 | 0.36982 | 0.36893 | 0.36693 | 0.36762 | 4.2719 | -9.5038 | 4.2298 | 22.4804
11 | 20 | 3 | 353.6921 | 356.908 | 361.7929 | 365.6368 | 0 | 0 | 0 | 0 | 102.2008 | 127.1544 | 118.2928 | 102.3876 | 0 | 0 | 0 | 0 | 221.9186 | 208.5282 | 200.1174 | 193.8925 | 0 | 0 | 0 | 0 | 0 | 2.4302 | -0.94388 | 0.3255 | 0 | 0 | 0 | 0 | 29.5727 | 18.7952 | 44.3266 | 69.0311 | 0.37 | 0.37041 | 0.36674 | 0.36591 | 10.9419 | 6.9619 | 16.2565 | 25.2592
11 | 20 | 4 | 351.735 | 353.616 | 357.018 | 359.5484 | 0 | 0 | 0 | 0 | 93.6659 | 132.5094 | 119.995 | 101.8672 | 0 | 0 | 0 | 0 | 228.8067 | 203.7767 | 198.7393 | 195.7593 | 0 | 0 | 0 | 0 | 0 | 0.81265 | -0.0057147 | -0.020665 | 0 | 0 | 0 | 0 | 29.2624 | 16.5172 | 38.2894 | 61.9425 | 0.37047 | 0.36757 | 0.36593 | 0.36392 | 10.841 | 6.0712 | 14.0112 | 22.5423
11 | 20 | 5 | 360.729 | 361.1662 | 363.0079 | 364.1412 | 0 | 0 | 0 | 0 | 134.8016 | 164.995 | 149.4443 | 105.3118 | 0 | 0 | 0 | 0 | 249.8522 | 201.385 | 201.5083 | 203.5169 | 0 | 0 | 0 | 0 | 0 | 11.8386 | -2.7017 | 6.5669 | 0 | 0 | 0 | 0 | -23.9247 | -17.0523 | 14.757 | 48.7456 | 0.3683 | 0.36546 | 0.36536 | 0.36382 | -8.8114 | -6.2319 | 5.3916 | 17.7347
11 | 20 | 6 | 389.9014 | 389.1439 | 389.8338 | 389.9738 | 0 | 0 | 0 | 0 | 185.5353 | 175.8798 | 167.4696 | 152.1562 | 0 | 0 | 0 | 0 | 240.2015 | 195.5175 | 196.5114 | 199.3411 | 0 | 0 | 0 | 0 | 0 | 13.1349 | 12.2218 | -4.8832 | 0 | 0 | 0 | 0 | -35.8354 | 4.6117 | 13.6309 | 43.3598 | 0.3671 | 0.37164 | 0.36654 | 0.36504 | -13.1553 | 1.7139 | 4.9963 | 15.8282
11 | 20 | 7 | 433.1671 | 432.2092 | 433.0495 | 433.5147 | 0 | 0 | 0 | 0 | 204.5904 | 148.404 | 139.6965 | 136.5864 | 0 | 0 | 0 | 0 | 245.9743 | 200.7573 | 200.7462 | 202.5403 | 0 | 0 | 0 | 0 | 0 | 14.3945 | 20.0928 | 9.4199 | 0 | 0 | 0 | 0 | -17.3976 | 68.6533 | 72.514 | 84.9681 | 0.37421 | 0.37971 | 0.37449 | 0.37153 | -6.5103 | 26.0686 | 27.1556 | 31.5681
11 | 20 | 8 | 462.8826 | 462.0339 | 463.4965 | 464.9394 | 0 | 0 | 0 | 0 | 186.35 | 102.4402 | 100.508 | 92.3296 | 0 | 0 | 0 | 0 | 292.7412 | 293.1523 | 298.5224 | 304.6766 | 0 | 0 | 0 | 0 | 0 | -8.8816 | -3.3613 | -2.883 | 0 | 0 | 0 | 0 | -16.2085 | 75.323 | 67.8273 | 70.8161 | 0.37146 | 0.3818 | 0.38331 | 0.37768 | -6.0209 | 28.7585 | 25.999 | 26.7459
11 | 20 | 9 | 482.4432 | 482.5493 | 485.5093 | 488.6967 | 0 | 0 | 0 | 0 | 136.3003 | 93.4294 | 93.1577 | 88.6209 | 0 | 0 | 0 | 0 | 351.6301 | 406.0186 | 424.7454 | 442.4562 | 0 | 0 | 0 | 0 | 0 | -2.6741 | 0.54627 | -5.0258 | 0 | 0 | 0 | 0 | -5.4872 | -14.2246 | -32.94 | -37.3547 | 0.37123 | 0.22113 | 0.22 | 0.23066 | -2.037 | -3.1455 | -7.2469 | -8.6161
11 | 20 | 10 | 495.1805 | 495.4379 | 498.5786 | 501.8671 | 0 | 0 | 0 | 0 | 84.59 | 75.915 | 79.0408 | 91.8009 | 0 | 0 | 0 | 0 | 370.6153 | 471.9581 | 501.8829 | 529.4402 | 0 | 0 | 0 | 0 | 0 | -10.6646 | -12.2222 | -13.1923 | 0 | 0 | 0 | 0 | 39.9751 | -41.7705 | -70.1229 | -106.1818 | 0.3751 | 0.22969 | 0.22687 | 0.23713 | 14.9948 | -9.5942 | -15.9091 | -25.1788
11 | 20 | 11 | 498.9501 | 499.1769 | 502.0455 | 504.7836 | 0 | 0 | 0 | 0 | 89.7122 | 81.9228 | 80.3053 | 71.435 | 0 | 0 | 0 | 0 | 371.0211 | 514.7034 | 550.6684 | 583.4474 | 0 | 0 | 0 | 0 | 0 | -11.4524 | -24.4942 | -15.9223 | 0 | 0 | 0 | 0 | 38.2168 | -85.9969 | -104.4341 | -134.1766 | 0.37749 | 0.2322 | 0.2322 | 0 | 14.4265 | -19.9686 | -24.2497 | 0
11 | 20 | 12 | 495.5995 | 495.8654 | 498.5748 | 500.9472 | 0 | 0 | 0 | 0 | 85.6031 | 74.1013 | 72.6571 | 71.435 | 0 | 0 | 0 | 0 | 365.2037 | 542.2197 | 579.826 | 613.8604 | 0 | 0 | 0 | 0 | 0 | -28.0672 | -28.0036 | -28.8516 | 0 | 0 | 0 | 0 | 44.7927 | -92.3885 | -125.9047 | -155.4967 | 0.38446 | 0.2322 | 0.2322 | 0 | 17.221 | -21.4527 | -29.2352 | 0
11 | 20 | 13 | 490.3679 | 491.621 | 495.3352 | 498.5261 | 0 | 0 | 0 | 0 | 84.8248 | 75.9459 | 80.2605 | 71.435 | 0 | 0 | 0 | 0 | 342.7961 | 528.0782 | 565.4922 | 599.3969 | 0 | 0 | 0 | 0 | 0 | -26.7371 | -27.9935 | -30.0626 | 0 | 0 | 0 | 0 | 62.747 | -85.666 | -122.424 | -142.2433 | 0.38397 | 0.2322 | 0.2322 | 0 | 24.0933 | -19.8917 | -28.427 | 0
11 | 20 | 14 | 488.3702 | 490.3111 | 494.8028 | 498.7155 | 0 | 0 | 0 | 0 | 83.989 | 81.8723 | 72.6571 | 71.435 | 0 | 0 | 0 | 0 | 335.9988 | 519.2826 | 556.8522 | 591.0592 | 0 | 0 | 0 | 0 | 0 | -28.7902 | -27.1441 | -25.8828 | 0 | 0 | 0 | 0 | 68.3825 | -82.0536 | -107.5624 | -137.8959 | 0.38397 | 0.2322 | 0.2322 | 0 | 26.2571 | -19.0529 | -24.9761 | 0
11 | 20 | 15 | 487.4679 | 490.1281 | 495.3851 | 499.9467 | 0 | 0 | 0 | 0 | 91.1188 | 74.1013 | 72.6571 | 71.435 | 0 | 0 | 0 | 0 | 329.8393 | 476.5717 | 509.8966 | 540.5352 | 0 | 0 | 0 | 0 | 0 | -17.058 | -17.7612 | -22.5686 | 0 | 0 | 0 | 0 | 66.5099 | -43.4869 | -69.4074 | -89.4549 | 0.38285 | 0.2322 | 0.2322 | 0 | 25.4633 | -10.0977 | -16.1165 | 0
11 | 20 | 16 | 483.8644 | 488.5494 | 496.0369 | 502.5909 | 0 | 0 | 0 | 0 | 110.7875 | 87.5053 | 91.4148 | 102.1735 | 0 | 0 | 0 | 0 | 277.1052 | 352.7571 | 371.1171 | 388.6998 | 0 | 0 | 0 | 0 | 0 | -4.4878 | -4.4199 | 2.0999 | 0 | 0 | 0 | 0 | 95.9717 | 52.7748 | 37.925 | 9.6177 | 0.36639 | 0.37183 | 0.37526 | 0.38586 | 35.163 | 19.6232 | 14.2316 | 3.7111
11 | 20 | 17 | 497.9814 | 504.2786 | 513.5615 | 521.6411 | 0 | 0 | 0 | 0 | 182.0318 | 123.8234 | 118.9101 | 138.3848 | 0 | 0 | 0 | 0 | 210.8671 | 220.0226 | 215.0998 | 212.1033 | 0 | 0 | 0 | 0 | 0 | -4.2141 | -0.73515 | 0.95356 | 0 | 0 | 0 | 0 | 105.0825 | 164.6467 | 180.2868 | 170.1994 | 0.37929 | 0.39223 | 0.38711 | 0.38707 | 39.8564 | 64.5793 | 69.7909 | 65.8797
11 | 20 | 18 | 547.585 | 557.4728 | 570.9088 | 582.6069 | 0 | 0 | 0 | 0 | 201.3602 | 159.6429 | 155.1726 | 175.0603 | 0 | 0 | 0 | 0 | 200.2589 | 196.4095 | 187.3623 | 180.6999 | 0 | 0 | 0 | 0 | 0 | -2.1466 | 0.55513 | 5.1179 | 0 | 0 | 0 | 0 | 145.9658 | 203.5671 | 227.8189 | 221.7288 | 0.38908 | 0.39443 | 0.3893 | 0.38442 | 56.793 | 80.2934 | 88.691 | 85.237
11 | 20 | 19 | 545.7919 | 557.4379 | 572.7845 | 586.1498 | 0 | 0 | 0 | 0 | 200.6189 | 180.2849 | 177.9089 | 184.2431 | 0 | 0 | 0 | 0 | 205.1175 | 197.184 | 188.7678 | 182.7138 | 0 | 0 | 0 | 0 | 0 | -1.3361 | 3.987 | 32.3961 | 0 | 0 | 0 | 0 | 140.0554 | 181.305 | 202.1208 | 186.7969 | 0.39237 | 0.3967 | 0.39262 | 0.38839 | 54.9541 | 71.9237 | 79.3563 | 72.551
11 | 20 | 20 | 534.2954 | 546.3586 | 562.0365 | 575.608 | 0 | 0 | 0 | 0 | 218.0892 | 175.7795 | 182.6343 | 200.99 | 0 | 0 | 0 | 0 | 204.6738 | 194.0631 | 185.0497 | 178.4427 | 0 | 0 | 0 | 0 | 0 | -2.0282 | 0.85365 | 8.2226 | 0 | 0 | 0 | 0 | 111.5324 | 178.5443 | 193.499 | 187.9527 | 0.3924 | 0.39622 | 0.39194 | 0.38777 | 43.7656 | 70.7436 | 75.8405 | 72.8827
11 | 20 | 21 | 520.2397 | 532.2657 | 547.7464 | 561.0397 | 0 | 0 | 0 | 0 | 224.2221 | 181.7773 | 188.6721 | 206.9575 | 0 | 0 | 0 | 0 | 201.7555 | 192.323 | 182.5495 | 175.2011 | 0 | 0 | 0 | 0 | 0 | 2.3022 | 2.0661 | 22.3691 | 0 | 0 | 0 | 0 | 94.2621 | 155.8632 | 174.4587 | 156.5119 | 0.39025 | 0.39436 | 0.39015 | 0.38582 | 36.7854 | 61.4666 | 68.0652 | 60.3853
11 | 20 | 22 | 496.1309 | 508.0775 | 523.3343 | 536.4092 | 0 | 0 | 0 | 0 | 216.047 | 193.2325 | 195.4454 | 205.1192 | 0 | 0 | 0 | 0 | 195.4903 | 192.8939 | 182.7365 | 174.9798 | 0 | 0 | 0 | 0 | 0 | 2.2853 | 2.4718 | 7.7678 | 0 | 0 | 0 | 0 | 84.5936 | 119.6659 | 142.6806 | 148.5424 | 0.38615 | 0.39118 | 0.3871 | 0.38217 | 32.6654 | 46.8108 | 55.2323 | 56.7681
11 | 20 | 23 | 456.3556 | 467.8348 | 482.3774 | 494.8172 | 0 | 0 | 0 | 0 | 200.7768 | 183.1321 | 200.6504 | 186.5333 | 0 | 0 | 0 | 0 | 195.3183 | 185.829 | 176.2577 | 169.042 | 0 | 0 | 0 | 0 | 0 | 8.2413 | 10.5176 | 4.237 | 0 | 0 | 0 | 0 | 60.2605 | 90.6324 | 94.9518 | 135.0049 | 0.37881 | 0.38565 | 0.38202 | 0.38151 | 22.8275 | 34.9525 | 36.2739 | 51.5054
11 | 20 | 24 | 412.4881 | 421.8019 | 433.7208 | 443.8137 | 0 | 0 | 0 | 0 | 187.4862 | 169.4481 | 167.3901 | 170.3556 | 0 | 0 | 0 | 0 | 202.697 | 167.6721 | 159.0147 | 152.6933 | 0 | 0 | 0 | 0 | 0 | 15.5561 | 17.9959 | -0.15921 | 0 | 0 | 0 | 0 | 22.3049 | 69.1256 | 89.32 | 120.924 | 0.37303 | 0.37589 | 0.37336 | 0.37439 | 8.3204 | 25.9835 | 33.3489 | 45.2728
11 | 21 | 1 | 384.2577 | 391.2888 | 400.4995 | 408.1334 | 0 | 0 | 0 | 0 | 177.1689 | 157.0377 | 152.9987 | 148.1793 | 0 | 0 | 0 | 0 | 203.5839 | 166.0342 | 157.2968 | 150.8912 | 0 | 0 | 0 | 0 | 0 | 11.1518 | 12.5065 | 2.3096 | 0 | 0 | 0 | 0 | 3.5048 | 57.0652 | 77.6975 | 106.7533 | 0.3688 | 0.37024 | 0.36683 | 0.36949 | 1.2926 | 21.1278 | 28.5021 | 39.4446
11 | 21 | 2 | 367.0255 | 372.0521 | 378.9738 | 384.5893 | 0 | 0 | 0 | 0 | 122.5935 | 164.0081 | 144.9389 | 123.5298 | 0 | 0 | 0 | 0 | 205.2746 | 165.6989 | 157.1033 | 150.8324 | 0 | 0 | 0 | 0 | 0 | 20.2941 | 16.4121 | -0.89772 | 0 | 0 | 0 | 0 | 39.1574 | 22.0511 | 60.5195 | 111.1249 | 0.36982 | 0.36893 | 0.36693 | 0.36762 | 14.4811 | 8.1352 | 22.2067 | 40.8519
11 | 21 | 3 | 356.8946 | 360.2144 | 365.2268 | 369.1805 | 0 | 0 | 0 | 0 | 102.2008 | 127.1544 | 118.2928 | 102.3876 | 0 | 0 | 0 | 0 | 197.5304 | 165.7595 | 156.4657 | 149.4977 | 0 | 0 | 0 | 0 | 0 | 2.4302 | -0.94388 | 0.3255 | 0 | 0 | 0 | 0 | 57.1634 | 64.8703 | 91.4122 | 116.9698 | 0.37 | 0.37041 | 0.36674 | 0.36591 | 21.1505 | 24.0286 | 33.5249 | 42.8005
11 | 21 | 4 | 353.5221 | 355.461 | 358.9342 | 361.5259 | 0 | 0 | 0 | 0 | 93.6659 | 132.5094 | 119.995 | 101.8672 | 0 | 0 | 0 | 0 | 190.7992 | 175.5544 | 164.8008 | 156.4224 | 0 | 0 | 0 | 0 | 0 | 0.81265 | -0.0057147 | -0.020665 | 0 | 0 | 0 | 0 | 69.057 | 46.5845 | 74.1441 | 103.2569 | 0.37047 | 0.36757 | 0.36593 | 0.36392 | 25.5838 | 17.1229 | 27.1315 | 37.5777
11 | 21 | 5 | 363.153 | 363.6689 | 365.607 | 366.8235 | 0 | 0 | 0 | 0 | 134.8016 | 164.995 | 149.4443 | 105.3118 | 0 | 0 | 0 | 0 | 186.2476 | 170.1312 | 158.9627 | 150.155 | 0 | 0 | 0 | 0 | 0 | 11.8386 | -2.7017 | 6.5669 | 0 | 0 | 0 | 0 | 42.1039 | 16.7041 | 59.9017 | 104.7897 | 0.3683 | 0.36546 | 0.36536 | 0.36382 | 15.5067 | 6.1046 | 21.8856 | 38.1248
11 | 21 | 6 | 392.8385 | 392.1762 | 392.9831 | 393.2239 | 0 | 0 | 0 | 0 | 185.5353 | 175.8798 | 167.4696 | 152.1562 | 0 | 0 | 0 | 0 | 180.9749 | 164.7695 | 154.0606 | 145.6422 | 0 | 0 | 0 | 0 | 0 | 13.1349 | 12.2218 | -4.8832 | 0 | 0 | 0 | 0 | 26.3283 | 38.392 | 59.2311 | 100.3087 | 0.3671 | 0.37164 | 0.36654 | 0.36504 | 9.6652 | 14.2679 | 21.7105 | 36.6171
11 | 21 | 7 | 430.4069 | 429.3595 | 430.0899 | 430.4604 | 0 | 0 | 0 | 0 | 204.5904 | 148.404 | 139.6965 | 136.5864 | 0 | 0 | 0 | 0 | 187.1694 | 170.1565 | 157.99 | 148.0224 | 0 | 0 | 0 | 0 | 0 | 14.3945 | 20.0928 | 9.4199 | 0 | 0 | 0 | 0 | 38.6471 | 96.4045 | 112.3105 | 136.4317 | 0.37421 | 0.37971 | 0.37449 | 0.37153 | 14.4621 | 36.6061 | 42.0589 | 50.6883
11 | 21 | 8 | 461.1309 | 460.2255 | 461.6183 | 463.0011 | 0 | 0 | 0 | 0 | 186.35 | 102.4402 | 100.508 | 92.3296 | 0 | 0 | 0 | 0 | 266.0735 | 266.0747 | 267.4411 | 269.4142 | 0 | 0 | 0 | 0 | 0 | -8.8816 | -3.3613 | -2.883 | 0 | 0 | 0 | 0 | 8.7074 | 100.5922 | 97.0304 | 104.1402 | 0.37146 | 0.3818 | 0.38331 | 0.37768 | 3.2345 | 38.4063 | 37.1929 | 39.3318
11 | 21 | 9 | 482.7086 | 482.8233 | 485.7939 | 488.9904 | 0 | 0 | 0 | 0 | 136.3003 | 93.4294 | 93.1577 | 88.6209 | 0 | 0 | 0 | 0 | 347.6534 | 385.5371 | 406.3457 | 425.4979 | 0 | 0 | 0 | 0 | 0 | -2.6741 | 0.54627 | -5.0258 | 0 | 0 | 0 | 0 | -1.2451 | 6.531 | -14.2557 | -20.1026 | 0.37123 | 0.22113 | 0.22 | 0.23066 | -0.46221 | 1.4442 | -3.1363 | -4.6368
11 | 21 | 10 | 494.8266 | 495.0726 | 498.1992 | 501.4755 | 0 | 0 | 0 | 0 | 84.59 | 75.915 | 79.0408 | 91.8009 | 0 | 0 | 0 | 0 | 371.1801 | 440.7195 | 477.0116 | 509.9517 | 0 | 0 | 0 | 0 | 0 | -10.6646 | -12.2222 | -13.1923 | 0 | 0 | 0 | 0 | 39.0565 | -10.8972 | -45.631 | -87.0848 | 0.3751 | 0.22969 | 0.22687 | 0.23713 | 14.6502 | -2.503 | -10.3525 | -20.6503
11 | 21 | 11 | 502.5065 | 502.8486 | 505.8588 | 508.719 | 0 | 0 | 0 | 0 | 89.7122 | 81.9228 | 80.3053 | 71.435 | 0 | 0 | 0 | 0 | 379.2098 | 465.6839 | 512.1516 | 554.2004 | 0 | 0 | 0 | 0 | 0 | -11.4524 | -24.4942 | -15.9223 | 0 | 0 | 0 | 0 | 33.5845 | -33.3057 | -62.1039 | -100.9942 | 0.37749 | 0.2322 | 0.2322 | 0 | 12.6778 | -7.7336 | -14.4206 | 0
11 | 21 | 12 | 502.5177 | 503.0079 | 505.9928 | 508.6026 | 0 | 0 | 0 | 0 | 85.6031 | 74.1013 | 72.6571 | 71.435 | 0 | 0 | 0 | 0 | 378.4827 | 458.6649 | 513.3493 | 563.0273 | 0 | 0 | 0 | 0 | 0 | -28.0672 | -28.0036 | -28.8516 | 0 | 0 | 0 | 0 | 38.4319 | -1.6912 | -52.01 | -97.0082 | 0.38446 | 0.2322 | 0.2322 | 0 | 14.7755 | -0.39269 | -12.0768 | 0
11 | 21 | 13 | 497.0737 | 498.5443 | 502.5255 | 505.9465 | 0 | 0 | 0 | 0 | 84.8248 | 75.9459 | 80.2605 | 71.435 | 0 | 0 | 0 | 0 | 383.8186 | 455.304 | 513.2118 | 565.9385 | 0 | 0 | 0 | 0 | 0 | -26.7371 | -27.9935 | -30.0626 | 0 | 0 | 0 | 0 | 28.4303 | -5.9685 | -62.9533 | -101.3645 | 0.38397 | 0.2322 | 0.2322 | 0 | 10.9165 | -1.3859 | -14.6178 | 0
11 | 21 | 14 | 495.1469 | 497.3075 | 502.069 | 506.2143 | 0 | 0 | 0 | 0 | 83.989 | 81.8723 | 72.6571 | 71.435 | 0 | 0 | 0 | 0 | 368.7278 | 418.9092 | 473.8046 | 523.9286 | 0 | 0 | 0 | 0 | 0 | -28.7902 | -27.1441 | -25.8828 | 0 | 0 | 0 | 0 | 42.4301 | 25.3162 | -17.2486 | -63.2666 | 0.38397 | 0.2322 | 0.2322 | 0 | 16.2921 | 5.8784 | -4.0052 | 0
11 | 21 | 15 | 484.6901 | 487.2602 | 492.4065 | 496.8728 | 0 | 0 | 0 | 0 | 91.1188 | 74.1013 | 72.6571 | 71.435 | 0 | 0 | 0 | 0 | 323.7898 | 360.548 | 408.391 | 452.3413 | 0 | 0 | 0 | 0 | 0 | -17.058 | -17.7612 | -22.5686 | 0 | 0 | 0 | 0 | 69.7815 | 69.6689 | 29.1197 | -4.3349 | 0.38285 | 0.2322 | 0.2322 | 0 | 26.7158 | 16.1772 | 6.7616 | 0
11 | 21 | 16 | 476.5746 | 481.0233 | 488.2205 | 494.5244 | 0 | 0 | 0 | 0 | 110.7875 | 87.5053 | 91.4148 | 102.1735 | 0 | 0 | 0 | 0 | 251.0522 | 250.301 | 275.3648 | 298.876 | 0 | 0 | 0 | 0 | 0 | -4.4878 | -4.4199 | 2.0999 | 0 | 0 | 0 | 0 | 114.7349 | 147.7048 | 125.8608 | 91.3749 | 0.36639 | 0.37183 | 0.37526 | 0.38586 | 42.0377 | 54.9208 | 47.2302 | 35.2584
11 | 21 | 17 | 482.7296 | 488.5322 | 497.2077 | 504.7641 | 0 | 0 | 0 | 0 | 182.0318 | 123.8234 | 118.9101 | 138.3848 | 0 | 0 | 0 | 0 | 180.1229 | 119.4094 | 121.3861 | 124.4343 | 0 | 0 | 0 | 0 | 0 | -4.2141 | -0.73515 | 0.95356 | 0 | 0 | 0 | 0 | 120.5749 | 249.5134 | 257.6467 | 240.9914 | 0.37929 | 0.39223 | 0.38711 | 0.38707 | 45.7325 | 97.8666 | 99.7377 | 93.2814
11 | 21 | 18 | 530.2099 | 539.5344 | 552.2785 | 563.3804 | 0 | 0 | 0 | 0 | 201.3602 | 159.6429 | 155.1726 | 175.0603 | 0 | 0 | 0 | 0 | 164.6287 | 90.5918 | 90.8194 | 92.405 | 0 | 0 | 0 | 0 | 0 | -2.1466 | 0.55513 | 5.1179 | 0 | 0 | 0 | 0 | 164.2211 | 291.4462 | 305.7313 | 290.7972 | 0.38908 | 0.39443 | 0.3893 | 0.38442 | 63.8958 | 114.9557 | 119.0227 | 111.7882
11 | 21 | 19 | 530.8408 | 542.002 | 556.7533 | 569.6056 | 0 | 0 | 0 | 0 | 200.6189 | 180.2849 | 177.9089 | 184.2431 | 0 | 0 | 0 | 0 | 164.4209 | 89.1635 | 90.3138 | 92.7897 | 0 | 0 | 0 | 0 | 0 | -1.3361 | 3.987 | 32.3961 | 0 | 0 | 0 | 0 | 165.801 | 273.8897 | 284.5436 | 260.1767 | 0.39237 | 0.3967 | 0.39262 | 0.38839 | 65.056 | 108.652 | 111.7169 | 101.0513
11 | 21 | 20 | 517.6811 | 529.2056 | 544.222 | 557.2234 | 0 | 0 | 0 | 0 | 218.0892 | 175.7795 | 182.6343 | 200.99 | 0 | 0 | 0 | 0 | 154.902 | 92.9477 | 91.8434 | 92.1938 | 0 | 0 | 0 | 0 | 0 | -2.0282 | 0.85365 | 8.2226 | 0 | 0 | 0 | 0 | 144.6899 | 262.5067 | 268.8906 | 255.817 | 0.3924 | 0.39622 | 0.39194 | 0.38777 | 56.7768 | 104.0115 | 105.3897 | 99.1986
11 | 21 | 21 | 504.5101 | 516.026 | 530.8804 | 543.634 | 0 | 0 | 0 | 0 | 224.2221 | 181.7773 | 188.6721 | 206.9575 | 0 | 0 | 0 | 0 | 141.7573 | 91.1489 | 88.0428 | 86.4713 | 0 | 0 | 0 | 0 | 0 | 2.3022 | 2.0661 | 22.3691 | 0 | 0 | 0 | 0 | 138.5308 | 240.7976 | 252.0994 | 227.8361 | 0.39025 | 0.39436 | 0.39015 | 0.38582 | 54.0611 | 94.9615 | 98.3568 | 87.9036
11 | 21 | 22 | 482.6838 | 494.1944 | 508.9157 | 521.5292 | 0 | 0 | 0 | 0 | 216.047 | 193.2325 | 195.4454 | 205.1192 | 0 | 0 | 0 | 0 | 134.8397 | 89.4857 | 84.6708 | 81.4732 | 0 | 0 | 0 | 0 | 0 | 2.2853 | 2.4718 | 7.7678 | 0 | 0 | 0 | 0 | 131.7971 | 209.191 | 226.3277 | 227.1689 | 0.38615 | 0.39118 | 0.3871 | 0.38217 | 50.8928 | 81.8311 | 87.6125 | 86.8166
11 | 21 | 23 | 451.1006 | 462.4094 | 476.7427 | 489.0023 | 0 | 0 | 0 | 0 | 200.7768 | 183.1321 | 200.6504 | 186.5333 | 0 | 0 | 0 | 0 | 120.3701 | 88.3115 | 80.5834 | 74.582 | 0 | 0 | 0 | 0 | 0 | 8.2413 | 10.5176 | 4.237 | 0 | 0 | 0 | 0 | 129.9538 | 182.7245 | 184.9914 | 223.65 | 0.37881 | 0.38565 | 0.38202 | 0.38151 | 49.2282 | 70.4679 | 70.6713 | 85.3241
11 | 21 | 24 | 410.4003 | 419.6464 | 431.4821 | 441.5034 | 0 | 0 | 0 | 0 | 187.4862 | 169.4481 | 167.3901 | 170.3556 | 0 | 0 | 0 | 0 | 113.5932 | 87.0792 | 78.0229 | 70.7442 | 0 | 0 | 0 | 0 | 0 | 15.5561 | 17.9959 | -0.15921 | 0 | 0 | 0 | 0 | 109.3209 | 147.5629 | 168.0732 | 200.5628 | 0.37303 | 0.37589 | 0.37336 | 0.37439 | 40.7798 | 55.4671 | 62.7526 | 75.0889
11 | 22 | 1 | 378.9673 | 385.8269 | 394.8269 | 402.2793 | 0 | 0 | 0 | 0 | 177.1689 | 157.0377 | 152.9987 | 148.1793 | 0 | 0 | 0 | 0 | 107.4377 | 80.5456 | 70.9604 | 63.1605 | 0 | 0 | 0 | 0 | 0 | 11.1518 | 12.5065 | 2.3096 | 0 | 0 | 0 | 0 | 94.3606 | 137.0919 | 158.3612 | 188.6299 | 0.3688 | 0.37024 | 0.36683 | 0.36949 | 34.8005 | 50.7569 | 58.0922 | 69.6974
11 | 22 | 2 | 359.2757 | 364.051 | 370.6641 | 376.0138 | 0 | 0 | 0 | 0 | 122.5935 | 164.0081 | 144.9389 | 123.5298 | 0 | 0 | 0 | 0 | 107.6567 | 78.4564 | 68.8642 | 61.0666 | 0 | 0 | 0 | 0 | 0 | 20.2941 | 16.4121 | -0.89772 | 0 | 0 | 0 | 0 | 129.0255 | 101.2925 | 140.4489 | 192.3151 | 0.36982 | 0.36893 | 0.36693 | 0.36762 | 47.716 | 37.3695 | 51.5355 | 70.6992
11 | 22 | 3 | 347.9948 | 351.0259 | 355.684 | 359.3323 | 0 | 0 | 0 | 0 | 102.2008 | 127.1544 | 118.2928 | 102.3876 | 0 | 0 | 0 | 0 | 112.6041 | 78.5876 | 68.9816 | 61.2155 | 0 | 0 | 0 | 0 | 0 | 2.4302 | -0.94388 | 0.3255 | 0 | 0 | 0 | 0 | 133.1898 | 142.8537 | 169.3535 | 195.4037 | 0.37 | 0.37041 | 0.36674 | 0.36591 | 49.2804 | 52.9145 | 62.1094 | 71.5002
11 | 22 | 4 | 341.4374 | 342.9844 | 345.9764 | 348.1534 | 0 | 0 | 0 | 0 | 93.6659 | 132.5094 | 119.995 | 101.8672 | 0 | 0 | 0 | 0 | 111.8308 | 78.3833 | 68.4935 | 60.4749 | 0 | 0 | 0 | 0 | 0 | 0.81265 | -0.0057147 | -0.020665 | 0 | 0 | 0 | 0 | 135.9406 | 131.2791 | 157.4936 | 185.832 | 0.37047 | 0.36757 | 0.36593 | 0.36392 | 50.3625 | 48.2539 | 57.6315 | 67.6287
11 | 22 | 5 | 342.487 | 342.3327 | 343.4479 | 343.9553 | 0 | 0 | 0 | 0 | 134.8016 | 164.995 | 149.4443 | 105.3118 | 0 | 0 | 0 | 0 | 118.8166 | 82.7284 | 71.7231 | 62.7227 | 0 | 0 | 0 | 0 | 0 | 11.8386 | -2.7017 | 6.5669 | 0 | 0 | 0 | 0 | 88.8688 | 82.7707 | 124.9822 | 169.3538 | 0.3683 | 0.36546 | 0.36536 | 0.36382 | 32.7301 | 30.2491 | 45.6633 | 61.6147
11 | 22 | 6 | 349.7547 | 347.6954 | 346.7866 | 345.5492 | 0 | 0 | 0 | 0 | 185.5353 | 175.8798 | 167.4696 | 152.1562 | 0 | 0 | 0 | 0 | 122.3016 | 86.8725 | 74.9614 | 65.1407 | 0 | 0 | 0 | 0 | 0 | 13.1349 | 12.2218 | -4.8832 | 0 | 0 | 0 | 0 | 41.9178 | 71.8082 | 92.1338 | 133.1355 | 0.3671 | 0.37164 | 0.36654 | 0.36504 | 15.3881 | 26.6865 | 33.7706 | 48.6003
11 | 22 | 7 | 357.9873 | 354.5914 | 352.4381 | 350.3237 | 0 | 0 | 0 | 0 | 204.5904 | 148.404 | 139.6965 | 136.5864 | 0 | 0 | 0 | 0 | 137.6794 | 97.9593 | 84.6753 | 73.4443 | 0 | 0 | 0 | 0 | 0 | 14.3945 | 20.0928 | 9.4199 | 0 | 0 | 0 | 0 | 15.7175 | 93.8335 | 107.9734 | 130.8731 | 0.37421 | 0.37971 | 0.37449 | 0.37153 | 5.8816 | 35.6299 | 40.4347 | 48.6231
11 | 22 | 8 | 369.3722 | 365.4912 | 363.2302 | 361.4646 | 0 | 0 | 0 | 0 | 186.35 | 102.4402 | 100.508 | 92.3296 | 0 | 0 | 0 | 0 | 214.7571 | 221.6672 | 221.8505 | 222.4363 | 0 | 0 | 0 | 0 | 0 | -8.8816 | -3.3613 | -2.883 | 0 | 0 | 0 | 0 | -31.7348 | 50.2654 | 44.2329 | 49.5817 | 0.37146 | 0.3818 | 0.38331 | 0.37768 | -11.7883 | 19.1915 | 16.955 | 18.7261
11 | 22 | 9 | 392.7547 | 389.9523 | 389.341 | 389.451 | 0 | 0 | 0 | 0 | 136.3003 | 93.4294 | 93.1577 | 88.6209 | 0 | 0 | 0 | 0 | 294.4825 | 363.0428 | 383.6373 | 402.2107 | 0 | 0 | 0 | 0 | 0 | -2.6741 | 0.54627 | -5.0258 | 0 | 0 | 0 | 0 | -38.0281 | -63.8457 | -88.0003 | -96.3549 | 0.37123 | 0.22113 | 0.22 | 0.23066 | -14.1171 | -14.1184 | -19.3604 | -22.2248
11 | 22 | 10 | 410.1984 | 407.7001 | 407.4568 | 407.8294 | 0 | 0 | 0 | 0 | 84.59 | 75.915 | 79.0408 | 91.8009 | 0 | 0 | 0 | 0 | 325.6087 | 428.8627 | 466.5355 | 500.3076 | 0 | 0 | 0 | 0 | 0 | -10.6646 | -12.2222 | -13.1923 | 0 | 0 | 0 | 0 | -0.00024413 | -86.413 | -125.8973 | -171.0868 | 0.3751 | 0.22969 | 0.22687 | 0.23713 | -9.1574e-05 | -19.848 | -28.5629 | -40.5697
11 | 22 | 11 | 420.7801 | 418.4719 | 418.2278 | 418.2838 | 0 | 0 | 0 | 0 | 89.7122 | 81.9228 | 80.3053 | 71.435 | 0 | 0 | 0 | 0 | 344.3774 | 467.8147 | 515.2217 | 557.6968 | 0 | 0 | 0 | 0 | 0 | -11.4524 | -24.4942 | -15.9223 | 0 | 0 | 0 | 0 | -13.3095 | -119.8132 | -152.8051 | -194.9258 | 0.37749 | 0.2322 | 0.2322 | 0 | -5.0242 | -27.8207 | -35.4815 | 0
11 | 22 | 12 | 424.8254 | 422.7961 | 422.6873 | 422.6314 | 0 | 0 | 0 | 0 | 85.6031 | 74.1013 | 72.6571 | 71.435 | 0 | 0 | 0 | 0 | 354.5187 | 483.7193 | 535.1312 | 581.2497 | 0 | 0 | 0 | 0 | 0 | -28.0672 | -28.0036 | -28.8516 | 0 | 0 | 0 | 0 | -15.2964 | -106.9573 | -157.0974 | -201.2018 | 0.38446 | 0.2322 | 0.2322 | 0 | -5.8809 | -24.8356 | -36.4782 | 0
11 | 22 | 13 | 422.0708 | 421.1092 | 422.1038 | 422.9513 | 0 | 0 | 0 | 0 | 84.8248 | 75.9459 | 80.2605 | 71.435 | 0 | 0 | 0 | 0 | 354.0119 | 482.1536 | 533.1543 | 578.9602 | 0 | 0 | 0 | 0 | 0 | -26.7371 | -27.9935 | -30.0626 | 0 | 0 | 0 | 0 | -16.7658 | -110.2532 | -163.3175 | -197.3813 | 0.38397 | 0.2322 | 0.2322 | 0 | -6.4377 | -25.6009 | -37.9225 | 0
11 | 22 | 14 | 414.8005 | 414.3557 | 415.9178 | 417.3062 | 0 | 0 | 0 | 0 | 83.989 | 81.8723 | 72.6571 | 71.435 | 0 | 0 | 0 | 0 | 352.9666 | 470.6699 | 516.611 | 557.8578 | 0 | 0 | 0 | 0 | 0 | -28.7902 | -27.1441 | -25.8828 | 0 | 0 | 0 | 0 | -22.155 | -109.3963 | -146.2062 | -186.1038 | 0.38397 | 0.2322 | 0.2322 | 0 | -8.507 | -25.4019 | -33.9493 | 0
11 | 22 | 15 | 404.2376 | 404.1987 | 406.1415 | 407.8473 | 0 | 0 | 0 | 0 | 91.1188 | 74.1013 | 72.6571 | 71.435 | 0 | 0 | 0 | 0 | 328.0019 | 425.3092 | 461.5167 | 494.1097 | 0 | 0 | 0 | 0 | 0 | -17.058 | -17.7612 | -22.5686 | 0 | 0 | 0 | 0 | -14.8831 | -78.1538 | -110.2712 | -135.1288 | 0.38285 | 0.2322 | 0.2322 | 0 | -5.698 | -18.1474 | -25.6051 | 0
11 | 22 | 16 | 395.9452 | 397.7792 | 401.7657 | 405.3031 | 0 | 0 | 0 | 0 | 110.7875 | 87.5053 | 91.4148 | 102.1735 | 0 | 0 | 0 | 0 | 237.7391 | 277.1853 | 294.1678 | 309.947 | 0 | 0 | 0 | 0 | 0 | -4.4878 | -4.4199 | 2.0999 | 0 | 0 | 0 | 0 | 47.4186 | 37.5764 | 20.603 | -8.9173 | 0.36639 | 0.37183 | 0.37526 | 0.38586 | 17.3737 | 13.9719 | 7.7314 | -3.4409
11 | 22 | 17 | 400.8616 | 404.0094 | 409.4249 | 414.1722 | 0 | 0 | 0 | 0 | 182.0318 | 123.8234 | 118.9101 | 138.3848 | 0 | 0 | 0 | 0 | 162.326 | 121.6174 | 115.465 | 110.929 | 0 | 0 | 0 | 0 | 0 | -4.2141 | -0.73515 | 0.95356 | 0 | 0 | 0 | 0 | 56.5038 | 162.7826 | 175.785 | 163.9049 | 0.37929 | 0.39223 | 0.38711 | 0.38707 | 21.4311 | 63.8482 | 68.0482 | 63.4432
11 | 22 | 18 | 434.2402 | 440.4525 | 449.3751 | 457.1841 | 0 | 0 | 0 | 0 | 201.3602 | 159.6429 | 155.1726 | 175.0603 | 0 | 0 | 0 | 0 | 159.5096 | 86.5656 | 77.5029 | 70.5376 | 0 | 0 | 0 | 0 | 0 | -2.1466 | 0.55513 | 5.1179 | 0 | 0 | 0 | 0 | 73.3703 | 196.3906 | 216.1444 | 206.4684 | 0.38908 | 0.39443 | 0.3893 | 0.38442 | 28.5472 | 77.4627 | 84.1461 | 79.3705
11 | 22 | 19 | 430.3239 | 438.2255 | 448.9741 | 458.3776 | 0 | 0 | 0 | 0 | 200.6189 | 180.2849 | 177.9089 | 184.2431 | 0 | 0 | 0 | 0 | 165.6063 | 89.4842 | 80.1058 | 72.8841 | 0 | 0 | 0 | 0 | 0 | -1.3361 | 3.987 | 32.3961 | 0 | 0 | 0 | 0 | 64.0986 | 169.7924 | 186.9724 | 168.8543 | 0.39237 | 0.3967 | 0.39262 | 0.38839 | 25.1506 | 67.3566 | 73.4087 | 65.5822
11 | 22 | 20 | 427.6033 | 436.2068 | 447.6362 | 457.5469 | 0 | 0 | 0 | 0 | 218.0892 | 175.7795 | 182.6343 | 200.99 | 0 | 0 | 0 | 0 | 164.6681 | 90.9376 | 81.214 | 73.6752 | 0 | 0 | 0 | 0 | 0 | -2.0282 | 0.85365 | 8.2226 | 0 | 0 | 0 | 0 | 44.8461 | 171.518 | 182.9342 | 174.6591 | 0.3924 | 0.39622 | 0.39194 | 0.38777 | 17.5977 | 67.9596 | 71.6997 | 67.7278
11 | 22 | 21 | 421.7575 | 430.5898 | 442.149 | 452.0633 | 0 | 0 | 0 | 0 | 224.2221 | 181.7773 | 188.6721 | 206.9575 | 0 | 0 | 0 | 0 | 161.876 | 91.0407 | 80.8249 | 72.8159 | 0 | 0 | 0 | 0 | 0 | 2.3022 | 2.0661 | 22.3691 | 0 | 0 | 0 | 0 | 35.6594 | 155.4696 | 170.5859 | 149.9207 | 0.39025 | 0.39436 | 0.39015 | 0.38582 | 13.9159 | 61.3114 | 66.5543 | 57.8423
11 | 22 | 22 | 413.6259 | 422.8971 | 434.8685 | 445.1126 | 0 | 0 | 0 | 0 | 216.047 | 193.2325 | 195.4454 | 205.1192 | 0 | 0 | 0 | 0 | 164.107 | 92.5941 | 82.5587 | 74.7384 | 0 | 0 | 0 | 0 | 0 | 2.2853 | 2.4718 | 7.7678 | 0 | 0 | 0 | 0 | 33.472 | 134.7853 | 154.3926 | 157.4872 | 0.38615 | 0.39118 | 0.3871 | 0.38217 | 12.925 | 52.7251 | 59.7661 | 60.1865
11 | 22 | 23 | 396.0737 | 405.5981 | 417.7402 | 428.1117 | 0 | 0 | 0 | 0 | 200.7768 | 183.1321 | 200.6504 | 186.5333 | 0 | 0 | 0 | 0 | 168.2275 | 93.2051 | 83.7693 | 76.5397 | 0 | 0 | 0 | 0 | 0 | 8.2413 | 10.5176 | 4.237 | 0 | 0 | 0 | 0 | 27.0695 | 121.0196 | 122.803 | 160.8018 | 0.37881 | 0.38565 | 0.38202 | 0.38151 | 10.2543 | 46.6713 | 46.9138 | 61.347
11 | 22 | 24 | 372.8369 | 380.8649 | 391.2048 | 399.9372 | 0 | 0 | 0 | 0 | 187.4862 | 169.4481 | 167.3901 | 170.3556 | 0 | 0 | 0 | 0 | 171.7387 | 95.1154 | 85.8742 | 78.8583 | 0 | 0 | 0 | 0 | 0 | 15.5561 | 17.9959 | -0.15921 | 0 | 0 | 0 | 0 | 13.6119 | 100.7453 | 119.9446 | 150.8826 | 0.37303 | 0.37589 | 0.37336 | 0.37439 | 5.0776 | 37.8689 | 44.7831 | 56.4891
11 | 23 | 1 | 351.3477 | 357.3116 | 365.2119 | 371.7165 | 0 | 0 | 0 | 0 | 177.1689 | 157.0377 | 152.9987 | 148.1793 | 0 | 0 | 0 | 0 | 174.1209 | 94.7323 | 86.2848 | 80.0327 | 0 | 0 | 0 | 0 | 0 | 11.1518 | 12.5065 | 2.3096 | 0 | 0 | 0 | 0 | 0.057875 | 94.3898 | 113.4218 | 141.1949 | 0.3688 | 0.37024 | 0.36683 | 0.36949 | 0.021344 | 34.9469 | 41.6069 | 52.1705
11 | 23 | 2 | 337.7958 | 341.8745 | 347.6323 | 352.2449 | 0 | 0 | 0 | 0 | 122.5935 | 164.0081 | 144.9389 | 123.5298 | 0 | 0 | 0 | 0 | 179.9549 | 95.7931 | 89.0593 | 84.4445 | 0 | 0 | 0 | 0 | 0 | 20.2941 | 16.4121 | -0.89772 | 0 | 0 | 0 | 0 | 35.2474 | 61.7793 | 97.222 | 145.1683 | 0.36982 | 0.36893 | 0.36693 | 0.36762 | 13.0351 | 22.792 | 35.674 | 53.367
11 | 23 | 3 | 331.8406 | 334.3479 | 338.3627 | 341.4567 | 0 | 0 | 0 | 0 | 102.2008 | 127.1544 | 118.2928 | 102.3876 | 0 | 0 | 0 | 0 | 174.8252 | 97.7558 | 89.6881 | 83.8049 | 0 | 0 | 0 | 0 | 0 | 2.4302 | -0.94388 | 0.3255 | 0 | 0 | 0 | 0 | 54.8145 | 107.0075 | 131.3256 | 154.9387 | 0.37 | 0.37041 | 0.36674 | 0.36591 | 20.2814 | 39.6367 | 48.1629 | 56.6937
11 | 23 | 4 | 331.529 | 332.7547 | 335.3522 | 337.1892 | 0 | 0 | 0 | 0 | 93.6659 | 132.5094 | 119.995 | 101.8672 | 0 | 0 | 0 | 0 | 170.7794 | 99.6349 | 90.7393 | 84.0666 | 0 | 0 | 0 | 0 | 0 | 0.81265 | -0.0057147 | -0.020665 | 0 | 0 | 0 | 0 | 67.0837 | 99.7978 | 124.6236 | 151.2761 | 0.37047 | 0.36757 | 0.36593 | 0.36392 | 24.8528 | 36.6824 | 45.6034 | 55.053
11 | 23 | 5 | 337.2497 | 336.9255 | 337.8322 | 338.1599 | 0 | 0 | 0 | 0 | 134.8016 | 164.995 | 149.4443 | 105.3118 | 0 | 0 | 0 | 0 | 164.9358 | 101.2557 | 91.9332 | 84.8345 | 0 | 0 | 0 | 0 | 0 | 11.8386 | -2.7017 | 6.5669 | 0 | 0 | 0 | 0 | 37.5123 | 58.8362 | 99.1565 | 141.4466 | 0.3683 | 0.36546 | 0.36536 | 0.36382 | 13.8156 | 21.5021 | 36.2276 | 51.4614
11 | 23 | 6 | 357.0268 | 355.2032 | 354.5841 | 353.5961 | 0 | 0 | 0 | 0 | 185.5353 | 175.8798 | 167.4696 | 152.1562 | 0 | 0 | 0 | 0 | 177.4928 | 96.1411 | 90.746 | 87.3836 | 0 | 0 | 0 | 0 | 0 | 13.1349 | 12.2218 | -4.8832 | 0 | 0 | 0 | 0 | -6.0013 | 70.0474 | 84.1467 | 118.9395 | 0.3671 | 0.37164 | 0.36654 | 0.36504 | -2.2031 | 26.0321 | 30.843 | 43.4181
11 | 23 | 7 | 370.2666 | 367.2689 | 365.6045 | 363.9115 | 0 | 0 | 0 | 0 | 204.5904 | 148.404 | 139.6965 | 136.5864 | 0 | 0 | 0 | 0 | 215.4324 | 108.1822 | 105.5353 | 104.7426 | 0 | 0 | 0 | 0 | 0 | 14.3945 | 20.0928 | 9.4199 | 0 | 0 | 0 | 0 | -49.7562 | 96.2881 | 100.2799 | 113.1626 | 0.37421 | 0.37971 | 0.37449 | 0.37153 | -18.6192 | 36.562 | 37.5536 | 42.0432
11 | 23 | 8 | 381.9523 | 378.4793 | 376.7192 | 375.3853 | 0 | 0 | 0 | 0 | 186.35 | 102.4402 | 100.508 | 92.3296 | 0 | 0 | 0 | 0 | 303.7153 | 223.3639 | 235.5837 | 248.032 | 0 | 0 | 0 | 0 | 0 | -8.8816 | -3.3613 | -2.883 | 0 | 0 | 0 | 0 | -108.1129 | 61.5568 | 43.9887 | 37.9066 | 0.37146 | 0.3818 | 0.38331 | 0.37768 | -40.16 | 23.5025 | 16.8614 | 14.3166
11 | 23 | 9 | 401.1945 | 398.6658 | 398.3905 | 398.7901 | 0 | 0 | 0 | 0 | 136.3003 | 93.4294 | 93.1577 | 88.6209 | 0 | 0 | 0 | 0 | 392.513 | 373.1543 | 406.8269 | 438.2294 | 0 | 0 | 0 | 0 | 0 | -2.6741 | 0.54627 | -5.0258 | 0 | 0 | 0 | 0 | -127.6188 | -65.2437 | -102.1403 | -123.0344 | 0.37123 | 0.22113 | 0.22 | 0.23066 | -47.3759 | -14.4276 | -22.4713 | -28.3786
11 | 23 | 10 | 414.3387 | 411.9746 | 411.8962 | 412.4108 | 0 | 0 | 0 | 0 | 84.59 | 75.915 | 79.0408 | 91.8009 | 0 | 0 | 0 | 0 | 428.0827 | 450.091 | 499.9668 | 545.7277 | 0 | 0 | 0 | 0 | 0 | -10.6646 | -12.2222 | -13.1923 | 0 | 0 | 0 | 0 | -98.334 | -103.3668 | -154.8892 | -211.9255 | 0.3751 | 0.22969 | 0.22687 | 0.23713 | -36.8854 | -23.7421 | -35.1405 | -50.2537
11 | 23 | 11 | 424.9912 | 422.8195 | 422.7431 | 422.9436 | 0 | 0 | 0 | 0 | 89.7122 | 81.9228 | 80.3053 | 71.435 | 0 | 0 | 0 | 0 | 458.5433 | 481.8354 | 546.063 | 604.8924 | 0 | 0 | 0 | 0 | 0 | -11.4524 | -24.4942 | -15.9223 | 0 | 0 | 0 | 0 | -123.2644 | -129.4863 | -179.131 | -237.4616 | 0.37749 | 0.2322 | 0.2322 | 0 | -46.5311 | -30.0668 | -41.5945 | 0
11 | 23 | 12 | 424.9315 | 422.9057 | 422.8012 | 422.7489 | 0 | 0 | 0 | 0 | 85.6031 | 74.1013 | 72.6571 | 71.435 | 0 | 0 | 0 | 0 | 495.1269 | 501.1174 | 573.8823 | 640.668 | 0 | 0 | 0 | 0 | 0 | -28.0672 | -28.0036 | -28.8516 | 0 | 0 | 0 | 0 | -155.7984 | -124.2458 | -195.7347 | -260.5025 | 0.38446 | 0.2322 | 0.2322 | 0 | -59.8981 | -28.85 | -45.4499 | 0
11 | 23 | 13 | 423.3448 | 422.4244 | 423.4698 | 424.361 | 0 | 0 | 0 | 0 | 84.8248 | 75.9459 | 80.2605 | 71.435 | 0 | 0 | 0 | 0 | 503.9129 | 495.666 | 571.8148 | 641.8318 | 0 | 0 | 0 | 0 | 0 | -26.7371 | -27.9935 | -30.0626 | 0 | 0 | 0 | 0 | -165.3928 | -122.4503 | -200.612 | -258.8433 | 0.38397 | 0.2322 | 0.2322 | 0 | -63.5067 | -28.4331 | -46.5824 | 0
11 | 23 | 14 | 416.2337 | 415.8353 | 417.4545 | 418.8921 | 0 | 0 | 0 | 0 | 83.989 | 81.8723 | 72.6571 | 71.435 | 0 | 0 | 0 | 0 | 492.0447 | 476.4595 | 548.9735 | 615.7826 | 0 | 0 | 0 | 0 | 0 | -28.7902 | -27.1441 | -25.8828 | 0 | 0 | 0 | 0 | -159.8 | -113.7063 | -177.032 | -242.4427 | 0.38397 | 0.2322 | 0.2322 | 0 | -61.3592 | -26.4027 | -41.1071 | 0
11 | 23 | 15 | 413.3674 | 413.6247 | 415.9309 | 417.9501 | 0 | 0 | 0 | 0 | 91.1188 | 74.1013 | 72.6571 | 71.435 | 0 | 0 | 0 | 0 | 457.3279 | 412.5035 | 476.7044 | 536.2588 | 0 | 0 | 0 | 0 | 0 | -17.058 | -17.7612 | -22.5686 | 0 | 0 | 0 | 0 | -135.0793 | -55.9222 | -115.6694 | -167.1751 | 0.38285 | 0.2322 | 0.2322 | 0 | -51.7149 | -12.9852 | -26.8586 | 0
11 | 23 | 16 | 413.6918 | 416.1013 | 420.7945 | 424.9408 | 0 | 0 | 0 | 0 | 110.7875 | 87.5053 | 91.4148 | 102.1735 | 0 | 0 | 0 | 0 | 363.4339 | 268.4036 | 312.1654 | 353.7662 | 0 | 0 | 0 | 0 | 0 | -4.4878 | -4.4199 | 2.0999 | 0 | 0 | 0 | 0 | -60.5296 | 64.6802 | 21.6343 | -33.0988 | 0.36639 | 0.37183 | 0.37526 | 0.38586 | -22.1774 | 24.0499 | 8.1184 | -12.7717
11 | 23 | 17 | 432.1791 | 436.3425 | 443.0051 | 448.827 | 0 | 0 | 0 | 0 | 182.0318 | 123.8234 | 118.9101 | 138.3848 | 0 | 0 | 0 | 0 | 262.6362 | 115.3856 | 132.1397 | 149.6905 | 0 | 0 | 0 | 0 | 0 | -4.2141 | -0.73515 | 0.95356 | 0 | 0 | 0 | 0 | -12.4889 | 201.3476 | 192.6905 | 159.7981 | 0.37929 | 0.39223 | 0.38711 | 0.38707 | -4.7369 | 78.9745 | 74.5925 | 61.8536
11 | 23 | 18 | 486.4538 | 494.3593 | 505.3611 | 514.9616 | 0 | 0 | 0 | 0 | 201.3602 | 159.6429 | 155.1726 | 175.0603 | 0 | 0 | 0 | 0 | 235.6248 | 78.5914 | 89.2999 | 101.3544 | 0 | 0 | 0 | 0 | 0 | -2.1466 | 0.55513 | 5.1179 | 0 | 0 | 0 | 0 | 49.4688 | 258.2716 | 260.3334 | 233.429 | 0.38908 | 0.39443 | 0.3893 | 0.38442 | 19.2475 | 101.8705 | 101.3491 | 89.7347
11 | 23 | 19 | 487.2086 | 496.9548 | 509.9686 | 521.3239 | 0 | 0 | 0 | 0 | 200.6189 | 180.2849 | 177.9089 | 184.2431 | 0 | 0 | 0 | 0 | 223.707 | 77.9575 | 86.8161 | 97.0777 | 0 | 0 | 0 | 0 | 0 | -1.3361 | 3.987 | 32.3961 | 0 | 0 | 0 | 0 | 62.8827 | 240.0485 | 241.2566 | 207.607 | 0.39237 | 0.3967 | 0.39262 | 0.38839 | 24.6735 | 95.2272 | 94.7217 | 80.6335
11 | 23 | 20 | 478.1007 | 488.3417 | 501.7819 | 513.4252 | 0 | 0 | 0 | 0 | 218.0892 | 175.7795 | 182.6343 | 200.99 | 0 | 0 | 0 | 0 | 214.0805 | 73.8463 | 82.011 | 91.5645 | 0 | 0 | 0 | 0 | 0 | -2.0282 | 0.85365 | 8.2226 | 0 | 0 | 0 | 0 | 45.931 | 240.7442 | 236.283 | 212.6482 | 0.3924 | 0.39622 | 0.39194 | 0.38777 | 18.0235 | 95.3887 | 92.6094 | 82.4589
11 | 23 | 21 | 464.505 | 474.7236 | 487.985 | 499.366 | 0 | 0 | 0 | 0 | 224.2221 | 181.7773 | 188.6721 | 206.9575 | 0 | 0 | 0 | 0 | 220.1662 | 77.3108 | 87.2033 | 98.3879 | 0 | 0 | 0 | 0 | 0 | 2.3022 | 2.0661 | 22.3691 | 0 | 0 | 0 | 0 | 20.1168 | 213.3333 | 210.0435 | 171.6514 | 0.39025 | 0.39436 | 0.39015 | 0.38582 | 7.8505 | 84.1306 | 81.9487 | 66.2265
11 | 23 | 22 | 446.6951 | 457.0387 | 470.3269 | 481.7056 | 0 | 0 | 0 | 0 | 216.047 | 193.2325 | 195.4454 | 205.1192 | 0 | 0 | 0 | 0 | 215.5882 | 72.0506 | 82.1135 | 93.4097 | 0 | 0 | 0 | 0 | 0 | 2.2853 | 2.4718 | 7.7678 | 0 | 0 | 0 | 0 | 15.06 | 189.4703 | 190.2962 | 175.4089 | 0.38615 | 0.39118 | 0.3871 | 0.38217 | 5.8153 | 74.1168 | 73.6645 | 67.0356
11 | 23 | 23 | 425.3565 | 435.8305 | 449.1387 | 460.5149 | 0 | 0 | 0 | 0 | 200.7768 | 183.1321 | 200.6504 | 186.5333 | 0 | 0 | 0 | 0 | 222.0053 | 76.7274 | 86.9697 | 98.4542 | 0 | 0 | 0 | 0 | 0 | 8.2413 | 10.5176 | 4.237 | 0 | 0 | 0 | 0 | 2.5744 | 167.7296 | 151.001 | 171.2905 | 0.37881 | 0.38565 | 0.38202 | 0.38151 | 0.97523 | 64.6851 | 57.6861 | 65.3486
11 | 23 | 24 | 395.8031 | 404.5759 | 415.8303 | 425.3507 | 0 | 0 | 0 | 0 | 187.4862 | 169.4481 | 167.3901 | 170.3556 | 0 | 0 | 0 | 0 | 217.4784 | 79.4546 | 88.3371 | 98.5145 | 0 | 0 | 0 | 0 | 0 | 15.5561 | 17.9959 | -0.15921 | 0 | 0 | 0 | 0 | -9.1615 | 140.1171 | 142.1072 | 156.6399 | 0.37303 | 0.37589 | 0.37336 | 0.37439 | -3.4175 | 52.6683 | 53.0578 | 58.6445
11 | 24 | 1 | 364.9009 | 371.3044 | 379.7443 | 386.714 | 0 | 0 | 0 | 0 | 177.1689 | 157.0377 | 152.9987 | 148.1793 | 0 | 0 | 0 | 0 | 194.0481 | 84.2231 | 89.103 | 95.4072 | 0 | 0 | 0 | 0 | 0 | 11.1518 | 12.5065 | 2.3096 | 0 | 0 | 0 | 0 | -6.3161 | 118.8918 | 125.136 | 140.8179 | 0.3688 | 0.37024 | 0.36683 | 0.36949 | -2.3294 | 44.0185 | 45.9041 | 52.0312
11 | 24 | 2 | 349.8804 | 354.3511 | 360.5901 | 365.6173 | 0 | 0 | 0 | 0 | 122.5935 | 164.0081 | 144.9389 | 123.5298 | 0 | 0 | 0 | 0 | 171.9597 | 101.6583 | 102.7724 | 105.4339 | 0 | 0 | 0 | 0 | 0 | 20.2941 | 16.4121 | -0.89772 | 0 | 0 | 0 | 0 | 55.3272 | 68.3907 | 96.4667 | 137.5513 | 0.36982 | 0.36893 | 0.36693 | 0.36762 | 20.461 | 25.2311 | 35.3969 | 50.5668
11 | 24 | 3 | 342.7044 | 345.564 | 350.0114 | 353.4782 | 0 | 0 | 0 | 0 | 102.2008 | 127.1544 | 118.2928 | 102.3876 | 0 | 0 | 0 | 0 | 160.3188 | 101.2917 | 100.2458 | 100.8145 | 0 | 0 | 0 | 0 | 0 | 2.4302 | -0.94388 | 0.3255 | 0 | 0 | 0 | 0 | 80.1848 | 114.6878 | 132.4166 | 149.9507 | 0.37 | 0.37041 | 0.36674 | 0.36591 | 29.6685 | 42.4815 | 48.563 | 54.8685
11 | 24 | 4 | 339.5265 | 341.0115 | 343.9275 | 346.0389 | 0 | 0 | 0 | 0 | 93.6659 | 132.5094 | 119.995 | 101.8672 | 0 | 0 | 0 | 0 | 160.5658 | 94.6213 | 92.892 | 92.8003 | 0 | 0 | 0 | 0 | 0 | 0.81265 | -0.0057147 | -0.020665 | 0 | 0 | 0 | 0 | 85.2947 | 113.0682 | 131.0461 | 151.392 | 0.37047 | 0.36757 | 0.36593 | 0.36392 | 31.5995 | 41.5602 | 47.9536 | 55.0952
11 | 24 | 5 | 341.9739 | 341.8029 | 342.8977 | 343.3875 | 0 | 0 | 0 | 0 | 134.8016 | 164.995 | 149.4443 | 105.3118 | 0 | 0 | 0 | 0 | 161.9367 | 95.5488 | 94.4212 | 94.8594 | 0 | 0 | 0 | 0 | 0 | 11.8386 | -2.7017 | 6.5669 | 0 | 0 | 0 | 0 | 45.2356 | 69.4205 | 101.7339 | 136.6493 | 0.3683 | 0.36546 | 0.36536 | 0.36382 | 16.6601 | 25.3702 | 37.1693 | 49.7161
11 | 24 | 6 | 351.0817 | 349.0654 | 348.2095 | 347.0176 | 0 | 0 | 0 | 0 | 185.5353 | 175.8798 | 167.4696 | 152.1562 | 0 | 0 | 0 | 0 | 148.8233 | 86.8571 | 84.7802 | 84.2251 | 0 | 0 | 0 | 0 | 0 | 13.1349 | 12.2218 | -4.8832 | 0 | 0 | 0 | 0 | 16.7232 | 73.1937 | 83.738 | 115.5195 | 0.3671 | 0.37164 | 0.36654 | 0.36504 | 6.1391 | 27.2014 | 30.6932 | 42.1697
11 | 24 | 7 | 365.5778 | 362.428 | 360.577 | 358.7231 | 0 | 0 | 0 | 0 | 204.5904 | 148.404 | 139.6965 | 136.5864 | 0 | 0 | 0 | 0 | 145.5248 | 87.6899 | 83.3796 | 80.4923 | 0 | 0 | 0 | 0 | 0 | 14.3945 | 20.0928 | 9.4199 | 0 | 0 | 0 | 0 | 15.4627 | 111.9396 | 117.408 | 132.2245 | 0.37421 | 0.37971 | 0.37449 | 0.37153 | 5.7863 | 42.505 | 43.9679 | 49.1252
11 | 24 | 8 | 376.1666 | 372.5059 | 370.5154 | 368.9829 | 0 | 0 | 0 | 0 | 186.35 | 102.4402 | 100.508 | 92.3296 | 0 | 0 | 0 | 0 | 187.18 | 163.4001 | 172.9436 | 182.2721 | 0 | 0 | 0 | 0 | 0 | -8.8816 | -3.3613 | -2.883 | 0 | 0 | 0 | 0 | 2.6366 | 115.5472 | 100.425 | 97.2641 | 0.37146 | 0.3818 | 0.38331 | 0.37768 | 0.97942 | 44.1162 | 38.4941 | 36.7349
11 | 24 | 9 | 395.8688 | 393.1674 | 392.68 | 392.8969 | 0 | 0 | 0 | 0 | 136.3003 | 93.4294 | 93.1577 | 88.6209 | 0 | 0 | 0 | 0 | 249.7905 | 300.1138 | 328.8436 | 354.9859 | 0 | 0 | 0 | 0 | 0 | -2.6741 | 0.54627 | -5.0258 | 0 | 0 | 0 | 0 | 9.7779 | 2.2983 | -29.8676 | -45.6841 | 0.37123 | 0.22113 | 0.22 | 0.23066 | 3.6299 | 0.50824 | -6.571 | -10.5373
11 | 24 | 10 | 411.0124 | 408.5404 | 408.3295 | 408.73 | 0 | 0 | 0 | 0 | 84.59 | 75.915 | 79.0408 | 91.8009 | 0 | 0 | 0 | 0 | 279.546 | 380.0017 | 423.6165 | 462.9276 | 0 | 0 | 0 | 0 | 0 | -10.6646 | -12.2222 | -13.1923 | 0 | 0 | 0 | 0 | 46.8763 | -36.7117 | -82.1057 | -132.8063 | 0.3751 | 0.22969 | 0.22687 | 0.23713 | 17.5834 | -8.4322 | -18.6277 | -31.4922
11 | 24 | 11 | 421.0986 | 418.8007 | 418.5693 | 418.6362 | 0 | 0 | 0 | 0 | 89.7122 | 81.9228 | 80.3053 | 71.435 | 0 | 0 | 0 | 0 | 288.0458 | 405.4989 | 459.3516 | 507.8958 | 0 | 0 | 0 | 0 | 0 | -11.4524 | -24.4942 | -15.9223 | 0 | 0 | 0 | 0 | 43.3405 | -57.1685 | -96.5934 | -144.7723 | 0.37749 | 0.2322 | 0.2322 | 0 | 16.3606 | -13.2746 | -22.4291 | 0
11 | 24 | 12 | 420.7736 | 418.6129 | 418.3428 | 418.1478 | 0 | 0 | 0 | 0 | 85.6031 | 74.1013 | 72.6571 | 71.435 | 0 | 0 | 0 | 0 | 281.0677 | 379.8492 | 438.6267 | 491.8265 | 0 | 0 | 0 | 0 | 0 | -28.0672 | -28.0036 | -28.8516 | 0 | 0 | 0 | 0 | 54.1027 | -7.2704 | -64.9374 | -116.2621 | 0.38446 | 0.2322 | 0.2322 | 0 | 20.8003 | -1.6882 | -15.0786 | 0
11 | 24 | 13 | 418.3021 | 417.2182 | 418.0628 | 418.781 | 0 | 0 | 0 | 0 | 84.8248 | 75.9459 | 80.2605 | 71.435 | 0 | 0 | 0 | 0 | 259.2624 | 327.7939 | 389.7233 | 446.0837 | 0 | 0 | 0 | 0 | 0 | -26.7371 | -27.9935 | -30.0626 | 0 | 0 | 0 | 0 | 74.2149 | 40.2156 | -23.9275 | -68.6751 | 0.38397 | 0.2322 | 0.2322 | 0 | 28.4967 | 9.3381 | -5.556 | 0
11 | 24 | 14 | 415.2429 | 414.8123 | 416.3921 | 417.7957 | 0 | 0 | 0 | 0 | 83.989 | 81.8723 | 72.6571 | 71.435 | 0 | 0 | 0 | 0 | 236.4092 | 284.8999 | 340.9664 | 392.1732 | 0 | 0 | 0 | 0 | 0 | -28.7902 | -27.1441 | -25.8828 | 0 | 0 | 0 | 0 | 94.8447 | 76.8304 | 29.9127 | -19.9297 | 0.38397 | 0.2322 | 0.2322 | 0 | 36.418 | 17.8401 | 6.9458 | 0
11 | 24 | 15 | 410.678 | 410.848 | 413.0472 | 414.9741 | 0 | 0 | 0 | 0 | 91.1188 | 74.1013 | 72.6571 | 71.435 | 0 | 0 | 0 | 0 | 202.0869 | 224.6532 | 266.9657 | 305.8196 | 0 | 0 | 0 | 0 | 0 | -17.058 | -17.7612 | -22.5686 | 0 | 0 | 0 | 0 | 117.4723 | 129.1515 | 91.1856 | 60.288 | 0.38285 | 0.2322 | 0.2322 | 0 | 44.9742 | 29.9891 | 21.1734 | 0
11 | 24 | 16 | 410.1885 | 412.4843 | 417.0381 | 421.0641 | 0 | 0 | 0 | 0 | 110.7875 | 87.5053 | 91.4148 | 102.1735 | 0 | 0 | 0 | 0 | 153.497 | 161.9237 | 183.5997 | 203.8824 | 0 | 0 | 0 | 0 | 0 | -4.4878 | -4.4199 | 2.0999 | 0 | 0 | 0 | 0 | 145.904 | 167.5431 | 146.4435 | 112.9083 | 0.36639 | 0.37183 | 0.37526 | 0.38586 | 53.4577 | 62.2972 | 54.954 | 43.5673
11 | 24 | 17 | 428.1096 | 432.141 | 438.6416 | 444.3238 | 0 | 0 | 0 | 0 | 182.0318 | 123.8234 | 118.9101 | 138.3848 | 0 | 0 | 0 | 0 | 82.1246 | 55.39 | 57.2548 | 59.883 | 0 | 0 | 0 | 0 | 0 | -4.2141 | -0.73515 | 0.95356 | 0 | 0 | 0 | 0 | 163.9532 | 257.1417 | 263.2118 | 245.1025 | 0.37929 | 0.39223 | 0.38711 | 0.38707 | 62.1853 | 100.8586 | 101.892 | 94.8727
11 | 24 | 18 | 481.5881 | 489.3358 | 500.1438 | 509.5774 | 0 | 0 | 0 | 0 | 201.3602 | 159.6429 | 155.1726 | 175.0603 | 0 | 0 | 0 | 0 | 66.3077 | 36.3884 | 35.4677 | 35.5506 | 0 | 0 | 0 | 0 | 0 | -2.1466 | 0.55513 | 5.1179 | 0 | 0 | 0 | 0 | 213.9202 | 295.4511 | 308.9483 | 293.8486 | 0.38908 | 0.39443 | 0.3893 | 0.38442 | 83.2329 | 116.5353 | 120.2751 | 112.9612
11 | 24 | 19 | 484.5015 | 494.1599 | 507.0659 | 518.3283 | 0 | 0 | 0 | 0 | 200.6189 | 180.2849 | 177.9089 | 184.2431 | 0 | 0 | 0 | 0 | 57.5322 | 32.1174 | 31.1709 | 31.2247 | 0 | 0 | 0 | 0 | 0 | -1.3361 | 3.987 | 32.3961 | 0 | 0 | 0 | 0 | 226.3504 | 283.0937 | 293.9992 | 270.4645 | 0.39237 | 0.3967 | 0.39262 | 0.38839 | 88.814 | 112.3032 | 115.4294 | 105.047
11 | 24 | 20 | 476.1898 | 486.3688 | 499.7329 | 511.3107 | 0 | 0 | 0 | 0 | 218.0892 | 175.7795 | 182.6343 | 200.99 | 0 | 0 | 0 | 0 | 53.3904 | 27.9148 | 27.047 | 27.1729 | 0 | 0 | 0 | 0 | 0 | -2.0282 | 0.85365 | 8.2226 | 0 | 0 | 0 | 0 | 204.7102 | 284.7027 | 289.1981 | 274.9253 | 0.3924 | 0.39622 | 0.39194 | 0.38777 | 80.3289 | 112.8061 | 113.349 | 106.6082
11 | 24 | 21 | 462.258 | 472.4037 | 485.5756 | 496.8795 | 0 | 0 | 0 | 0 | 224.2221 | 181.7773 | 188.6721 | 206.9575 | 0 | 0 | 0 | 0 | 45.6969 | 26.8164 | 25.1995 | 24.5952 | 0 | 0 | 0 | 0 | 0 | 2.3022 | 2.0661 | 22.3691 | 0 | 0 | 0 | 0 | 192.339 | 261.5078 | 269.6379 | 242.9576 | 0.39025 | 0.39436 | 0.39015 | 0.38582 | 75.0595 | 103.1288 | 105.1995 | 93.7378
11 | 24 | 22 | 445.9697 | 456.2897 | 469.5491 | 480.9029 | 0 | 0 | 0 | 0 | 216.047 | 193.2325 | 195.4454 | 205.1192 | 0 | 0 | 0 | 0 | 40.4379 | 28.7814 | 26.7608 | 25.7647 | 0 | 0 | 0 | 0 | 0 | 2.2853 | 2.4718 | 7.7678 | 0 | 0 | 0 | 0 | 189.4848 | 231.9906 | 244.8711 | 242.2511 | 0.38615 | 0.39118 | 0.3871 | 0.38217 | 73.1687 | 90.7498 | 94.7907 | 92.5805
11 | 24 | 23 | 418.9338 | 429.1995 | 442.2519 | 453.4078 | 0 | 0 | 0 | 0 | 200.7768 | 183.1321 | 200.6504 | 186.5333 | 0 | 0 | 0 | 0 | 34.7124 | 34.0649 | 31.4477 | 29.8742 | 0 | 0 | 0 | 0 | 0 | 8.2413 | 10.5176 | 4.237 | 0 | 0 | 0 | 0 | 183.4446 | 203.7611 | 199.6362 | 232.7633 | 0.37881 | 0.38565 | 0.38202 | 0.38151 | 69.4912 | 78.5807 | 76.266 | 88.8009
11 | 24 | 24 | 392.1052 | 400.758 | 411.8652 | 421.2587 | 0 | 0 | 0 | 0 | 187.4862 | 169.4481 | 167.3901 | 170.3556 | 0 | 0 | 0 | 0 | 33.0576 | 32.8388 | 30.3374 | 28.8738 | 0 | 0 | 0 | 0 | 0 | 15.5561 | 17.9959 | -0.15921 | 0 | 0 | 0 | 0 | 171.5613 | 182.915 | 196.1418 | 222.1886 | 0.37303 | 0.37589 | 0.37336 | 0.37439 | 63.9972 | 68.7555 | 73.2324 | 83.1854
11 | 25 | 1 | 365.0602 | 371.4688 | 379.9151 | 386.8902 | 0 | 0 | 0 | 0 | 177.1689 | 157.0377 | 152.9987 | 148.1793 | 0 | 0 | 0 | 0 | 32.5242 | 35.0949 | 32.6593 | 31.2566 | 0 | 0 | 0 | 0 | 0 | 11.1518 | 12.5065 | 2.3096 | 0 | 0 | 0 | 0 | 155.367 | 168.1844 | 181.7505 | 205.1447 | 0.3688 | 0.37024 | 0.36683 | 0.36949 | 57.2998 | 62.2686 | 66.6722 | 75.7995
11 | 25 | 2 | 347.138 | 351.5197 | 357.6494 | 362.5826 | 0 | 0 | 0 | 0 | 122.5935 | 164.0081 | 144.9389 | 123.5298 | 0 | 0 | 0 | 0 | 32.4695 | 48.7944 | 46.3682 | 44.9723 | 0 | 0 | 0 | 0 | 0 | 20.2941 | 16.4121 | -0.89772 | 0 | 0 | 0 | 0 | 192.0749 | 118.4231 | 149.9302 | 194.9783 | 0.36982 | 0.36893 | 0.36693 | 0.36762 | 71.0328 | 43.6894 | 55.0145 | 71.6782
11 | 25 | 3 | 337.4494 | 340.1386 | 344.3767 | 347.6633 | 0 | 0 | 0 | 0 | 102.2008 | 127.1544 | 118.2928 | 102.3876 | 0 | 0 | 0 | 0 | 33.2352 | 69.8551 | 67.3349 | 65.8516 | 0 | 0 | 0 | 0 | 0 | 2.4302 | -0.94388 | 0.3255 | 0 | 0 | 0 | 0 | 202.0134 | 140.6989 | 159.6929 | 179.0986 | 0.37 | 0.37041 | 0.36674 | 0.36591 | 74.7452 | 52.1163 | 58.5664 | 65.534
11 | 25 | 4 | 333.1391 | 334.417 | 337.0786 | 338.9709 | 0 | 0 | 0 | 0 | 93.6659 | 132.5094 | 119.995 | 101.8672 | 0 | 0 | 0 | 0 | 36.061 | 78.6994 | 75.8348 | 74.0294 | 0 | 0 | 0 | 0 | 0 | 0.81265 | -0.0057147 | -0.020665 | 0 | 0 | 0 | 0 | 203.4121 | 122.3955 | 141.2545 | 163.095 | 0.37047 | 0.36757 | 0.36593 | 0.36392 | 75.3589 | 44.9886 | 51.6892 | 59.3541
11 | 25 | 5 | 333.4633 | 333.0163 | 333.7722 | 333.97 | 0 | 0 | 0 | 0 | 134.8016 | 164.995 | 149.4443 | 105.3118 | 0 | 0 | 0 | 0 | 38.4758 | 82.4515 | 79.2831 | 77.2009 | 0 | 0 | 0 | 0 | 0 | 11.8386 | -2.7017 | 6.5669 | 0 | 0 | 0 | 0 | 160.1859 | 73.7313 | 107.7465 | 144.8903 | 0.3683 | 0.36546 | 0.36536 | 0.36382 | 58.9959 | 26.9456 | 39.3661 | 52.7143
11 | 25 | 6 | 340.7841 | 338.4338 | 337.1679 | 335.6226 | 0 | 0 | 0 | 0 | 185.5353 | 175.8798 | 167.4696 | 152.1562 | 0 | 0 | 0 | 0 | 38.6469 | 82.9368 | 79.7485 | 77.6469 | 0 | 0 | 0 | 0 | 0 | 13.1349 | 12.2218 | -4.8832 | 0 | 0 | 0 | 0 | 116.6019 | 66.4824 | 77.728 | 110.7027 | 0.3671 | 0.37164 | 0.36654 | 0.36504 | 42.8048 | 24.7072 | 28.4903 | 40.4114
11 | 25 | 7 | 351.246 | 347.6315 | 345.2098 | 342.8641 | 0 | 0 | 0 | 0 | 204.5904 | 148.404 | 139.6965 | 136.5864 | 0 | 0 | 0 | 0 | 56.0637 | 91.8093 | 87.222 | 83.706 | 0 | 0 | 0 | 0 | 0 | 14.3945 | 20.0928 | 9.4199 | 0 | 0 | 0 | 0 | 90.5919 | 93.0237 | 98.1984 | 113.1518 | 0.37421 | 0.37971 | 0.37449 | 0.37153 | 33.9002 | 35.3224 | 36.7741 | 42.0392
11 | 25 | 8 | 362.401 | 358.2939 | 355.7553 | 353.7505 | 0 | 0 | 0 | 0 | 186.35 | 102.4402 | 100.508 | 92.3296 | 0 | 0 | 0 | 0 | 91.9149 | 122.2191 | 125.505 | 128.9874 | 0 | 0 | 0 | 0 | 0 | -8.8816 | -3.3613 | -2.883 | 0 | 0 | 0 | 0 | 84.1362 | 142.5162 | 133.1035 | 135.3165 | 0.37146 | 0.3818 | 0.38331 | 0.37768 | 31.2535 | 54.4131 | 51.0201 | 51.1065
11 | 25 | 9 | 384.8634 | 381.8051 | 380.8795 | 380.7188 | 0 | 0 | 0 | 0 | 136.3003 | 93.4294 | 93.1577 | 88.6209 | 0 | 0 | 0 | 0 | 132.2832 | 171.7082 | 184.5068 | 196.3692 | 0 | 0 | 0 | 0 | 0 | -2.6741 | 0.54627 | -5.0258 | 0 | 0 | 0 | 0 | 116.2798 | 119.3416 | 102.6688 | 100.7545 | 0.37123 | 0.22113 | 0.22 | 0.23066 | 43.1665 | 26.3905 | 22.5875 | 23.2396
11 | 25 | 10 | 407.1552 | 404.5581 | 404.1936 | 404.4618 | 0 | 0 | 0 | 0 | 84.59 | 75.915 | 79.0408 | 91.8009 | 0 | 0 | 0 | 0 | 163.7723 | 211.7194 | 236.3857 | 258.8959 | 0 | 0 | 0 | 0 | 0 | -10.6646 | -12.2222 | -13.1923 | 0 | 0 | 0 | 0 | 158.7928 | 127.5883 | 100.9893 | 66.9573 | 0.3751 | 0.22969 | 0.22687 | 0.23713 | 59.5637 | 29.3055 | 22.9119 | 15.8775
11 | 25 | 11 | 418.073 | 415.677 | 415.3251 | 415.2882 | 0 | 0 | 0 | 0 | 89.7122 | 81.9228 | 80.3053 | 71.435 | 0 | 0 | 0 | 0 | 199.7763 | 281.6386 | 314.8756 | 344.9103 | 0 | 0 | 0 | 0 | 0 | -11.4524 | -24.4942 | -15.9223 | 0 | 0 | 0 | 0 | 128.5845 | 63.568 | 44.6384 | 14.8652 | 0.37749 | 0.2322 | 0.2322 | 0 | 48.5394 | 14.7606 | 10.3651 | 0
11 | 25 | 12 | 421.3221 | 419.1792 | 418.9309 | 418.7548 | 0 | 0 | 0 | 0 | 85.6031 | 74.1013 | 72.6571 | 71.435 | 0 | 0 | 0 | 0 | 233.5418 | 355.3877 | 391.9047 | 424.6266 | 0 | 0 | 0 | 0 | 0 | -28.0672 | -28.0036 | -28.8516 | 0 | 0 | 0 | 0 | 102.1771 | 17.7574 | -17.6273 | -48.4553 | 0.38446 | 0.2322 | 0.2322 | 0 | 39.2829 | 4.1233 | -4.0931 | 0
11 | 25 | 13 | 418.7268 | 417.6566 | 418.5181 | 419.2509 | 0 | 0 | 0 | 0 | 84.8248 | 75.9459 | 80.2605 | 71.435 | 0 | 0 | 0 | 0 | 244.4092 | 397.7181 | 431.6279 | 461.8051 | 0 | 0 | 0 | 0 | 0 | -26.7371 | -27.9935 | -30.0626 | 0 | 0 | 0 | 0 | 89.4928 | -29.2703 | -65.3768 | -83.9266 | 0.38397 | 0.2322 | 0.2322 | 0 | 34.363 | -6.7966 | -15.1806 | 0
11 | 25 | 14 | 416.7645 | 416.3833 | 418.0236 | 419.4795 | 0 | 0 | 0 | 0 | 83.989 | 81.8723 | 72.6571 | 71.435 | 0 | 0 | 0 | 0 | 219.4386 | 380.2647 | 401.3046 | 419.817 | 0 | 0 | 0 | 0 | 0 | -28.7902 | -27.1441 | -25.8828 | 0 | 0 | 0 | 0 | 113.337 | -16.9635 | -28.794 | -45.8897 | 0.38397 | 0.2322 | 0.2322 | 0 | 43.5185 | -3.9389 | -6.686 | 0
11 | 25 | 15 | 415.3314 | 415.6523 | 418.0368 | 420.1233 | 0 | 0 | 0 | 0 | 91.1188 | 74.1013 | 72.6571 | 71.435 | 0 | 0 | 0 | 0 | 197.8047 | 365.5034 | 378.3125 | 389.4299 | 0 | 0 | 0 | 0 | 0 | -17.058 | -17.7612 | -22.5686 | 0 | 0 | 0 | 0 | 126.408 | -6.8944 | -15.1715 | -18.173 | 0.38285 | 0.2322 | 0.2322 | 0 | 48.3952 | -1.6009 | -3.5229 | 0
11 | 25 | 16 | 419.7784 | 422.3852 | 427.3208 | 431.6759 | 0 | 0 | 0 | 0 | 110.7875 | 87.5053 | 91.4148 | 102.1735 | 0 | 0 | 0 | 0 | 135.9659 | 287.3379 | 291.7622 | 295.7401 | 0 | 0 | 0 | 0 | 0 | -4.4878 | -4.4199 | 2.0999 | 0 | 0 | 0 | 0 | 173.025 | 52.0298 | 48.5638 | 31.6624 | 0.36639 | 0.37183 | 0.37526 | 0.38586 | 63.3945 | 19.3461 | 18.2239 | 12.2174
11 | 25 | 17 | 444.4938 | 449.0566 | 456.2095 | 462.4539 | 0 | 0 | 0 | 0 | 182.0318 | 123.8234 | 118.9101 | 138.3848 | 0 | 0 | 0 | 0 | 57.2295 | 146.014 | 141.9309 | 138.8166 | 0 | 0 | 0 | 0 | 0 | -4.2141 | -0.73515 | 0.95356 | 0 | 0 | 0 | 0 | 205.2325 | 183.4332 | 196.1037 | 184.2989 | 0.37929 | 0.39223 | 0.38711 | 0.38707 | 77.842 | 71.948 | 75.9138 | 71.3372
11 | 25 | 18 | 506.1644 | 514.7091 | 526.4957 | 536.7726 | 0 | 0 | 0 | 0 | 201.3602 | 159.6429 | 155.1726 | 175.0603 | 0 | 0 | 0 | 0 | 41.6531 | 99.9374 | 96.419 | 93.9806 | 0 | 0 | 0 | 0 | 0 | -2.1466 | 0.55513 | 5.1179 | 0 | 0 | 0 | 0 | 263.1511 | 257.2754 | 274.3489 | 262.6138 | 0.38908 | 0.39443 | 0.3893 | 0.38442 | 102.3878 | 101.4776 | 106.8054 | 100.9539
11 | 25 | 19 | 513.5896 | 524.1914 | 538.2557 | 550.5161 | 0 | 0 | 0 | 0 | 200.6189 | 180.2849 | 177.9089 | 184.2431 | 0 | 0 | 0 | 0 | 40.3847 | 92.7876 | 89.428 | 87.1348 | 0 | 0 | 0 | 0 | 0 | -1.3361 | 3.987 | 32.3961 | 0 | 0 | 0 | 0 | 272.586 | 252.4549 | 266.9318 | 246.7422 | 0.39237 | 0.3967 | 0.39262 | 0.38839 | 106.9557 | 100.1488 | 104.8022 | 95.8334
11 | 25 | 20 | 506.1449 | 517.2954 | 531.8523 | 544.4579 | 0 | 0 | 0 | 0 | 218.0892 | 175.7795 | 182.6343 | 200.99 | 0 | 0 | 0 | 0 | 40.1338 | 79.5175 | 76.1844 | 73.9191 | 0 | 0 | 0 | 0 | 0 | -2.0282 | 0.85365 | 8.2226 | 0 | 0 | 0 | 0 | 247.922 | 264.0266 | 272.18 | 261.3262 | 0.3924 | 0.39622 | 0.39194 | 0.38777 | 97.2853 | 104.6137 | 106.6789 | 101.3349
11 | 25 | 21 | 488.6036 | 499.6037 | 513.8247 | 526.0326 | 0 | 0 | 0 | 0 | 224.2221 | 181.7773 | 188.6721 | 206.9575 | 0 | 0 | 0 | 0 | 41.5159 | 67.6906 | 64.175 | 61.75 | 0 | 0 | 0 | 0 | 0 | 2.3022 | 2.0661 | 22.3691 | 0 | 0 | 0 | 0 | 222.8656 | 247.8336 | 258.9115 | 234.9559 | 0.39025 | 0.39436 | 0.39015 | 0.38582 | 86.9724 | 97.7362 | 101.0146 | 90.6506
11 | 25 | 22 | 455.8958 | 466.5377 | 480.1923 | 491.8867 | 0 | 0 | 0 | 0 | 216.047 | 193.2325 | 195.4454 | 205.1192 | 0 | 0 | 0 | 0 | 44.2594 | 59.509 | 55.6375 | 52.8964 | 0 | 0 | 0 | 0 | 0 | 2.2853 | 2.4718 | 7.7678 | 0 | 0 | 0 | 0 | 195.5894 | 211.511 | 226.6376 | 226.1033 | 0.38615 | 0.39118 | 0.3871 | 0.38217 | 75.5259 | 82.7386 | 87.7325 | 86.4094
11 | 25 | 23 | 417.3413 | 427.5554 | 440.5444 | 451.6457 | 0 | 0 | 0 | 0 | 200.7768 | 183.1321 | 200.6504 | 186.5333 | 0 | 0 | 0 | 0 | 47.2752 | 55.471 | 51.2092 | 48.1208 | 0 | 0 | 0 | 0 | 0 | 8.2413 | 10.5176 | 4.237 | 0 | 0 | 0 | 0 | 169.2894 | 180.711 | 178.1672 | 212.7546 | 0.37881 | 0.38565 | 0.38202 | 0.38151 | 64.129 | 69.6914 | 68.0643 | 81.1674
11 | 25 | 24 | 381.6483 | 389.962 | 400.6528 | 409.6876 | 0 | 0 | 0 | 0 | 187.4862 | 169.4481 | 167.3901 | 170.3556 | 0 | 0 | 0 | 0 | 50.1181 | 55.9843 | 51.3502 | 47.9336 | 0 | 0 | 0 | 0 | 0 | 15.5561 | 17.9959 | -0.15921 | 0 | 0 | 0 | 0 | 144.0439 | 148.9735 | 163.9166 | 191.5576 | 0.37303 | 0.37589 | 0.37336 | 0.37439 | 53.7325 | 55.9973 | 61.2007 | 71.7174
11 | 26 | 1 | 358.1774 | 364.3628 | 372.535 | 379.274 | 0 | 0 | 0 | 0 | 177.1689 | 157.0377 | 152.9987 | 148.1793 | 0 | 0 | 0 | 0 | 52.3772 | 60.8133 | 55.8866 | 52.2098 | 0 | 0 | 0 | 0 | 0 | 11.1518 | 12.5065 | 2.3096 | 0 | 0 | 0 | 0 | 128.6313 | 135.36 | 151.1432 | 176.5753 | 0.3688 | 0.37024 | 0.36683 | 0.36949 | 47.4396 | 50.1157 | 55.4444 | 65.2434
11 | 26 | 2 | 345.5278 | 349.8574 | 355.923 | 360.8009 | 0 | 0 | 0 | 0 | 122.5935 | 164.0081 | 144.9389 | 123.5298 | 0 | 0 | 0 | 0 | 54.0363 | 62.3297 | 57.1827 | 53.314 | 0 | 0 | 0 | 0 | 0 | 20.2941 | 16.4121 | -0.89772 | 0 | 0 | 0 | 0 | 168.898 | 103.2255 | 137.3892 | 184.8549 | 0.36982 | 0.36893 | 0.36693 | 0.36762 | 62.4616 | 38.0826 | 50.4128 | 67.9567
11 | 26 | 3 | 339.5903 | 342.349 | 346.6723 | 350.0323 | 0 | 0 | 0 | 0 | 102.2008 | 127.1544 | 118.2928 | 102.3876 | 0 | 0 | 0 | 0 | 57.0472 | 60.8552 | 55.3837 | 51.2293 | 0 | 0 | 0 | 0 | 0 | 2.4302 | -0.94388 | 0.3255 | 0 | 0 | 0 | 0 | 180.3423 | 151.9092 | 173.9397 | 196.09 | 0.37 | 0.37041 | 0.36674 | 0.36591 | 66.7269 | 56.2687 | 63.7913 | 71.7514
11 | 26 | 4 | 339.208 | 340.6827 | 343.586 | 345.6865 | 0 | 0 | 0 | 0 | 93.6659 | 132.5094 | 119.995 | 101.8672 | 0 | 0 | 0 | 0 | 64.2881 | 61.5453 | 56.2374 | 52.2645 | 0 | 0 | 0 | 0 | 0 | 0.81265 | -0.0057147 | -0.020665 | 0 | 0 | 0 | 0 | 181.2539 | 145.8153 | 167.3593 | 191.5755 | 0.37047 | 0.36757 | 0.36593 | 0.36392 | 67.1499 | 53.597 | 61.2417 | 69.7189
11 | 26 | 5 | 352.7315 | 352.9094 | 354.4326 | 355.2915 | 0 | 0 | 0 | 0 | 134.8016 | 164.995 | 149.4443 | 105.3118 | 0 | 0 | 0 | 0 | 74.1689 | 65.3659 | 60.5689 | 57.1014 | 0 | 0 | 0 | 0 | 0 | 11.8386 | -2.7017 | 6.5669 | 0 | 0 | 0 | 0 | 143.7611 | 110.71 | 147.1211 | 186.3113 | 0.3683 | 0.36546 | 0.36536 | 0.36382 | 52.9467 | 40.4597 | 53.7519 | 67.7842
11 | 26 | 6 | 386.9642 | 386.1115 | 386.6845 | 386.7237 | 0 | 0 | 0 | 0 | 185.5353 | 175.8798 | 167.4696 | 152.1562 | 0 | 0 | 0 | 0 | 91.4051 | 72.621 | 68.7761 | 66.2536 | 0 | 0 | 0 | 0 | 0 | 13.1349 | 12.2218 | -4.8832 | 0 | 0 | 0 | 0 | 110.0238 | 124.4758 | 138.217 | 173.1972 | 0.3671 | 0.37164 | 0.36654 | 0.36504 | 40.3899 | 46.2597 | 50.6618 | 63.2246
11 | 26 | 7 | 440.3684 | 439.6439 | 440.771 | 441.4833 | 0 | 0 | 0 | 0 | 204.5904 | 148.404 | 139.6965 | 136.5864 | 0 | 0 | 0 | 0 | 104.2153 | 80.8214 | 76.0426 | 72.6105 | 0 | 0 | 0 | 0 | 0 | 14.3945 | 20.0928 | 9.4199 | 0 | 0 | 0 | 0 | 131.5627 | 196.0241 | 204.9392 | 222.8666 | 0.37421 | 0.37971 | 0.37449 | 0.37153 | 49.2319 | 74.4331 | 76.7472 | 82.8014
11 | 26 | 8 | 472.5256 | 471.9896 | 473.8361 | 475.6099 | 0 | 0 | 0 | 0 | 186.35 | 102.4402 | 100.508 | 92.3296 | 0 | 0 | 0 | 0 | 151.2637 | 137.0417 | 146.3737 | 155.652 | 0 | 0 | 0 | 0 | 0 | -8.8816 | -3.3613 | -2.883 | 0 | 0 | 0 | 0 | 134.9119 | 241.3894 | 230.3156 | 230.5112 | 0.37146 | 0.3818 | 0.38331 | 0.37768 | 50.1149 | 92.1631 | 88.2827 | 87.0598
11 | 26 | 9 | 482.9387 | 483.0608 | 486.0405 | 489.2449 | 0 | 0 | 0 | 0 | 136.3003 | 93.4294 | 93.1577 | 88.6209 | 0 | 0 | 0 | 0 | 214.3836 | 222.398 | 252.8213 | 281.0279 | 0 | 0 | 0 | 0 | 0 | -2.6741 | 0.54627 | -5.0258 | 0 | 0 | 0 | 0 | 132.2547 | 169.9075 | 139.5153 | 124.6219 | 0.37123 | 0.22113 | 0.22 | 0.23066 | 49.0969 | 37.5723 | 30.6939 | 28.7448
11 | 26 | 10 | 490.9341 | 491.0538 | 494.0254 | 497.1681 | 0 | 0 | 0 | 0 | 84.59 | 75.915 | 79.0408 | 91.8009 | 0 | 0 | 0 | 0 | 259.2869 | 292.1975 | 337.1627 | 378.2541 | 0 | 0 | 0 | 0 | 0 | -10.6646 | -12.2222 | -13.1923 | 0 | 0 | 0 | 0 | 147.0571 | 133.606 | 90.044 | 40.3054 | 0.3751 | 0.22969 | 0.22687 | 0.23713 | 55.1616 | 30.6876 | 20.4287 | 9.5576
11 | 26 | 11 | 500.3302 | 500.6017 | 503.5253 | 506.3107 | 0 | 0 | 0 | 0 | 89.7122 | 81.9228 | 80.3053 | 71.435 | 0 | 0 | 0 | 0 | 276.1106 | 308.5031 | 364.0833 | 414.8568 | 0 | 0 | 0 | 0 | 0 | -11.4524 | -24.4942 | -15.9223 | 0 | 0 | 0 | 0 | 134.5074 | 121.6282 | 83.6308 | 35.9412 | 0.37749 | 0.2322 | 0.2322 | 0 | 50.7752 | 28.2422 | 19.4192 | 0
11 | 26 | 12 | 502.2523 | 502.7339 | 505.7082 | 508.3089 | 0 | 0 | 0 | 0 | 85.6031 | 74.1013 | 72.6571 | 71.435 | 0 | 0 | 0 | 0 | 286.8933 | 313.0247 | 372.7154 | 427.2857 | 0 | 0 | 0 | 0 | 0 | -28.0672 | -28.0036 | -28.8516 | 0 | 0 | 0 | 0 | 129.756 | 143.6751 | 88.3393 | 38.4398 | 0.38446 | 0.2322 | 0.2322 | 0 | 49.8859 | 33.3615 | 20.5125 | 0
11 | 26 | 13 | 500.8425 | 502.4352 | 506.5666 | 510.1168 | 0 | 0 | 0 | 0 | 84.8248 | 75.9459 | 80.2605 | 71.435 | 0 | 0 | 0 | 0 | 297.6546 | 340.6116 | 394.7487 | 444.0328 | 0 | 0 | 0 | 0 | 0 | -26.7371 | -27.9935 | -30.0626 | 0 | 0 | 0 | 0 | 118.3631 | 112.6148 | 59.5508 | 24.7116 | 0.38397 | 0.2322 | 0.2322 | 0 | 45.4485 | 26.1493 | 13.8278 | 0
11 | 26 | 14 | 500.7026 | 503.0434 | 508.0262 | 512.3621 | 0 | 0 | 0 | 0 | 83.989 | 81.8723 | 72.6571 | 71.435 | 0 | 0 | 0 | 0 | 299.3501 | 374.8101 | 419.676 | 460.1785 | 0 | 0 | 0 | 0 | 0 | -28.7902 | -27.1441 | -25.8828 | 0 | 0 | 0 | 0 | 117.3635 | 75.1512 | 42.8371 | 6.6314 | 0.38397 | 0.2322 | 0.2322 | 0 | 45.0646 | 17.4502 | 9.9468 | 0
11 | 26 | 15 | 496.2793 | 499.2253 | 504.8331 | 509.6971 | 0 | 0 | 0 | 0 | 91.1188 | 74.1013 | 72.6571 | 71.435 | 0 | 0 | 0 | 0 | 275.0321 | 333.4028 | 366.5426 | 396.4706 | 0 | 0 | 0 | 0 | 0 | -17.058 | -17.7612 | -22.5686 | 0 | 0 | 0 | 0 | 130.1285 | 108.7791 | 83.3946 | 64.36 | 0.38285 | 0.2322 | 0.2322 | 0 | 49.8195 | 25.2586 | 19.3643 | 0
11 | 26 | 16 | 491.7911 | 496.7331 | 504.5363 | 511.3623 | 0 | 0 | 0 | 0 | 110.7875 | 87.5053 | 91.4148 | 102.1735 | 0 | 0 | 0 | 0 | 222.7125 | 243.1803 | 253.5023 | 263.0331 | 0 | 0 | 0 | 0 | 0 | -4.4878 | -4.4199 | 2.0999 | 0 | 0 | 0 | 0 | 158.2911 | 170.5353 | 164.0391 | 144.0557 | 0.36639 | 0.37183 | 0.37526 | 0.38586 | 57.9962 | 63.4098 | 61.5569 | 55.586
11 | 26 | 17 | 502.1924 | 508.6262 | 518.0768 | 526.3009 | 0 | 0 | 0 | 0 | 182.0318 | 123.8234 | 118.9101 | 138.3848 | 0 | 0 | 0 | 0 | 168.0281 | 154.6334 | 140.6593 | 128.4048 | 0 | 0 | 0 | 0 | 0 | -4.2141 | -0.73515 | 0.95356 | 0 | 0 | 0 | 0 | 152.1325 | 234.3836 | 259.2426 | 258.5578 | 0.37929 | 0.39223 | 0.38711 | 0.38707 | 57.7018 | 91.9322 | 100.3555 | 100.0809
11 | 26 | 18 | 558.9619 | 569.2187 | 583.1078 | 595.1962 | 0 | 0 | 0 | 0 | 201.3602 | 159.6429 | 155.1726 | 175.0603 | 0 | 0 | 0 | 0 | 173.5269 | 152.9048 | 133.3171 | 115.886 | 0 | 0 | 0 | 0 | 0 | -2.1466 | 0.55513 | 5.1179 | 0 | 0 | 0 | 0 | 184.0748 | 258.8177 | 294.063 | 299.1321 | 0.38908 | 0.39443 | 0.3893 | 0.38442 | 71.6205 | 102.0859 | 114.4802 | 114.9923
11 | 26 | 19 | 563.0254 | 575.2302 | 591.2631 | 605.2197 | 0 | 0 | 0 | 0 | 200.6189 | 180.2849 | 177.9089 | 184.2431 | 0 | 0 | 0 | 0 | 193.2519 | 168.8742 | 146.8027 | 127.0728 | 0 | 0 | 0 | 0 | 0 | -1.3361 | 3.987 | 32.3961 | 0 | 0 | 0 | 0 | 169.1545 | 227.4072 | 262.5645 | 261.5077 | 0.39237 | 0.3967 | 0.39262 | 0.38839 | 66.3718 | 90.2124 | 103.0875 | 101.5683
11 | 26 | 20 | 550.538 | 563.128 | 579.4527 | 593.5815 | 0 | 0 | 0 | 0 | 218.0892 | 175.7795 | 182.6343 | 200.99 | 0 | 0 | 0 | 0 | 201.393 | 169.6675 | 146.5725 | 125.9097 | 0 | 0 | 0 | 0 | 0 | -2.0282 | 0.85365 | 8.2226 | 0 | 0 | 0 | 0 | 131.0558 | 219.7093 | 249.3923 | 258.4592 | 0.3924 | 0.39622 | 0.39194 | 0.38777 | 51.4267 | 87.0541 | 97.7475 | 100.2231
11 | 26 | 21 | 530.8381 | 543.2078 | 559.1105 | 572.7675 | 0 | 0 | 0 | 0 | 224.2221 | 181.7773 | 188.6721 | 206.9575 | 0 | 0 | 0 | 0 | 221.2653 | 164.6677 | 139.196 | 116.2753 | 0 | 0 | 0 | 0 | 0 | 2.3022 | 2.0661 | 22.3691 | 0 | 0 | 0 | 0 | 85.3508 | 194.4605 | 229.1764 | 227.1656 | 0.39025 | 0.39436 | 0.39015 | 0.38582 | 33.3078 | 76.6879 | 89.4134 | 87.6449
11 | 26 | 22 | 496.184 | 508.1323 | 523.3912 | 536.468 | 0 | 0 | 0 | 0 | 216.047 | 193.2325 | 195.4454 | 205.1192 | 0 | 0 | 0 | 0 | 244.3116 | 169.138 | 140.8644 | 115.318 | 0 | 0 | 0 | 0 | 0 | 2.2853 | 2.4718 | 7.7678 | 0 | 0 | 0 | 0 | 35.8254 | 143.4766 | 184.6096 | 208.2629 | 0.38615 | 0.39118 | 0.3871 | 0.38217 | 13.8338 | 56.125 | 71.4632 | 79.5914
11 | 26 | 23 | 455.2409 | 466.684 | 481.1821 | 493.5838 | 0 | 0 | 0 | 0 | 200.7768 | 183.1321 | 200.6504 | 186.5333 | 0 | 0 | 0 | 0 | 246.5539 | 163.5154 | 135.0306 | 109.2824 | 0 | 0 | 0 | 0 | 0 | 8.2413 | 10.5176 | 4.237 | 0 | 0 | 0 | 0 | 7.9102 | 111.7952 | 134.9836 | 193.5311 | 0.37881 | 0.38565 | 0.38202 | 0.38151 | 2.9965 | 43.1139 | 51.567 | 73.8335
11 | 26 | 24 | 409.4625 | 418.6782 | 430.4766 | 440.4657 | 0 | 0 | 0 | 0 | 187.4862 | 169.4481 | 167.3901 | 170.3556 | 0 | 0 | 0 | 0 | 252.2138 | 160.4122 | 132.2771 | 106.8984 | 0 | 0 | 0 | 0 | 0 | 15.5561 | 17.9959 | -0.15921 | 0 | 0 | 0 | 0 | -30.2375 | 73.2618 | 112.8135 | 163.3709 | 0.37303 | 0.37589 | 0.37336 | 0.37439 | -11.2794 | 27.5382 | 42.1206 | 61.1646
11 | 27 | 1 | 383.7976 | 390.8139 | 400.0063 | 407.6243 | 0 | 0 | 0 | 0 | 177.1689 | 157.0377 | 152.9987 | 148.1793 | 0 | 0 | 0 | 0 | 268.9665 | 163.2156 | 136.5815 | 112.6791 | 0 | 0 | 0 | 0 | 0 | 11.1518 | 12.5065 | 2.3096 | 0 | 0 | 0 | 0 | -62.3378 | 59.4088 | 97.9195 | 144.4563 | 0.3688 | 0.37024 | 0.36683 | 0.36949 | -22.9904 | 21.9955 | 35.9202 | 53.3756
11 | 27 | 2 | 368.211 | 373.276 | 380.2449 | 385.9011 | 0 | 0 | 0 | 0 | 122.5935 | 164.0081 | 144.9389 | 123.5298 | 0 | 0 | 0 | 0 | 259.9782 | 160.8872 | 134.5358 | 110.8317 | 0 | 0 | 0 | 0 | 0 | 20.2941 | 16.4121 | -0.89772 | 0 | 0 | 0 | 0 | -14.3608 | 28.0867 | 84.3581 | 152.4374 | 0.36982 | 0.36893 | 0.36693 | 0.36762 | -5.3109 | 10.3619 | 30.9538 | 56.0393
11 | 27 | 3 | 360.0087 | 363.4294 | 368.5659 | 372.6264 | 0 | 0 | 0 | 0 | 102.2008 | 127.1544 | 118.2928 | 102.3876 | 0 | 0 | 0 | 0 | 254.5425 | 158.4028 | 133.5503 | 111.2384 | 0 | 0 | 0 | 0 | 0 | 2.4302 | -0.94388 | 0.3255 | 0 | 0 | 0 | 0 | 3.2654 | 75.442 | 117.6667 | 158.675 | 0.37 | 0.37041 | 0.36674 | 0.36591 | 1.2082 | 27.9445 | 43.1535 | 58.0608
11 | 27 | 4 | 357.68 | 359.7538 | 363.3926 | 366.1269 | 0 | 0 | 0 | 0 | 93.6659 | 132.5094 | 119.995 | 101.8672 | 0 | 0 | 0 | 0 | 247.3719 | 152.4737 | 131.1634 | 112.205 | 0 | 0 | 0 | 0 | 0 | 0.81265 | -0.0057147 | -0.020665 | 0 | 0 | 0 | 0 | 16.6422 | 73.958 | 112.2399 | 152.0754 | 0.37047 | 0.36757 | 0.36593 | 0.36392 | 6.1655 | 27.1846 | 41.0719 | 55.3438
11 | 27 | 5 | 367.6826 | 368.3453 | 370.4638 | 371.8357 | 0 | 0 | 0 | 0 | 134.8016 | 164.995 | 149.4443 | 105.3118 | 0 | 0 | 0 | 0 | 243.2195 | 156.1969 | 136.5456 | 119.1422 | 0 | 0 | 0 | 0 | 0 | 11.8386 | -2.7017 | 6.5669 | 0 | 0 | 0 | 0 | -10.3385 | 35.3148 | 87.1756 | 140.8148 | 0.3683 | 0.36546 | 0.36536 | 0.36382 | -3.8076 | 12.906 | 31.8503 | 51.2316
11 | 27 | 6 | 400.3759 | 399.9581 | 401.0651 | 401.5646 | 0 | 0 | 0 | 0 | 185.5353 | 175.8798 | 167.4696 | 152.1562 | 0 | 0 | 0 | 0 | 259.3663 | 170.8798 | 152.5079 | 136.3622 | 0 | 0 | 0 | 0 | 0 | 13.1349 | 12.2218 | -4.8832 | 0 | 0 | 0 | 0 | -44.5256 | 40.0636 | 68.8658 | 117.9294 | 0.3671 | 0.37164 | 0.36654 | 0.36504 | -16.3454 | 14.8891 | 25.242 | 43.0494
11 | 27 | 7 | 454.1163 | 453.8376 | 455.5122 | 456.6962 | 0 | 0 | 0 | 0 | 204.5904 | 148.404 | 139.6965 | 136.5864 | 0 | 0 | 0 | 0 | 254.68 | 178.9745 | 162.0222 | 147.1955 | 0 | 0 | 0 | 0 | 0 | 14.3945 | 20.0928 | 9.4199 | 0 | 0 | 0 | 0 | -5.1541 | 112.0646 | 133.7007 | 163.4944 | 0.37421 | 0.37971 | 0.37449 | 0.37153 | -1.9287 | 42.5525 | 50.0693 | 60.7429
11 | 27 | 8 | 480.2576 | 479.9724 | 482.1268 | 484.1659 | 0 | 0 | 0 | 0 | 186.35 | 102.4402 | 100.508 | 92.3296 | 0 | 0 | 0 | 0 | 276.2654 | 228.3606 | 217.4694 | 208.0196 | 0 | 0 | 0 | 0 | 0 | -8.8816 | -3.3613 | -2.883 | 0 | 0 | 0 | 0 | 17.6423 | 158.0532 | 167.5106 | 186.6997 | 0.37146 | 0.3818 | 0.38331 | 0.37768 | 6.5535 | 60.3451 | 64.2088 | 70.513
11 | 27 | 9 | 486.6366 | 486.8787 | 490.0057 | 493.3369 | 0 | 0 | 0 | 0 | 136.3003 | 93.4294 | 93.1577 | 88.6209 | 0 | 0 | 0 | 0 | 334.7068 | 335.9516 | 337.361 | 338.6706 | 0 | 0 | 0 | 0 | 0 | -2.6741 | 0.54627 | -5.0258 | 0 | 0 | 0 | 0 | 15.6295 | 60.1717 | 58.9407 | 71.0712 | 0.37123 | 0.22113 | 0.22 | 0.23066 | 5.8021 | 13.306 | 12.9672 | 16.393
11 | 27 | 10 | 493.9243 | 494.141 | 497.2316 | 500.477 | 0 | 0 | 0 | 0 | 84.59 | 75.915 | 79.0408 | 91.8009 | 0 | 0 | 0 | 0 | 365.6876 | 416.6626 | 427.5762 | 437.1033 | 0 | 0 | 0 | 0 | 0 | -10.6646 | -12.2222 | -13.1923 | 0 | 0 | 0 | 0 | 43.6466 | 12.228 | 2.8368 | -15.2349 | 0.3751 | 0.22969 | 0.22687 | 0.23713 | 16.372 | 2.8086 | 0.64361 | -3.6126
11 | 27 | 11 | 496.5084 | 496.656 | 499.4273 | 502.0817 | 0 | 0 | 0 | 0 | 89.7122 | 81.9228 | 80.3053 | 71.435 | 0 | 0 | 0 | 0 | 399.8634 | 478.0093 | 491.1127 | 502.4187 | 0 | 0 | 0 | 0 | 0 | -11.4524 | -24.4942 | -15.9223 | 0 | 0 | 0 | 0 | 6.9328 | -51.8238 | -47.4965 | -55.8497 | 0.37749 | 0.2322 | 0.2322 | 0 | 2.617 | -12.0335 | -11.0287 | 0
11 | 27 | 12 | 495.1572 | 495.4087 | 498.1005 | 500.4577 | 0 | 0 | 0 | 0 | 85.6031 | 74.1013 | 72.6571 | 71.435 | 0 | 0 | 0 | 0 | 443.2733 | 539.4903 | 563.3971 | 584.421 | 0 | 0 | 0 | 0 | 0 | -28.0672 | -28.0036 | -28.8516 | 0 | 0 | 0 | 0 | -33.7192 | -90.1157 | -109.9501 | -126.5467 | 0.38446 | 0.2322 | 0.2322 | 0 | -12.9637 | -20.9249 | -25.5306 | 0
11 | 27 | 13 | 492.9158 | 494.2515 | 498.0672 | 501.3454 | 0 | 0 | 0 | 0 | 84.8248 | 75.9459 | 80.2605 | 71.435 | 0 | 0 | 0 | 0 | 486.7463 | 556.9861 | 585.3494 | 610.6217 | 0 | 0 | 0 | 0 | 0 | -26.7371 | -27.9935 | -30.0626 | 0 | 0 | 0 | 0 | -78.6553 | -111.9435 | -139.5493 | -150.6487 | 0.38397 | 0.2322 | 0.2322 | 0 | -30.2016 | -25.9934 | -32.4035 | 0
11 | 27 | 14 | 493.0236 | 495.1154 | 499.7924 | 503.8648 | 0 | 0 | 0 | 0 | 83.989 | 81.8723 | 72.6571 | 71.435 | 0 | 0 | 0 | 0 | 504.0283 | 535.1106 | 560.5801 | 583.5801 | 0 | 0 | 0 | 0 | 0 | -28.7902 | -27.1441 | -25.8828 | 0 | 0 | 0 | 0 | -94.9936 | -93.0773 | -106.3007 | -125.2676 | 0.38397 | 0.2322 | 0.2322 | 0 | -36.4751 | -21.6126 | -24.6832 | 0
11 | 27 | 15 | 492.776 | 495.6083 | 501.0767 | 505.8204 | 0 | 0 | 0 | 0 | 91.1188 | 74.1013 | 72.6571 | 71.435 | 0 | 0 | 0 | 0 | 480.5922 | 495.2308 | 510.4353 | 524.2757 | 0 | 0 | 0 | 0 | 0 | -17.058 | -17.7612 | -22.5686 | 0 | 0 | 0 | 0 | -78.935 | -56.6658 | -64.2545 | -67.3217 | 0.38285 | 0.2322 | 0.2322 | 0 | -30.2202 | -13.1578 | -14.92 | 0
11 | 27 | 16 | 489.2963 | 494.1575 | 501.8612 | 508.6016 | 0 | 0 | 0 | 0 | 110.7875 | 87.5053 | 91.4148 | 102.1735 | 0 | 0 | 0 | 0 | 395.7147 | 387.2109 | 392.9476 | 398.6265 | 0 | 0 | 0 | 0 | 0 | -4.4878 | -4.4199 | 2.0999 | 0 | 0 | 0 | 0 | -17.2059 | 23.9291 | 21.9188 | 5.7017 | 0.36639 | 0.37183 | 0.37526 | 0.38586 | -6.3041 | 8.8975 | 8.2252 | 2.2001
11 | 27 | 17 | 501.237 | 507.6398 | 517.0523 | 525.2437 | 0 | 0 | 0 | 0 | 182.0318 | 123.8234 | 118.9101 | 138.3848 | 0 | 0 | 0 | 0 | 317.8178 | 254.598 | 241.4787 | 230.553 | 0 | 0 | 0 | 0 | 0 | -4.2141 | -0.73515 | 0.95356 | 0 | 0 | 0 | 0 | 1.3874 | 133.4324 | 157.3987 | 155.3522 | 0.37929 | 0.39223 | 0.38711 | 0.38707 | 0.52622 | 52.3362 | 60.9307 | 60.1327
11 | 27 | 18 | 560.6959 | 571.0089 | 584.967 | 597.1149 | 0 | 0 | 0 | 0 | 201.3602 | 159.6429 | 155.1726 | 175.0603 | 0 | 0 | 0 | 0 | 307.2504 | 234.0338 | 218.6873 | 205.8895 | 0 | 0 | 0 | 0 | 0 | -2.1466 | 0.55513 | 5.1179 | 0 | 0 | 0 | 0 | 52.0853 | 179.4788 | 210.552 | 211.0472 | 0.38908 | 0.39443 | 0.3893 | 0.38442 | 20.2656 | 70.7922 | 81.9689 | 81.1307
11 | 27 | 19 | 566.2987 | 578.6097 | 594.7729 | 608.8418 | 0 | 0 | 0 | 0 | 200.6189 | 180.2849 | 177.9089 | 184.2431 | 0 | 0 | 0 | 0 | 286.3441 | 239.7329 | 220.174 | 203.339 | 0 | 0 | 0 | 0 | 0 | -1.3361 | 3.987 | 32.3961 | 0 | 0 | 0 | 0 | 79.3357 | 159.928 | 192.703 | 188.8636 | 0.39237 | 0.3967 | 0.39262 | 0.38839 | 31.1293 | 63.4434 | 75.6587 | 73.3537
11 | 27 | 20 | 562.0919 | 575.0566 | 591.8413 | 606.3665 | 0 | 0 | 0 | 0 | 218.0892 | 175.7795 | 182.6343 | 200.99 | 0 | 0 | 0 | 0 | 294.1733 | 243.7224 | 225.0746 | 209.121 | 0 | 0 | 0 | 0 | 0 | -2.0282 | 0.85365 | 8.2226 | 0 | 0 | 0 | 0 | 49.8294 | 157.5829 | 183.2789 | 188.033 | 0.3924 | 0.39622 | 0.39194 | 0.38777 | 19.5532 | 62.4382 | 71.8348 | 72.9139
11 | 27 | 21 | 543.7544 | 556.5429 | 572.96 | 587.0602 | 0 | 0 | 0 | 0 | 224.2221 | 181.7773 | 188.6721 | 206.9575 | 0 | 0 | 0 | 0 | 293.4549 | 246.6077 | 227.5068 | 211.1411 | 0 | 0 | 0 | 0 | 0 | 2.3022 | 2.0661 | 22.3691 | 0 | 0 | 0 | 0 | 26.0774 | 125.8557 | 154.715 | 146.5924 | 0.39025 | 0.39436 | 0.39015 | 0.38582 | 10.1766 | 49.6327 | 60.3622 | 56.5582
11 | 27 | 22 | 509.8788 | 522.2712 | 538.0754 | 551.6221 | 0 | 0 | 0 | 0 | 216.047 | 193.2325 | 195.4454 | 205.1192 | 0 | 0 | 0 | 0 | 267.0416 | 241.0317 | 220.0347 | 201.7967 | 0 | 0 | 0 | 0 | 0 | 2.2853 | 2.4718 | 7.7678 | 0 | 0 | 0 | 0 | 26.7902 | 85.7218 | 120.1235 | 136.9383 | 0.38615 | 0.39118 | 0.3871 | 0.38217 | 10.3449 | 33.5326 | 46.5004 | 52.3334
11 | 27 | 23 | 466.2994 | 478.101 | 493.0396 | 505.8206 | 0 | 0 | 0 | 0 | 200.7768 | 183.1321 | 200.6504 | 186.5333 | 0 | 0 | 0 | 0 | 242.4149 | 239.4521 | 216.7828 | 196.8934 | 0 | 0 | 0 | 0 | 0 | 8.2413 | 10.5176 | 4.237 | 0 | 0 | 0 | 0 | 23.1077 | 47.2755 | 65.0888 | 118.157 | 0.37881 | 0.38565 | 0.38202 | 0.38151 | 8.7535 | 18.2318 | 24.8655 | 45.0777
11 | 27 | 24 | 420.0256 | 429.5838 | 441.8028 | 452.1543 | 0 | 0 | 0 | 0 | 187.4862 | 169.4481 | 167.3901 | 170.3556 | 0 | 0 | 0 | 0 | 234.2447 | 236.704 | 215.5708 | 197.1444 | 0 | 0 | 0 | 0 | 0 | 15.5561 | 17.9959 | -0.15921 | 0 | 0 | 0 | 0 | -1.7054 | 7.8756 | 40.8459 | 84.8135 | 0.37303 | 0.37589 | 0.37336 | 0.37439 | -0.63615 | 2.9603 | 15.2504 | 31.7534
11 | 28 | 1 | 388.2918 | 395.4538 | 404.8251 | 412.5974 | 0 | 0 | 0 | 0 | 177.1689 | 157.0377 | 152.9987 | 148.1793 | 0 | 0 | 0 | 0 | 221.9582 | 225.5314 | 206.6763 | 190.4059 | 0 | 0 | 0 | 0 | 0 | 11.1518 | 12.5065 | 2.3096 | 0 | 0 | 0 | 0 | -10.8353 | 1.7329 | 32.6436 | 71.7026 | 0.3688 | 0.37024 | 0.36683 | 0.36949 | -3.9961 | 0.64159 | 11.9748 | 26.4936
11 | 28 | 2 | 371.9797 | 377.167 | 384.2859 | 390.0715 | 0 | 0 | 0 | 0 | 122.5935 | 164.0081 | 144.9389 | 123.5298 | 0 | 0 | 0 | 0 | 206.1911 | 212.1036 | 194.5685 | 179.548 | 0 | 0 | 0 | 0 | 0 | 20.2941 | 16.4121 | -0.89772 | 0 | 0 | 0 | 0 | 43.195 | -19.2387 | 28.3664 | 87.8914 | 0.36982 | 0.36893 | 0.36693 | 0.36762 | 15.9743 | -7.0977 | 10.4086 | 32.3108
11 | 28 | 3 | 362.7158 | 366.2243 | 371.4686 | 375.622 | 0 | 0 | 0 | 0 | 102.2008 | 127.1544 | 118.2928 | 102.3876 | 0 | 0 | 0 | 0 | 188.0426 | 205.5857 | 188.815 | 174.5147 | 0 | 0 | 0 | 0 | 0 | 2.4302 | -0.94388 | 0.3255 | 0 | 0 | 0 | 0 | 72.4724 | 31.054 | 65.3046 | 98.3943 | 0.37 | 0.37041 | 0.36674 | 0.36591 | 26.8149 | 11.5027 | 23.9501 | 36.0035
11 | 28 | 4 | 360.5464 | 362.7131 | 366.466 | 369.2987 | 0 | 0 | 0 | 0 | 93.6659 | 132.5094 | 119.995 | 101.8672 | 0 | 0 | 0 | 0 | 177.55 | 200.8831 | 184.7426 | 171.0589 | 0 | 0 | 0 | 0 | 0 | 0.81265 | -0.0057147 | -0.020665 | 0 | 0 | 0 | 0 | 89.3304 | 28.5079 | 61.7342 | 96.3933 | 0.37047 | 0.36757 | 0.36593 | 0.36392 | 33.0946 | 10.4786 | 22.5903 | 35.0798
11 | 28 | 5 | 370.8851 | 371.6517 | 373.8977 | 375.3795 | 0 | 0 | 0 | 0 | 134.8016 | 164.995 | 149.4443 | 105.3118 | 0 | 0 | 0 | 0 | 180.3693 | 198.5612 | 185.5937 | 174.9625 | 0 | 0 | 0 | 0 | 0 | 11.8386 | -2.7017 | 6.5669 | 0 | 0 | 0 | 0 | 55.7142 | -3.7431 | 41.5615 | 88.5383 | 0.3683 | 0.36546 | 0.36536 | 0.36382 | 20.5193 | -1.3679 | 15.1848 | 32.2122
11 | 28 | 6 | 402.9769 | 402.6434 | 403.854 | 404.4427 | 0 | 0 | 0 | 0 | 185.5353 | 175.8798 | 167.4696 | 152.1562 | 0 | 0 | 0 | 0 | 171.3017 | 188.1885 | 175.2078 | 164.5726 | 0 | 0 | 0 | 0 | 0 | 13.1349 | 12.2218 | -4.8832 | 0 | 0 | 0 | 0 | 46.1399 | 25.4403 | 48.9548 | 92.5971 | 0.3671 | 0.37164 | 0.36654 | 0.36504 | 16.938 | 9.4545 | 17.9438 | 33.802
11 | 28 | 7 | 451.5507 | 451.1889 | 452.7613 | 453.8572 | 0 | 0 | 0 | 0 | 204.5904 | 148.404 | 139.6965 | 136.5864 | 0 | 0 | 0 | 0 | 182.1045 | 190.7045 | 175.7821 | 163.2473 | 0 | 0 | 0 | 0 | 0 | 14.3945 | 20.0928 | 9.4199 | 0 | 0 | 0 | 0 | 64.8558 | 97.6858 | 117.1898 | 144.6036 | 0.37421 | 0.37971 | 0.37449 | 0.37153 | 24.2696 | 37.0927 | 43.8861 | 53.7244
11 | 28 | 8 | 484.0441 | 483.8816 | 486.1868 | 488.3558 | 0 | 0 | 0 | 0 | 186.35 | 102.4402 | 100.508 | 92.3296 | 0 | 0 | 0 | 0 | 240.1899 | 273.2517 | 260.9281 | 250.2863 | 0 | 0 | 0 | 0 | 0 | -8.8816 | -3.3613 | -2.883 | 0 | 0 | 0 | 0 | 57.5042 | 117.0713 | 128.112 | 148.6229 | 0.37146 | 0.3818 | 0.38331 | 0.37768 | 21.3607 | 44.6981 | 49.1068 | 56.1321
11 | 28 | 9 | 495.8549 | 496.3959 | 499.89 | 503.5375 | 0 | 0 | 0 | 0 | 136.3003 | 93.4294 | 93.1577 | 88.6209 | 0 | 0 | 0 | 0 | 330.7003 | 421.8125 | 420.2195 | 418.5467 | 0 | 0 | 0 | 0 | 0 | -2.6741 | 0.54627 | -5.0258 | 0 | 0 | 0 | 0 | 28.8544 | -16.1718 | -14.0334 | 1.3957 | 0.37123 | 0.22113 | 0.22 | 0.23066 | 10.7116 | -3.5761 | -3.0874 | 0.32193
11 | 28 | 10 | 501.4971 | 501.9594 | 505.3516 | 508.8568 | 0 | 0 | 0 | 0 | 84.59 | 75.915 | 79.0408 | 91.8009 | 0 | 0 | 0 | 0 | 363.8667 | 495.2233 | 511.2887 | 525.4092 | 0 | 0 | 0 | 0 | 0 | -10.6646 | -12.2222 | -13.1923 | 0 | 0 | 0 | 0 | 53.0403 | -58.5143 | -72.7557 | -95.1611 | 0.3751 | 0.22969 | 0.22687 | 0.23713 | 19.8956 | -13.44 | -16.5064 | -22.5655
11 | 28 | 11 | 505.9214 | 506.3742 | 509.5204 | 512.4977 | 0 | 0 | 0 | 0 | 89.7122 | 81.9228 | 80.3053 | 71.435 | 0 | 0 | 0 | 0 | 379.9366 | 539.9249 | 568.9629 | 594.7515 | 0 | 0 | 0 | 0 | 0 | -11.4524 | -24.4942 | -15.9223 | 0 | 0 | 0 | 0 | 36.2726 | -104.0211 | -115.2536 | -137.7665 | 0.37749 | 0.2322 | 0.2322 | 0 | 13.6925 | -24.1538 | -26.762 | 0
11 | 28 | 12 | 505.9148 | 506.5152 | 509.6354 | 512.3617 | 0 | 0 | 0 | 0 | 85.6031 | 74.1013 | 72.6571 | 71.435 | 0 | 0 | 0 | 0 | 391.9067 | 563.7805 | 599.5254 | 631.3187 | 0 | 0 | 0 | 0 | 0 | -28.0672 | -28.0036 | -28.8516 | 0 | 0 | 0 | 0 | 28.4051 | -103.2994 | -134.5435 | -161.5404 | 0.38446 | 0.2322 | 0.2322 | 0 | 10.9206 | -23.9862 | -31.2412 | 0
11 | 28 | 13 | 496.4014 | 497.8501 | 501.8046 | 505.2025 | 0 | 0 | 0 | 0 | 84.8248 | 75.9459 | 80.2605 | 71.435 | 0 | 0 | 0 | 0 | 372.0993 | 536.8058 | 571.6245 | 602.5971 | 0 | 0 | 0 | 0 | 0 | -26.7371 | -27.9935 | -30.0626 | 0 | 0 | 0 | 0 | 39.4773 | -88.1645 | -122.0869 | -138.767 | 0.38397 | 0.2322 | 0.2322 | 0 | 15.1583 | -20.4719 | -28.3488 | 0
11 | 28 | 14 | 497.7301 | 499.9745 | 504.8389 | 509.0728 | 0 | 0 | 0 | 0 | 83.989 | 81.8723 | 72.6571 | 71.435 | 0 | 0 | 0 | 0 | 335.2681 | 483.8804 | 513.1619 | 539.2681 | 0 | 0 | 0 | 0 | 0 | -28.7902 | -27.1441 | -25.8828 | 0 | 0 | 0 | 0 | 78.473 | -36.988 | -53.836 | -75.7475 | 0.38397 | 0.2322 | 0.2322 | 0 | 30.1317 | -8.5886 | -12.5008 | 0
11 | 28 | 15 | 495.1292 | 498.0379 | 503.5999 | 508.4244 | 0 | 0 | 0 | 0 | 91.1188 | 74.1013 | 72.6571 | 71.435 | 0 | 0 | 0 | 0 | 275.4373 | 391.3557 | 412.8259 | 432.0751 | 0 | 0 | 0 | 0 | 0 | -17.058 | -17.7612 | -22.5686 | 0 | 0 | 0 | 0 | 128.5732 | 49.6389 | 35.8781 | 27.4829 | 0.38285 | 0.2322 | 0.2322 | 0 | 49.2241 | 11.5262 | 8.3309 | 0
11 | 28 | 16 | 490.181 | 495.0708 | 502.8098 | 509.5806 | 0 | 0 | 0 | 0 | 110.7875 | 87.5053 | 91.4148 | 102.1735 | 0 | 0 | 0 | 0 | 200.4175 | 254.0276 | 260.184 | 265.8806 | 0 | 0 | 0 | 0 | 0 | -4.4878 | -4.4199 | 2.0999 | 0 | 0 | 0 | 0 | 178.976 | 158.0257 | 155.631 | 139.4266 | 0.36639 | 0.37183 | 0.37526 | 0.38586 | 65.5749 | 58.7584 | 58.4017 | 53.7998
11 | 28 | 17 | 505.4481 | 511.9874 | 521.5676 | 529.9034 | 0 | 0 | 0 | 0 | 182.0318 | 123.8234 | 118.9101 | 138.3848 | 0 | 0 | 0 | 0 | 137.0546 | 122.4577 | 111.8748 | 102.7521 | 0 | 0 | 0 | 0 | 0 | -4.2141 | -0.73515 | 0.95356 | 0 | 0 | 0 | 0 | 186.3617 | 269.9204 | 291.5178 | 287.813 | 0.37929 | 0.39223 | 0.38711 | 0.38707 | 70.6845 | 105.8708 | 112.8496 | 111.4048
11 | 28 | 18 | 561.1736 | 571.5021 | 585.4792 | 597.6436 | 0 | 0 | 0 | 0 | 201.3602 | 159.6429 | 155.1726 | 175.0603 | 0 | 0 | 0 | 0 | 119.6911 | 94.8181 | 82.7798 | 72.4153 | 0 | 0 | 0 | 0 | 0 | -2.1466 | 0.55513 | 5.1179 | 0 | 0 | 0 | 0 | 240.1223 | 319.1877 | 346.9717 | 345.0501 | 0.38908 | 0.39443 | 0.3893 | 0.38442 | 93.4277 | 125.8978 | 135.0778 | 132.6441
11 | 28 | 19 | 562.7246 | 574.9197 | 590.9406 | 604.8869 | 0 | 0 | 0 | 0 | 200.6189 | 180.2849 | 177.9089 | 184.2431 | 0 | 0 | 0 | 0 | 129.305 | 101.852 | 87.6841 | 75.3089 | 0 | 0 | 0 | 0 | 0 | -1.3361 | 3.987 | 32.3961 | 0 | 0 | 0 | 0 | 232.8006 | 294.1189 | 321.3605 | 312.9388 | 0.39237 | 0.3967 | 0.39262 | 0.38839 | 91.3449 | 116.6769 | 126.1719 | 121.5439
11 | 28 | 20 | 553.1744 | 565.8499 | 582.2795 | 596.4988 | 0 | 0 | 0 | 0 | 218.0892 | 175.7795 | 182.6343 | 200.99 | 0 | 0 | 0 | 0 | 135.5592 | 102.4904 | 87.536 | 74.3955 | 0 | 0 | 0 | 0 | 0 | -2.0282 | 0.85365 | 8.2226 | 0 | 0 | 0 | 0 | 199.526 | 289.6082 | 311.2556 | 312.8907 | 0.3924 | 0.39622 | 0.39194 | 0.38777 | 78.2946 | 114.7498 | 121.9943 | 121.3301
11 | 28 | 21 | 539.8441 | 552.5058 | 568.7672 | 582.7332 | 0 | 0 | 0 | 0 | 224.2221 | 181.7773 | 188.6721 | 206.9575 | 0 | 0 | 0 | 0 | 133.3364 | 111.4136 | 96.7553 | 83.8722 | 0 | 0 | 0 | 0 | 0 | 2.3022 | 2.0661 | 22.3691 | 0 | 0 | 0 | 0 | 182.2856 | 257.0127 | 281.2737 | 269.5344 | 0.39025 | 0.39436 | 0.39015 | 0.38582 | 71.1362 | 101.3561 | 109.7392 | 103.9916
11 | 28 | 22 | 510.1442 | 522.5452 | 538.36 | 551.9158 | 0 | 0 | 0 | 0 | 216.047 | 193.2325 | 195.4454 | 205.1192 | 0 | 0 | 0 | 0 | 137.888 | 112.201 | 96.9678 | 83.5626 | 0 | 0 | 0 | 0 | 0 | 2.2853 | 2.4718 | 7.7678 | 0 | 0 | 0 | 0 | 156.2092 | 214.8265 | 243.475 | 255.4661 | 0.38615 | 0.39118 | 0.3871 | 0.38217 | 60.3194 | 84.0356 | 94.2503 | 97.6309
11 | 28 | 23 | 465.0077 | 476.7675 | 491.6546 | 504.3914 | 0 | 0 | 0 | 0 | 200.7768 | 183.1321 | 200.6504 | 186.5333 | 0 | 0 | 0 | 0 | 146.5957 | 107.9303 | 91.7131 | 77.4157 | 0 | 0 | 0 | 0 | 0 | 8.2413 | 10.5176 | 4.237 | 0 | 0 | 0 | 0 | 117.6353 | 177.4637 | 188.7735 | 236.2053 | 0.37881 | 0.38565 | 0.38202 | 0.38151 | 44.5618 | 68.4391 | 72.1161 | 90.1141
11 | 28 | 24 | 421.9188 | 431.5384 | 443.8328 | 454.2493 | 0 | 0 | 0 | 0 | 187.4862 | 169.4481 | 167.3901 | 170.3556 | 0 | 0 | 0 | 0 | 158.4968 | 111.1615 | 95.6312 | 82.0075 | 0 | 0 | 0 | 0 | 0 | 15.5561 | 17.9959 | -0.15921 | 0 | 0 | 0 | 0 | 75.9357 | 135.3727 | 162.8155 | 202.0454 | 0.37303 | 0.37589 | 0.37336 | 0.37439 | 28.3262 | 50.8849 | 60.7896 | 75.644
11 | 29 | 1 | 390.0965 | 397.317 | 406.7602 | 414.5944 | 0 | 0 | 0 | 0 | 177.1689 | 157.0377 | 152.9987 | 148.1793 | 0 | 0 | 0 | 0 | 183.4169 | 122.0785 | 110.6391 | 100.9684 | 0 | 0 | 0 | 0 | 0 | 11.1518 | 12.5065 | 2.3096 | 0 | 0 | 0 | 0 | 29.5107 | 107.049 | 130.6158 | 163.1372 | 0.3688 | 0.37024 | 0.36683 | 0.36949 | 10.8836 | 39.6338 | 47.9143 | 60.278
11 | 29 | 2 | 372.5282 | 377.7333 | 384.874 | 390.6784 | 0 | 0 | 0 | 0 | 122.5935 | 164.0081 | 144.9389 | 123.5298 | 0 | 0 | 0 | 0 | 188.0652 | 130.0807 | 119.7277 | 111.1137 | 0 | 0 | 0 | 0 | 0 | 20.2941 | 16.4121 | -0.89772 | 0 | 0 | 0 | 0 | 61.8695 | 63.3504 | 103.7953 | 156.9326 | 0.36982 | 0.36893 | 0.36693 | 0.36762 | 22.8805 | 23.3716 | 38.086 | 57.6918
11 | 29 | 3 | 363.3528 | 366.8819 | 372.1515 | 376.3269 | 0 | 0 | 0 | 0 | 102.2008 | 127.1544 | 118.2928 | 102.3876 | 0 | 0 | 0 | 0 | 186.6688 | 133.3602 | 123.1111 | 114.5589 | 0 | 0 | 0 | 0 | 0 | 2.4302 | -0.94388 | 0.3255 | 0 | 0 | 0 | 0 | 74.4832 | 103.9372 | 131.6915 | 159.0549 | 0.37 | 0.37041 | 0.36674 | 0.36591 | 27.5589 | 38.4994 | 48.2971 | 58.1998
11 | 29 | 4 | 361.2718 | 363.4621 | 367.2439 | 370.1014 | 0 | 0 | 0 | 0 | 93.6659 | 132.5094 | 119.995 | 101.8672 | 0 | 0 | 0 | 0 | 187.403 | 139.2055 | 128.824 | 120.1465 | 0 | 0 | 0 | 0 | 0 | 0.81265 | -0.0057147 | -0.020665 | 0 | 0 | 0 | 0 | 80.2029 | 90.9345 | 118.4306 | 148.1084 | 0.37047 | 0.36757 | 0.36593 | 0.36392 | 29.7131 | 33.4246 | 43.3372 | 53.9002
11 | 29 | 5 | 372.4244 | 373.2409 | 375.5483 | 377.0829 | 0 | 0 | 0 | 0 | 134.8016 | 164.995 | 149.4443 | 105.3118 | 0 | 0 | 0 | 0 | 188.0452 | 144.763 | 133.6342 | 124.2812 | 0 | 0 | 0 | 0 | 0 | 11.8386 | -2.7017 | 6.5669 | 0 | 0 | 0 | 0 | 49.5777 | 51.6444 | 95.1715 | 140.9229 | 0.3683 | 0.36546 | 0.36536 | 0.36382 | 18.2593 | 18.8738 | 34.7717 | 51.2709
11 | 29 | 6 | 405.684 | 405.4383 | 406.7567 | 407.4382 | 0 | 0 | 0 | 0 | 185.5353 | 175.8798 | 167.4696 | 152.1562 | 0 | 0 | 0 | 0 | 184.7448 | 145.0114 | 133.9258 | 124.611 | 0 | 0 | 0 | 0 | 0 | 13.1349 | 12.2218 | -4.8832 | 0 | 0 | 0 | 0 | 35.4039 | 71.4122 | 93.1395 | 135.5543 | 0.3671 | 0.37164 | 0.36654 | 0.36504 | 12.9968 | 26.5393 | 34.1392 | 49.4833
11 | 29 | 7 | 457.6019 | 457.4363 | 459.2496 | 460.5532 | 0 | 0 | 0 | 0 | 204.5904 | 148.404 | 139.6965 | 136.5864 | 0 | 0 | 0 | 0 | 185.8069 | 153.1554 | 141.6936 | 132.0304 | 0 | 0 | 0 | 0 | 0 | 14.3945 | 20.0928 | 9.4199 | 0 | 0 | 0 | 0 | 67.2046 | 141.4824 | 157.7667 | 182.5165 | 0.37421 | 0.37971 | 0.37449 | 0.37153 | 25.1485 | 53.7228 | 59.0817 | 67.8102
11 | 29 | 8 | 489.8298 | 489.8551 | 492.3906 | 494.7581 | 0 | 0 | 0 | 0 | 186.35 | 102.4402 | 100.508 | 92.3296 | 0 | 0 | 0 | 0 | 232.8819 | 236.4039 | 235.5905 | 235.3925 | 0 | 0 | 0 | 0 | 0 | -8.8816 | -3.3613 | -2.883 | 0 | 0 | 0 | 0 | 70.598 | 159.8925 | 159.6533 | 169.919 | 0.37146 | 0.3818 | 0.38331 | 0.37768 | 26.2246 | 61.0474 | 61.197 | 64.1753
11 | 29 | 9 | 496.368 | 496.9257 | 500.4402 | 504.1053 | 0 | 0 | 0 | 0 | 136.3003 | 93.4294 | 93.1577 | 88.6209 | 0 | 0 | 0 | 0 | 301.4414 | 373.5412 | 389.9592 | 404.841 | 0 | 0 | 0 | 0 | 0 | -2.6741 | 0.54627 | -5.0258 | 0 | 0 | 0 | 0 | 58.6263 | 32.6292 | 16.7771 | 15.6692 | 0.37123 | 0.22113 | 0.22 | 0.23066 | 21.7638 | 7.2154 | 3.691 | 3.6142
11 | 29 | 10 | 502.4702 | 502.9641 | 506.395 | 509.9336 | 0 | 0 | 0 | 0 | 84.59 | 75.915 | 79.0408 | 91.8009 | 0 | 0 | 0 | 0 | 315.1739 | 431.7839 | 464.3068 | 493.527 | 0 | 0 | 0 | 0 | 0 | -10.6646 | -12.2222 | -13.1923 | 0 | 0 | 0 | 0 | 102.7063 | 5.9298 | -24.7304 | -62.202 | 0.3751 | 0.22969 | 0.22687 | 0.23713 | 38.5254 | 1.362 | -5.6107 | -14.7499
11 | 29 | 11 | 507.3369 | 507.8356 | 511.0381 | 514.064 | 0 | 0 | 0 | 0 | 89.7122 | 81.9228 | 80.3053 | 71.435 | 0 | 0 | 0 | 0 | 308.8333 | 454.3863 | 492.0496 | 525.8187 | 0 | 0 | 0 | 0 | 0 | -11.4524 | -24.4942 | -15.9223 | 0 | 0 | 0 | 0 | 108.7913 | -17.0211 | -36.8225 | -67.2675 | 0.37749 | 0.2322 | 0.2322 | 0 | 41.0676 | -3.9523 | -8.5502 | 0
11 | 29 | 12 | 506.1979 | 506.8075 | 509.9389 | 512.675 | 0 | 0 | 0 | 0 | 85.6031 | 74.1013 | 72.6571 | 71.435 | 0 | 0 | 0 | 0 | 311.7803 | 507.0507 | 552.0383 | 592.3707 | 0 | 0 | 0 | 0 | 0 | -28.0672 | -28.0036 | -28.8516 | 0 | 0 | 0 | 0 | 108.8145 | -46.2773 | -86.7528 | -122.2791 | 0.38446 | 0.2322 | 0.2322 | 0 | 41.8347 | -10.7456 | -20.1441 | 0
11 | 29 | 13 | 499.5154 | 501.0652 | 505.1437 | 508.6484 | 0 | 0 | 0 | 0 | 84.8248 | 75.9459 | 80.2605 | 71.435 | 0 | 0 | 0 | 0 | 289.228 | 499.0349 | 547.6109 | 591.325 | 0 | 0 | 0 | 0 | 0 | -26.7371 | -27.9935 | -30.0626 | 0 | 0 | 0 | 0 | 125.4627 | -47.1785 | -94.7342 | -124.0491 | 0.38397 | 0.2322 | 0.2322 | 0 | 48.1745 | -10.9549 | -21.9974 | 0
11 | 29 | 14 | 499.9595 | 502.2762 | 507.2293 | 511.5397 | 0 | 0 | 0 | 0 | 83.989 | 81.8723 | 72.6571 | 71.435 | 0 | 0 | 0 | 0 | 274.1543 | 479.2276 | 521.9948 | 560.4681 | 0 | 0 | 0 | 0 | 0 | -28.7902 | -27.1441 | -25.8828 | 0 | 0 | 0 | 0 | 141.8162 | -30.0335 | -60.2785 | -94.4806 | 0.38397 | 0.2322 | 0.2322 | 0 | 54.4539 | -6.9738 | -13.9967 | 0
11 | 29 | 15 | 494.2269 | 497.1062 | 502.6324 | 507.4259 | 0 | 0 | 0 | 0 | 91.1188 | 74.1013 | 72.6571 | 71.435 | 0 | 0 | 0 | 0 | 236.1773 | 405.2584 | 437.113 | 465.9638 | 0 | 0 | 0 | 0 | 0 | -17.058 | -17.7612 | -22.5686 | 0 | 0 | 0 | 0 | 166.9308 | 34.8045 | 10.6235 | -7.4043 | 0.38285 | 0.2322 | 0.2322 | 0 | 63.9093 | 8.0816 | 2.4668 | 0
11 | 29 | 16 | 491.4018 | 496.3313 | 504.1189 | 510.9315 | 0 | 0 | 0 | 0 | 110.7875 | 87.5053 | 91.4148 | 102.1735 | 0 | 0 | 0 | 0 | 171.8232 | 279.4083 | 298.1235 | 315.6137 | 0 | 0 | 0 | 0 | 0 | -4.4878 | -4.4199 | 2.0999 | 0 | 0 | 0 | 0 | 208.7911 | 133.9054 | 119.0005 | 91.0444 | 0.36639 | 0.37183 | 0.37526 | 0.38586 | 76.4989 | 49.7898 | 44.6558 | 35.1309
11 | 29 | 17 | 506.3327 | 512.9008 | 522.5162 | 530.8824 | 0 | 0 | 0 | 0 | 182.0318 | 123.8234 | 118.9101 | 138.3848 | 0 | 0 | 0 | 0 | 112.0527 | 154.3633 | 156.0168 | 158.5645 | 0 | 0 | 0 | 0 | 0 | -4.2141 | -0.73515 | 0.95356 | 0 | 0 | 0 | 0 | 212.2482 | 238.9282 | 248.3245 | 232.9795 | 0.37929 | 0.39223 | 0.38711 | 0.38707 | 80.5029 | 93.7147 | 96.129 | 90.1802
11 | 29 | 18 | 560.3951 | 570.6984 | 584.6445 | 596.7821 | 0 | 0 | 0 | 0 | 201.3602 | 159.6429 | 155.1726 | 175.0603 | 0 | 0 | 0 | 0 | 118.4671 | 137.2253 | 138.0387 | 140.0378 | 0 | 0 | 0 | 0 | 0 | -2.1466 | 0.55513 | 5.1179 | 0 | 0 | 0 | 0 | 240.5678 | 275.9768 | 290.878 | 276.5661 | 0.38908 | 0.39443 | 0.3893 | 0.38442 | 93.6011 | 108.8541 | 113.2403 | 106.3175
11 | 29 | 19 | 564.0693 | 576.308 | 592.3824 | 606.3749 | 0 | 0 | 0 | 0 | 200.6189 | 180.2849 | 177.9089 | 184.2431 | 0 | 0 | 0 | 0 | 116.669 | 140.5218 | 139.7638 | 140.298 | 0 | 0 | 0 | 0 | 0 | -1.3361 | 3.987 | 32.3961 | 0 | 0 | 0 | 0 | 246.7814 | 256.8374 | 270.7227 | 249.4377 | 0.39237 | 0.3967 | 0.39262 | 0.38839 | 96.8306 | 101.8874 | 106.2906 | 96.8804
11 | 29 | 20 | 552.6082 | 565.2653 | 581.6724 | 595.8722 | 0 | 0 | 0 | 0 | 218.0892 | 175.7795 | 182.6343 | 200.99 | 0 | 0 | 0 | 0 | 121.0093 | 146.2426 | 143.63 | 142.4612 | 0 | 0 | 0 | 0 | 0 | -2.0282 | 0.85365 | 8.2226 | 0 | 0 | 0 | 0 | 213.5097 | 245.2715 | 254.5545 | 244.1985 | 0.3924 | 0.39622 | 0.39194 | 0.38777 | 83.7818 | 97.1825 | 99.7707 | 94.6932
11 | 29 | 21 | 539.7203 | 552.378 | 568.6344 | 582.5962 | 0 | 0 | 0 | 0 | 224.2221 | 181.7773 | 188.6721 | 206.9575 | 0 | 0 | 0 | 0 | 131.1745 | 149.6754 | 145.7173 | 143.3686 | 0 | 0 | 0 | 0 | 0 | 2.3022 | 2.0661 | 22.3691 | 0 | 0 | 0 | 0 | 184.3237 | 218.623 | 232.1789 | 209.9009 | 0.39025 | 0.39436 | 0.39015 | 0.38582 | 71.9316 | 86.2167 | 90.5848 | 80.9838
11 | 29 | 22 | 509.6134 | 521.9972 | 537.7909 | 551.3284 | 0 | 0 | 0 | 0 | 216.047 | 193.2325 | 195.4454 | 205.1192 | 0 | 0 | 0 | 0 | 154.8038 | 147.7754 | 143.0351 | 140.099 | 0 | 0 | 0 | 0 | 0 | 2.2853 | 2.4718 | 7.7678 | 0 | 0 | 0 | 0 | 138.7626 | 178.7041 | 196.8385 | 198.3424 | 0.38615 | 0.39118 | 0.3871 | 0.38217 | 53.5825 | 69.9052 | 76.1971 | 75.8
11 | 29 | 23 | 464.4238 | 476.1647 | 491.0285 | 503.7453 | 0 | 0 | 0 | 0 | 200.7768 | 183.1321 | 200.6504 | 186.5333 | 0 | 0 | 0 | 0 | 166.9254 | 147.6655 | 143.5454 | 141.2651 | 0 | 0 | 0 | 0 | 0 | 8.2413 | 10.5176 | 4.237 | 0 | 0 | 0 | 0 | 96.7216 | 137.1258 | 136.3151 | 171.7098 | 0.37881 | 0.38565 | 0.38202 | 0.38151 | 36.6394 | 52.8827 | 52.0757 | 65.5085
11 | 29 | 24 | 420.3087 | 429.8761 | 442.1063 | 452.4676 | 0 | 0 | 0 | 0 | 187.4862 | 169.4481 | 167.3901 | 170.3556 | 0 | 0 | 0 | 0 | 165.0662 | 146.7726 | 141.047 | 137.2616 | 0 | 0 | 0 | 0 | 0 | 15.5561 | 17.9959 | -0.15921 | 0 | 0 | 0 | 0 | 67.7563 | 98.0993 | 115.6733 | 145.0097 | 0.37303 | 0.37589 | 0.37336 | 0.37439 | 25.275 | 36.8743 | 43.1883 | 54.2903
11 | 30 | 1 | 388.9995 | 396.1845 | 405.584 | 413.3805 | 0 | 0 | 0 | 0 | 177.1689 | 157.0377 | 152.9987 | 148.1793 | 0 | 0 | 0 | 0 | 174.8001 | 146.4873 | 140.2009 | 135.9457 | 0 | 0 | 0 | 0 | 0 | 11.1518 | 12.5065 | 2.3096 | 0 | 0 | 0 | 0 | 37.0305 | 81.5077 | 99.8779 | 126.9459 | 0.3688 | 0.37024 | 0.36683 | 0.36949 | 13.657 | 30.1774 | 36.6386 | 46.9056
11 | 30 | 2 | 372.2628 | 377.4593 | 384.5895 | 390.3847 | 0 | 0 | 0 | 0 | 122.5935 | 164.0081 | 144.9389 | 123.5298 | 0 | 0 | 0 | 0 | 180.5211 | 137.8075 | 131.7509 | 127.7357 | 0 | 0 | 0 | 0 | 0 | 20.2941 | 16.4121 | -0.89772 | 0 | 0 | 0 | 0 | 69.1481 | 55.3496 | 91.4876 | 140.0169 | 0.36982 | 0.36893 | 0.36693 | 0.36762 | 25.5722 | 20.4199 | 33.5699 | 51.4732
11 | 30 | 3 | 363.1227 | 366.6445 | 371.9049 | 376.0723 | 0 | 0 | 0 | 0 | 102.2008 | 127.1544 | 118.2928 | 102.3876 | 0 | 0 | 0 | 0 | 180.0816 | 129.5144 | 123.7168 | 119.9479 | 0 | 0 | 0 | 0 | 0 | 2.4302 | -0.94388 | 0.3255 | 0 | 0 | 0 | 0 | 80.8403 | 107.5455 | 130.8392 | 153.4114 | 0.37 | 0.37041 | 0.36674 | 0.36591 | 29.911 | 39.836 | 47.9845 | 56.1348
11 | 30 | 4 | 360.971 | 363.1515 | 366.9214 | 369.7686 | 0 | 0 | 0 | 0 | 93.6659 | 132.5094 | 119.995 | 101.8672 | 0 | 0 | 0 | 0 | 188.7645 | 117.9752 | 113.9363 | 111.8605 | 0 | 0 | 0 | 0 | 0 | 0.81265 | -0.0057147 | -0.020665 | 0 | 0 | 0 | 0 | 78.5405 | 111.8543 | 132.9958 | 156.0616 | 0.37047 | 0.36757 | 0.36593 | 0.36392 | 29.0972 | 41.114 | 48.6671 | 56.7945
11 | 30 | 5 | 370.5312 | 371.2863 | 373.5183 | 374.9879 | 0 | 0 | 0 | 0 | 134.8016 | 164.995 | 149.4443 | 105.3118 | 0 | 0 | 0 | 0 | 184.4097 | 108.3539 | 105.306 | 104.1264 | 0 | 0 | 0 | 0 | 0 | 11.8386 | -2.7017 | 6.5669 | 0 | 0 | 0 | 0 | 51.32 | 86.0989 | 121.4697 | 158.9828 | 0.3683 | 0.36546 | 0.36536 | 0.36382 | 18.901 | 31.4654 | 44.38 | 57.8415
11 | 30 | 6 | 398.9604 | 398.4967 | 399.5474 | 399.9982 | 0 | 0 | 0 | 0 | 185.5353 | 175.8798 | 167.4696 | 152.1562 | 0 | 0 | 0 | 0 | 163.2008 | 105.8207 | 101.0974 | 98.2374 | 0 | 0 | 0 | 0 | 0 | 13.1349 | 12.2218 | -4.8832 | 0 | 0 | 0 | 0 | 50.2243 | 103.6613 | 118.7586 | 154.4879 | 0.3671 | 0.37164 | 0.36654 | 0.36504 | 18.4374 | 38.5243 | 43.5296 | 56.3949
11 | 30 | 7 | 446.8796 | 446.3663 | 447.7527 | 448.6884 | 0 | 0 | 0 | 0 | 204.5904 | 148.404 | 139.6965 | 136.5864 | 0 | 0 | 0 | 0 | 159.2843 | 110.5974 | 105.5341 | 102.3379 | 0 | 0 | 0 | 0 | 0 | 14.3945 | 20.0928 | 9.4199 | 0 | 0 | 0 | 0 | 83.0049 | 172.9704 | 182.4293 | 200.3441 | 0.37421 | 0.37971 | 0.37449 | 0.37153 | 31.0611 | 65.6793 | 68.3175 | 74.4337
11 | 30 | 8 | 480.9123 | 480.6483 | 482.8288 | 484.8904 | 0 | 0 | 0 | 0 | 186.35 | 102.4402 | 100.508 | 92.3296 | 0 | 0 | 0 | 0 | 164.4913 | 150.6881 | 144.0291 | 139.0846 | 0 | 0 | 0 | 0 | 0 | -8.8816 | -3.3613 | -2.883 | 0 | 0 | 0 | 0 | 130.0711 | 236.4016 | 241.6529 | 256.3591 | 0.37146 | 0.3818 | 0.38331 | 0.37768 | 48.3167 | 90.2587 | 92.6284 | 96.8221
11 | 30 | 9 | 497.5712 | 498.1679 | 501.7303 | 505.4367 | 0 | 0 | 0 | 0 | 136.3003 | 93.4294 | 93.1577 | 88.6209 | 0 | 0 | 0 | 0 | 190.2234 | 230.8761 | 226.2096 | 222.4481 | 0 | 0 | 0 | 0 | 0 | -2.6741 | 0.54627 | -5.0258 | 0 | 0 | 0 | 0 | 171.0475 | 176.5365 | 181.8167 | 199.3935 | 0.37123 | 0.22113 | 0.22 | 0.23066 | 63.4979 | 39.0382 | 40.0004 | 45.9912
11 | 30 | 10 | 509.99 | 510.7277 | 514.4581 | 518.2547 | 0 | 0 | 0 | 0 | 84.59 | 75.915 | 79.0408 | 91.8009 | 0 | 0 | 0 | 0 | 206.6956 | 265.2497 | 269.1807 | 272.9842 | 0 | 0 | 0 | 0 | 0 | -10.6646 | -12.2222 | -13.1923 | 0 | 0 | 0 | 0 | 218.7044 | 180.2277 | 178.4588 | 166.6618 | 0.3751 | 0.22969 | 0.22687 | 0.23713 | 82.0367 | 41.3961 | 40.4878 | 39.5204
11 | 30 | 11 | 512.5918 | 513.2609 | 516.6728 | 519.879 | 0 | 0 | 0 | 0 | 89.7122 | 81.9228 | 80.3053 | 71.435 | 0 | 0 | 0 | 0 | 236.7348 | 290.4959 | 302.7014 | 314.0769 | 0 | 0 | 0 | 0 | 0 | -11.4524 | -24.4942 | -15.9223 | 0 | 0 | 0 | 0 | 186.1448 | 152.2947 | 158.1602 | 150.2893 | 0.37749 | 0.2322 | 0.2322 | 0 | 70.2678 | 35.3629 | 36.725 | 0
11 | 30 | 12 | 507.118 | 507.7574 | 510.9255 | 513.6931 | 0 | 0 | 0 | 0 | 85.6031 | 74.1013 | 72.6571 | 71.435 | 0 | 0 | 0 | 0 | 257.2794 | 319.9112 | 336.5934 | 351.9952 | 0 | 0 | 0 | 0 | 0 | -28.0672 | -28.0036 | -28.8516 | 0 | 0 | 0 | 0 | 164.2355 | 141.8121 | 129.6786 | 119.1145 | 0.38446 | 0.2322 | 0.2322 | 0 | 63.1418 | 32.9289 | 30.1115 | 0
11 | 30 | 13 | 503.8327 | 505.5224 | 509.7728 | 513.4257 | 0 | 0 | 0 | 0 | 84.8248 | 75.9459 | 80.2605 | 71.435 | 0 | 0 | 0 | 0 | 235.5597 | 302.7897 | 319.2499 | 334.4513 | 0 | 0 | 0 | 0 | 0 | -26.7371 | -27.9935 | -30.0626 | 0 | 0 | 0 | 0 | 183.4482 | 153.5239 | 138.2559 | 137.6019 | 0.38397 | 0.2322 | 0.2322 | 0 | 70.4395 | 35.6484 | 32.1032 | 0
11 | 30 | 14 | 505.0199 | 507.5006 | 512.6553 | 517.1393 | 0 | 0 | 0 | 0 | 83.989 | 81.8723 | 72.6571 | 71.435 | 0 | 0 | 0 | 0 | 224.0784 | 297.357 | 314.0805 | 329.4977 | 0 | 0 | 0 | 0 | 0 | -28.7902 | -27.1441 | -25.8828 | 0 | 0 | 0 | 0 | 196.9525 | 157.0616 | 153.0618 | 142.0894 | 0.38397 | 0.2322 | 0.2322 | 0 | 75.6248 | 36.4698 | 35.5412 | 0
11 | 30 | 15 | 496.1909 | 499.1339 | 504.7382 | 509.5992 | 0 | 0 | 0 | 0 | 91.1188 | 74.1013 | 72.6571 | 71.435 | 0 | 0 | 0 | 0 | 204.3069 | 279.7997 | 294.9786 | 309.0129 | 0 | 0 | 0 | 0 | 0 | -17.058 | -17.7612 | -22.5686 | 0 | 0 | 0 | 0 | 200.7652 | 162.2909 | 154.8638 | 151.7198 | 0.38285 | 0.2322 | 0.2322 | 0 | 76.8627 | 37.6841 | 35.9596 | 0
11 | 30 | 16 | 492.0742 | 497.0254 | 504.8398 | 511.6755 | 0 | 0 | 0 | 0 | 110.7875 | 87.5053 | 91.4148 | 102.1735 | 0 | 0 | 0 | 0 | 162.8765 | 195.2212 | 207.9089 | 220.0953 | 0 | 0 | 0 | 0 | 0 | -4.4878 | -4.4199 | 2.0999 | 0 | 0 | 0 | 0 | 218.4102 | 218.7867 | 209.936 | 187.3068 | 0.36639 | 0.37183 | 0.37526 | 0.38586 | 80.0232 | 81.351 | 78.7801 | 72.2751
11 | 30 | 17 | 509.7653 | 516.4446 | 526.1967 | 534.6807 | 0 | 0 | 0 | 0 | 182.0318 | 123.8234 | 118.9101 | 138.3848 | 0 | 0 | 0 | 0 | 84.2337 | 82.4027 | 84.0484 | 86.5302 | 0 | 0 | 0 | 0 | 0 | -4.2141 | -0.73515 | 0.95356 | 0 | 0 | 0 | 0 | 243.4998 | 314.4326 | 323.9734 | 308.8122 | 0.37929 | 0.39223 | 0.38711 | 0.38707 | 92.3562 | 123.3298 | 125.4135 | 119.533
11 | 30 | 18 | 554.0962 | 564.1952 | 577.8905 | 589.812 | 0 | 0 | 0 | 0 | 201.3602 | 159.6429 | 155.1726 | 175.0603 | 0 | 0 | 0 | 0 | 88.4944 | 57.6265 | 61.2746 | 65.8504 | 0 | 0 | 0 | 0 | 0 | -2.1466 | 0.55513 | 5.1179 | 0 | 0 | 0 | 0 | 264.2416 | 349.0725 | 360.8882 | 343.7834 | 0.38908 | 0.39443 | 0.3893 | 0.38442 | 102.8121 | 137.6853 | 140.4956 | 132.1571
11 | 30 | 19 | 554.674 | 566.6081 | 582.3084 | 595.9785 | 0 | 0 | 0 | 0 | 200.6189 | 180.2849 | 177.9089 | 184.2431 | 0 | 0 | 0 | 0 | 95.955 | 59.4392 | 63.923 | 69.323 | 0 | 0 | 0 | 0 | 0 | -1.3361 | 3.987 | 32.3961 | 0 | 0 | 0 | 0 | 258.1001 | 328.22 | 336.4894 | 310.0163 | 0.39237 | 0.3967 | 0.39262 | 0.38839 | 101.2718 | 130.2049 | 132.1118 | 120.4088
11 | 30 | 20 | 535.8524 | 547.9662 | 563.7061 | 577.331 | 0 | 0 | 0 | 0 | 218.0892 | 175.7795 | 182.6343 | 200.99 | 0 | 0 | 0 | 0 | 98.5404 | 72.5022 | 76.9946 | 82.4241 | 0 | 0 | 0 | 0 | 0 | -2.0282 | 0.85365 | 8.2226 | 0 | 0 | 0 | 0 | 219.2228 | 301.7127 | 303.2235 | 285.6943 | 0.3924 | 0.39622 | 0.39194 | 0.38777 | 86.0237 | 119.5459 | 118.8462 | 110.7841
11 | 30 | 21 | 528.0248 | 540.3033 | 556.094 | 569.6545 | 0 | 0 | 0 | 0 | 224.2221 | 181.7773 | 188.6721 | 206.9575 | 0 | 0 | 0 | 0 | 106.7086 | 86.107 | 90.4662 | 95.8248 | 0 | 0 | 0 | 0 | 0 | 2.3022 | 2.0661 | 22.3691 | 0 | 0 | 0 | 0 | 197.0942 | 270.1167 | 274.8896 | 244.503 | 0.39025 | 0.39436 | 0.39015 | 0.38582 | 76.9152 | 106.5239 | 107.2485 | 94.334
11 | 30 | 22 | 506.0746 | 518.3438 | 533.9965 | 547.4126 | 0 | 0 | 0 | 0 | 216.047 | 193.2325 | 195.4454 | 205.1192 | 0 | 0 | 0 | 0 | 110.7876 | 99.6996 | 103.6275 | 108.6121 | 0 | 0 | 0 | 0 | 0 | 2.2853 | 2.4718 | 7.7678 | 0 | 0 | 0 | 0 | 179.2401 | 223.1264 | 232.4518 | 225.9134 | 0.38615 | 0.39118 | 0.3871 | 0.38217 | 69.2127 | 87.2823 | 89.9832 | 86.3368
11 | 30 | 23 | 469.0595 | 480.9507 | 495.9992 | 508.8749 | 0 | 0 | 0 | 0 | 200.7768 | 183.1321 | 200.6504 | 186.5333 | 0 | 0 | 0 | 0 | 101.9887 | 122.0233 | 123.7322 | 126.6038 | 0 | 0 | 0 | 0 | 0 | 8.2413 | 10.5176 | 4.237 | 0 | 0 | 0 | 0 | 166.294 | 167.554 | 161.099 | 191.5009 | 0.37881 | 0.38565 | 0.38202 | 0.38151 | 62.9943 | 64.6174 | 61.5438 | 73.059
11 | 30 | 24 | 430.7478 | 440.6538 | 453.2997 | 464.0192 | 0 | 0 | 0 | 0 | 187.4862 | 169.4481 | 167.3901 | 170.3556 | 0 | 0 | 0 | 0 | 106.5643 | 131.8642 | 134.9106 | 139.058 | 0 | 0 | 0 | 0 | 0 | 15.5561 | 17.9959 | -0.15921 | 0 | 0 | 0 | 0 | 136.6973 | 123.7854 | 133.0031 | 154.7648 | 0.37303 | 0.37589 | 0.37336 | 0.37439 | 50.9919 | 46.5294 | 49.6587 | 57.9425
12 | 1 | 1 | 398.4063 | 404.6457 | 412.991 | 419.7829 | 0 | 0 | 0 | 0 | 229.7385 | 183.7372 | 199.9207 | 153.9754 | 0 | 0 | 0 | 0 | 119.5298 | 132.7409 | 139.9672 | 148.0813 | 0 | 0 | 0 | 0 | 0 | 30.7458 | 13.3703 | 0.57109 | 0 | 0 | 0 | 0 | 49.138 | 57.4218 | 59.7327 | 117.1551 | 0.36727 | 0.38821 | 0.38242 | 0.37348 | 18.0471 | 22.2915 | 22.8432 | 43.7551
12 | 1 | 2 | 376.4209 | 380.5513 | 386.4914 | 391.1888 | 0 | 0 | 0 | 0 | 201.8104 | 156.3449 | 145.0542 | 143.2916 | 0 | 0 | 0 | 0 | 127.6533 | 129.6773 | 139.9586 | 150.961 | 0 | 0 | 0 | 0 | 0 | 4.2016 | 2.9846 | 0 | 0 | 0 | 0 | 0 | 46.9572 | 90.3274 | 98.494 | 96.9362 | 0.36484 | 0.38864 | 0.38295 | 0.37206 | 17.1318 | 35.1045 | 37.7185 | 36.0657
12 | 1 | 3 | 366.2995 | 368.5493 | 372.3941 | 375.2714 | 0 | 0 | 0 | 0 | 168.3497 | 135.6228 | 128.247 | 122.8617 | 0 | 0 | 0 | 0 | 120.8922 | 126.9708 | 136.8944 | 147.5154 | 0 | 0 | 0 | 0 | 0 | -0.69576 | -3.1116 | 5.2172 | 0 | 0 | 0 | 0 | 77.0576 | 106.6514 | 110.3643 | 99.6771 | 0.36527 | 0.38758 | 0.38231 | 0.37011 | 28.1466 | 41.3361 | 42.1935 | 36.8914
12 | 1 | 4 | 361.5536 | 362.3464 | 364.5644 | 366.0056 | 0 | 0 | 0 | 0 | 124.2001 | 143.2394 | 102.8769 | 111.6623 | 0 | 0 | 0 | 0 | 127.4872 | 130.9731 | 142.4616 | 154.5673 | 0 | 0 | 0 | 0 | 0 | -1.0141 | -2.886 | -3.2645 | 0 | 0 | 0 | 0 | 109.8663 | 89.148 | 122.1119 | 103.0404 | 0.36475 | 0.38634 | 0.38116 | 0.36859 | 40.074 | 34.4418 | 46.5439 | 37.9794
12 | 1 | 5 | 363.7414 | 363.2762 | 364.1212 | 364.351 | 0 | 0 | 0 | 0 | 155.4296 | 163.6996 | 159.9337 | 154.6812 | 0 | 0 | 0 | 0 | 142.7532 | 133.5556 | 147.3251 | 161.6318 | 0 | 0 | 0 | 0 | 0 | 23.3461 | 0 | 0 | 0 | 0 | 0 | 0 | 65.5586 | 42.6748 | 56.8623 | 48.0381 | 0.36472 | 0.38369 | 0.37873 | 0.36539 | 23.9105 | 16.3738 | 21.5355 | 17.5526
12 | 1 | 6 | 377.0866 | 374.9991 | 374.1664 | 372.9638 | 0 | 0 | 0 | 0 | 201.0394 | 177.056 | 182.2689 | 166.57 | 0 | 0 | 0 | 0 | 123.5567 | 134.9141 | 144.5685 | 154.9009 | 0 | 0 | 0 | 0 | 0 | 2.4896 | 17.8189 | -7.5356 | 0 | 0 | 0 | 0 | 52.4905 | 60.5394 | 29.5101 | 59.0285 | 0.36467 | 0.38225 | 0.37475 | 0.36382 | 19.1417 | 23.141 | 11.0588 | 21.4759
12 | 1 | 7 | 396.8967 | 394.2152 | 393.0258 | 391.7487 | 0 | 0 | 0 | 0 | 204.5286 | 179.0186 | 176.1882 | 142.5866 | 0 | 0 | 0 | 0 | 127.8277 | 137.6254 | 145.1325 | 153.414 | 0 | 0 | 0 | 0 | 0 | 24.7448 | 11.3666 | 19.9525 | 0 | 0 | 0 | 0 | 64.5404 | 52.8263 | 60.3385 | 75.7956 | 0.36466 | 0.38514 | 0.37677 | 0.36382 | 23.5354 | 20.3458 | 22.7338 | 27.5761
12 | 1 | 8 | 410.7466 | 408.1983 | 407.6323 | 407.3976 | 0 | 0 | 0 | 0 | 171.7359 | 132.775 | 129.9287 | 99.1915 | 0 | 0 | 0 | 0 | 188.7367 | 228.3337 | 244.0044 | 259.4116 | 0 | 0 | 0 | 0 | 0 | -6.5017 | -4.3169 | -9.3191 | 0 | 0 | 0 | 0 | 50.274 | 53.5913 | 38.0162 | 58.1137 | 0.36774 | 0.38205 | 0.37719 | 0.38148 | 18.4879 | 20.4743 | 14.3394 | 22.1693
12 | 1 | 9 | 438.2699 | 437.0843 | 438.5379 | 440.5503 | 0 | 0 | 0 | 0 | 104.3997 | 109.1251 | 96.2292 | 87.0854 | 0 | 0 | 0 | 0 | 287.0785 | 385.2203 | 416.3489 | 445.2411 | 0 | 0 | 0 | 0 | 0 | -5.4834 | -1.2805 | 8.5944 | 0 | 0 | 0 | 0 | 46.7917 | -51.7777 | -72.7597 | -100.3706 | 0.37162 | 0.36395 | 0.36521 | 0.3937 | 17.3885 | -18.8446 | -26.5725 | -39.5156
12 | 1 | 10 | 449.8775 | 448.7351 | 450.2348 | 452.2172 | 0 | 0 | 0 | 0 | 88.4148 | 90.0892 | 68.7739 | 86.7378 | 0 | 0 | 0 | 0 | 342.5721 | 465.4529 | 509.1801 | 549.2384 | 0 | 0 | 0 | 0 | 0 | -8.7097 | -24.478 | -33.3338 | 0 | 0 | 0 | 0 | 18.8906 | -98.0972 | -103.2412 | -150.4251 | 0.37666 | 0.38397 | 0.38397 | 0 | 7.1154 | -37.6667 | -39.642 | 0
12 | 1 | 11 | 456.6161 | 455.4709 | 456.7032 | 458.0907 | 0 | 0 | 0 | 0 | 83.1219 | 73.8357 | 67.9926 | 80.8135 | 0 | 0 | 0 | 0 | 402.1528 | 526.6431 | 582.2488 | 633.0987 | 0 | 0 | 0 | 0 | 0 | -30.2924 | -28.2 | -28.2 | 0 | 0 | 0 | 0 | -28.6585 | -114.7156 | -165.3383 | -227.6214 | 0.38397 | 0.38397 | 0.38397 | 0 | -11.0041 | -44.0477 | -63.4857 | 0
12 | 1 | 12 | 453.3318 | 452.0878 | 452.9842 | 453.8193 | 0 | 0 | 0 | 0 | 75.2541 | 68.3331 | 62.2713 | 74.0235 | 0 | 0 | 0 | 0 | 468.2998 | 553.0079 | 613.5884 | 669.251 | 0 | 0 | 0 | 0 | 0 | -29.6671 | -28.2 | -28.2 | 0 | 0 | 0 | 0 | -90.2221 | -139.5861 | -194.6754 | -261.2551 | 0.38397 | 0.38397 | 0.38397 | 0 | -34.643 | -53.5973 | -74.7504 | 0
12 | 1 | 13 | 448.5792 | 448.297 | 450.1554 | 451.7505 | 0 | 0 | 0 | 0 | 75.153 | 68.3501 | 66.7736 | 59.9959 | 0 | 0 | 0 | 0 | 526.6685 | 566.9122 | 629.5184 | 687.3364 | 0 | 0 | 0 | 0 | 0 | -29.6671 | -28.2 | -29.3635 | 0 | 0 | 0 | 0 | -153.2423 | -157.2982 | -217.9366 | -266.2183 | 0.38397 | 0.38397 | 0.38397 | 0 | -58.8412 | -60.3982 | -83.6821 | 0
12 | 1 | 14 | 439.8879 | 440.0408 | 442.3726 | 444.4291 | 0 | 0 | 0 | 0 | 75.0471 | 69.1494 | 68.2686 | 59.9959 | 0 | 0 | 0 | 0 | 515.2508 | 529.9229 | 586.9399 | 639.8606 | 0 | 0 | 0 | 0 | 0 | -29.6671 | -28.2 | -28.2 | 0 | 0 | 0 | 0 | -150.41 | -129.3644 | -184.6359 | -227.2274 | 0.38397 | 0.38397 | 0.38397 | 0 | -57.7537 | -49.6724 | -70.8955 | 0
12 | 1 | 15 | 433.9395 | 434.7622 | 437.7815 | 440.4196 | 0 | 0 | 0 | 0 | 82.3451 | 62.5924 | 71.6312 | 59.9959 | 0 | 0 | 0 | 0 | 474.7035 | 486.9302 | 527.106 | 564.6577 | 0 | 0 | 0 | 0 | 0 | -16.2458 | -3.9845 | -24.2974 | 0 | 0 | 0 | 0 | -123.1091 | -98.5145 | -156.9712 | -159.9366 | 0.38397 | 0.38397 | 0.38397 | 0 | -47.2708 | -37.8269 | -60.2729 | 0
12 | 1 | 16 | 437.8106 | 440.8784 | 446.3971 | 451.2532 | 0 | 0 | 0 | 0 | 130.4219 | 100.773 | 123.3702 | 140.1355 | 0 | 0 | 0 | 0 | 423.192 | 385.3114 | 406.9346 | 428.0109 | 0 | 0 | 0 | 0 | 0 | -1.4671 | -0.34478 | 4.2421 | 0 | 0 | 0 | 0 | -115.8033 | -43.7389 | -83.5629 | -121.1352 | 0.37613 | 0.37654 | 0.3735 | 0.38586 | -43.5574 | -16.4694 | -31.2107 | -46.7418
12 | 1 | 17 | 462.8624 | 467.4398 | 474.6754 | 480.9645 | 0 | 0 | 0 | 0 | 192.956 | 149.4682 | 146.0989 | 166.57 | 0 | 0 | 0 | 0 | 383.3053 | 283.2269 | 280.2924 | 279.3871 | 0 | 0 | 0 | 0 | 0 | 0.97821 | -1.9974 | 25.7461 | 0 | 0 | 0 | 0 | -113.3989 | 33.7665 | 50.2815 | 9.2613 | 0.36823 | 0.38625 | 0.38886 | 0.38905 | -41.7573 | 13.0422 | 19.5524 | 3.6032
12 | 1 | 18 | 521.9981 | 530.4327 | 542.1522 | 552.3404 | 0 | 0 | 0 | 0 | 205.7828 | 181.7975 | 178.2543 | 172.8165 | 0 | 0 | 0 | 0 | 404.372 | 282.1625 | 274.1614 | 268.6466 | 0 | 0 | 0 | 0 | 0 | -6.1525 | -2.7448 | 16.0502 | 0 | 0 | 0 | 0 | -88.1568 | 72.6252 | 92.4813 | 94.827 | 0.38392 | 0.39924 | 0.39333 | 0.38256 | -33.8454 | 28.9948 | 36.3756 | 36.277
12 | 1 | 19 | 528.1273 | 538.5271 | 552.4093 | 564.4702 | 0 | 0 | 0 | 0 | 214.2695 | 189.1947 | 185.5073 | 182.3871 | 0 | 0 | 0 | 0 | 380.6465 | 287.4345 | 272.0883 | 259.4845 | 0 | 0 | 0 | 0 | 0 | 15.5112 | 12.6673 | 35.0989 | 0 | 0 | 0 | 0 | -66.7887 | 46.3867 | 82.1464 | 87.4997 | 0.38563 | 0.40066 | 0.39478 | 0.38374 | -25.7557 | 18.5854 | 32.4295 | 33.5776
12 | 1 | 20 | 521.2619 | 532.0193 | 546.1745 | 558.3714 | 0 | 0 | 0 | 0 | 216.4708 | 188.2891 | 200.8762 | 209.2725 | 0 | 0 | 0 | 0 | 358.1832 | 290.4456 | 269.7189 | 251.8642 | 0 | 0 | 0 | 0 | 0 | 6.1694 | 7.5211 | 9.4 | 0 | 0 | 0 | 0 | -53.3921 | 47.1152 | 68.0583 | 87.8348 | 0.38498 | 0.40006 | 0.39435 | 0.38314 | -20.5551 | 18.8489 | 26.8389 | 33.6534
12 | 1 | 21 | 509.4222 | 520.0655 | 533.9311 | 545.7456 | 0 | 0 | 0 | 0 | 220.4384 | 199.1693 | 197.988 | 222.2475 | 0 | 0 | 0 | 0 | 353.603 | 293.5599 | 271.0042 | 251.3425 | 0 | 0 | 0 | 0 | 0 | 6.1492 | 7.5796 | 9.4 | 0 | 0 | 0 | 0 | -64.6193 | 21.1872 | 57.3592 | 62.7556 | 0.38362 | 0.39918 | 0.39347 | 0.3819 | -24.7893 | 8.4575 | 22.5689 | 23.9662
12 | 1 | 22 | 493.2865 | 503.9296 | 517.688 | 529.3765 | 0 | 0 | 0 | 0 | 225.7998 | 193.1624 | 215.1221 | 198.7206 | 0 | 0 | 0 | 0 | 359.8389 | 301.0177 | 276.2018 | 254.4579 | 0 | 0 | 0 | 0 | 0 | 0 | 7.6268 | 3.129 | 0 | 0 | 0 | 0 | -92.3522 | 9.7495 | 18.7374 | 73.069 | 0.37803 | 0.39555 | 0.3898 | 0.38045 | -34.9121 | 3.8564 | 7.3039 | 27.7994
12 | 1 | 23 | 456.5745 | 466.8998 | 480.126 | 491.3433 | 0 | 0 | 0 | 0 | 227.0722 | 219.78 | 189.1675 | 195.6343 | 0 | 0 | 0 | 0 | 347.6737 | 280.3412 | 253.1519 | 229.1408 | 0 | 0 | 0 | 0 | 0 | 7.8358 | 23.4322 | 0 | 0 | 0 | 0 | 0 | -118.1714 | -41.0572 | 14.3743 | 66.5682 | 0.36992 | 0.3904 | 0.38503 | 0.37684 | -43.7134 | -16.0288 | 5.5345 | 25.0859
12 | 1 | 24 | 421.8114 | 430.1533 | 440.9929 | 450.0641 | 0 | 0 | 0 | 0 | 168.8608 | 160.1528 | 165.846 | 181.3518 | 0 | 0 | 0 | 0 | 335.31 | 261.5691 | 233.155 | 207.9668 | 0 | 0 | 0 | 0 | 0 | 0 | 7.6644 | 0 | 0 | 0 | 0 | 0 | -82.3595 | 8.4315 | 34.3276 | 60.7456 | 0.36541 | 0.38531 | 0.38012 | 0.36918 | -30.095 | 3.2487 | 13.0487 | 22.4261
12 | 2 | 1 | 391.5235 | 397.5397 | 405.611 | 412.1667 | 0 | 0 | 0 | 0 | 229.7385 | 183.7372 | 199.9207 | 153.9754 | 0 | 0 | 0 | 0 | 322.1526 | 255.3771 | 224.2042 | 196.3932 | 0 | 0 | 0 | 0 | 0 | 30.7458 | 13.3703 | 0.57109 | 0 | 0 | 0 | 0 | -160.3675 | -72.3204 | -31.8843 | 61.227 | 0.36727 | 0.38821 | 0.38242 | 0.37348 | -58.8989 | -28.0752 | -12.1933 | 22.8671
12 | 2 | 2 | 373.3777 | 377.4093 | 383.2283 | 387.8212 | 0 | 0 | 0 | 0 | 201.8104 | 156.3449 | 145.0542 | 143.2916 | 0 | 0 | 0 | 0 | 304.6814 | 250.5972 | 219.9651 | 192.5863 | 0 | 0 | 0 | 0 | 0 | 4.2016 | 2.9846 | 0 | 0 | 0 | 0 | 0 | -133.1142 | -33.7345 | 15.2244 | 51.9434 | 0.36484 | 0.38864 | 0.38295 | 0.37206 | -48.5652 | -13.1104 | 5.8302 | 19.3258
12 | 2 | 3 | 361.7168 | 363.818 | 367.4804 | 370.2004 | 0 | 0 | 0 | 0 | 168.3497 | 135.6228 | 128.247 | 122.8617 | 0 | 0 | 0 | 0 | 293.3965 | 253.5587 | 223.2436 | 196.1633 | 0 | 0 | 0 | 0 | 0 | -0.69576 | -3.1116 | 5.2172 | 0 | 0 | 0 | 0 | -100.0294 | -24.6677 | 19.1014 | 45.9581 | 0.36527 | 0.38758 | 0.38231 | 0.37011 | -36.5375 | -9.5608 | 7.3027 | 17.0096
12 | 2 | 4 | 357.5903 | 358.2545 | 360.3147 | 361.6199 | 0 | 0 | 0 | 0 | 124.2001 | 143.2394 | 102.8769 | 111.6623 | 0 | 0 | 0 | 0 | 276.9921 | 254.7787 | 224.84 | 198.0882 | 0 | 0 | 0 | 0 | 0 | -1.0141 | -2.886 | -3.2645 | 0 | 0 | 0 | 0 | -43.6019 | -38.7495 | 35.4838 | 55.1338 | 0.36475 | 0.38634 | 0.38116 | 0.36859 | -15.9039 | -14.9706 | 13.5249 | 20.3216
12 | 2 | 5 | 356.7524 | 356.0606 | 356.6273 | 356.6173 | 0 | 0 | 0 | 0 | 155.4296 | 163.6996 | 159.9337 | 154.6812 | 0 | 0 | 0 | 0 | 258.2234 | 248.3494 | 219.6418 | 194.0093 | 0 | 0 | 0 | 0 | 0 | 23.3461 | 0 | 0 | 0 | 0 | 0 | 0 | -56.9006 | -79.3346 | -22.9482 | 7.9269 | 0.36472 | 0.38369 | 0.37873 | 0.36539 | -20.7527 | -30.4396 | -8.6912 | 2.8964
12 | 2 | 6 | 366.0812 | 363.6368 | 362.3659 | 360.7857 | 0 | 0 | 0 | 0 | 201.0394 | 177.056 | 182.2689 | 166.57 | 0 | 0 | 0 | 0 | 254.8157 | 239.2284 | 211.0501 | 185.9576 | 0 | 0 | 0 | 0 | 0 | 2.4896 | 17.8189 | -7.5356 | 0 | 0 | 0 | 0 | -89.7739 | -55.1372 | -48.772 | 15.7937 | 0.36467 | 0.38225 | 0.37475 | 0.36382 | -32.7379 | -21.076 | -18.2772 | 5.7461
12 | 2 | 7 | 377.9469 | 374.6509 | 372.7069 | 370.7797 | 0 | 0 | 0 | 0 | 204.5286 | 179.0186 | 176.1882 | 142.5866 | 0 | 0 | 0 | 0 | 259.3817 | 256.0055 | 226.7172 | 200.4816 | 0 | 0 | 0 | 0 | 0 | 24.7448 | 11.3666 | 19.9525 | 0 | 0 | 0 | 0 | -85.9635 | -85.118 | -41.565 | 7.759 | 0.36466 | 0.38514 | 0.37677 | 0.36382 | -31.3476 | -32.7827 | -15.6605 | 2.8229
12 | 2 | 8 | 388.7712 | 385.5103 | 384.0693 | 383.0806 | 0 | 0 | 0 | 0 | 171.7359 | 132.775 | 129.9287 | 99.1915 | 0 | 0 | 0 | 0 | 298.3135 | 296.5025 | 278.86 | 263.1358 | 0 | 0 | 0 | 0 | 0 | -6.5017 | -4.3169 | -9.3191 | 0 | 0 | 0 | 0 | -81.2782 | -37.2656 | -20.4025 | 30.0725 | 0.36774 | 0.38205 | 0.37719 | 0.38148 | -29.8894 | -14.2372 | -7.6957 | 11.4721
12 | 2 | 9 | 410.6149 | 408.5325 | 408.8849 | 409.9484 | 0 | 0 | 0 | 0 | 104.3997 | 109.1251 | 96.2292 | 87.0854 | 0 | 0 | 0 | 0 | 341.4027 | 353.6298 | 359.3223 | 364.7258 | 0 | 0 | 0 | 0 | 0 | -5.4834 | -1.2805 | 8.5944 | 0 | 0 | 0 | 0 | -35.1875 | -48.739 | -45.386 | -50.4572 | 0.37162 | 0.36395 | 0.36521 | 0.3937 | -13.0762 | -17.7387 | -16.5754 | -19.8649
12 | 2 | 10 | 424.9473 | 422.9965 | 423.5034 | 424.6305 | 0 | 0 | 0 | 0 | 88.4148 | 90.0892 | 68.7739 | 86.7378 | 0 | 0 | 0 | 0 | 353.9743 | 362.3154 | 385.6377 | 407.1604 | 0 | 0 | 0 | 0 | 0 | -8.7097 | -24.478 | -33.3338 | 0 | 0 | 0 | 0 | -17.4418 | -20.6984 | -6.4301 | -35.9338 | 0.37666 | 0.38397 | 0.38397 | 0 | -6.5697 | -7.9476 | -2.469 | 0
12 | 2 | 11 | 431.0136 | 429.0381 | 429.2509 | 429.76 | 0 | 0 | 0 | 0 | 83.1219 | 73.8357 | 67.9926 | 80.8135 | 0 | 0 | 0 | 0 | 367.2726 | 372.6884 | 406.1552 | 437.0283 | 0 | 0 | 0 | 0 | 0 | -30.2924 | -28.2 | -28.2 | 0 | 0 | 0 | 0 | -19.3809 | 12.8064 | -16.6969 | -59.8818 | 0.38397 | 0.38397 | 0.38397 | 0 | -7.4418 | 4.9173 | -6.4112 | 0
12 | 2 | 12 | 430.3832 | 428.3951 | 428.3777 | 428.4254 | 0 | 0 | 0 | 0 | 75.2541 | 68.3331 | 62.2713 | 74.0235 | 0 | 0 | 0 | 0 | 376.2961 | 378.2837 | 417.521 | 453.7249 | 0 | 0 | 0 | 0 | 0 | -29.6671 | -28.2 | -28.2 | 0 | 0 | 0 | 0 | -21.167 | 11.4454 | -23.2145 | -71.1229 | 0.38397 | 0.38397 | 0.38397 | 0 | -8.1276 | 4.3947 | -8.9138 | 0
12 | 2 | 13 | 428.5501 | 427.6184 | 428.6793 | 429.5872 | 0 | 0 | 0 | 0 | 75.153 | 68.3501 | 66.7736 | 59.9959 | 0 | 0 | 0 | 0 | 379.6498 | 390.2315 | 431.6555 | 469.8926 | 0 | 0 | 0 | 0 | 0 | -29.6671 | -28.2 | -29.3635 | 0 | 0 | 0 | 0 | -26.2526 | -1.2961 | -41.5499 | -70.9379 | 0.38397 | 0.38397 | 0.38397 | 0 | -10.0804 | -0.49767 | -15.9541 | 0
12 | 2 | 14 | 426.1577 | 425.8654 | 427.6504 | 429.2358 | 0 | 0 | 0 | 0 | 75.0471 | 69.1494 | 68.2686 | 59.9959 | 0 | 0 | 0 | 0 | 364.0709 | 372.7333 | 405.9878 | 436.86 | 0 | 0 | 0 | 0 | 0 | -29.6671 | -28.2 | -28.2 | 0 | 0 | 0 | 0 | -12.9604 | 13.6498 | -18.4059 | -39.4201 | 0.38397 | 0.38397 | 0.38397 | 0 | -4.9764 | 5.2411 | -7.0674 | 0
12 | 2 | 15 | 423.3057 | 423.7836 | 426.3794 | 428.6527 | 0 | 0 | 0 | 0 | 82.3451 | 62.5924 | 71.6312 | 59.9959 | 0 | 0 | 0 | 0 | 343.6013 | 325.2264 | 350.7465 | 374.7353 | 0 | 0 | 0 | 0 | 0 | -16.2458 | -3.9845 | -24.2974 | 0 | 0 | 0 | 0 | -2.6407 | 52.2106 | 7.9862 | 18.2188 | 0.38397 | 0.38397 | 0.38397 | 0 | -1.014 | 20.0474 | 3.0665 | 0
12 | 2 | 16 | 427.7961 | 430.5391 | 435.6591 | 440.1716 | 0 | 0 | 0 | 0 | 130.4219 | 100.773 | 123.3702 | 140.1355 | 0 | 0 | 0 | 0 | 287.0336 | 258.8979 | 266.1615 | 273.7576 | 0 | 0 | 0 | 0 | 0 | -1.4671 | -0.34478 | 4.2421 | 0 | 0 | 0 | 0 | 10.3405 | 72.3354 | 46.4721 | 22.0364 | 0.37613 | 0.37654 | 0.3735 | 0.38586 | 3.8894 | 27.2371 | 17.3573 | 8.5031
12 | 2 | 17 | 458.1205 | 462.5442 | 469.591 | 475.7174 | 0 | 0 | 0 | 0 | 192.956 | 149.4682 | 146.0989 | 166.57 | 0 | 0 | 0 | 0 | 229.9693 | 183.4409 | 170.7289 | 160.494 | 0 | 0 | 0 | 0 | 0 | 0.97821 | -1.9974 | 25.7461 | 0 | 0 | 0 | 0 | 35.1952 | 128.6569 | 154.7606 | 122.9073 | 0.36823 | 0.38625 | 0.38886 | 0.38905 | 12.9601 | 49.6933 | 60.1801 | 47.8175
12 | 2 | 18 | 529.7655 | 538.452 | 550.4808 | 560.9355 | 0 | 0 | 0 | 0 | 205.7828 | 181.7975 | 178.2543 | 172.8165 | 0 | 0 | 0 | 0 | 210.8913 | 173.1151 | 156.031 | 141.7266 | 0 | 0 | 0 | 0 | 0 | -6.1525 | -2.7448 | 16.0502 | 0 | 0 | 0 | 0 | 113.0914 | 189.6919 | 218.9403 | 230.3421 | 0.38392 | 0.39924 | 0.39333 | 0.38256 | 43.4183 | 75.7325 | 86.1155 | 88.1197
12 | 2 | 19 | 536.7972 | 547.4781 | 561.7056 | 574.0639 | 0 | 0 | 0 | 0 | 214.2695 | 189.1947 | 185.5073 | 182.3871 | 0 | 0 | 0 | 0 | 226.3987 | 176.1596 | 158.9682 | 144.558 | 0 | 0 | 0 | 0 | 0 | 15.5112 | 12.6673 | 35.0989 | 0 | 0 | 0 | 0 | 96.129 | 166.6126 | 204.5627 | 212.0199 | 0.38563 | 0.40066 | 0.39478 | 0.38374 | 37.0702 | 66.7554 | 80.7567 | 81.3615
12 | 2 | 20 | 535.0452 | 546.2495 | 560.9536 | 573.6234 | 0 | 0 | 0 | 0 | 216.4708 | 188.2891 | 200.8762 | 209.2725 | 0 | 0 | 0 | 0 | 228.5752 | 174.371 | 156.5098 | 141.4364 | 0 | 0 | 0 | 0 | 0 | 6.1694 | 7.5211 | 9.4 | 0 | 0 | 0 | 0 | 89.9991 | 177.42 | 196.0465 | 213.5146 | 0.38498 | 0.40006 | 0.39435 | 0.38314 | 34.6482 | 70.9787 | 77.3113 | 81.807
12 | 2 | 21 | 519.5075 | 530.4779 | 544.7451 | 556.9056 | 0 | 0 | 0 | 0 | 220.4384 | 199.1693 | 197.988 | 222.2475 | 0 | 0 | 0 | 0 | 229.4418 | 182.4513 | 163.4284 | 147.2425 | 0 | 0 | 0 | 0 | 0 | 6.1492 | 7.5796 | 9.4 | 0 | 0 | 0 | 0 | 69.6273 | 142.7081 | 175.749 | 178.0156 | 0.38362 | 0.39918 | 0.39347 | 0.3819 | 26.7105 | 56.9661 | 69.1512 | 67.9836
12 | 2 | 22 | 483.9974 | 494.3393 | 507.7278 | 519.0976 | 0 | 0 | 0 | 0 | 225.7998 | 193.1624 | 215.1221 | 198.7206 | 0 | 0 | 0 | 0 | 229.821 | 186.8786 | 167.5712 | 151.1094 | 0 | 0 | 0 | 0 | 0 | 0 | 7.6268 | 3.129 | 0 | 0 | 0 | 0 | 28.3767 | 114.2983 | 117.4077 | 166.1386 | 0.37803 | 0.39555 | 0.3898 | 0.38045 | 10.7273 | 45.2108 | 45.766 | 63.208
12 | 2 | 23 | 444.9145 | 454.8617 | 467.6235 | 478.4408 | 0 | 0 | 0 | 0 | 227.0722 | 219.78 | 189.1675 | 195.6343 | 0 | 0 | 0 | 0 | 230.6163 | 184.4547 | 165.5817 | 149.5346 | 0 | 0 | 0 | 0 | 0 | 7.8358 | 23.4322 | 0 | 0 | 0 | 0 | 0 | -12.7741 | 42.7912 | 89.442 | 133.2719 | 0.36992 | 0.3904 | 0.38503 | 0.37684 | -4.7253 | 16.7058 | 34.4379 | 50.2228
12 | 2 | 24 | 403.6047 | 411.3563 | 421.4709 | 429.9174 | 0 | 0 | 0 | 0 | 168.8608 | 160.1528 | 165.846 | 181.3518 | 0 | 0 | 0 | 0 | 236.4478 | 184.1938 | 166.7843 | 152.1453 | 0 | 0 | 0 | 0 | 0 | 0 | 7.6644 | 0 | 0 | 0 | 0 | 0 | -1.7039 | 67.0096 | 81.1762 | 96.4203 | 0.36541 | 0.38531 | 0.38012 | 0.36918 | -0.62263 | 25.8196 | 30.857 | 35.5966
12 | 3 | 1 | 375.8293 | 381.3366 | 388.7829 | 394.8002 | 0 | 0 | 0 | 0 | 229.7385 | 183.7372 | 199.9207 | 153.9754 | 0 | 0 | 0 | 0 | 229.9085 | 181.8604 | 164.0861 | 149.0847 | 0 | 0 | 0 | 0 | 0 | 30.7458 | 13.3703 | 0.57109 | 0 | 0 | 0 | 0 | -83.8177 | -15.0068 | 11.4058 | 91.169 | 0.36727 | 0.38821 | 0.38242 | 0.37348 | -30.7841 | -5.8257 | 4.3619 | 34.0498
12 | 3 | 2 | 358.8159 | 362.3753 | 367.6144 | 371.7077 | 0 | 0 | 0 | 0 | 201.8104 | 156.3449 | 145.0542 | 143.2916 | 0 | 0 | 0 | 0 | 232.7346 | 179.1539 | 162.178 | 147.9457 | 0 | 0 | 0 | 0 | 0 | 4.2016 | 2.9846 | 0 | 0 | 0 | 0 | 0 | -75.7291 | 22.6749 | 57.3976 | 80.4705 | 0.36484 | 0.38864 | 0.38295 | 0.37206 | -27.6289 | 8.8123 | 21.9805 | 29.9395
12 | 3 | 3 | 351.3838 | 353.1499 | 356.4008 | 358.7663 | 0 | 0 | 0 | 0 | 168.3497 | 135.6228 | 128.247 | 122.8617 | 0 | 0 | 0 | 0 | 228.7849 | 177.9844 | 161.092 | 146.9332 | 0 | 0 | 0 | 0 | 0 | -0.69576 | -3.1116 | 5.2172 | 0 | 0 | 0 | 0 | -45.7508 | 40.2384 | 70.1734 | 83.7542 | 0.36527 | 0.38758 | 0.38231 | 0.37011 | -16.7113 | 15.5957 | 26.8281 | 30.9982
12 | 3 | 4 | 352.5476 | 353.0483 | 354.9077 | 356.0399 | 0 | 0 | 0 | 0 | 124.2001 | 143.2394 | 102.8769 | 111.6623 | 0 | 0 | 0 | 0 | 230.8458 | 179.7689 | 163.7021 | 150.3402 | 0 | 0 | 0 | 0 | 0 | -1.0141 | -2.886 | -3.2645 | 0 | 0 | 0 | 0 | -2.4982 | 31.0542 | 91.2146 | 97.3018 | 0.36475 | 0.38634 | 0.38116 | 0.36859 | -0.91123 | 11.9976 | 34.7672 | 35.8643
12 | 3 | 5 | 363.4583 | 362.9839 | 363.8177 | 364.0377 | 0 | 0 | 0 | 0 | 155.4296 | 163.6996 | 159.9337 | 154.6812 | 0 | 0 | 0 | 0 | 225.8237 | 175.3519 | 159.3681 | 146.068 | 0 | 0 | 0 | 0 | 0 | 23.3461 | 0 | 0 | 0 | 0 | 0 | 0 | -17.795 | 0.5863 | 44.5159 | 63.2885 | 0.36472 | 0.38369 | 0.37873 | 0.36539 | -6.4902 | 0.22496 | 16.8595 | 23.125
12 | 3 | 6 | 388.9413 | 387.2382 | 386.8775 | 386.0817 | 0 | 0 | 0 | 0 | 201.0394 | 177.056 | 182.2689 | 166.57 | 0 | 0 | 0 | 0 | 221.3823 | 173.9081 | 157.4303 | 143.6455 | 0 | 0 | 0 | 0 | 0 | 2.4896 | 17.8189 | -7.5356 | 0 | 0 | 0 | 0 | -33.4805 | 33.7844 | 29.3595 | 83.4018 | 0.36467 | 0.38225 | 0.37475 | 0.36382 | -12.2093 | 12.914 | 11.0024 | 30.3434
12 | 3 | 7 | 441.0951 | 439.8469 | 440.4175 | 440.657 | 0 | 0 | 0 | 0 | 204.5286 | 179.0186 | 176.1882 | 142.5866 | 0 | 0 | 0 | 0 | 231.6098 | 196.0176 | 178.1788 | 163.0081 | 0 | 0 | 0 | 0 | 0 | 24.7448 | 11.3666 | 19.9525 | 0 | 0 | 0 | 0 | 4.9567 | 40.0659 | 74.684 | 115.1098 | 0.36466 | 0.38514 | 0.37677 | 0.36382 | 1.8075 | 15.4312 | 28.1387 | 41.8795
12 | 3 | 8 | 468.7814 | 468.115 | 469.8601 | 471.6166 | 0 | 0 | 0 | 0 | 171.7359 | 132.775 | 129.9287 | 99.1915 | 0 | 0 | 0 | 0 | 270.2326 | 252.1013 | 248.8419 | 246.8017 | 0 | 0 | 0 | 0 | 0 | -6.5017 | -4.3169 | -9.3191 | 0 | 0 | 0 | 0 | 26.8128 | 89.7405 | 95.4063 | 134.9426 | 0.36774 | 0.38205 | 0.37719 | 0.38148 | 9.8602 | 34.285 | 35.9866 | 51.4782
12 | 3 | 9 | 476.7179 | 476.7792 | 479.7638 | 483.0954 | 0 | 0 | 0 | 0 | 104.3997 | 109.1251 | 96.2292 | 87.0854 | 0 | 0 | 0 | 0 | 314.2944 | 353.0257 | 373.3957 | 392.5251 | 0 | 0 | 0 | 0 | 0 | -5.4834 | -1.2805 | 8.5944 | 0 | 0 | 0 | 0 | 58.0238 | 20.1117 | 11.4194 | -5.1096 | 0.37162 | 0.36395 | 0.36521 | 0.3937 | 21.5626 | 7.3197 | 4.1705 | -2.0116
12 | 3 | 10 | 485.53 | 485.5437 | 488.4631 | 491.6688 | 0 | 0 | 0 | 0 | 88.4148 | 90.0892 | 68.7739 | 86.7378 | 0 | 0 | 0 | 0 | 329.1596 | 400.4567 | 437.9469 | 472.4208 | 0 | 0 | 0 | 0 | 0 | -8.7097 | -24.478 | -33.3338 | 0 | 0 | 0 | 0 | 67.9556 | 3.7075 | 6.2203 | -34.156 | 0.37666 | 0.38397 | 0.38397 | 0 | 25.5965 | 1.4236 | 2.3884 | 0
12 | 3 | 11 | 491.5255 | 491.5123 | 494.1347 | 496.72 | 0 | 0 | 0 | 0 | 83.1219 | 73.8357 | 67.9926 | 80.8135 | 0 | 0 | 0 | 0 | 338.9798 | 432.8607 | 478.8017 | 520.8226 | 0 | 0 | 0 | 0 | 0 | -30.2924 | -28.2 | -28.2 | 0 | 0 | 0 | 0 | 69.4238 | 15.1083 | -24.4597 | -76.7161 | 0.38397 | 0.38397 | 0.38397 | 0 | 26.657 | 5.8012 | -9.3919 | 0
12 | 3 | 12 | 494.6462 | 494.742 | 497.2835 | 499.5362 | 0 | 0 | 0 | 0 | 75.2541 | 68.3331 | 62.2713 | 74.0235 | 0 | 0 | 0 | 0 | 347.7404 | 437.6582 | 485.3898 | 529.1248 | 0 | 0 | 0 | 0 | 0 | -29.6671 | -28.2 | -28.2 | 0 | 0 | 0 | 0 | 71.6517 | 18.4178 | -22.1775 | -75.412 | 0.38397 | 0.38397 | 0.38397 | 0 | 27.5125 | 7.0719 | -8.5156 | 0
12 | 3 | 13 | 491.7337 | 492.851 | 496.4278 | 499.5036 | 0 | 0 | 0 | 0 | 75.153 | 68.3501 | 66.7736 | 59.9959 | 0 | 0 | 0 | 0 | 360.396 | 452.7357 | 498.5296 | 540.4506 | 0 | 0 | 0 | 0 | 0 | -29.6671 | -28.2 | -29.3635 | 0 | 0 | 0 | 0 | 56.1847 | 1.4322 | -40.6755 | -71.5794 | 0.38397 | 0.38397 | 0.38397 | 0 | 21.5735 | 0.54994 | -15.6184 | 0
12 | 3 | 14 | 493.8532 | 495.7561 | 500.2368 | 504.1449 | 0 | 0 | 0 | 0 | 75.0471 | 69.1494 | 68.2686 | 59.9959 | 0 | 0 | 0 | 0 | 348.9349 | 422.6157 | 463.4198 | 500.9851 | 0 | 0 | 0 | 0 | 0 | -29.6671 | -28.2 | -28.2 | 0 | 0 | 0 | 0 | 69.8711 | 33.658 | -3.2517 | -28.6361 | 0.38397 | 0.38397 | 0.38397 | 0 | 26.8287 | 12.9238 | -1.2486 | 0
12 | 3 | 15 | 490.2757 | 492.9253 | 498.1879 | 502.759 | 0 | 0 | 0 | 0 | 82.3451 | 62.5924 | 71.6312 | 59.9959 | 0 | 0 | 0 | 0 | 325.3316 | 392.6854 | 421.5844 | 448.4005 | 0 | 0 | 0 | 0 | 0 | -16.2458 | -3.9845 | -24.2974 | 0 | 0 | 0 | 0 | 82.5991 | 53.8933 | 8.9568 | 18.6601 | 0.38397 | 0.38397 | 0.38397 | 0 | 31.716 | 20.6936 | 3.4392 | 0
12 | 3 | 16 | 487.1225 | 491.7894 | 499.2717 | 505.8198 | 0 | 0 | 0 | 0 | 130.4219 | 100.773 | 123.3702 | 140.1355 | 0 | 0 | 0 | 0 | 278.4613 | 336.4737 | 344.68 | 352.8819 | 0 | 0 | 0 | 0 | 0 | -1.4671 | -0.34478 | 4.2421 | 0 | 0 | 0 | 0 | 78.2392 | 56.0098 | 31.5663 | 8.5603 | 0.37613 | 0.37654 | 0.3735 | 0.38586 | 29.4284 | 21.0899 | 11.79 | 3.3031
12 | 3 | 17 | 505.433 | 511.3909 | 520.3218 | 528.0715 | 0 | 0 | 0 | 0 | 192.956 | 149.4682 | 146.0989 | 166.57 | 0 | 0 | 0 | 0 | 219.7808 | 245.0903 | 228.0094 | 213.4431 | 0 | 0 | 0 | 0 | 0 | 0.97821 | -1.9974 | 25.7461 | 0 | 0 | 0 | 0 | 92.6962 | 115.8543 | 148.2109 | 122.3123 | 0.36823 | 0.38625 | 0.38886 | 0.38905 | 34.1339 | 44.7483 | 57.6332 | 47.5861
12 | 3 | 18 | 566.5858 | 576.4663 | 589.9612 | 601.6793 | 0 | 0 | 0 | 0 | 205.7828 | 181.7975 | 178.2543 | 172.8165 | 0 | 0 | 0 | 0 | 218.5556 | 230.5802 | 209.782 | 191.8045 | 0 | 0 | 0 | 0 | 0 | -6.1525 | -2.7448 | 16.0502 | 0 | 0 | 0 | 0 | 142.2473 | 170.2411 | 204.6697 | 221.0081 | 0.38392 | 0.39924 | 0.39333 | 0.38256 | 54.6119 | 67.9669 | 80.5025 | 84.5488
12 | 3 | 19 | 571.6357 | 583.4464 | 599.0612 | 612.6148 | 0 | 0 | 0 | 0 | 214.2695 | 189.1947 | 185.5073 | 182.3871 | 0 | 0 | 0 | 0 | 230.6891 | 226.7776 | 206.9175 | 189.8054 | 0 | 0 | 0 | 0 | 0 | 15.5112 | 12.6673 | 35.0989 | 0 | 0 | 0 | 0 | 126.6771 | 151.9629 | 193.9691 | 205.3234 | 0.38563 | 0.40066 | 0.39478 | 0.38374 | 48.8504 | 60.8859 | 76.5746 | 78.7918
12 | 3 | 20 | 563.691 | 575.8243 | 591.6691 | 605.3217 | 0 | 0 | 0 | 0 | 216.4708 | 188.2891 | 200.8762 | 209.2725 | 0 | 0 | 0 | 0 | 228.063 | 215.5453 | 196.2862 | 179.6831 | 0 | 0 | 0 | 0 | 0 | 6.1694 | 7.5211 | 9.4 | 0 | 0 | 0 | 0 | 119.1571 | 165.8205 | 186.9856 | 206.9662 | 0.38498 | 0.40006 | 0.39435 | 0.38314 | 45.8736 | 66.3382 | 73.7381 | 79.298
12 | 3 | 21 | 544.7562 | 556.5453 | 571.8179 | 584.8448 | 0 | 0 | 0 | 0 | 220.4384 | 199.1693 | 197.988 | 222.2475 | 0 | 0 | 0 | 0 | 227.652 | 215.0059 | 194.2989 | 176.2901 | 0 | 0 | 0 | 0 | 0 | 6.1492 | 7.5796 | 9.4 | 0 | 0 | 0 | 0 | 96.6657 | 136.2209 | 171.9514 | 176.9072 | 0.38362 | 0.39918 | 0.39347 | 0.3819 | 37.083 | 54.3766 | 67.6569 | 67.5603
12 | 3 | 22 | 513.351 | 524.6448 | 539.2021 | 551.5791 | 0 | 0 | 0 | 0 | 225.7998 | 193.1624 | 215.1221 | 198.7206 | 0 | 0 | 0 | 0 | 225.3249 | 212.8068 | 190.89 | 171.686 | 0 | 0 | 0 | 0 | 0 | 0 | 7.6268 | 3.129 | 0 | 0 | 0 | 0 | 62.2263 | 118.6755 | 125.5632 | 178.0435 | 0.37803 | 0.39555 | 0.3898 | 0.38045 | 23.5235 | 46.9422 | 48.9451 | 67.7373
12 | 3 | 23 | 467.2791 | 477.9516 | 491.6039 | 503.1886 | 0 | 0 | 0 | 0 | 227.0722 | 219.78 | 189.1675 | 195.6343 | 0 | 0 | 0 | 0 | 231.7141 | 217.253 | 193.6364 | 172.7619 | 0 | 0 | 0 | 0 | 0 | 7.8358 | 23.4322 | 0 | 0 | 0 | 0 | 0 | 8.4928 | 33.0827 | 85.3678 | 134.7924 | 0.36992 | 0.3904 | 0.38503 | 0.37684 | 3.1416 | 12.9156 | 32.8692 | 50.7958
12 | 3 | 24 | 418.8919 | 427.1392 | 437.8626 | 446.8336 | 0 | 0 | 0 | 0 | 168.8608 | 160.1528 | 165.846 | 181.3518 | 0 | 0 | 0 | 0 | 247.187 | 223.2738 | 198.9278 | 177.3152 | 0 | 0 | 0 | 0 | 0 | 0 | 7.6644 | 0 | 0 | 0 | 0 | 0 | 2.8441 | 43.7126 | 65.4244 | 88.1666 | 0.36541 | 0.38531 | 0.38012 | 0.36918 | 1.0393 | 16.843 | 24.8694 | 32.5495
12 | 4 | 1 | 386.817 | 392.6806 | 400.5644 | 406.9587 | 0 | 0 | 0 | 0 | 229.7385 | 183.7372 | 199.9207 | 153.9754 | 0 | 0 | 0 | 0 | 230.9349 | 215.2244 | 192.0674 | 171.4286 | 0 | 0 | 0 | 0 | 0 | 30.7458 | 13.3703 | 0.57109 | 0 | 0 | 0 | 0 | -73.8563 | -37.0268 | -4.794 | 80.9836 | 0.36727 | 0.38821 | 0.38242 | 0.37348 | -27.1255 | -14.374 | -1.8333 | 30.2458
12 | 4 | 2 | 368.5827 | 372.4589 | 378.0869 | 382.5153 | 0 | 0 | 0 | 0 | 201.8104 | 156.3449 | 145.0542 | 143.2916 | 0 | 0 | 0 | 0 | 228.7367 | 220.228 | 195.8821 | 174.0348 | 0 | 0 | 0 | 0 | 0 | 4.2016 | 2.9846 | 0 | 0 | 0 | 0 | 0 | -61.9644 | -8.3157 | 34.166 | 65.189 | 0.36484 | 0.38864 | 0.38295 | 0.37206 | -22.607 | -3.2318 | 13.0839 | 24.2539
12 | 4 | 3 | 359.6998 | 361.7355 | 365.3176 | 367.9684 | 0 | 0 | 0 | 0 | 168.3497 | 135.6228 | 128.247 | 122.8617 | 0 | 0 | 0 | 0 | 213.0239 | 204.958 | 181.7789 | 160.9716 | 0 | 0 | 0 | 0 | 0 | -0.69576 | -3.1116 | 5.2172 | 0 | 0 | 0 | 0 | -21.6739 | 21.8505 | 58.4033 | 78.9179 | 0.36527 | 0.38758 | 0.38231 | 0.37011 | -7.9168 | 8.4688 | 22.3282 | 29.2083
12 | 4 | 4 | 357.2541 | 357.9074 | 359.9542 | 361.2479 | 0 | 0 | 0 | 0 | 124.2001 | 143.2394 | 102.8769 | 111.6623 | 0 | 0 | 0 | 0 | 203.8589 | 194.9729 | 172.686 | 152.6806 | 0 | 0 | 0 | 0 | 0 | -1.0141 | -2.886 | -3.2645 | 0 | 0 | 0 | 0 | 29.1951 | 20.7092 | 87.2773 | 100.1694 | 0.36475 | 0.38634 | 0.38116 | 0.36859 | 10.649 | 8.0009 | 33.2664 | 36.9212
12 | 4 | 5 | 367.404 | 367.0575 | 368.0484 | 368.4038 | 0 | 0 | 0 | 0 | 155.4296 | 163.6996 | 159.9337 | 154.6812 | 0 | 0 | 0 | 0 | 199.9711 | 198.3669 | 175.8475 | 155.6076 | 0 | 0 | 0 | 0 | 0 | 23.3461 | 0 | 0 | 0 | 0 | 0 | 0 | 12.0033 | -18.3551 | 32.2672 | 58.1151 | 0.36472 | 0.38369 | 0.37873 | 0.36539 | 4.3778 | -7.0426 | 12.2206 | 21.2347
12 | 4 | 6 | 396.231 | 394.7643 | 394.6939 | 394.1482 | 0 | 0 | 0 | 0 | 201.0394 | 177.056 | 182.2689 | 166.57 | 0 | 0 | 0 | 0 | 194.9721 | 196.6379 | 174.5311 | 154.6427 | 0 | 0 | 0 | 0 | 0 | 2.4896 | 17.8189 | -7.5356 | 0 | 0 | 0 | 0 | 0.21949 | 18.5808 | 20.0751 | 80.4712 | 0.36467 | 0.38225 | 0.37475 | 0.36382 | 0.080042 | 7.1024 | 7.5231 | 29.2772
12 | 4 | 7 | 443.3422 | 442.1669 | 442.8269 | 443.1435 | 0 | 0 | 0 | 0 | 204.5286 | 179.0186 | 176.1882 | 142.5866 | 0 | 0 | 0 | 0 | 203.6804 | 196.8131 | 174.1991 | 153.7082 | 0 | 0 | 0 | 0 | 0 | 24.7448 | 11.3666 | 19.9525 | 0 | 0 | 0 | 0 | 35.1332 | 41.5904 | 81.0731 | 126.8963 | 0.36466 | 0.38514 | 0.37677 | 0.36382 | 12.8117 | 16.0183 | 30.5459 | 46.1677
12 | 4 | 8 | 474.3726 | 473.8875 | 475.8552 | 477.8036 | 0 | 0 | 0 | 0 | 171.7359 | 132.775 | 129.9287 | 99.1915 | 0 | 0 | 0 | 0 | 242.199 | 229.0362 | 220.19 | 212.1407 | 0 | 0 | 0 | 0 | 0 | -6.5017 | -4.3169 | -9.3191 | 0 | 0 | 0 | 0 | 60.4376 | 118.578 | 130.0533 | 175.7905 | 0.36774 | 0.38205 | 0.37719 | 0.38148 | 22.2255 | 45.3022 | 49.0552 | 67.0609
12 | 4 | 9 | 482.6807 | 482.9353 | 486.1573 | 489.6935 | 0 | 0 | 0 | 0 | 104.3997 | 109.1251 | 96.2292 | 87.0854 | 0 | 0 | 0 | 0 | 292.4135 | 290.7685 | 301.0584 | 310.1705 | 0 | 0 | 0 | 0 | 0 | -5.4834 | -1.2805 | 8.5944 | 0 | 0 | 0 | 0 | 85.8674 | 88.525 | 90.1503 | 83.8431 | 0.37162 | 0.36395 | 0.36521 | 0.3937 | 31.9097 | 32.2189 | 32.9237 | 33.0088
12 | 4 | 10 | 491.0504 | 491.2431 | 494.3823 | 497.7775 | 0 | 0 | 0 | 0 | 88.4148 | 90.0892 | 68.7739 | 86.7378 | 0 | 0 | 0 | 0 | 305.3033 | 317.6328 | 343.0674 | 365.9357 | 0 | 0 | 0 | 0 | 0 | -8.7097 | -24.478 | -33.3338 | 0 | 0 | 0 | 0 | 97.3322 | 92.2308 | 107.019 | 78.4377 | 0.37666 | 0.38397 | 0.38397 | 0 | 36.6616 | 35.4141 | 41.0926 | 0
12 | 4 | 11 | 498.3552 | 498.5635 | 501.4578 | 504.2775 | 0 | 0 | 0 | 0 | 83.1219 | 73.8357 | 67.9926 | 80.8135 | 0 | 0 | 0 | 0 | 322.6843 | 359.3185 | 391.0681 | 419.4761 | 0 | 0 | 0 | 0 | 0 | -30.2924 | -28.2 | -28.2 | 0 | 0 | 0 | 0 | 92.549 | 95.7017 | 70.5971 | 32.1879 | 0.38397 | 0.38397 | 0.38397 | 0 | 35.5365 | 36.7469 | 27.1075 | 0
12 | 4 | 12 | 499.9188 | 500.1856 | 502.9371 | 505.3707 | 0 | 0 | 0 | 0 | 75.2541 | 68.3331 | 62.2713 | 74.0235 | 0 | 0 | 0 | 0 | 340.7169 | 388.0099 | 423.3807 | 454.9547 | 0 | 0 | 0 | 0 | 0 | -29.6671 | -28.2 | -28.2 | 0 | 0 | 0 | 0 | 83.9478 | 73.5097 | 45.4851 | 4.5926 | 0.38397 | 0.38397 | 0.38397 | 0 | 32.2338 | 28.2257 | 17.4651 | 0
12 | 4 | 13 | 499.2004 | 500.5598 | 504.4339 | 507.7659 | 0 | 0 | 0 | 0 | 75.153 | 68.3501 | 66.7736 | 59.9959 | 0 | 0 | 0 | 0 | 339.7382 | 392.3154 | 427.0886 | 458.1405 | 0 | 0 | 0 | 0 | 0 | -29.6671 | -28.2 | -29.3635 | 0 | 0 | 0 | 0 | 84.3092 | 69.5614 | 38.7716 | 18.993 | 0.38397 | 0.38397 | 0.38397 | 0 | 32.3726 | 26.7097 | 14.8873 | 0
12 | 4 | 14 | 501.0367 | 503.1726 | 507.9394 | 512.094 | 0 | 0 | 0 | 0 | 75.0471 | 69.1494 | 68.2686 | 59.9959 | 0 | 0 | 0 | 0 | 336.1433 | 401.1055 | 432.3861 | 460.2066 | 0 | 0 | 0 | 0 | 0 | -29.6671 | -28.2 | -28.2 | 0 | 0 | 0 | 0 | 89.8463 | 62.5848 | 35.4846 | 20.0915 | 0.38397 | 0.38397 | 0.38397 | 0 | 34.4987 | 24.0309 | 13.6252 | 0
12 | 4 | 15 | 497.5654 | 500.4515 | 506.0043 | 510.8255 | 0 | 0 | 0 | 0 | 82.3451 | 62.5924 | 71.6312 | 59.9959 | 0 | 0 | 0 | 0 | 314.227 | 393.4561 | 415.7755 | 435.4408 | 0 | 0 | 0 | 0 | 0 | -16.2458 | -3.9845 | -24.2974 | 0 | 0 | 0 | 0 | 100.9933 | 60.6487 | 22.5821 | 39.6862 | 0.38397 | 0.38397 | 0.38397 | 0 | 38.7789 | 23.2875 | 8.671 | 0
12 | 4 | 16 | 494.8546 | 499.7722 | 507.5624 | 514.3758 | 0 | 0 | 0 | 0 | 130.4219 | 100.773 | 123.3702 | 140.1355 | 0 | 0 | 0 | 0 | 235.2808 | 288.3624 | 293.841 | 298.6954 | 0 | 0 | 0 | 0 | 0 | -1.4671 | -0.34478 | 4.2421 | 0 | 0 | 0 | 0 | 129.1518 | 112.1039 | 90.696 | 71.3028 | 0.37613 | 0.37654 | 0.3735 | 0.38586 | 48.5783 | 42.2116 | 33.8749 | 27.5132
12 | 4 | 17 | 512.192 | 518.369 | 527.569 | 535.5507 | 0 | 0 | 0 | 0 | 192.956 | 149.4682 | 146.0989 | 166.57 | 0 | 0 | 0 | 0 | 174.2526 | 183.8214 | 167.6636 | 153.2728 | 0 | 0 | 0 | 0 | 0 | 0.97821 | -1.9974 | 25.7461 | 0 | 0 | 0 | 0 | 144.9833 | 184.1012 | 215.8039 | 189.9618 | 0.36823 | 0.38625 | 0.38886 | 0.38905 | 53.3878 | 71.1084 | 83.9174 | 73.9054
12 | 4 | 18 | 570.9384 | 580.96 | 594.6283 | 606.4958 | 0 | 0 | 0 | 0 | 205.7828 | 181.7975 | 178.2543 | 172.8165 | 0 | 0 | 0 | 0 | 183.8976 | 182.2785 | 161.3793 | 142.7207 | 0 | 0 | 0 | 0 | 0 | -6.1525 | -2.7448 | 16.0502 | 0 | 0 | 0 | 0 | 181.258 | 223.0366 | 257.7396 | 274.9083 | 0.38392 | 0.39924 | 0.39333 | 0.38256 | 69.589 | 89.0449 | 101.3764 | 105.1689
12 | 4 | 19 | 581.2433 | 593.3655 | 609.3629 | 623.2462 | 0 | 0 | 0 | 0 | 214.2695 | 189.1947 | 185.5073 | 182.3871 | 0 | 0 | 0 | 0 | 167.8801 | 168.8342 | 149.7524 | 132.8982 | 0 | 0 | 0 | 0 | 0 | 15.5112 | 12.6673 | 35.0989 | 0 | 0 | 0 | 0 | 199.0937 | 219.8255 | 261.4359 | 272.862 | 0.38563 | 0.40066 | 0.39478 | 0.38374 | 76.7764 | 88.0758 | 103.209 | 104.7093
12 | 4 | 20 | 570.3084 | 582.6563 | 598.7645 | 612.6443 | 0 | 0 | 0 | 0 | 216.4708 | 188.2891 | 200.8762 | 209.2725 | 0 | 0 | 0 | 0 | 148.6339 | 155.8023 | 138.9697 | 124.294 | 0 | 0 | 0 | 0 | 0 | 6.1694 | 7.5211 | 9.4 | 0 | 0 | 0 | 0 | 205.2037 | 232.3954 | 251.3976 | 269.6779 | 0.38498 | 0.40006 | 0.39435 | 0.38314 | 79.0002 | 92.9723 | 99.1391 | 103.3257
12 | 4 | 21 | 552.8421 | 564.8935 | 580.4881 | 593.7923 | 0 | 0 | 0 | 0 | 220.4384 | 199.1693 | 197.988 | 222.2475 | 0 | 0 | 0 | 0 | 143.2171 | 153.0269 | 136.8219 | 122.7585 | 0 | 0 | 0 | 0 | 0 | 6.1492 | 7.5796 | 9.4 | 0 | 0 | 0 | 0 | 189.1866 | 206.5481 | 238.0985 | 239.3864 | 0.38362 | 0.39918 | 0.39347 | 0.3819 | 72.5759 | 82.4497 | 93.6835 | 91.4209
12 | 4 | 22 | 515.8635 | 527.2387 | 541.8961 | 554.3593 | 0 | 0 | 0 | 0 | 225.7998 | 193.1624 | 215.1221 | 198.7206 | 0 | 0 | 0 | 0 | 144.2878 | 157.3031 | 140.9642 | 126.7782 | 0 | 0 | 0 | 0 | 0 | 0 | 7.6268 | 3.129 | 0 | 0 | 0 | 0 | 145.7759 | 176.7732 | 178.183 | 225.7315 | 0.37803 | 0.39555 | 0.3898 | 0.38045 | 55.1079 | 69.9227 | 69.4565 | 85.8803
12 | 4 | 23 | 464.4835 | 475.0653 | 488.6064 | 500.0951 | 0 | 0 | 0 | 0 | 227.0722 | 219.78 | 189.1675 | 195.6343 | 0 | 0 | 0 | 0 | 145.1751 | 164.2762 | 147.8144 | 133.5249 | 0 | 0 | 0 | 0 | 0 | 7.8358 | 23.4322 | 0 | 0 | 0 | 0 | 0 | 92.2362 | 83.1733 | 128.1922 | 170.9359 | 0.36992 | 0.3904 | 0.38503 | 0.37684 | 34.1196 | 32.4711 | 49.3579 | 64.4162
12 | 4 | 24 | 413.4423 | 421.5129 | 432.0192 | 440.8033 | 0 | 0 | 0 | 0 | 168.8608 | 160.1528 | 165.846 | 181.3518 | 0 | 0 | 0 | 0 | 151.2849 | 164.8181 | 147.6123 | 132.6265 | 0 | 0 | 0 | 0 | 0 | 0 | 7.6644 | 0 | 0 | 0 | 0 | 0 | 93.2966 | 96.542 | 110.8965 | 126.825 | 0.36541 | 0.38531 | 0.38012 | 0.36918 | 34.0915 | 37.1988 | 42.1544 | 46.8214
12 | 5 | 1 | 379.7927 | 385.4285 | 393.0326 | 399.1859 | 0 | 0 | 0 | 0 | 229.7385 | 183.7372 | 199.9207 | 153.9754 | 0 | 0 | 0 | 0 | 156.9076 | 161.9475 | 144.0734 | 128.4493 | 0 | 0 | 0 | 0 | 0 | 30.7458 | 13.3703 | 0.57109 | 0 | 0 | 0 | 0 | -6.8534 | 8.9979 | 35.6682 | 116.19 | 0.36727 | 0.38821 | 0.38242 | 0.37348 | -2.5171 | 3.493 | 13.6404 | 43.3947
12 | 5 | 2 | 362.1423 | 365.8096 | 371.1811 | 375.3886 | 0 | 0 | 0 | 0 | 201.8104 | 156.3449 | 145.0542 | 143.2916 | 0 | 0 | 0 | 0 | 151.7815 | 166.5939 | 149.3706 | 134.335 | 0 | 0 | 0 | 0 | 0 | 4.2016 | 2.9846 | 0 | 0 | 0 | 0 | 0 | 8.5504 | 38.6691 | 73.7717 | 97.762 | 0.36484 | 0.38864 | 0.38295 | 0.37206 | 3.1195 | 15.0282 | 28.251 | 36.3729
12 | 5 | 3 | 352.3747 | 354.1729 | 357.4633 | 359.8627 | 0 | 0 | 0 | 0 | 168.3497 | 135.6228 | 128.247 | 122.8617 | 0 | 0 | 0 | 0 | 139.8579 | 167.3924 | 151.5748 | 137.8908 | 0 | 0 | 0 | 0 | 0 | -0.69576 | -3.1116 | 5.2172 | 0 | 0 | 0 | 0 | 44.167 | 51.8535 | 80.753 | 93.893 | 0.36527 | 0.38758 | 0.38231 | 0.37011 | 16.1328 | 20.0975 | 30.8728 | 34.7507
12 | 5 | 4 | 350.0705 | 350.4909 | 352.2517 | 353.2988 | 0 | 0 | 0 | 0 | 124.2001 | 143.2394 | 102.8769 | 111.6623 | 0 | 0 | 0 | 0 | 137.508 | 135.7781 | 120.1996 | 106.7759 | 0 | 0 | 0 | 0 | 0 | -1.0141 | -2.886 | -3.2645 | 0 | 0 | 0 | 0 | 88.3624 | 72.4875 | 132.0612 | 138.1251 | 0.36475 | 0.38634 | 0.38116 | 0.36859 | 32.2304 | 28.0051 | 50.3361 | 50.9112
12 | 5 | 5 | 359.4242 | 358.819 | 359.4921 | 359.5737 | 0 | 0 | 0 | 0 | 155.4296 | 163.6996 | 159.9337 | 154.6812 | 0 | 0 | 0 | 0 | 133.4155 | 117.6021 | 102.515 | 89.5566 | 0 | 0 | 0 | 0 | 0 | 23.3461 | 0 | 0 | 0 | 0 | 0 | 0 | 70.5791 | 54.1712 | 97.0433 | 115.3359 | 0.36472 | 0.38369 | 0.37873 | 0.36539 | 25.7416 | 20.7848 | 36.7533 | 42.1426
12 | 5 | 6 | 388.0212 | 386.2883 | 385.891 | 385.0636 | 0 | 0 | 0 | 0 | 201.0394 | 177.056 | 182.2689 | 166.57 | 0 | 0 | 0 | 0 | 133.2533 | 120.9956 | 105.9389 | 93.0007 | 0 | 0 | 0 | 0 | 0 | 2.4896 | 17.8189 | -7.5356 | 0 | 0 | 0 | 0 | 53.7284 | 85.7471 | 79.8644 | 133.0285 | 0.36467 | 0.38225 | 0.37475 | 0.36382 | 19.5932 | 32.7765 | 29.9289 | 48.3987
12 | 5 | 7 | 432.2837 | 430.7498 | 430.9695 | 430.9066 | 0 | 0 | 0 | 0 | 204.5286 | 179.0186 | 176.1882 | 142.5866 | 0 | 0 | 0 | 0 | 143.7334 | 123.8032 | 107.7594 | 93.7689 | 0 | 0 | 0 | 0 | 0 | 24.7448 | 11.3666 | 19.9525 | 0 | 0 | 0 | 0 | 84.0217 | 103.1832 | 135.6554 | 174.5987 | 0.36466 | 0.38514 | 0.37677 | 0.36382 | 30.6395 | 39.7404 | 51.1109 | 63.5229
12 | 5 | 8 | 462.801 | 461.9407 | 463.4476 | 464.9989 | 0 | 0 | 0 | 0 | 171.7359 | 132.775 | 129.9287 | 99.1915 | 0 | 0 | 0 | 0 | 177.5689 | 158.5313 | 151.453 | 145.5123 | 0 | 0 | 0 | 0 | 0 | -6.5017 | -4.3169 | -9.3191 | 0 | 0 | 0 | 0 | 113.4962 | 177.1361 | 186.3827 | 229.6143 | 0.36774 | 0.38205 | 0.37719 | 0.38148 | 41.7373 | 67.6741 | 70.3023 | 87.5937
12 | 5 | 9 | 477.408 | 477.4916 | 480.5037 | 483.8589 | 0 | 0 | 0 | 0 | 104.3997 | 109.1251 | 96.2292 | 87.0854 | 0 | 0 | 0 | 0 | 221.1739 | 230.1304 | 238.6271 | 246.5921 | 0 | 0 | 0 | 0 | 0 | -5.4834 | -1.2805 | 8.5944 | 0 | 0 | 0 | 0 | 151.8343 | 143.7195 | 146.928 | 141.587 | 0.37162 | 0.36395 | 0.36521 | 0.3937 | 56.424 | 52.3071 | 53.6594 | 55.7424
12 | 5 | 10 | 488.184 | 488.2838 | 491.3089 | 494.6057 | 0 | 0 | 0 | 0 | 88.4148 | 90.0892 | 68.7739 | 86.7378 | 0 | 0 | 0 | 0 | 235.1229 | 265.0635 | 290.3119 | 313.3906 | 0 | 0 | 0 | 0 | 0 | -8.7097 | -24.478 | -33.3338 | 0 | 0 | 0 | 0 | 164.6463 | 141.8408 | 156.701 | 127.8111 | 0.37666 | 0.38397 | 0.38397 | 0 | 62.0165 | 54.463 | 60.1692 | 0
12 | 5 | 11 | 495.8073 | 495.933 | 498.7258 | 501.4581 | 0 | 0 | 0 | 0 | 83.1219 | 73.8357 | 67.9926 | 80.8135 | 0 | 0 | 0 | 0 | 248.238 | 319.3491 | 361.6211 | 399.9968 | 0 | 0 | 0 | 0 | 0 | -30.2924 | -28.2 | -28.2 | 0 | 0 | 0 | 0 | 164.4475 | 133.0406 | 97.3122 | 48.8478 | 0.38397 | 0.38397 | 0.38397 | 0 | 63.1437 | 51.084 | 37.3654 | 0
12 | 5 | 12 | 498.8395 | 499.0713 | 501.7798 | 504.1764 | 0 | 0 | 0 | 0 | 75.2541 | 68.3331 | 62.2713 | 74.0235 | 0 | 0 | 0 | 0 | 258.2569 | 345.8596 | 396.6067 | 442.6015 | 0 | 0 | 0 | 0 | 0 | -29.6671 | -28.2 | -28.2 | 0 | 0 | 0 | 0 | 165.3285 | 114.5457 | 71.1019 | 15.7515 | 0.38397 | 0.38397 | 0.38397 | 0 | 63.482 | 43.9825 | 27.3013 | 0
12 | 5 | 13 | 498.5634 | 499.9022 | 503.7509 | 507.0611 | 0 | 0 | 0 | 0 | 75.153 | 68.3501 | 66.7736 | 59.9959 | 0 | 0 | 0 | 0 | 255.2763 | 350.7582 | 404.3733 | 452.9613 | 0 | 0 | 0 | 0 | 0 | -29.6671 | -28.2 | -29.3635 | 0 | 0 | 0 | 0 | 168.1342 | 110.461 | 60.804 | 23.4673 | 0.38397 | 0.38397 | 0.38397 | 0 | 64.5593 | 42.414 | 23.3472 | 0
12 | 5 | 14 | 501.1075 | 503.2457 | 508.0152 | 512.1723 | 0 | 0 | 0 | 0 | 75.0471 | 69.1494 | 68.2686 | 59.9959 | 0 | 0 | 0 | 0 | 244.9222 | 325.1093 | 374.9474 | 420.122 | 0 | 0 | 0 | 0 | 0 | -29.6671 | -28.2 | -28.2 | 0 | 0 | 0 | 0 | 181.1382 | 138.6541 | 92.9993 | 60.2544 | 0.38397 | 0.38397 | 0.38397 | 0 | 69.5525 | 53.2394 | 35.7094 | 0
12 | 5 | 15 | 497.1231 | 499.9948 | 505.53 | 510.3361 | 0 | 0 | 0 | 0 | 82.3451 | 62.5924 | 71.6312 | 59.9959 | 0 | 0 | 0 | 0 | 209.7195 | 255.8195 | 298.0558 | 336.61 | 0 | 0 | 0 | 0 | 0 | -16.2458 | -3.9845 | -24.2974 | 0 | 0 | 0 | 0 | 205.0585 | 197.8286 | 139.8275 | 138.0276 | 0.38397 | 0.38397 | 0.38397 | 0 | 78.7373 | 75.9608 | 53.6902 | 0
12 | 5 | 16 | 489.4934 | 494.2372 | 501.814 | 508.4434 | 0 | 0 | 0 | 0 | 130.4219 | 100.773 | 123.3702 | 140.1355 | 0 | 0 | 0 | 0 | 153.1467 | 155.6822 | 180.4376 | 203.6091 | 0 | 0 | 0 | 0 | 0 | -1.4671 | -0.34478 | 4.2421 | 0 | 0 | 0 | 0 | 205.9248 | 239.2492 | 198.3509 | 160.4566 | 0.37613 | 0.37654 | 0.3735 | 0.38586 | 77.4551 | 90.0868 | 74.0839 | 61.9146
12 | 5 | 17 | 505.8577 | 511.8293 | 520.7771 | 528.5414 | 0 | 0 | 0 | 0 | 192.956 | 149.4682 | 146.0989 | 166.57 | 0 | 0 | 0 | 0 | 86.4669 | 49.0741 | 51.3889 | 54.5317 | 0 | 0 | 0 | 0 | 0 | 0.97821 | -1.9974 | 25.7461 | 0 | 0 | 0 | 0 | 226.4347 | 312.3089 | 325.2867 | 281.6937 | 0.36823 | 0.38625 | 0.38886 | 0.38905 | 83.381 | 120.6282 | 126.4908 | 109.594
12 | 5 | 18 | 565.5595 | 575.4068 | 588.8609 | 600.5438 | 0 | 0 | 0 | 0 | 205.7828 | 181.7975 | 178.2543 | 172.8165 | 0 | 0 | 0 | 0 | 80.7204 | 37.2907 | 36.3436 | 36.5006 | 0 | 0 | 0 | 0 | 0 | -6.1525 | -2.7448 | 16.0502 | 0 | 0 | 0 | 0 | 279.0563 | 362.471 | 377.0079 | 375.1764 | 0.38392 | 0.39924 | 0.39333 | 0.38256 | 107.136 | 144.7126 | 148.2881 | 143.5275
12 | 5 | 19 | 574.2367 | 586.1317 | 601.85 | 615.4929 | 0 | 0 | 0 | 0 | 214.2695 | 189.1947 | 185.5073 | 182.3871 | 0 | 0 | 0 | 0 | 83.6013 | 41.1011 | 39.4915 | 39.0135 | 0 | 0 | 0 | 0 | 0 | 15.5112 | 12.6673 | 35.0989 | 0 | 0 | 0 | 0 | 276.3658 | 340.3247 | 364.184 | 358.9934 | 0.38563 | 0.40066 | 0.39478 | 0.38374 | 106.5748 | 136.3554 | 143.7716 | 137.7618
12 | 5 | 20 | 566.2389 | 578.4548 | 594.401 | 608.1411 | 0 | 0 | 0 | 0 | 216.4708 | 188.2891 | 200.8762 | 209.2725 | 0 | 0 | 0 | 0 | 89.3914 | 53.7028 | 52.4762 | 52.3774 | 0 | 0 | 0 | 0 | 0 | 6.1694 | 7.5211 | 9.4 | 0 | 0 | 0 | 0 | 260.3767 | 330.2935 | 333.5275 | 337.0912 | 0.38498 | 0.40006 | 0.39435 | 0.38314 | 100.2409 | 132.1374 | 131.5272 | 129.1548
12 | 5 | 21 | 548.8257 | 560.7468 | 576.1814 | 589.3479 | 0 | 0 | 0 | 0 | 220.4384 | 199.1693 | 197.988 | 222.2475 | 0 | 0 | 0 | 0 | 97.5374 | 67.7448 | 68.0743 | 69.4714 | 0 | 0 | 0 | 0 | 0 | 6.1492 | 7.5796 | 9.4 | 0 | 0 | 0 | 0 | 230.8498 | 287.6836 | 302.5395 | 288.229 | 0.38362 | 0.39918 | 0.39347 | 0.3819 | 88.5588 | 114.8373 | 119.0388 | 110.0737
12 | 5 | 22 | 519.1368 | 530.6182 | 545.4059 | 557.9814 | 0 | 0 | 0 | 0 | 225.7998 | 193.1624 | 215.1221 | 198.7206 | 0 | 0 | 0 | 0 | 99.9166 | 78.2102 | 79.5251 | 81.8515 | 0 | 0 | 0 | 0 | 0 | 0 | 7.6268 | 3.129 | 0 | 0 | 0 | 0 | 193.4204 | 259.2455 | 243.1319 | 274.2803 | 0.37803 | 0.39555 | 0.3898 | 0.38045 | 73.1191 | 102.5447 | 94.7739 | 104.3509
12 | 5 | 23 | 461.1748 | 471.6493 | 485.0586 | 496.4338 | 0 | 0 | 0 | 0 | 227.0722 | 219.78 | 189.1675 | 195.6343 | 0 | 0 | 0 | 0 | 98.4761 | 85.5992 | 87.5351 | 90.4192 | 0 | 0 | 0 | 0 | 0 | 7.8358 | 23.4322 | 0 | 0 | 0 | 0 | 0 | 135.6265 | 158.4343 | 184.9237 | 210.3803 | 0.36992 | 0.3904 | 0.38503 | 0.37684 | 50.1703 | 61.8532 | 71.2012 | 79.2807
12 | 5 | 24 | 414.3801 | 422.4811 | 433.0248 | 441.841 | 0 | 0 | 0 | 0 | 168.8608 | 160.1528 | 165.846 | 181.3518 | 0 | 0 | 0 | 0 | 89.3516 | 91.2337 | 93.1121 | 95.9112 | 0 | 0 | 0 | 0 | 0 | 0 | 7.6644 | 0 | 0 | 0 | 0 | 0 | 156.1677 | 171.0946 | 166.4023 | 164.578 | 0.36541 | 0.38531 | 0.38012 | 0.36918 | 57.0652 | 65.9247 | 63.2534 | 60.7592
12 | 6 | 1 | 382.4113 | 388.132 | 395.8405 | 402.0835 | 0 | 0 | 0 | 0 | 229.7385 | 183.7372 | 199.9207 | 153.9754 | 0 | 0 | 0 | 0 | 80.3255 | 94.5415 | 95.6147 | 97.6248 | 0 | 0 | 0 | 0 | 0 | 30.7458 | 13.3703 | 0.57109 | 0 | 0 | 0 | 0 | 72.3473 | 79.1075 | 86.9347 | 149.9123 | 0.36727 | 0.38821 | 0.38242 | 0.37348 | 26.5713 | 30.71 | 33.2459 | 55.9893
12 | 6 | 2 | 365.5925 | 369.3717 | 374.8806 | 379.2065 | 0 | 0 | 0 | 0 | 201.8104 | 156.3449 | 145.0542 | 143.2916 | 0 | 0 | 0 | 0 | 71.6135 | 102.2369 | 101.3065 | 101.3775 | 0 | 0 | 0 | 0 | 0 | 4.2016 | 2.9846 | 0 | 0 | 0 | 0 | 0 | 92.1686 | 106.5883 | 125.5353 | 134.5374 | 0.36484 | 0.38864 | 0.38295 | 0.37206 | 33.6267 | 41.424 | 48.074 | 50.0554
12 | 6 | 3 | 355.6833 | 357.5889 | 361.011 | 363.524 | 0 | 0 | 0 | 0 | 168.3497 | 135.6228 | 128.247 | 122.8617 | 0 | 0 | 0 | 0 | 68.7086 | 106.055 | 104.871 | 104.6916 | 0 | 0 | 0 | 0 | 0 | -0.69576 | -3.1116 | 5.2172 | 0 | 0 | 0 | 0 | 118.625 | 116.6068 | 131.0046 | 130.7535 | 0.36527 | 0.38758 | 0.38231 | 0.37011 | 43.3299 | 45.1947 | 50.0845 | 48.3931
12 | 6 | 4 | 353.22 | 353.7425 | 355.6286 | 356.7839 | 0 | 0 | 0 | 0 | 124.2001 | 143.2394 | 102.8769 | 111.6623 | 0 | 0 | 0 | 0 | 67.9261 | 105.9265 | 104.4878 | 104.0611 | 0 | 0 | 0 | 0 | 0 | -1.0141 | -2.886 | -3.2645 | 0 | 0 | 0 | 0 | 161.0938 | 105.5907 | 151.1499 | 144.3249 | 0.36475 | 0.38634 | 0.38116 | 0.36859 | 58.7593 | 40.7943 | 57.6119 | 53.1964
12 | 6 | 5 | 362.6444 | 362.1436 | 362.945 | 363.1371 | 0 | 0 | 0 | 0 | 155.4296 | 163.6996 | 159.9337 | 154.6812 | 0 | 0 | 0 | 0 | 69.8511 | 112.003 | 109.8721 | 108.7839 | 0 | 0 | 0 | 0 | 0 | 23.3461 | 0 | 0 | 0 | 0 | 0 | 0 | 137.3637 | 63.0949 | 93.1392 | 99.672 | 0.36472 | 0.38369 | 0.37873 | 0.36539 | 50.0992 | 24.2087 | 35.2747 | 36.4192
12 | 6 | 6 | 391.7722 | 390.161 | 389.913 | 389.2143 | 0 | 0 | 0 | 0 | 201.0394 | 177.056 | 182.2689 | 166.57 | 0 | 0 | 0 | 0 | 89.4278 | 122.2973 | 121.7801 | 122.2636 | 0 | 0 | 0 | 0 | 0 | 2.4896 | 17.8189 | -7.5356 | 0 | 0 | 0 | 0 | 101.305 | 88.318 | 68.0452 | 107.9163 | 0.36467 | 0.38225 | 0.37475 | 0.36382 | 36.943 | 33.7592 | 25.4997 | 39.2624
12 | 6 | 7 | 437.6095 | 436.2482 | 436.68 | 436.7999 | 0 | 0 | 0 | 0 | 204.5286 | 179.0186 | 176.1882 | 142.5866 | 0 | 0 | 0 | 0 | 107.832 | 136.0327 | 135.3701 | 135.7299 | 0 | 0 | 0 | 0 | 0 | 24.7448 | 11.3666 | 19.9525 | 0 | 0 | 0 | 0 | 125.2489 | 96.4521 | 113.7552 | 138.531 | 0.36466 | 0.38514 | 0.37677 | 0.36382 | 45.6735 | 37.148 | 42.8596 | 50.4007
12 | 6 | 8 | 472.904 | 472.3713 | 474.2805 | 476.1785 | 0 | 0 | 0 | 0 | 171.7359 | 132.775 | 129.9287 | 99.1915 | 0 | 0 | 0 | 0 | 143.0817 | 163.1004 | 165.2612 | 168.1792 | 0 | 0 | 0 | 0 | 0 | -6.5017 | -4.3169 | -9.3191 | 0 | 0 | 0 | 0 | 158.0864 | 182.9976 | 183.4075 | 218.127 | 0.36774 | 0.38205 | 0.37719 | 0.38148 | 58.135 | 69.9135 | 69.18 | 83.2115
12 | 6 | 9 | 485.317 | 485.6571 | 488.9841 | 492.6107 | 0 | 0 | 0 | 0 | 104.3997 | 109.1251 | 96.2292 | 87.0854 | 0 | 0 | 0 | 0 | 172.7501 | 200.5337 | 213.0039 | 225.3244 | 0 | 0 | 0 | 0 | 0 | -5.4834 | -1.2805 | 8.5944 | 0 | 0 | 0 | 0 | 208.1672 | 181.4817 | 181.0316 | 171.6066 | 0.37162 | 0.36395 | 0.36521 | 0.3937 | 77.3582 | 66.0508 | 66.1144 | 67.561
12 | 6 | 10 | 494.1644 | 494.4582 | 497.7214 | 501.2234 | 0 | 0 | 0 | 0 | 88.4148 | 90.0892 | 68.7739 | 86.7378 | 0 | 0 | 0 | 0 | 182.1375 | 222.4888 | 244.1311 | 264.7464 | 0 | 0 | 0 | 0 | 0 | -8.7097 | -24.478 | -33.3338 | 0 | 0 | 0 | 0 | 223.612 | 190.5899 | 209.2944 | 183.073 | 0.37666 | 0.38397 | 0.38397 | 0 | 84.2268 | 73.1813 | 80.3637 | 0
12 | 6 | 11 | 501.8939 | 502.217 | 505.2522 | 508.1933 | 0 | 0 | 0 | 0 | 83.1219 | 73.8357 | 67.9926 | 80.8135 | 0 | 0 | 0 | 0 | 182.1162 | 232.6547 | 265.0729 | 295.5946 | 0 | 0 | 0 | 0 | 0 | -30.2924 | -28.2 | -28.2 | 0 | 0 | 0 | 0 | 236.6559 | 226.019 | 200.3866 | 159.9852 | 0.38397 | 0.38397 | 0.38397 | 0 | 90.8699 | 86.7852 | 76.9434 | 0
12 | 6 | 12 | 502.9444 | 503.3093 | 506.1813 | 508.7187 | 0 | 0 | 0 | 0 | 75.2541 | 68.3331 | 62.2713 | 74.0235 | 0 | 0 | 0 | 0 | 191.9683 | 230.7773 | 261.7747 | 291.0063 | 0 | 0 | 0 | 0 | 0 | -29.6671 | -28.2 | -28.2 | 0 | 0 | 0 | 0 | 235.722 | 233.8661 | 210.3353 | 171.889 | 0.38397 | 0.38397 | 0.38397 | 0 | 90.5113 | 89.7982 | 80.7634 | 0
12 | 6 | 13 | 499.8728 | 501.2539 | 505.1548 | 508.5099 | 0 | 0 | 0 | 0 | 75.153 | 68.3501 | 66.7736 | 59.9959 | 0 | 0 | 0 | 0 | 214.1123 | 246.7597 | 284.2926 | 319.5938 | 0 | 0 | 0 | 0 | 0 | -29.6671 | -28.2 | -29.3635 | 0 | 0 | 0 | 0 | 210.6074 | 215.8112 | 182.2886 | 158.2837 | 0.38397 | 0.38397 | 0.38397 | 0 | 80.8679 | 82.8657 | 69.9942 | 0
12 | 6 | 14 | 501.2137 | 503.3553 | 508.1291 | 512.2897 | 0 | 0 | 0 | 0 | 75.0471 | 69.1494 | 68.2686 | 59.9959 | 0 | 0 | 0 | 0 | 235.0129 | 244.5622 | 278.4982 | 310.7731 | 0 | 0 | 0 | 0 | 0 | -29.6671 | -28.2 | -28.2 | 0 | 0 | 0 | 0 | 191.1536 | 219.3108 | 189.5623 | 169.7208 | 0.38397 | 0.38397 | 0.38397 | 0 | 73.3982 | 84.2094 | 72.7871 | 0
12 | 6 | 15 | 493.549 | 496.3048 | 501.6977 | 506.3811 | 0 | 0 | 0 | 0 | 82.3451 | 62.5924 | 71.6312 | 59.9959 | 0 | 0 | 0 | 0 | 250.4364 | 223.0692 | 251.0274 | 278.1829 | 0 | 0 | 0 | 0 | 0 | -16.2458 | -3.9845 | -24.2974 | 0 | 0 | 0 | 0 | 160.7675 | 226.889 | 183.0236 | 192.4997 | 0.38397 | 0.38397 | 0.38397 | 0 | 61.7307 | 87.1192 | 70.2764 | 0
12 | 6 | 16 | 498.6941 | 503.7362 | 511.6793 | 518.6244 | 0 | 0 | 0 | 0 | 130.4219 | 100.773 | 123.3702 | 140.1355 | 0 | 0 | 0 | 0 | 245.8041 | 194.5811 | 212.4014 | 230.3759 | 0 | 0 | 0 | 0 | 0 | -1.4671 | -0.34478 | 4.2421 | 0 | 0 | 0 | 0 | 122.4681 | 209.8492 | 176.2524 | 143.8709 | 0.37613 | 0.37654 | 0.3735 | 0.38586 | 46.0643 | 79.0166 | 65.8302 | 55.5147
12 | 6 | 17 | 524.8075 | 531.3936 | 541.0959 | 549.5105 | 0 | 0 | 0 | 0 | 192.956 | 149.4682 | 146.0989 | 166.57 | 0 | 0 | 0 | 0 | 217.0192 | 161.8659 | 166.65 | 172.8096 | 0 | 0 | 0 | 0 | 0 | 0.97821 | -1.9974 | 25.7461 | 0 | 0 | 0 | 0 | 114.8322 | 219.0813 | 230.3444 | 184.3847 | 0.36823 | 0.38625 | 0.38886 | 0.38905 | 42.2851 | 84.6194 | 89.5716 | 71.7356
12 | 6 | 18 | 575.2556 | 585.4173 | 599.2575 | 611.273 | 0 | 0 | 0 | 0 | 205.7828 | 181.7975 | 178.2543 | 172.8165 | 0 | 0 | 0 | 0 | 206.9842 | 161.424 | 164.1965 | 168.4615 | 0 | 0 | 0 | 0 | 0 | -6.1525 | -2.7448 | 16.0502 | 0 | 0 | 0 | 0 | 162.4886 | 248.3483 | 259.5515 | 253.9448 | 0.38392 | 0.39924 | 0.39333 | 0.38256 | 62.383 | 99.1504 | 102.0891 | 97.1491
12 | 6 | 19 | 584.9944 | 597.2382 | 613.3849 | 627.3969 | 0 | 0 | 0 | 0 | 214.2695 | 189.1947 | 185.5073 | 182.3871 | 0 | 0 | 0 | 0 | 190.9541 | 154.9685 | 158.4006 | 163.2388 | 0 | 0 | 0 | 0 | 0 | 15.5112 | 12.6673 | 35.0989 | 0 | 0 | 0 | 0 | 179.7708 | 237.5638 | 256.8097 | 246.6722 | 0.38563 | 0.40066 | 0.39478 | 0.38374 | 69.3249 | 95.1829 | 101.3826 | 94.6591
12 | 6 | 20 | 574.2718 | 586.7481 | 603.0142 | 617.03 | 0 | 0 | 0 | 0 | 216.4708 | 188.2891 | 200.8762 | 209.2725 | 0 | 0 | 0 | 0 | 189.4882 | 142.9027 | 150.186 | 158.655 | 0 | 0 | 0 | 0 | 0 | 6.1694 | 7.5211 | 9.4 | 0 | 0 | 0 | 0 | 168.3128 | 249.387 | 244.431 | 239.7025 | 0.38498 | 0.40006 | 0.39435 | 0.38314 | 64.7978 | 99.7699 | 96.3918 | 91.8408
12 | 6 | 21 | 556.8409 | 569.0219 | 584.7757 | 598.2172 | 0 | 0 | 0 | 0 | 220.4384 | 199.1693 | 197.988 | 222.2475 | 0 | 0 | 0 | 0 | 179.8111 | 135.3528 | 144.9612 | 155.5503 | 0 | 0 | 0 | 0 | 0 | 6.1492 | 7.5796 | 9.4 | 0 | 0 | 0 | 0 | 156.5914 | 228.3506 | 234.2469 | 211.0194 | 0.38362 | 0.39918 | 0.39347 | 0.3819 | 60.0717 | 91.1528 | 92.168 | 80.5876
12 | 6 | 22 | 524.1617 | 535.8061 | 550.7939 | 563.5418 | 0 | 0 | 0 | 0 | 225.7998 | 193.1624 | 215.1221 | 198.7206 | 0 | 0 | 0 | 0 | 182.4005 | 132.0843 | 144.9865 | 158.6324 | 0 | 0 | 0 | 0 | 0 | 0 | 7.6268 | 3.129 | 0 | 0 | 0 | 0 | 115.9615 | 210.5594 | 183.0586 | 203.0598 | 0.37803 | 0.39555 | 0.3898 | 0.38045 | 43.8371 | 83.2869 | 71.357 | 77.2548
12 | 6 | 23 | 468.6769 | 479.3947 | 493.1027 | 504.7353 | 0 | 0 | 0 | 0 | 227.0722 | 219.78 | 189.1675 | 195.6343 | 0 | 0 | 0 | 0 | 158.6657 | 123.3154 | 134.3481 | 146.0859 | 0 | 0 | 0 | 0 | 0 | 7.8358 | 23.4322 | 0 | 0 | 0 | 0 | 0 | 82.939 | 128.4635 | 146.1548 | 163.0151 | 0.36992 | 0.3904 | 0.38503 | 0.37684 | 30.6804 | 50.1525 | 56.274 | 61.4313
12 | 6 | 24 | 420.1659 | 428.4545 | 439.2286 | 448.2433 | 0 | 0 | 0 | 0 | 168.8608 | 160.1528 | 165.846 | 181.3518 | 0 | 0 | 0 | 0 | 162.3989 | 125.0027 | 135.7233 | 147.1396 | 0 | 0 | 0 | 0 | 0 | 0 | 7.6644 | 0 | 0 | 0 | 0 | 0 | 88.9062 | 143.299 | 129.9949 | 119.7519 | 0.36541 | 0.38531 | 0.38012 | 0.36918 | 32.4872 | 55.2148 | 49.4141 | 44.2102
12 | 7 | 1 | 386.9232 | 392.7902 | 400.6783 | 407.0762 | 0 | 0 | 0 | 0 | 229.7385 | 183.7372 | 199.9207 | 153.9754 | 0 | 0 | 0 | 0 | 183.9936 | 133.439 | 144.6973 | 156.6769 | 0 | 0 | 0 | 0 | 0 | 30.7458 | 13.3703 | 0.57109 | 0 | 0 | 0 | 0 | -26.8089 | 44.8682 | 42.6899 | 95.8528 | 0.36727 | 0.38821 | 0.38242 | 0.37348 | -9.8462 | 17.4181 | 16.3257 | 35.7991
12 | 7 | 2 | 368.3704 | 372.2397 | 377.8592 | 382.2804 | 0 | 0 | 0 | 0 | 201.8104 | 156.3449 | 145.0542 | 143.2916 | 0 | 0 | 0 | 0 | 202.7009 | 146.4254 | 155.9886 | 166.4511 | 0 | 0 | 0 | 0 | 0 | 4.2016 | 2.9846 | 0 | 0 | 0 | 0 | 0 | -36.141 | 65.2678 | 73.8318 | 72.5377 | 0.36484 | 0.38864 | 0.38295 | 0.37206 | -13.1856 | 25.3654 | 28.274 | 26.9881
12 | 7 | 3 | 358.2312 | 360.2194 | 363.743 | 366.3434 | 0 | 0 | 0 | 0 | 168.3497 | 135.6228 | 128.247 | 122.8617 | 0 | 0 | 0 | 0 | 235.5903 | 160.2049 | 168.4229 | 177.7764 | 0 | 0 | 0 | 0 | 0 | -0.69576 | -3.1116 | 5.2172 | 0 | 0 | 0 | 0 | -45.7088 | 65.0874 | 70.1846 | 60.4881 | 0.36527 | 0.38758 | 0.38231 | 0.37011 | -16.6959 | 25.2267 | 26.8324 | 22.3872
12 | 7 | 4 | 355.6971 | 356.2999 | 358.2847 | 359.5249 | 0 | 0 | 0 | 0 | 124.2001 | 143.2394 | 102.8769 | 111.6623 | 0 | 0 | 0 | 0 | 266.44 | 173.8187 | 179.9206 | 187.4797 | 0 | 0 | 0 | 0 | 0 | -1.0141 | -2.886 | -3.2645 | 0 | 0 | 0 | 0 | -34.943 | 40.2559 | 78.3732 | 63.6474 | 0.36475 | 0.38634 | 0.38116 | 0.36859 | -12.7455 | 15.5526 | 29.8725 | 23.4596
12 | 7 | 5 | 365.8469 | 365.45 | 366.3789 | 366.6809 | 0 | 0 | 0 | 0 | 155.4296 | 163.6996 | 159.9337 | 154.6812 | 0 | 0 | 0 | 0 | 301.6261 | 193.2999 | 198.4299 | 205.3173 | 0 | 0 | 0 | 0 | 0 | 23.3461 | 0 | 0 | 0 | 0 | 0 | 0 | -91.2087 | -14.8956 | 8.0152 | 6.6824 | 0.36472 | 0.38369 | 0.37873 | 0.36539 | -33.2656 | -5.7152 | 3.0356 | 2.4417
12 | 7 | 6 | 390.286 | 388.6265 | 388.3194 | 387.5697 | 0 | 0 | 0 | 0 | 201.0394 | 177.056 | 182.2689 | 166.57 | 0 | 0 | 0 | 0 | 312.9818 | 202.2605 | 206.5591 | 212.7609 | 0 | 0 | 0 | 0 | 0 | 2.4896 | 17.8189 | -7.5356 | 0 | 0 | 0 | 0 | -123.7352 | 6.8204 | -18.3275 | 15.7744 | 0.36467 | 0.38225 | 0.37475 | 0.36382 | -45.1226 | 2.6071 | -6.8682 | 5.7391
12 | 7 | 7 | 436.8664 | 435.481 | 435.8832 | 435.9776 | 0 | 0 | 0 | 0 | 204.5286 | 179.0186 | 176.1882 | 142.5866 | 0 | 0 | 0 | 0 | 311.5595 | 200.5191 | 204.1519 | 209.6505 | 0 | 0 | 0 | 0 | 0 | 24.7448 | 11.3666 | 19.9525 | 0 | 0 | 0 | 0 | -79.2217 | 31.1985 | 44.1766 | 63.788 | 0.36466 | 0.38514 | 0.37677 | 0.36382 | -28.8892 | 12.0159 | 16.6444 | 23.2075
12 | 7 | 8 | 468.2506 | 467.567 | 469.2909 | 471.0292 | 0 | 0 | 0 | 0 | 171.7359 | 132.775 | 129.9287 | 99.1915 | 0 | 0 | 0 | 0 | 336.3877 | 240.1717 | 244.0817 | 249.5469 | 0 | 0 | 0 | 0 | 0 | -6.5017 | -4.3169 | -9.3191 | 0 | 0 | 0 | 0 | -39.8731 | 101.1221 | 99.5974 | 131.61 | 0.36774 | 0.38205 | 0.37719 | 0.38148 | -14.663 | 38.6333 | 37.5675 | 50.2068
12 | 7 | 9 | 479.8143 | 479.976 | 483.0839 | 486.5217 | 0 | 0 | 0 | 0 | 104.3997 | 109.1251 | 96.2292 | 87.0854 | 0 | 0 | 0 | 0 | 386.8388 | 334.3526 | 342.9737 | 352.2531 | 0 | 0 | 0 | 0 | 0 | -5.4834 | -1.2805 | 8.5944 | 0 | 0 | 0 | 0 | -11.4242 | 41.9816 | 45.1615 | 38.5888 | 0.37162 | 0.36395 | 0.36521 | 0.3937 | -4.2454 | 15.2793 | 16.4934 | 15.1923
12 | 7 | 10 | 485.4238 | 485.4341 | 488.3493 | 491.5514 | 0 | 0 | 0 | 0 | 88.4148 | 90.0892 | 68.7739 | 86.7378 | 0 | 0 | 0 | 0 | 421.2848 | 397.6679 | 416.312 | 434.6001 | 0 | 0 | 0 | 0 | 0 | -8.7097 | -24.478 | -33.3338 | 0 | 0 | 0 | 0 | -24.2758 | 6.3867 | 27.7414 | 3.5473 | 0.37666 | 0.38397 | 0.38397 | 0 | -9.1438 | 2.4523 | 10.652 | 0
12 | 7 | 11 | 494.268 | 494.3437 | 497.0753 | 499.7547 | 0 | 0 | 0 | 0 | 83.1219 | 73.8357 | 67.9926 | 80.8135 | 0 | 0 | 0 | 0 | 439.5388 | 385.9127 | 416.1114 | 445.3382 | 0 | 0 | 0 | 0 | 0 | -30.2924 | -28.2 | -28.2 | 0 | 0 | 0 | 0 | -28.3927 | 64.8878 | 41.1712 | 1.8031 | 0.38397 | 0.38397 | 0.38397 | 0 | -10.9021 | 24.9151 | 15.8087 | 0
12 | 7 | 12 | 493.5315 | 493.5911 | 496.0883 | 498.3027 | 0 | 0 | 0 | 0 | 75.2541 | 68.3331 | 62.2713 | 74.0235 | 0 | 0 | 0 | 0 | 481.7569 | 445.5811 | 482.0271 | 516.7614 | 0 | 0 | 0 | 0 | 0 | -29.6671 | -28.2 | -28.2 | 0 | 0 | 0 | 0 | -63.4795 | 9.344 | -20.0101 | -64.2822 | 0.38397 | 0.38397 | 0.38397 | 0 | -24.3745 | 3.5878 | -7.6834 | 0
12 | 7 | 13 | 490.7429 | 491.828 | 495.3654 | 498.4072 | 0 | 0 | 0 | 0 | 75.153 | 68.3501 | 66.7736 | 59.9959 | 0 | 0 | 0 | 0 | 474.0938 | 429.3236 | 467.1446 | 503.2482 | 0 | 0 | 0 | 0 | 0 | -29.6671 | -28.2 | -29.3635 | 0 | 0 | 0 | 0 | -58.5039 | 23.8214 | -10.3529 | -35.4734 | 0.38397 | 0.38397 | 0.38397 | 0 | -22.464 | 9.1468 | -3.9752 | 0
12 | 7 | 14 | 491.1815 | 492.9977 | 497.372 | 501.1885 | 0 | 0 | 0 | 0 | 75.0471 | 69.1494 | 68.2686 | 59.9959 | 0 | 0 | 0 | 0 | 461.3989 | 423.3402 | 457.6385 | 490.5198 | 0 | 0 | 0 | 0 | 0 | -29.6671 | -28.2 | -28.2 | 0 | 0 | 0 | 0 | -45.2646 | 30.1752 | -0.33503 | -21.1272 | 0.38397 | 0.38397 | 0.38397 | 0 | -17.3805 | 11.5865 | -0.12864 | 0
12 | 7 | 15 | 482.3844 | 484.7781 | 489.7264 | 494.0268 | 0 | 0 | 0 | 0 | 82.3451 | 62.5924 | 71.6312 | 59.9959 | 0 | 0 | 0 | 0 | 432.7052 | 384.2109 | 415.1134 | 445.0197 | 0 | 0 | 0 | 0 | 0 | -16.2458 | -3.9845 | -24.2974 | 0 | 0 | 0 | 0 | -32.6659 | 54.2206 | 6.9664 | 13.3086 | 0.38397 | 0.38397 | 0.38397 | 0 | -12.5429 | 20.8192 | 2.6749 | 0
12 | 7 | 16 | 481.2128 | 485.6881 | 492.9351 | 499.2804 | 0 | 0 | 0 | 0 | 130.4219 | 100.773 | 123.3702 | 140.1355 | 0 | 0 | 0 | 0 | 399.7486 | 344.2539 | 363.2728 | 382.2962 | 0 | 0 | 0 | 0 | 0 | -1.4671 | -0.34478 | 4.2421 | 0 | 0 | 0 | 0 | -48.9577 | 42.1283 | 6.6368 | -27.3933 | 0.37613 | 0.37654 | 0.3735 | 0.38586 | -18.4146 | 15.863 | 2.4789 | -10.5701
12 | 7 | 17 | 503.009 | 508.8883 | 517.7226 | 525.3892 | 0 | 0 | 0 | 0 | 192.956 | 149.4682 | 146.0989 | 166.57 | 0 | 0 | 0 | 0 | 319.463 | 215.6594 | 223.3556 | 232.5839 | 0 | 0 | 0 | 0 | 0 | 0.97821 | -1.9974 | 25.7461 | 0 | 0 | 0 | 0 | -9.4101 | 142.7825 | 150.2655 | 100.4892 | 0.36823 | 0.38625 | 0.38886 | 0.38905 | -3.4651 | 55.1492 | 58.4322 | 39.0957
12 | 7 | 18 | 560.1453 | 569.817 | 583.0555 | 594.5526 | 0 | 0 | 0 | 0 | 205.7828 | 181.7975 | 178.2543 | 172.8165 | 0 | 0 | 0 | 0 | 289.949 | 191.5672 | 194.7849 | 199.8266 | 0 | 0 | 0 | 0 | 0 | -6.1525 | -2.7448 | 16.0502 | 0 | 0 | 0 | 0 | 64.4135 | 202.6047 | 212.7611 | 205.8593 | 0.38392 | 0.39924 | 0.39333 | 0.38256 | 24.7298 | 80.8878 | 83.6851 | 78.7535
12 | 7 | 19 | 563.1075 | 574.6416 | 589.9167 | 603.1778 | 0 | 0 | 0 | 0 | 214.2695 | 189.1947 | 185.5073 | 182.3871 | 0 | 0 | 0 | 0 | 284.8959 | 196.8762 | 199.3261 | 203.6326 | 0 | 0 | 0 | 0 | 0 | 15.5112 | 12.6673 | 35.0989 | 0 | 0 | 0 | 0 | 63.9421 | 173.0595 | 192.4161 | 182.0591 | 0.38563 | 0.40066 | 0.39478 | 0.38374 | 24.658 | 69.3385 | 75.9615 | 69.8642
12 | 7 | 20 | 550.2616 | 561.9594 | 577.2694 | 590.4613 | 0 | 0 | 0 | 0 | 216.4708 | 188.2891 | 200.8762 | 209.2725 | 0 | 0 | 0 | 0 | 285.6687 | 198.706 | 202.835 | 208.7303 | 0 | 0 | 0 | 0 | 0 | 6.1694 | 7.5211 | 9.4 | 0 | 0 | 0 | 0 | 48.122 | 168.7949 | 166.0371 | 163.0585 | 0.38498 | 0.40006 | 0.39435 | 0.38314 | 18.5262 | 67.5282 | 65.477 | 62.475
12 | 7 | 21 | 538.3865 | 549.9691 | 564.988 | 577.7963 | 0 | 0 | 0 | 0 | 220.4384 | 199.1693 | 197.988 | 222.2475 | 0 | 0 | 0 | 0 | 279.7959 | 188.6933 | 193.6522 | 200.319 | 0 | 0 | 0 | 0 | 0 | 6.1492 | 7.5796 | 9.4 | 0 | 0 | 0 | 0 | 38.1522 | 155.9574 | 165.7682 | 145.8298 | 0.38362 | 0.39918 | 0.39347 | 0.3819 | 14.636 | 62.2549 | 65.224 | 55.6919
12 | 7 | 22 | 515.1203 | 526.4715 | 541.0993 | 553.537 | 0 | 0 | 0 | 0 | 225.7998 | 193.1624 | 215.1221 | 198.7206 | 0 | 0 | 0 | 0 | 225.8122 | 182.3244 | 179.1318 | 177.9163 | 0 | 0 | 0 | 0 | 0 | 0 | 7.6268 | 3.129 | 0 | 0 | 0 | 0 | 63.5084 | 150.9847 | 139.2186 | 173.771 | 0.37803 | 0.39555 | 0.3898 | 0.38045 | 24.0082 | 59.7221 | 54.268 | 66.1118
12 | 7 | 23 | 471.0655 | 481.8608 | 495.6639 | 507.3785 | 0 | 0 | 0 | 0 | 227.0722 | 219.78 | 189.1675 | 195.6343 | 0 | 0 | 0 | 0 | 223.127 | 176.0644 | 173.9459 | 173.7355 | 0 | 0 | 0 | 0 | 0 | 7.8358 | 23.4322 | 0 | 0 | 0 | 0 | 0 | 20.8663 | 78.1805 | 109.1182 | 138.0087 | 0.36992 | 0.3904 | 0.38503 | 0.37684 | 7.7187 | 30.5219 | 42.0138 | 52.0078
12 | 7 | 24 | 429.5611 | 438.1544 | 449.3026 | 458.6397 | 0 | 0 | 0 | 0 | 168.8608 | 160.1528 | 165.846 | 181.3518 | 0 | 0 | 0 | 0 | 220.2502 | 172.303 | 172.0325 | 173.553 | 0 | 0 | 0 | 0 | 0 | 0 | 7.6644 | 0 | 0 | 0 | 0 | 0 | 40.4501 | 105.6986 | 103.7597 | 103.7349 | 0.36541 | 0.38531 | 0.38012 | 0.36918 | 14.7809 | 40.7269 | 39.4415 | 38.297
12 | 8 | 1 | 390.5149 | 396.4984 | 404.5296 | 411.0507 | 0 | 0 | 0 | 0 | 229.7385 | 183.7372 | 199.9207 | 153.9754 | 0 | 0 | 0 | 0 | 214.7764 | 168.6599 | 169.0682 | 171.1785 | 0 | 0 | 0 | 0 | 0 | 30.7458 | 13.3703 | 0.57109 | 0 | 0 | 0 | 0 | -53.9999 | 13.3556 | 22.1703 | 85.3257 | 0.36727 | 0.38821 | 0.38242 | 0.37348 | -19.8328 | 5.1847 | 8.4785 | 31.8675
12 | 8 | 2 | 372.4045 | 376.4046 | 382.1848 | 386.7444 | 0 | 0 | 0 | 0 | 201.8104 | 156.3449 | 145.0542 | 143.2916 | 0 | 0 | 0 | 0 | 226.925 | 165.9825 | 169.3385 | 174.2226 | 0 | 0 | 0 | 0 | 0 | 4.2016 | 2.9846 | 0 | 0 | 0 | 0 | 0 | -56.3309 | 49.8756 | 64.8075 | 69.2302 | 0.36484 | 0.38864 | 0.38295 | 0.37206 | -20.5517 | 19.3835 | 24.8182 | 25.7575
12 | 8 | 3 | 361.3099 | 363.3979 | 367.0441 | 369.7501 | 0 | 0 | 0 | 0 | 168.3497 | 135.6228 | 128.247 | 122.8617 | 0 | 0 | 0 | 0 | 220.33 | 172.3796 | 174.0527 | 177.3044 | 0 | 0 | 0 | 0 | 0 | -0.69576 | -3.1116 | 5.2172 | 0 | 0 | 0 | 0 | -27.3699 | 56.0913 | 67.856 | 64.3667 | 0.36527 | 0.38758 | 0.38231 | 0.37011 | -9.9973 | 21.7399 | 25.9421 | 23.8227
12 | 8 | 4 | 356.0686 | 356.6835 | 358.6831 | 359.9361 | 0 | 0 | 0 | 0 | 124.2001 | 143.2394 | 102.8769 | 111.6623 | 0 | 0 | 0 | 0 | 222.7994 | 180.5499 | 180.3525 | 181.8172 | 0 | 0 | 0 | 0 | 0 | -1.0141 | -2.886 | -3.2645 | 0 | 0 | 0 | 0 | 9.0692 | 33.9083 | 78.3397 | 69.7211 | 0.36475 | 0.38634 | 0.38116 | 0.36859 | 3.308 | 13.1003 | 29.8598 | 25.6983
12 | 8 | 5 | 359.1588 | 358.5449 | 359.2075 | 359.28 | 0 | 0 | 0 | 0 | 155.4296 | 163.6996 | 159.9337 | 154.6812 | 0 | 0 | 0 | 0 | 230.1189 | 187.3333 | 184.5033 | 183.4703 | 0 | 0 | 0 | 0 | 0 | 23.3461 | 0 | 0 | 0 | 0 | 0 | 0 | -26.3898 | -15.834 | 14.7705 | 21.1286 | 0.36472 | 0.38369 | 0.37873 | 0.36539 | -9.6249 | -6.0753 | 5.5941 | 7.7202
12 | 8 | 6 | 367.6913 | 365.2992 | 364.0923 | 362.5674 | 0 | 0 | 0 | 0 | 201.0394 | 177.056 | 182.2689 | 166.57 | 0 | 0 | 0 | 0 | 242.338 | 199.3773 | 194.9664 | 192.4697 | 0 | 0 | 0 | 0 | 0 | 2.4896 | 17.8189 | -7.5356 | 0 | 0 | 0 | 0 | -75.6861 | -13.6238 | -30.9618 | 11.0633 | 0.36467 | 0.38225 | 0.37475 | 0.36382 | -27.6005 | -5.2077 | -11.6029 | 4.0251
12 | 8 | 7 | 380.2116 | 376.9891 | 375.1353 | 373.2858 | 0 | 0 | 0 | 0 | 204.5286 | 179.0186 | 176.1882 | 142.5866 | 0 | 0 | 0 | 0 | 242.2681 | 208.1809 | 199.9686 | 193.8207 | 0 | 0 | 0 | 0 | 0 | 24.7448 | 11.3666 | 19.9525 | 0 | 0 | 0 | 0 | -66.5851 | -34.9552 | -12.388 | 16.926 | 0.36466 | 0.38514 | 0.37677 | 0.36382 | -24.2811 | -13.4628 | -4.6674 | 6.1581
12 | 8 | 8 | 395.6717 | 392.6345 | 391.4683 | 390.7164 | 0 | 0 | 0 | 0 | 171.7359 | 132.775 | 129.9287 | 99.1915 | 0 | 0 | 0 | 0 | 282.7261 | 275.7302 | 269.188 | 264.2337 | 0 | 0 | 0 | 0 | 0 | -6.5017 | -4.3169 | -9.3191 | 0 | 0 | 0 | 0 | -58.7903 | -9.3689 | -3.3315 | 36.6103 | 0.36774 | 0.38205 | 0.37719 | 0.38148 | -21.6197 | -3.5794 | -1.2566 | 13.9662
12 | 8 | 9 | 422.2926 | 420.589 | 421.4064 | 422.8705 | 0 | 0 | 0 | 0 | 104.3997 | 109.1251 | 96.2292 | 87.0854 | 0 | 0 | 0 | 0 | 376.1142 | 403.4859 | 410.9727 | 418.2869 | 0 | 0 | 0 | 0 | 0 | -5.4834 | -1.2805 | 8.5944 | 0 | 0 | 0 | 0 | -58.2213 | -86.5387 | -84.515 | -91.0962 | 0.37162 | 0.36395 | 0.36521 | 0.3937 | -21.636 | -31.496 | -30.8657 | -35.8643
12 | 8 | 10 | 438.0052 | 436.4778 | 437.5047 | 439.0798 | 0 | 0 | 0 | 0 | 88.4148 | 90.0892 | 68.7739 | 86.7378 | 0 | 0 | 0 | 0 | 438.5075 | 452.8716 | 471.2713 | 488.5127 | 0 | 0 | 0 | 0 | 0 | -8.7097 | -24.478 | -33.3338 | 0 | 0 | 0 | 0 | -88.9172 | -97.7733 | -78.0625 | -102.837 | 0.37666 | 0.38397 | 0.38397 | 0 | -33.492 | -37.5423 | -29.974 | 0
12 | 8 | 11 | 445.8408 | 444.3461 | 445.1493 | 446.1671 | 0 | 0 | 0 | 0 | 83.1219 | 73.8357 | 67.9926 | 80.8135 | 0 | 0 | 0 | 0 | 447.0548 | 477.2093 | 502.0965 | 525.2237 | 0 | 0 | 0 | 0 | 0 | -30.2924 | -28.2 | -28.2 | 0 | 0 | 0 | 0 | -84.3358 | -76.4065 | -96.7398 | -131.6701 | 0.38397 | 0.38397 | 0.38397 | 0 | -32.3828 | -29.338 | -37.1456 | 0
12 | 8 | 12 | 443.388 | 441.8216 | 442.322 | 442.816 | 0 | 0 | 0 | 0 | 75.2541 | 68.3331 | 62.2713 | 74.0235 | 0 | 0 | 0 | 0 | 431.4981 | 473.272 | 499.4534 | 523.6649 | 0 | 0 | 0 | 0 | 0 | -29.6671 | -28.2 | -28.2 | 0 | 0 | 0 | 0 | -63.3642 | -70.1164 | -91.2026 | -126.6724 | 0.38397 | 0.38397 | 0.38397 | 0 | -24.3303 | -26.9228 | -35.0195 | 0
12 | 8 | 13 | 437.6092 | 436.9713 | 438.3929 | 439.6116 | 0 | 0 | 0 | 0 | 75.153 | 68.3501 | 66.7736 | 59.9959 | 0 | 0 | 0 | 0 | 413.8382 | 488.6355 | 512.8881 | 535.2805 | 0 | 0 | 0 | 0 | 0 | -29.6671 | -28.2 | -29.3635 | 0 | 0 | 0 | 0 | -51.3819 | -90.3473 | -113.0689 | -126.3013 | 0.38397 | 0.38397 | 0.38397 | 0 | -19.7294 | -34.6909 | -43.4156 | 0
12 | 8 | 14 | 430.2803 | 430.1217 | 432.0709 | 433.7977 | 0 | 0 | 0 | 0 | 75.0471 | 69.1494 | 68.2686 | 59.9959 | 0 | 0 | 0 | 0 | 384.9032 | 454.4179 | 473.2822 | 490.9129 | 0 | 0 | 0 | 0 | 0 | -29.6671 | -28.2 | -28.2 | 0 | 0 | 0 | 0 | -29.67 | -63.7785 | -81.28 | -88.9111 | 0.38397 | 0.38397 | 0.38397 | 0 | -11.3925 | -24.4892 | -31.2094 | 0
12 | 8 | 15 | 426.0128 | 426.5785 | 429.2821 | 431.6482 | 0 | 0 | 0 | 0 | 82.3451 | 62.5924 | 71.6312 | 59.9959 | 0 | 0 | 0 | 0 | 375.3453 | 413.8481 | 430.802 | 447.0343 | 0 | 0 | 0 | 0 | 0 | -16.2458 | -3.9845 | -24.2974 | 0 | 0 | 0 | 0 | -31.6776 | -33.6163 | -69.1666 | -51.0845 | 0.38397 | 0.38397 | 0.38397 | 0 | -12.1634 | -12.9077 | -26.5582 | 0
12 | 8 | 16 | 430.5209 | 433.3523 | 438.5807 | 443.1867 | 0 | 0 | 0 | 0 | 130.4219 | 100.773 | 123.3702 | 140.1355 | 0 | 0 | 0 | 0 | 358.1661 | 362.7074 | 371.8559 | 381.2199 | 0 | 0 | 0 | 0 | 0 | -1.4671 | -0.34478 | 4.2421 | 0 | 0 | 0 | 0 | -58.0672 | -28.661 | -56.3006 | -82.4108 | 0.37613 | 0.37654 | 0.3735 | 0.38586 | -21.841 | -10.792 | -21.0282 | -31.7994
12 | 8 | 17 | 459.3414 | 463.8046 | 470.9 | 477.0683 | 0 | 0 | 0 | 0 | 192.956 | 149.4682 | 146.0989 | 166.57 | 0 | 0 | 0 | 0 | 284.1485 | 212.6594 | 203.3338 | 196.3542 | 0 | 0 | 0 | 0 | 0 | 0.97821 | -1.9974 | 25.7461 | 0 | 0 | 0 | 0 | -17.7632 | 100.6988 | 123.4647 | 88.398 | 0.36823 | 0.38625 | 0.38886 | 0.38905 | -6.541 | 38.8946 | 48.0104 | 34.3916
12 | 8 | 18 | 526.8992 | 535.4927 | 547.4074 | 557.7637 | 0 | 0 | 0 | 0 | 205.7828 | 181.7975 | 178.2543 | 172.8165 | 0 | 0 | 0 | 0 | 270.952 | 179.828 | 168.8832 | 160.5097 | 0 | 0 | 0 | 0 | 0 | -6.1525 | -2.7448 | 16.0502 | 0 | 0 | 0 | 0 | 50.1644 | 180.0198 | 203.0147 | 208.3873 | 0.38392 | 0.39924 | 0.39333 | 0.38256 | 19.2592 | 71.8709 | 79.8515 | 79.7206
12 | 8 | 19 | 531.4183 | 541.9248 | 555.9381 | 568.1119 | 0 | 0 | 0 | 0 | 214.2695 | 189.1947 | 185.5073 | 182.3871 | 0 | 0 | 0 | 0 | 243.5615 | 170.6525 | 157.5357 | 147.0185 | 0 | 0 | 0 | 0 | 0 | 15.5112 | 12.6673 | 35.0989 | 0 | 0 | 0 | 0 | 73.5873 | 166.5664 | 200.2278 | 203.6074 | 0.38563 | 0.40066 | 0.39478 | 0.38374 | 28.3774 | 66.7369 | 79.0454 | 78.1332
12 | 8 | 20 | 519.3156 | 530.0099 | 544.0876 | 556.2177 | 0 | 0 | 0 | 0 | 216.4708 | 188.2891 | 200.8762 | 209.2725 | 0 | 0 | 0 | 0 | 207.2904 | 171.0971 | 155.9161 | 143.308 | 0 | 0 | 0 | 0 | 0 | 6.1694 | 7.5211 | 9.4 | 0 | 0 | 0 | 0 | 95.5544 | 164.4542 | 179.7742 | 194.2372 | 0.38498 | 0.40006 | 0.39435 | 0.38314 | 36.7869 | 65.7917 | 70.8943 | 74.421
12 | 8 | 21 | 518.729 | 529.6741 | 543.9103 | 556.0441 | 0 | 0 | 0 | 0 | 220.4384 | 199.1693 | 197.988 | 222.2475 | 0 | 0 | 0 | 0 | 186.6226 | 163.1598 | 147.5096 | 134.3874 | 0 | 0 | 0 | 0 | 0 | 6.1492 | 7.5796 | 9.4 | 0 | 0 | 0 | 0 | 111.6679 | 161.1959 | 190.8331 | 190.0093 | 0.38362 | 0.39918 | 0.39347 | 0.3819 | 42.8382 | 64.346 | 75.0862 | 72.5639
12 | 8 | 22 | 497.126 | 507.8936 | 521.8049 | 533.6252 | 0 | 0 | 0 | 0 | 225.7998 | 193.1624 | 215.1221 | 198.7206 | 0 | 0 | 0 | 0 | 190.9672 | 156.1497 | 142.1299 | 130.6099 | 0 | 0 | 0 | 0 | 0 | 0 | 7.6268 | 3.129 | 0 | 0 | 0 | 0 | 80.359 | 158.5815 | 156.9261 | 201.1656 | 0.37803 | 0.39555 | 0.3898 | 0.38045 | 30.3783 | 62.727 | 61.1705 | 76.5342
12 | 8 | 23 | 464.165 | 474.7365 | 488.2649 | 499.7427 | 0 | 0 | 0 | 0 | 227.0722 | 219.78 | 189.1675 | 195.6343 | 0 | 0 | 0 | 0 | 195.998 | 140.6261 | 130.3721 | 122.4532 | 0 | 0 | 0 | 0 | 0 | 7.8358 | 23.4322 | 0 | 0 | 0 | 0 | 0 | 41.0948 | 106.4946 | 145.293 | 181.6552 | 0.36992 | 0.3904 | 0.38503 | 0.37684 | 15.2016 | 41.5758 | 55.9422 | 68.4557
12 | 8 | 24 | 425.4562 | 433.9164 | 444.9011 | 454.0974 | 0 | 0 | 0 | 0 | 168.8608 | 160.1528 | 165.846 | 181.3518 | 0 | 0 | 0 | 0 | 187.5834 | 123.0977 | 112.5059 | 104.2813 | 0 | 0 | 0 | 0 | 0 | 0 | 7.6644 | 0 | 0 | 0 | 0 | 0 | 69.012 | 150.6659 | 158.8848 | 168.4644 | 0.36541 | 0.38531 | 0.38012 | 0.36918 | 25.2177 | 58.0533 | 60.3959 | 62.1939
12 | 9 | 1 | 392.532 | 398.5809 | 406.6924 | 413.2827 | 0 | 0 | 0 | 0 | 229.7385 | 183.7372 | 199.9207 | 153.9754 | 0 | 0 | 0 | 0 | 183.3763 | 111.2554 | 101.085 | 93.2678 | 0 | 0 | 0 | 0 | 0 | 30.7458 | 13.3703 | 0.57109 | 0 | 0 | 0 | 0 | -20.5828 | 72.8426 | 92.3163 | 165.4684 | 0.36727 | 0.38821 | 0.38242 | 0.37348 | -7.5595 | 28.2779 | 35.304 | 61.7992
12 | 9 | 2 | 370.4936 | 374.4318 | 380.1358 | 384.6299 | 0 | 0 | 0 | 0 | 201.8104 | 156.3449 | 145.0542 | 143.2916 | 0 | 0 | 0 | 0 | 191.6474 | 100.0092 | 93.0528 | 88.3147 | 0 | 0 | 0 | 0 | 0 | 4.2016 | 2.9846 | 0 | 0 | 0 | 0 | 0 | -22.9642 | 113.876 | 139.0442 | 153.0236 | 0.36484 | 0.38864 | 0.38295 | 0.37206 | -8.3782 | 44.2563 | 53.2472 | 56.9333
12 | 9 | 3 | 358.2666 | 360.2559 | 363.7809 | 366.3825 | 0 | 0 | 0 | 0 | 168.3497 | 135.6228 | 128.247 | 122.8617 | 0 | 0 | 0 | 0 | 190.4293 | 88.6372 | 84.3471 | 82.1099 | 0 | 0 | 0 | 0 | 0 | -0.69576 | -3.1116 | 5.2172 | 0 | 0 | 0 | 0 | -0.51248 | 136.6916 | 154.2984 | 156.1937 | 0.36527 | 0.38758 | 0.38231 | 0.37011 | -0.18719 | 52.9792 | 58.99 | 57.8088
12 | 9 | 4 | 351.893 | 352.3724 | 354.2058 | 355.3154 | 0 | 0 | 0 | 0 | 124.2001 | 143.2394 | 102.8769 | 111.6623 | 0 | 0 | 0 | 0 | 180.0928 | 79.5421 | 75.942 | 74.2955 | 0 | 0 | 0 | 0 | 0 | -1.0141 | -2.886 | -3.2645 | 0 | 0 | 0 | 0 | 47.6001 | 130.6051 | 178.2728 | 172.6221 | 0.36475 | 0.38634 | 0.38116 | 0.36859 | 17.3623 | 50.4584 | 67.95 | 63.6264
12 | 9 | 5 | 353.9746 | 353.1926 | 353.6488 | 353.5434 | 0 | 0 | 0 | 0 | 155.4296 | 163.6996 | 159.9337 | 154.6812 | 0 | 0 | 0 | 0 | 177.7776 | 75.0916 | 71.3896 | 69.639 | 0 | 0 | 0 | 0 | 0 | 23.3461 | 0 | 0 | 0 | 0 | 0 | 0 | 20.7674 | 91.0553 | 122.3254 | 129.2232 | 0.36472 | 0.38369 | 0.37873 | 0.36539 | 7.5743 | 34.9367 | 46.3284 | 47.2169
12 | 9 | 6 | 361.0916 | 358.4855 | 357.0158 | 355.2644 | 0 | 0 | 0 | 0 | 201.0394 | 177.056 | 182.2689 | 166.57 | 0 | 0 | 0 | 0 | 185.8046 | 75.7553 | 73.0215 | 72.2124 | 0 | 0 | 0 | 0 | 0 | 2.4896 | 17.8189 | -7.5356 | 0 | 0 | 0 | 0 | -25.7524 | 103.1845 | 83.9065 | 124.0176 | 0.36467 | 0.38225 | 0.37475 | 0.36382 | -9.3911 | 39.4419 | 31.4437 | 45.1204
12 | 9 | 7 | 367.7023 | 364.0741 | 361.7222 | 359.4435 | 0 | 0 | 0 | 0 | 204.5286 | 179.0186 | 176.1882 | 142.5866 | 0 | 0 | 0 | 0 | 188.4166 | 74.8658 | 73.4689 | 73.8775 | 0 | 0 | 0 | 0 | 0 | 24.7448 | 11.3666 | 19.9525 | 0 | 0 | 0 | 0 | -25.2429 | 85.4449 | 100.6986 | 123.0269 | 0.36466 | 0.38514 | 0.37677 | 0.36382 | -9.2051 | 32.9086 | 37.9402 | 44.7599
12 | 9 | 8 | 379.2521 | 375.6825 | 373.8624 | 372.5471 | 0 | 0 | 0 | 0 | 171.7359 | 132.775 | 129.9287 | 99.1915 | 0 | 0 | 0 | 0 | 221.676 | 128.584 | 136.8425 | 145.9337 | 0 | 0 | 0 | 0 | 0 | -6.5017 | -4.3169 | -9.3191 | 0 | 0 | 0 | 0 | -14.1598 | 120.8252 | 111.4081 | 136.7411 | 0.36774 | 0.38205 | 0.37719 | 0.38148 | -5.2072 | 46.1608 | 42.0224 | 52.1643
12 | 9 | 9 | 406.51 | 404.2945 | 404.4835 | 405.4061 | 0 | 0 | 0 | 0 | 104.3997 | 109.1251 | 96.2292 | 87.0854 | 0 | 0 | 0 | 0 | 295.0772 | 271.7515 | 297.6584 | 322.2492 | 0 | 0 | 0 | 0 | 0 | -5.4834 | -1.2805 | 8.5944 | 0 | 0 | 0 | 0 | 7.0331 | 28.9013 | 11.8764 | -12.5229 | 0.37162 | 0.36395 | 0.36521 | 0.3937 | 2.6136 | 10.5187 | 4.3374 | -4.9302
12 | 9 | 10 | 421.2494 | 419.1786 | 419.5383 | 420.5385 | 0 | 0 | 0 | 0 | 88.4148 | 90.0892 | 68.7739 | 86.7378 | 0 | 0 | 0 | 0 | 354.2629 | 359.2802 | 403.7538 | 445.0388 | 0 | 0 | 0 | 0 | 0 | -8.7097 | -24.478 | -33.3338 | 0 | 0 | 0 | 0 | -21.4284 | -21.4811 | -28.5114 | -77.9043 | 0.37666 | 0.38397 | 0.38397 | 0 | -8.0713 | -8.2482 | -10.9477 | 0
12 | 9 | 11 | 427.6518 | 425.5673 | 425.6462 | 426.04 | 0 | 0 | 0 | 0 | 83.1219 | 73.8357 | 67.9926 | 80.8135 | 0 | 0 | 0 | 0 | 366.7348 | 379.3128 | 434.7343 | 485.969 | 0 | 0 | 0 | 0 | 0 | -30.2924 | -28.2 | -28.2 | 0 | 0 | 0 | 0 | -22.2048 | 2.7112 | -48.8807 | -112.5425 | 0.38397 | 0.38397 | 0.38397 | 0 | -8.5261 | 1.041 | -18.7689 | 0
12 | 9 | 12 | 423.1112 | 420.8872 | 420.5803 | 420.3785 | 0 | 0 | 0 | 0 | 75.2541 | 68.3331 | 62.2713 | 74.0235 | 0 | 0 | 0 | 0 | 365.5044 | 393.9563 | 451.4143 | 504.316 | 0 | 0 | 0 | 0 | 0 | -29.6671 | -28.2 | -28.2 | 0 | 0 | 0 | 0 | -17.6473 | -11.735 | -64.9053 | -129.761 | 0.38397 | 0.38397 | 0.38397 | 0 | -6.7761 | -4.5059 | -24.922 | 0
12 | 9 | 13 | 420.7119 | 419.526 | 420.2747 | 420.9137 | 0 | 0 | 0 | 0 | 75.153 | 68.3501 | 66.7736 | 59.9959 | 0 | 0 | 0 | 0 | 329.4277 | 372.2086 | 426.2885 | 476.0125 | 0 | 0 | 0 | 0 | 0 | -29.6671 | -28.2 | -29.3635 | 0 | 0 | 0 | 0 | 16.1312 | 8.6344 | -44.5874 | -85.7313 | 0.38397 | 0.38397 | 0.38397 | 0 | 6.194 | 3.3154 | -17.1204 | 0
12 | 9 | 14 | 415.3823 | 414.7406 | 416.0966 | 417.3122 | 0 | 0 | 0 | 0 | 75.0471 | 69.1494 | 68.2686 | 59.9959 | 0 | 0 | 0 | 0 | 294.9286 | 309.8279 | 357.7828 | 402.1177 | 0 | 0 | 0 | 0 | 0 | -29.6671 | -28.2 | -28.2 | 0 | 0 | 0 | 0 | 45.4066 | 65.4304 | 18.2451 | -16.6014 | 0.38397 | 0.38397 | 0.38397 | 0 | 17.435 | 25.1235 | 7.0057 | 0
12 | 9 | 15 | 413.9989 | 414.175 | 416.4002 | 418.3541 | 0 | 0 | 0 | 0 | 82.3451 | 62.5924 | 71.6312 | 59.9959 | 0 | 0 | 0 | 0 | 239.4063 | 208.2131 | 251.443 | 292.054 | 0 | 0 | 0 | 0 | 0 | -16.2458 | -3.9845 | -24.2974 | 0 | 0 | 0 | 0 | 92.2475 | 159.6153 | 97.3105 | 90.6016 | 0.38397 | 0.38397 | 0.38397 | 0 | 35.4207 | 61.2879 | 37.3648 | 0
12 | 9 | 16 | 418.7193 | 421.168 | 425.9265 | 430.1276 | 0 | 0 | 0 | 0 | 130.4219 | 100.773 | 123.3702 | 140.1355 | 0 | 0 | 0 | 0 | 229.1843 | 176.6108 | 205.3659 | 232.8953 | 0 | 0 | 0 | 0 | 0 | -1.4671 | -0.34478 | 4.2421 | 0 | 0 | 0 | 0 | 59.113 | 145.2513 | 97.5351 | 52.8546 | 0.37613 | 0.37654 | 0.3735 | 0.38586 | 22.2344 | 54.6929 | 36.4293 | 20.3947
12 | 9 | 17 | 444.9211 | 448.9167 | 455.438 | 461.1115 | 0 | 0 | 0 | 0 | 192.956 | 149.4682 | 146.0989 | 166.57 | 0 | 0 | 0 | 0 | 186.332 | 90.1028 | 95.6627 | 102.3599 | 0 | 0 | 0 | 0 | 0 | 0.97821 | -1.9974 | 25.7461 | 0 | 0 | 0 | 0 | 65.6331 | 208.3675 | 215.6737 | 166.4355 | 0.36823 | 0.38625 | 0.38886 | 0.38905 | 24.1684 | 80.4812 | 83.8668 | 64.7524
12 | 9 | 18 | 525.3598 | 533.9035 | 545.7568 | 556.0604 | 0 | 0 | 0 | 0 | 205.7828 | 181.7975 | 178.2543 | 172.8165 | 0 | 0 | 0 | 0 | 171.377 | 82.4609 | 82.9336 | 84.8938 | 0 | 0 | 0 | 0 | 0 | -6.1525 | -2.7448 | 16.0502 | 0 | 0 | 0 | 0 | 148.2 | 275.7975 | 287.3138 | 282.2998 | 0.38392 | 0.39924 | 0.39333 | 0.38256 | 56.8973 | 110.1092 | 113.0088 | 107.9966
12 | 9 | 19 | 540.8844 | 551.6978 | 566.0881 | 578.5866 | 0 | 0 | 0 | 0 | 214.2695 | 189.1947 | 185.5073 | 182.3871 | 0 | 0 | 0 | 0 | 157.7456 | 74.2133 | 74.7421 | 76.7146 | 0 | 0 | 0 | 0 | 0 | 15.5112 | 12.6673 | 35.0989 | 0 | 0 | 0 | 0 | 168.8693 | 272.7786 | 293.1714 | 284.386 | 0.38563 | 0.40066 | 0.39478 | 0.38374 | 65.121 | 109.2922 | 115.7374 | 109.1316
12 | 9 | 20 | 542.1403 | 553.5747 | 568.5613 | 581.4746 | 0 | 0 | 0 | 0 | 216.4708 | 188.2891 | 200.8762 | 209.2725 | 0 | 0 | 0 | 0 | 160.3133 | 68.6894 | 71.0733 | 74.7839 | 0 | 0 | 0 | 0 | 0 | 6.1694 | 7.5211 | 9.4 | 0 | 0 | 0 | 0 | 165.3561 | 290.4269 | 289.0907 | 288.0182 | 0.38498 | 0.40006 | 0.39435 | 0.38314 | 63.6595 | 116.1883 | 114.0034 | 110.3527
12 | 9 | 21 | 534.6178 | 546.0782 | 560.947 | 573.626 | 0 | 0 | 0 | 0 | 220.4384 | 199.1693 | 197.988 | 222.2475 | 0 | 0 | 0 | 0 | 149.401 | 65.4181 | 66.8987 | 69.6771 | 0 | 0 | 0 | 0 | 0 | 6.1492 | 7.5796 | 9.4 | 0 | 0 | 0 | 0 | 164.7783 | 275.3416 | 288.4807 | 272.3015 | 0.38362 | 0.39918 | 0.39347 | 0.3819 | 63.2124 | 109.9106 | 113.5072 | 103.991
12 | 9 | 22 | 501.4255 | 512.3326 | 526.4151 | 538.3829 | 0 | 0 | 0 | 0 | 225.7998 | 193.1624 | 215.1221 | 198.7206 | 0 | 0 | 0 | 0 | 138.2794 | 61.8316 | 62.0282 | 63.5218 | 0 | 0 | 0 | 0 | 0 | 0 | 7.6268 | 3.129 | 0 | 0 | 0 | 0 | 137.3464 | 257.3386 | 241.638 | 273.0115 | 0.37803 | 0.39555 | 0.3898 | 0.38045 | 51.9213 | 101.7904 | 94.1915 | 103.8682
12 | 9 | 23 | 452.4342 | 462.6253 | 475.6865 | 486.7618 | 0 | 0 | 0 | 0 | 227.0722 | 219.78 | 189.1675 | 195.6343 | 0 | 0 | 0 | 0 | 138.7258 | 60.7469 | 59.8486 | 60.292 | 0 | 0 | 0 | 0 | 0 | 7.8358 | 23.4322 | 0 | 0 | 0 | 0 | 0 | 86.6362 | 174.2626 | 203.2381 | 230.8355 | 0.36992 | 0.3904 | 0.38503 | 0.37684 | 32.048 | 68.0326 | 78.2528 | 86.9891
12 | 9 | 24 | 406.2588 | 414.0964 | 424.3167 | 432.8542 | 0 | 0 | 0 | 0 | 168.8608 | 160.1528 | 165.846 | 181.3518 | 0 | 0 | 0 | 0 | 134.1699 | 60.604 | 59.1329 | 59.0019 | 0 | 0 | 0 | 0 | 0 | 0 | 7.6644 | 0 | 0 | 0 | 0 | 0 | 103.228 | 193.3396 | 191.6734 | 192.5006 | 0.36541 | 0.38531 | 0.38012 | 0.36918 | 37.7205 | 74.496 | 72.8596 | 71.0677
12 | 10 | 1 | 376.3601 | 381.8846 | 389.3521 | 395.3875 | 0 | 0 | 0 | 0 | 229.7385 | 183.7372 | 199.9207 | 153.9754 | 0 | 0 | 0 | 0 | 116.5649 | 54.967 | 52.5208 | 51.3962 | 0 | 0 | 0 | 0 | 0 | 30.7458 | 13.3703 | 0.57109 | 0 | 0 | 0 | 0 | 30.0567 | 112.4346 | 123.5402 | 189.4449 | 0.36727 | 0.38821 | 0.38242 | 0.37348 | 11.0391 | 43.6477 | 47.2448 | 70.7539
12 | 10 | 2 | 363.0446 | 366.7412 | 372.1487 | 376.3871 | 0 | 0 | 0 | 0 | 201.8104 | 156.3449 | 145.0542 | 143.2916 | 0 | 0 | 0 | 0 | 109.4898 | 54.292 | 50.8176 | 48.717 | 0 | 0 | 0 | 0 | 0 | 4.2016 | 2.9846 | 0 | 0 | 0 | 0 | 0 | 51.7444 | 151.9027 | 173.2923 | 184.3785 | 0.36484 | 0.38864 | 0.38295 | 0.37206 | 18.8784 | 59.0348 | 66.3626 | 68.5991
12 | 10 | 3 | 353.684 | 355.5247 | 358.8672 | 361.3116 | 0 | 0 | 0 | 0 | 168.3497 | 135.6228 | 128.247 | 122.8617 | 0 | 0 | 0 | 0 | 103.1439 | 57.6185 | 52.1524 | 48.1622 | 0 | 0 | 0 | 0 | 0 | -0.69576 | -3.1116 | 5.2172 | 0 | 0 | 0 | 0 | 82.1903 | 162.9792 | 181.5794 | 185.0705 | 0.36527 | 0.38758 | 0.38231 | 0.37011 | 30.0215 | 63.1677 | 69.4198 | 68.4964
12 | 10 | 4 | 353.9454 | 354.4914 | 356.4065 | 357.5866 | 0 | 0 | 0 | 0 | 124.2001 | 143.2394 | 102.8769 | 111.6623 | 0 | 0 | 0 | 0 | 99.4515 | 57.8723 | 51.2715 | 46.2105 | 0 | 0 | 0 | 0 | 0 | -1.0141 | -2.886 | -3.2645 | 0 | 0 | 0 | 0 | 130.2938 | 154.3939 | 205.144 | 202.9783 | 0.36475 | 0.38634 | 0.38116 | 0.36859 | 47.525 | 59.6491 | 78.1922 | 74.8153
12 | 10 | 5 | 369.0495 | 368.7564 | 369.8128 | 370.2247 | 0 | 0 | 0 | 0 | 155.4296 | 163.6996 | 159.9337 | 154.6812 | 0 | 0 | 0 | 0 | 97.4818 | 57.7013 | 50.7466 | 45.3581 | 0 | 0 | 0 | 0 | 0 | 23.3461 | 0 | 0 | 0 | 0 | 0 | 0 | 116.138 | 124.0094 | 159.1324 | 170.1854 | 0.36472 | 0.38369 | 0.37873 | 0.36539 | 42.3578 | 47.5807 | 60.2684 | 62.1841
12 | 10 | 6 | 403.2377 | 401.9982 | 402.2068 | 401.9015 | 0 | 0 | 0 | 0 | 201.0394 | 177.056 | 182.2689 | 166.57 | 0 | 0 | 0 | 0 | 93.7143 | 55.8732 | 48.756 | 43.224 | 0 | 0 | 0 | 0 | 0 | 2.4896 | 17.8189 | -7.5356 | 0 | 0 | 0 | 0 | 108.484 | 166.5793 | 153.363 | 199.643 | 0.36467 | 0.38225 | 0.37475 | 0.36382 | 39.5609 | 63.6743 | 57.4723 | 72.6346
12 | 10 | 7 | 461.2657 | 460.6716 | 462.0454 | 462.977 | 0 | 0 | 0 | 0 | 204.5286 | 179.0186 | 176.1882 | 142.5866 | 0 | 0 | 0 | 0 | 98.0821 | 59.8572 | 51.8282 | 45.3653 | 0 | 0 | 0 | 0 | 0 | 24.7448 | 11.3666 | 19.9525 | 0 | 0 | 0 | 0 | 158.655 | 197.051 | 222.6625 | 255.0726 | 0.36466 | 0.38514 | 0.37677 | 0.36382 | 57.8555 | 75.8931 | 83.8926 | 92.8011
12 | 10 | 8 | 490.8275 | 490.8761 | 493.499 | 496.012 | 0 | 0 | 0 | 0 | 171.7359 | 132.775 | 129.9287 | 99.1915 | 0 | 0 | 0 | 0 | 148.4976 | 134.0737 | 136.7352 | 139.8195 | 0 | 0 | 0 | 0 | 0 | -6.5017 | -4.3169 | -9.3191 | 0 | 0 | 0 | 0 | 170.594 | 230.5291 | 231.152 | 266.3202 | 0.36774 | 0.38205 | 0.37719 | 0.38148 | 62.7346 | 88.0727 | 87.1889 | 101.5964
12 | 10 | 9 | 500.7281 | 501.5679 | 505.5086 | 509.664 | 0 | 0 | 0 | 0 | 104.3997 | 109.1251 | 96.2292 | 87.0854 | 0 | 0 | 0 | 0 | 233.6852 | 290.6595 | 313.1574 | 333.6789 | 0 | 0 | 0 | 0 | 0 | -5.4834 | -1.2805 | 8.5944 | 0 | 0 | 0 | 0 | 162.6431 | 107.2667 | 97.4025 | 80.3053 | 0.37162 | 0.36395 | 0.36521 | 0.3937 | 60.4408 | 39.04 | 35.5723 | 31.616
12 | 10 | 10 | 505.4706 | 506.131 | 509.8444 | 513.7343 | 0 | 0 | 0 | 0 | 88.4148 | 90.0892 | 68.7739 | 86.7378 | 0 | 0 | 0 | 0 | 276.7709 | 368.2528 | 407.4704 | 442.9492 | 0 | 0 | 0 | 0 | 0 | -8.7097 | -24.478 | -33.3338 | 0 | 0 | 0 | 0 | 140.2849 | 56.4986 | 58.078 | 17.3811 | 0.37666 | 0.38397 | 0.38397 | 0 | 52.8404 | 21.6939 | 22.3005 | 0
12 | 10 | 11 | 499.9299 | 500.1893 | 503.1463 | 506.02 | 0 | 0 | 0 | 0 | 83.1219 | 73.8357 | 67.9926 | 80.8135 | 0 | 0 | 0 | 0 | 297.0282 | 403.1141 | 452.45 | 497.0413 | 0 | 0 | 0 | 0 | 0 | -30.2924 | -28.2 | -28.2 | 0 | 0 | 0 | 0 | 119.7799 | 53.5319 | 10.9037 | -43.6348 | 0.38397 | 0.38397 | 0.38397 | 0 | 45.9924 | 20.5548 | 4.1867 | 0
12 | 10 | 12 | 500.3612 | 500.6423 | 503.4114 | 505.8602 | 0 | 0 | 0 | 0 | 75.2541 | 68.3331 | 62.2713 | 74.0235 | 0 | 0 | 0 | 0 | 325.4861 | 422.631 | 475.6088 | 523.5113 | 0 | 0 | 0 | 0 | 0 | -29.6671 | -28.2 | -28.2 | 0 | 0 | 0 | 0 | 99.621 | 39.3453 | -6.2687 | -63.4746 | 0.38397 | 0.38397 | 0.38397 | 0 | 38.2519 | 15.1075 | -2.407 | 0
12 | 10 | 13 | 494.0693 | 495.2623 | 498.9321 | 502.088 | 0 | 0 | 0 | 0 | 75.153 | 68.3501 | 66.7736 | 59.9959 | 0 | 0 | 0 | 0 | 325.1195 | 411.5881 | 466.141 | 515.6895 | 0 | 0 | 0 | 0 | 0 | -29.6671 | -28.2 | -29.3635 | 0 | 0 | 0 | 0 | 93.7967 | 44.9912 | -5.7826 | -44.2339 | 0.38397 | 0.38397 | 0.38397 | 0 | 36.0156 | 17.2754 | -2.2204 | 0
12 | 10 | 14 | 490.5445 | 492.3401 | 496.689 | 500.4836 | 0 | 0 | 0 | 0 | 75.0471 | 69.1494 | 68.2686 | 59.9959 | 0 | 0 | 0 | 0 | 319.9894 | 389.6986 | 439.4372 | 484.7997 | 0 | 0 | 0 | 0 | 0 | -29.6671 | -28.2 | -28.2 | 0 | 0 | 0 | 0 | 95.508 | 63.1592 | 17.1833 | -16.112 | 0.38397 | 0.38397 | 0.38397 | 0 | 36.6727 | 24.2514 | 6.5979 | 0
12 | 10 | 15 | 485.1623 | 487.6461 | 492.705 | 497.1007 | 0 | 0 | 0 | 0 | 82.3451 | 62.5924 | 71.6312 | 59.9959 | 0 | 0 | 0 | 0 | 326.3016 | 382.3557 | 421.1172 | 456.5791 | 0 | 0 | 0 | 0 | 0 | -16.2458 | -3.9845 | -24.2974 | 0 | 0 | 0 | 0 | 76.5156 | 58.9438 | 3.9411 | 4.8231 | 0.38397 | 0.38397 | 0.38397 | 0 | 29.3801 | 22.6328 | 1.5133 | 0
12 | 10 | 16 | 483.3891 | 487.935 | 495.2687 | 501.6886 | 0 | 0 | 0 | 0 | 130.4219 | 100.773 | 123.3702 | 140.1355 | 0 | 0 | 0 | 0 | 280.3821 | 278.3945 | 294.053 | 308.9106 | 0 | 0 | 0 | 0 | 0 | -1.4671 | -0.34478 | 4.2421 | 0 | 0 | 0 | 0 | 72.5852 | 110.2346 | 78.1903 | 48.4005 | 0.37613 | 0.37654 | 0.3735 | 0.38586 | 27.3017 | 41.5077 | 29.204 | 18.676
12 | 10 | 17 | 499.5765 | 505.3444 | 514.0421 | 521.5909 | 0 | 0 | 0 | 0 | 192.956 | 149.4682 | 146.0989 | 166.57 | 0 | 0 | 0 | 0 | 217.0379 | 134.5744 | 127.3162 | 122.0043 | 0 | 0 | 0 | 0 | 0 | 0.97821 | -1.9974 | 25.7461 | 0 | 0 | 0 | 0 | 89.5825 | 220.3236 | 242.6244 | 207.2704 | 0.36823 | 0.38625 | 0.38886 | 0.38905 | 32.9873 | 85.0992 | 94.3468 | 80.6394
12 | 10 | 18 | 579.9975 | 590.3129 | 604.3419 | 616.5202 | 0 | 0 | 0 | 0 | 205.7828 | 181.7975 | 178.2543 | 172.8165 | 0 | 0 | 0 | 0 | 220.0939 | 111.442 | 101.6994 | 94.3082 | 0 | 0 | 0 | 0 | 0 | -6.1525 | -2.7448 | 16.0502 | 0 | 0 | 0 | 0 | 154.1207 | 303.2259 | 327.1331 | 333.3452 | 0.38392 | 0.39924 | 0.39333 | 0.38256 | 59.1704 | 121.0597 | 128.6709 | 127.5245
12 | 10 | 19 | 593.7173 | 606.244 | 622.738 | 637.0494 | 0 | 0 | 0 | 0 | 214.2695 | 189.1947 | 185.5073 | 182.3871 | 0 | 0 | 0 | 0 | 223.0938 | 120.5539 | 111.0809 | 103.9873 | 0 | 0 | 0 | 0 | 0 | 15.5112 | 12.6673 | 35.0989 | 0 | 0 | 0 | 0 | 156.354 | 280.9842 | 313.4826 | 315.576 | 0.38563 | 0.40066 | 0.39478 | 0.38374 | 60.2947 | 112.5799 | 123.7558 | 121.1006
12 | 10 | 20 | 594.7432 | 607.8834 | 624.9647 | 639.6828 | 0 | 0 | 0 | 0 | 216.4708 | 188.2891 | 200.8762 | 209.2725 | 0 | 0 | 0 | 0 | 212.5158 | 135.0907 | 125.2473 | 117.767 | 0 | 0 | 0 | 0 | 0 | 6.1694 | 7.5211 | 9.4 | 0 | 0 | 0 | 0 | 165.7565 | 278.3342 | 291.3201 | 303.2434 | 0.38498 | 0.40006 | 0.39435 | 0.38314 | 63.8136 | 111.3505 | 114.8826 | 116.1861
12 | 10 | 21 | 579.294 | 592.2031 | 608.851 | 623.0629 | 0 | 0 | 0 | 0 | 220.4384 | 199.1693 | 197.988 | 222.2475 | 0 | 0 | 0 | 0 | 225.6024 | 145.919 | 136.4373 | 129.395 | 0 | 0 | 0 | 0 | 0 | 6.1492 | 7.5796 | 9.4 | 0 | 0 | 0 | 0 | 133.2531 | 240.9656 | 266.8461 | 262.0204 | 0.38362 | 0.39918 | 0.39347 | 0.3819 | 51.1187 | 96.1884 | 104.9947 | 100.0647
12 | 10 | 22 | 541.0237 | 553.2148 | 568.8741 | 582.2006 | 0 | 0 | 0 | 0 | 225.7998 | 193.1624 | 215.1221 | 198.7206 | 0 | 0 | 0 | 0 | 244.9952 | 149.9019 | 143.7087 | 139.8731 | 0 | 0 | 0 | 0 | 0 | 0 | 7.6268 | 3.129 | 0 | 0 | 0 | 0 | 70.2287 | 210.1505 | 202.4166 | 240.4778 | 0.37803 | 0.39555 | 0.3898 | 0.38045 | 26.5487 | 83.1251 | 78.9029 | 91.4906
12 | 10 | 23 | 483.1148 | 494.3008 | 508.5837 | 520.7117 | 0 | 0 | 0 | 0 | 227.0722 | 219.78 | 189.1675 | 195.6343 | 0 | 0 | 0 | 0 | 253.991 | 148.9057 | 145.001 | 143.3722 | 0 | 0 | 0 | 0 | 0 | 7.8358 | 23.4322 | 0 | 0 | 0 | 0 | 0 | 2.0516 | 117.7793 | 150.983 | 181.7052 | 0.36992 | 0.3904 | 0.38503 | 0.37684 | 0.75893 | 45.9814 | 58.133 | 68.4746
12 | 10 | 24 | 430.0919 | 438.7024 | 449.8718 | 459.2271 | 0 | 0 | 0 | 0 | 168.8608 | 160.1528 | 165.846 | 181.3518 | 0 | 0 | 0 | 0 | 261.4036 | 127.867 | 127.3344 | 128.8993 | 0 | 0 | 0 | 0 | 0 | 0 | 7.6644 | 0 | 0 | 0 | 0 | 0 | -0.1725 | 150.6827 | 149.027 | 148.976 | 0.36541 | 0.38531 | 0.38012 | 0.36918 | -0.063034 | 58.0598 | 56.6487 | 54.9992
12 | 11 | 1 | 399.8748 | 406.1619 | 414.5657 | 421.408 | 0 | 0 | 0 | 0 | 229.7385 | 183.7372 | 199.9207 | 153.9754 | 0 | 0 | 0 | 0 | 267.3929 | 122.316 | 124.3468 | 128.3356 | 0 | 0 | 0 | 0 | 0 | 30.7458 | 13.3703 | 0.57109 | 0 | 0 | 0 | 0 | -97.2565 | 69.3629 | 76.9278 | 138.5259 | 0.36727 | 0.38821 | 0.38242 | 0.37348 | -35.7198 | 26.927 | 29.4191 | 51.7367
12 | 11 | 2 | 382.0652 | 386.3786 | 392.5434 | 397.4345 | 0 | 0 | 0 | 0 | 201.8104 | 156.3449 | 145.0542 | 143.2916 | 0 | 0 | 0 | 0 | 258.9186 | 127.676 | 129.3698 | 133.0076 | 0 | 0 | 0 | 0 | 0 | 4.2016 | 2.9846 | 0 | 0 | 0 | 0 | 0 | -78.6638 | 98.156 | 115.1349 | 121.1353 | 0.36484 | 0.38864 | 0.38295 | 0.37206 | -28.6996 | 38.1469 | 44.0911 | 45.0691
12 | 11 | 3 | 373.1292 | 375.6004 | 379.7173 | 382.8288 | 0 | 0 | 0 | 0 | 168.3497 | 135.6228 | 128.247 | 122.8617 | 0 | 0 | 0 | 0 | 241.7221 | 128.1481 | 129.175 | 132.1242 | 0 | 0 | 0 | 0 | 0 | -0.69576 | -3.1116 | 5.2172 | 0 | 0 | 0 | 0 | -36.9427 | 112.5253 | 125.4068 | 122.6258 | 0.36527 | 0.38758 | 0.38231 | 0.37011 | -13.494 | 43.6128 | 47.9444 | 45.385
12 | 11 | 4 | 371.3736 | 372.4847 | 375.0938 | 376.8719 | 0 | 0 | 0 | 0 | 124.2001 | 143.2394 | 102.8769 | 111.6623 | 0 | 0 | 0 | 0 | 245.2254 | 130.9502 | 132.2563 | 135.4988 | 0 | 0 | 0 | 0 | 0 | -1.0141 | -2.886 | -3.2645 | 0 | 0 | 0 | 0 | 1.9481 | 99.3092 | 142.8466 | 132.9752 | 0.36475 | 0.38634 | 0.38116 | 0.36859 | 0.71058 | 38.3675 | 54.4471 | 49.013
12 | 11 | 5 | 382.6027 | 382.7491 | 384.3452 | 385.2222 | 0 | 0 | 0 | 0 | 155.4296 | 163.6996 | 159.9337 | 154.6812 | 0 | 0 | 0 | 0 | 249.9456 | 136.9679 | 140.3494 | 145.5516 | 0 | 0 | 0 | 0 | 0 | 23.3461 | 0 | 0 | 0 | 0 | 0 | 0 | -22.7725 | 58.7355 | 84.062 | 84.9893 | 0.36472 | 0.38369 | 0.37873 | 0.36539 | -8.3056 | 22.536 | 31.8369 | 31.0543
12 | 11 | 6 | 413.0399 | 412.1183 | 412.7172 | 412.7482 | 0 | 0 | 0 | 0 | 201.0394 | 177.056 | 182.2689 | 166.57 | 0 | 0 | 0 | 0 | 243.2841 | 139.4235 | 143.0473 | 148.4384 | 0 | 0 | 0 | 0 | 0 | 2.4896 | 17.8189 | -7.5356 | 0 | 0 | 0 | 0 | -31.2837 | 93.1491 | 69.5822 | 105.2754 | 0.36467 | 0.38225 | 0.37475 | 0.36382 | -11.4082 | 35.6059 | 26.0757 | 38.3016
12 | 11 | 7 | 468.3078 | 467.942 | 469.5962 | 470.7694 | 0 | 0 | 0 | 0 | 204.5286 | 179.0186 | 176.1882 | 142.5866 | 0 | 0 | 0 | 0 | 246.3734 | 141.1909 | 143.0756 | 146.8315 | 0 | 0 | 0 | 0 | 0 | 24.7448 | 11.3666 | 19.9525 | 0 | 0 | 0 | 0 | 17.4057 | 122.9877 | 138.9659 | 161.3988 | 0.36466 | 0.38514 | 0.37677 | 0.36382 | 6.3472 | 47.368 | 52.3582 | 58.7205
12 | 11 | 8 | 498.2588 | 498.5484 | 501.4672 | 504.2351 | 0 | 0 | 0 | 0 | 171.7359 | 132.775 | 129.9287 | 99.1915 | 0 | 0 | 0 | 0 | 276.1638 | 198.8281 | 208.3281 | 218.8271 | 0 | 0 | 0 | 0 | 0 | -6.5017 | -4.3169 | -9.3191 | 0 | 0 | 0 | 0 | 50.3591 | 173.447 | 167.5273 | 195.5357 | 0.36774 | 0.38205 | 0.37719 | 0.38148 | 18.5192 | 66.2647 | 63.1901 | 74.5933
12 | 11 | 9 | 504.3022 | 505.2579 | 509.3409 | 513.6189 | 0 | 0 | 0 | 0 | 104.3997 | 109.1251 | 96.2292 | 87.0854 | 0 | 0 | 0 | 0 | 355.922 | 367.6726 | 398.5012 | 427.746 | 0 | 0 | 0 | 0 | 0 | -5.4834 | -1.2805 | 8.5944 | 0 | 0 | 0 | 0 | 43.9805 | 33.9436 | 15.8911 | -9.8069 | 0.37162 | 0.36395 | 0.36521 | 0.3937 | 16.3438 | 12.3539 | 5.8036 | -3.8609
12 | 11 | 10 | 505.6475 | 506.3137 | 510.0341 | 513.9301 | 0 | 0 | 0 | 0 | 88.4148 | 90.0892 | 68.7739 | 86.7378 | 0 | 0 | 0 | 0 | 406.979 | 443.5435 | 494.8745 | 542.476 | 0 | 0 | 0 | 0 | 0 | -8.7097 | -24.478 | -33.3338 | 0 | 0 | 0 | 0 | 10.2537 | -18.6093 | -29.1363 | -81.9499 | 0.37666 | 0.38397 | 0.38397 | 0 | 3.8622 | -7.1455 | -11.1876 | 0
12 | 11 | 11 | 504.4595 | 504.8657 | 508.0031 | 511.0322 | 0 | 0 | 0 | 0 | 83.1219 | 73.8357 | 67.9926 | 80.8135 | 0 | 0 | 0 | 0 | 413.0445 | 472.5256 | 534.7091 | 591.9989 | 0 | 0 | 0 | 0 | 0 | -30.2924 | -28.2 | -28.2 | 0 | 0 | 0 | 0 | 8.2931 | -11.2033 | -66.4987 | -133.5801 | 0.38397 | 0.38397 | 0.38397 | 0 | 3.1843 | -4.3018 | -25.5338 | 0
12 | 11 | 12 | 501.1751 | 501.4826 | 504.2841 | 506.7608 | 0 | 0 | 0 | 0 | 75.2541 | 68.3331 | 62.2713 | 74.0235 | 0 | 0 | 0 | 0 | 412.7419 | 485.5581 | 551.5406 | 612.1643 | 0 | 0 | 0 | 0 | 0 | -29.6671 | -28.2 | -28.2 | 0 | 0 | 0 | 0 | 13.1791 | -22.7415 | -81.3277 | -151.227 | 0.38397 | 0.38397 | 0.38397 | 0 | 5.0604 | -8.7321 | -31.2278 | 0
12 | 11 | 13 | 496.8118 | 498.0937 | 501.8727 | 505.1228 | 0 | 0 | 0 | 0 | 75.153 | 68.3501 | 66.7736 | 59.9959 | 0 | 0 | 0 | 0 | 391.5641 | 478.0783 | 545.4881 | 607.2836 | 0 | 0 | 0 | 0 | 0 | -29.6671 | -28.2 | -29.3635 | 0 | 0 | 0 | 0 | 30.0947 | -18.6677 | -82.1891 | -132.7932 | 0.38397 | 0.38397 | 0.38397 | 0 | 11.5556 | -7.1679 | -31.5585 | 0
12 | 11 | 14 | 492.9685 | 494.8427 | 499.2882 | 503.166 | 0 | 0 | 0 | 0 | 75.0471 | 69.1494 | 68.2686 | 59.9959 | 0 | 0 | 0 | 0 | 366.8467 | 461.3624 | 521.6146 | 576.6967 | 0 | 0 | 0 | 0 | 0 | -29.6671 | -28.2 | -28.2 | 0 | 0 | 0 | 0 | 51.0747 | -6.002 | -62.3951 | -105.3267 | 0.38397 | 0.38397 | 0.38397 | 0 | 19.6114 | -2.3046 | -23.9581 | 0
12 | 11 | 15 | 487.3916 | 489.9478 | 495.0955 | 499.5676 | 0 | 0 | 0 | 0 | 82.3451 | 62.5924 | 71.6312 | 59.9959 | 0 | 0 | 0 | 0 | 304.8301 | 372.6148 | 421.2586 | 465.9652 | 0 | 0 | 0 | 0 | 0 | -16.2458 | -3.9845 | -24.2974 | 0 | 0 | 0 | 0 | 100.2165 | 70.9863 | 6.1902 | -2.0961 | 0.38397 | 0.38397 | 0.38397 | 0 | 38.4806 | 27.2568 | 2.3769 | 0
12 | 11 | 16 | 484.3623 | 488.9397 | 496.3121 | 502.7655 | 0 | 0 | 0 | 0 | 130.4219 | 100.773 | 123.3702 | 140.1355 | 0 | 0 | 0 | 0 | 236.5417 | 256.6378 | 283.1789 | 308.079 | 0 | 0 | 0 | 0 | 0 | -1.4671 | -0.34478 | 4.2421 | 0 | 0 | 0 | 0 | 117.3987 | 132.996 | 90.1078 | 50.3089 | 0.37613 | 0.37654 | 0.3735 | 0.38586 | 44.1575 | 50.0783 | 33.6552 | 19.4124
12 | 11 | 17 | 505.7338 | 511.7015 | 520.6443 | 528.4043 | 0 | 0 | 0 | 0 | 192.956 | 149.4682 | 146.0989 | 166.57 | 0 | 0 | 0 | 0 | 158.9573 | 111.4637 | 111.7501 | 113.2558 | 0 | 0 | 0 | 0 | 0 | 0.97821 | -1.9974 | 25.7461 | 0 | 0 | 0 | 0 | 153.8204 | 249.7914 | 264.7927 | 222.8325 | 0.36823 | 0.38625 | 0.38886 | 0.38905 | 56.6419 | 96.481 | 102.9672 | 86.6938
12 | 11 | 18 | 580.4398 | 590.7696 | 604.8162 | 617.0097 | 0 | 0 | 0 | 0 | 205.7828 | 181.7975 | 178.2543 | 172.8165 | 0 | 0 | 0 | 0 | 142.1396 | 88.2647 | 85.0137 | 83.2812 | 0 | 0 | 0 | 0 | 0 | -6.1525 | -2.7448 | 16.0502 | 0 | 0 | 0 | 0 | 232.5174 | 326.8599 | 344.2931 | 344.8618 | 0.38392 | 0.39924 | 0.39333 | 0.38256 | 89.2686 | 130.4953 | 135.4204 | 131.9303
12 | 11 | 19 | 590.0016 | 602.4079 | 618.7539 | 632.9378 | 0 | 0 | 0 | 0 | 214.2695 | 189.1947 | 185.5073 | 182.3871 | 0 | 0 | 0 | 0 | 127.0692 | 78.1747 | 74.7585 | 72.7699 | 0 | 0 | 0 | 0 | 0 | 15.5112 | 12.6673 | 35.0989 | 0 | 0 | 0 | 0 | 248.6629 | 319.5273 | 345.8209 | 342.6819 | 0.38563 | 0.40066 | 0.39478 | 0.38374 | 95.8917 | 128.0226 | 136.5222 | 131.5024
12 | 11 | 20 | 594.2654 | 607.3902 | 624.4524 | 639.1542 | 0 | 0 | 0 | 0 | 216.4708 | 188.2891 | 200.8762 | 209.2725 | 0 | 0 | 0 | 0 | 112.1469 | 66.6636 | 62.2034 | 59.1234 | 0 | 0 | 0 | 0 | 0 | 6.1694 | 7.5211 | 9.4 | 0 | 0 | 0 | 0 | 265.6477 | 346.2681 | 353.8518 | 361.3583 | 0.38498 | 0.40006 | 0.39435 | 0.38314 | 102.2702 | 138.5282 | 139.5421 | 138.4526
12 | 11 | 21 | 580.6033 | 593.5549 | 610.2549 | 624.5117 | 0 | 0 | 0 | 0 | 220.4384 | 199.1693 | 197.988 | 222.2475 | 0 | 0 | 0 | 0 | 109.4375 | 77.4525 | 71.2687 | 66.4877 | 0 | 0 | 0 | 0 | 0 | 6.1492 | 7.5796 | 9.4 | 0 | 0 | 0 | 0 | 250.7273 | 310.7839 | 333.4185 | 326.3765 | 0.38362 | 0.39918 | 0.39347 | 0.3819 | 96.1842 | 124.0584 | 131.1886 | 124.6421
12 | 11 | 22 | 544.5801 | 556.8866 | 572.6874 | 586.1359 | 0 | 0 | 0 | 0 | 225.7998 | 193.1624 | 215.1221 | 198.7206 | 0 | 0 | 0 | 0 | 98.6173 | 82.2367 | 74.1207 | 67.4396 | 0 | 0 | 0 | 0 | 0 | 0 | 7.6268 | 3.129 | 0 | 0 | 0 | 0 | 220.163 | 281.4874 | 275.8179 | 316.8467 | 0.37803 | 0.39555 | 0.3898 | 0.38045 | 83.2287 | 111.3425 | 107.515 | 120.5454
12 | 11 | 23 | 486.8482 | 498.1552 | 512.5868 | 524.8429 | 0 | 0 | 0 | 0 | 227.0722 | 219.78 | 189.1675 | 195.6343 | 0 | 0 | 0 | 0 | 106.3078 | 93.4393 | 83.6275 | 75.2869 | 0 | 0 | 0 | 0 | 0 | 7.8358 | 23.4322 | 0 | 0 | 0 | 0 | 0 | 153.4681 | 177.1001 | 216.3595 | 253.9218 | 0.36992 | 0.3904 | 0.38503 | 0.37684 | 56.7702 | 69.1404 | 83.3049 | 95.689
12 | 11 | 24 | 437.5586 | 446.4112 | 457.8779 | 467.4894 | 0 | 0 | 0 | 0 | 168.8608 | 160.1528 | 165.846 | 181.3518 | 0 | 0 | 0 | 0 | 128.6817 | 99.7624 | 87.6409 | 77.0903 | 0 | 0 | 0 | 0 | 0 | 0 | 7.6644 | 0 | 0 | 0 | 0 | 0 | 140.0161 | 186.4961 | 196.7266 | 209.0473 | 0.36541 | 0.38531 | 0.38012 | 0.36918 | 51.1633 | 71.8591 | 74.7804 | 77.1764
12 | 12 | 1 | 403.2189 | 409.6144 | 418.1514 | 425.1084 | 0 | 0 | 0 | 0 | 229.7385 | 183.7372 | 199.9207 | 153.9754 | 0 | 0 | 0 | 0 | 134.1227 | 89.9114 | 76.7982 | 65.2496 | 0 | 0 | 0 | 0 | 0 | 30.7458 | 13.3703 | 0.57109 | 0 | 0 | 0 | 0 | 39.3577 | 105.22 | 128.0621 | 205.3123 | 0.36727 | 0.38821 | 0.38242 | 0.37348 | 14.4551 | 40.847 | 48.974 | 76.6801
12 | 12 | 2 | 385.1262 | 389.5388 | 395.8256 | 400.8216 | 0 | 0 | 0 | 0 | 201.8104 | 156.3449 | 145.0542 | 143.2916 | 0 | 0 | 0 | 0 | 126.0168 | 83.645 | 70.2335 | 58.3742 | 0 | 0 | 0 | 0 | 0 | 4.2016 | 2.9846 | 0 | 0 | 0 | 0 | 0 | 57.2989 | 145.3473 | 177.5533 | 199.1559 | 0.36484 | 0.38864 | 0.38295 | 0.37206 | 20.9049 | 56.4872 | 67.9944 | 74.0971
12 | 12 | 3 | 377.411 | 380.0211 | 384.3085 | 387.5669 | 0 | 0 | 0 | 0 | 168.3497 | 135.6228 | 128.247 | 122.8617 | 0 | 0 | 0 | 0 | 118.9925 | 81.4022 | 68.6683 | 57.452 | 0 | 0 | 0 | 0 | 0 | -0.69576 | -3.1116 | 5.2172 | 0 | 0 | 0 | 0 | 90.0687 | 163.6918 | 190.5047 | 202.036 | 0.36527 | 0.38758 | 0.38231 | 0.37011 | 32.8992 | 63.4439 | 72.8321 | 74.7755
12 | 12 | 4 | 375.9208 | 377.1794 | 379.9695 | 381.9037 | 0 | 0 | 0 | 0 | 124.2001 | 143.2394 | 102.8769 | 111.6623 | 0 | 0 | 0 | 0 | 107.9136 | 79.4696 | 68.057 | 58.0948 | 0 | 0 | 0 | 0 | 0 | -1.0141 | -2.886 | -3.2645 | 0 | 0 | 0 | 0 | 143.8071 | 155.4845 | 211.9216 | 215.411 | 0.36475 | 0.38634 | 0.38116 | 0.36859 | 52.454 | 60.0704 | 80.7755 | 79.3979
12 | 12 | 5 | 387.9108 | 388.2293 | 390.0368 | 391.0959 | 0 | 0 | 0 | 0 | 155.4296 | 163.6996 | 159.9337 | 154.6812 | 0 | 0 | 0 | 0 | 94.4484 | 70.4864 | 60.6813 | 52.2485 | 0 | 0 | 0 | 0 | 0 | 23.3461 | 0 | 0 | 0 | 0 | 0 | 0 | 138.0328 | 130.6972 | 169.4218 | 184.1662 | 0.36472 | 0.38369 | 0.37873 | 0.36539 | 50.3433 | 50.1467 | 64.1653 | 67.2925
12 | 12 | 6 | 421.4974 | 420.85 | 421.7858 | 422.107 | 0 | 0 | 0 | 0 | 201.0394 | 177.056 | 182.2689 | 166.57 | 0 | 0 | 0 | 0 | 86.3959 | 71.5658 | 62.7143 | 55.1949 | 0 | 0 | 0 | 0 | 0 | 2.4896 | 17.8189 | -7.5356 | 0 | 0 | 0 | 0 | 134.062 | 169.7386 | 158.9838 | 207.8776 | 0.36467 | 0.38225 | 0.37475 | 0.36382 | 48.8885 | 64.8819 | 59.5787 | 75.6305
12 | 12 | 7 | 472.9435 | 472.7281 | 474.5668 | 475.8991 | 0 | 0 | 0 | 0 | 204.5286 | 179.0186 | 176.1882 | 142.5866 | 0 | 0 | 0 | 0 | 96.4171 | 82.7612 | 72.835 | 64.2483 | 0 | 0 | 0 | 0 | 0 | 24.7448 | 11.3666 | 19.9525 | 0 | 0 | 0 | 0 | 171.9978 | 186.2034 | 214.1772 | 249.1117 | 0.36466 | 0.38514 | 0.37677 | 0.36382 | 62.7211 | 71.7152 | 80.6956 | 90.6324
12 | 12 | 8 | 506.9464 | 507.5176 | 510.7824 | 513.8484 | 0 | 0 | 0 | 0 | 171.7359 | 132.775 | 129.9287 | 99.1915 | 0 | 0 | 0 | 0 | 159.5508 | 155.1573 | 153.1649 | 151.5363 | 0 | 0 | 0 | 0 | 0 | -6.5017 | -4.3169 | -9.3191 | 0 | 0 | 0 | 0 | 175.6596 | 226.087 | 232.0056 | 272.4398 | 0.36774 | 0.38205 | 0.37719 | 0.38148 | 64.5975 | 86.3756 | 87.5109 | 103.9309
12 | 12 | 9 | 514.1044 | 515.378 | 519.8513 | 524.4657 | 0 | 0 | 0 | 0 | 104.3997 | 109.1251 | 96.2292 | 87.0854 | 0 | 0 | 0 | 0 | 235.9774 | 275.6762 | 292.1353 | 306.8838 | 0 | 0 | 0 | 0 | 0 | -5.4834 | -1.2805 | 8.5944 | 0 | 0 | 0 | 0 | 173.7273 | 136.06 | 132.7673 | 121.9021 | 0.37162 | 0.36395 | 0.36521 | 0.3937 | 64.5598 | 49.5194 | 48.4878 | 47.9925
12 | 12 | 10 | 515.379 | 516.3607 | 520.4686 | 524.6985 | 0 | 0 | 0 | 0 | 88.4148 | 90.0892 | 68.7739 | 86.7378 | 0 | 0 | 0 | 0 | 282.2834 | 374.664 | 404.7918 | 431.6123 | 0 | 0 | 0 | 0 | 0 | -8.7097 | -24.478 | -33.3338 | 0 | 0 | 0 | 0 | 144.6807 | 60.3172 | 71.3809 | 39.6823 | 0.37666 | 0.38397 | 0.38397 | 0 | 54.4961 | 23.1602 | 27.4084 | 0
12 | 12 | 11 | 515.9603 | 516.7395 | 520.3348 | 523.7585 | 0 | 0 | 0 | 0 | 83.1219 | 73.8357 | 67.9926 | 80.8135 | 0 | 0 | 0 | 0 | 268.7751 | 387.3533 | 422.3977 | 453.7031 | 0 | 0 | 0 | 0 | 0 | -30.2924 | -28.2 | -28.2 | 0 | 0 | 0 | 0 | 164.0633 | 85.8428 | 58.1445 | 17.442 | 0.38397 | 0.38397 | 0.38397 | 0 | 62.9962 | 32.9613 | 22.326 | 0
12 | 12 | 12 | 509.9511 | 510.5432 | 513.6942 | 516.472 | 0 | 0 | 0 | 0 | 75.2541 | 68.3331 | 62.2713 | 74.0235 | 0 | 0 | 0 | 0 | 273.854 | 416.3128 | 457.2736 | 493.9034 | 0 | 0 | 0 | 0 | 0 | -29.6671 | -28.2 | -28.2 | 0 | 0 | 0 | 0 | 160.843 | 55.5644 | 22.3493 | -23.2548 | 0.38397 | 0.38397 | 0.38397 | 0 | 61.7597 | 21.3352 | 8.5815 | 0
12 | 12 | 13 | 501.0052 | 502.423 | 506.369 | 509.763 | 0 | 0 | 0 | 0 | 75.153 | 68.3501 | 66.7736 | 59.9959 | 0 | 0 | 0 | 0 | 267.7835 | 426.2989 | 469.1527 | 507.5092 | 0 | 0 | 0 | 0 | 0 | -29.6671 | -28.2 | -29.3635 | 0 | 0 | 0 | 0 | 158.0686 | 37.4412 | -1.3573 | -28.3786 | 0.38397 | 0.38397 | 0.38397 | 0 | 60.6944 | 14.3764 | -0.52118 | 0
12 | 12 | 14 | 495.8349 | 497.802 | 502.3616 | 506.3377 | 0 | 0 | 0 | 0 | 75.0471 | 69.1494 | 68.2686 | 59.9959 | 0 | 0 | 0 | 0 | 290.2182 | 482.2069 | 529.8334 | 572.3494 | 0 | 0 | 0 | 0 | 0 | -29.6671 | -28.2 | -28.2 | 0 | 0 | 0 | 0 | 130.5695 | -23.8872 | -67.5403 | -97.8075 | 0.38397 | 0.38397 | 0.38397 | 0 | 50.1354 | -9.172 | -25.9338 | 0
12 | 12 | 15 | 491.5319 | 494.2223 | 499.5349 | 504.1491 | 0 | 0 | 0 | 0 | 82.3451 | 62.5924 | 71.6312 | 59.9959 | 0 | 0 | 0 | 0 | 259.566 | 446.8406 | 486.7243 | 522.3875 | 0 | 0 | 0 | 0 | 0 | -16.2458 | -3.9845 | -24.2974 | 0 | 0 | 0 | 0 | 149.6209 | 1.0351 | -54.8361 | -53.9369 | 0.38397 | 0.38397 | 0.38397 | 0 | 57.4506 | 0.39744 | -21.0557 | 0
12 | 12 | 16 | 489.0157 | 493.744 | 501.3017 | 507.9147 | 0 | 0 | 0 | 0 | 130.4219 | 100.773 | 123.3702 | 140.1355 | 0 | 0 | 0 | 0 | 167.9681 | 310.2695 | 327.8922 | 343.9013 | 0 | 0 | 0 | 0 | 0 | -1.4671 | -0.34478 | 4.2421 | 0 | 0 | 0 | 0 | 190.6257 | 84.1686 | 50.384 | 19.6359 | 0.37613 | 0.37654 | 0.3735 | 0.38586 | 71.7006 | 31.6928 | 18.8184 | 7.5768
12 | 12 | 17 | 509.591 | 515.6837 | 524.7801 | 532.6726 | 0 | 0 | 0 | 0 | 192.956 | 149.4682 | 146.0989 | 166.57 | 0 | 0 | 0 | 0 | 79.6694 | 167.5227 | 163.8274 | 161.0253 | 0 | 0 | 0 | 0 | 0 | 0.97821 | -1.9974 | 25.7461 | 0 | 0 | 0 | 0 | 236.9656 | 197.7146 | 216.8513 | 179.3311 | 0.36823 | 0.38625 | 0.38886 | 0.38905 | 87.2588 | 76.3666 | 84.3247 | 69.7695
12 | 12 | 18 | 583.4123 | 593.8385 | 608.0035 | 620.2989 | 0 | 0 | 0 | 0 | 205.7828 | 181.7975 | 178.2543 | 172.8165 | 0 | 0 | 0 | 0 | 66.096 | 137.0828 | 130.6474 | 125.4346 | 0 | 0 | 0 | 0 | 0 | -6.1525 | -2.7448 | 16.0502 | 0 | 0 | 0 | 0 | 311.5335 | 281.1107 | 301.8467 | 305.9976 | 0.38392 | 0.39924 | 0.39333 | 0.38256 | 119.6047 | 112.2304 | 118.725 | 117.0624
12 | 12 | 19 | 596.6898 | 609.3129 | 625.9253 | 640.3386 | 0 | 0 | 0 | 0 | 214.2695 | 189.1947 | 185.5073 | 182.3871 | 0 | 0 | 0 | 0 | 67.3256 | 135.7526 | 129.199 | 123.8777 | 0 | 0 | 0 | 0 | 0 | 15.5112 | 12.6673 | 35.0989 | 0 | 0 | 0 | 0 | 315.0946 | 268.8545 | 298.5518 | 298.9749 | 0.38563 | 0.40066 | 0.39478 | 0.38374 | 121.5098 | 107.7199 | 117.8615 | 114.73
12 | 12 | 20 | 596.0348 | 609.2169 | 626.3496 | 641.1121 | 0 | 0 | 0 | 0 | 216.4708 | 188.2891 | 200.8762 | 209.2725 | 0 | 0 | 0 | 0 | 71.4537 | 135.76 | 128.6615 | 122.8365 | 0 | 0 | 0 | 0 | 0 | 6.1694 | 7.5211 | 9.4 | 0 | 0 | 0 | 0 | 308.1102 | 278.9984 | 289.2908 | 299.6031 | 0.38498 | 0.40006 | 0.39435 | 0.38314 | 118.6176 | 111.6163 | 114.0823 | 114.7914
12 | 12 | 21 | 583.0627 | 596.094 | 612.892 | 627.2332 | 0 | 0 | 0 | 0 | 220.4384 | 199.1693 | 197.988 | 222.2475 | 0 | 0 | 0 | 0 | 74.345 | 135.2339 | 127.7588 | 121.5985 | 0 | 0 | 0 | 0 | 0 | 6.1492 | 7.5796 | 9.4 | 0 | 0 | 0 | 0 | 288.2793 | 255.5417 | 279.5656 | 273.9872 | 0.38362 | 0.39918 | 0.39347 | 0.3819 | 110.59 | 102.0069 | 109.9994 | 104.6348
12 | 12 | 22 | 550.5605 | 563.0609 | 579.0999 | 592.7536 | 0 | 0 | 0 | 0 | 225.7998 | 193.1624 | 215.1221 | 198.7206 | 0 | 0 | 0 | 0 | 72.4027 | 131.3392 | 124.092 | 118.1517 | 0 | 0 | 0 | 0 | 0 | 0 | 7.6268 | 3.129 | 0 | 0 | 0 | 0 | 252.358 | 238.5592 | 232.2591 | 272.7523 | 0.37803 | 0.39555 | 0.3898 | 0.38045 | 95.3994 | 94.3622 | 90.5356 | 103.7696
12 | 12 | 23 | 494.5625 | 506.1197 | 520.8585 | 533.3793 | 0 | 0 | 0 | 0 | 227.0722 | 219.78 | 189.1675 | 195.6343 | 0 | 0 | 0 | 0 | 70.3541 | 127.6151 | 120.6034 | 114.8944 | 0 | 0 | 0 | 0 | 0 | 7.8358 | 23.4322 | 0 | 0 | 0 | 0 | 0 | 197.1362 | 150.8888 | 187.6553 | 222.8507 | 0.36992 | 0.3904 | 0.38503 | 0.37684 | 72.9237 | 58.9074 | 72.253 | 83.98
12 | 12 | 24 | 441.5574 | 450.5396 | 462.1655 | 471.9142 | 0 | 0 | 0 | 0 | 168.8608 | 160.1528 | 165.846 | 181.3518 | 0 | 0 | 0 | 0 | 73.8459 | 130.8245 | 123.401 | 117.2961 | 0 | 0 | 0 | 0 | 0 | 0 | 7.6644 | 0 | 0 | 0 | 0 | 0 | 198.8506 | 159.5623 | 165.2542 | 173.2664 | 0.36541 | 0.38531 | 0.38012 | 0.36918 | 72.662 | 61.4812 | 62.817 | 63.9668
12 | 13 | 1 | 406.3507 | 412.8477 | 421.5094 | 428.5739 | 0 | 0 | 0 | 0 | 229.7385 | 183.7372 | 199.9207 | 153.9754 | 0 | 0 | 0 | 0 | 81.7225 | 132.9904 | 124.6438 | 117.6469 | 0 | 0 | 0 | 0 | 0 | 30.7458 | 13.3703 | 0.57109 | 0 | 0 | 0 | 0 | 94.8897 | 65.3743 | 83.5746 | 156.3805 | 0.36727 | 0.38821 | 0.38242 | 0.37348 | 34.8505 | 25.3787 | 31.9609 | 58.405
12 | 13 | 2 | 388.1871 | 392.6991 | 399.1077 | 404.2088 | 0 | 0 | 0 | 0 | 201.8104 | 156.3449 | 145.0542 | 143.2916 | 0 | 0 | 0 | 0 | 86.6348 | 134.6735 | 125.7357 | 118.1801 | 0 | 0 | 0 | 0 | 0 | 4.2016 | 2.9846 | 0 | 0 | 0 | 0 | 0 | 99.7419 | 97.479 | 125.3332 | 142.7371 | 0.36484 | 0.38864 | 0.38295 | 0.37206 | 36.3897 | 37.8838 | 47.9966 | 53.1062
12 | 13 | 3 | 379.5873 | 382.268 | 386.642 | 389.9752 | 0 | 0 | 0 | 0 | 168.3497 | 135.6228 | 128.247 | 122.8617 | 0 | 0 | 0 | 0 | 86.1409 | 128.0425 | 119.1352 | 111.6312 | 0 | 0 | 0 | 0 | 0 | -0.69576 | -3.1116 | 5.2172 | 0 | 0 | 0 | 0 | 125.0967 | 119.2984 | 142.3714 | 150.2651 | 0.36527 | 0.38758 | 0.38231 | 0.37011 | 45.6938 | 46.2379 | 54.4302 | 55.6145
12 | 13 | 4 | 378.8579 | 380.2118 | 383.1189 | 385.1538 | 0 | 0 | 0 | 0 | 124.2001 | 143.2394 | 102.8769 | 111.6623 | 0 | 0 | 0 | 0 | 83.5968 | 119.0089 | 110.3871 | 103.1692 | 0 | 0 | 0 | 0 | 0 | -1.0141 | -2.886 | -3.2645 | 0 | 0 | 0 | 0 | 171.061 | 118.9776 | 172.7409 | 173.5867 | 0.36475 | 0.38634 | 0.38116 | 0.36859 | 62.3949 | 45.9662 | 65.8415 | 63.9819
12 | 13 | 5 | 389.6624 | 390.0378 | 391.915 | 393.0342 | 0 | 0 | 0 | 0 | 155.4296 | 163.6996 | 159.9337 | 154.6812 | 0 | 0 | 0 | 0 | 83.7477 | 114.2664 | 105.5939 | 98.3537 | 0 | 0 | 0 | 0 | 0 | 23.3461 | 0 | 0 | 0 | 0 | 0 | 0 | 150.4851 | 88.7257 | 126.3873 | 139.9992 | 0.36472 | 0.38369 | 0.37873 | 0.36539 | 54.8849 | 34.0428 | 47.8668 | 51.1543
12 | 13 | 6 | 424.3107 | 423.7545 | 424.8023 | 425.22 | 0 | 0 | 0 | 0 | 201.0394 | 177.056 | 182.2689 | 166.57 | 0 | 0 | 0 | 0 | 87.3015 | 110.6694 | 101.5053 | 93.8508 | 0 | 0 | 0 | 0 | 0 | 2.4896 | 17.8189 | -7.5356 | 0 | 0 | 0 | 0 | 135.9697 | 133.5395 | 123.2093 | 172.3348 | 0.36467 | 0.38225 | 0.37475 | 0.36382 | 49.5841 | 51.045 | 46.1723 | 62.6993
12 | 13 | 7 | 477.5969 | 477.5324 | 479.5564 | 481.0483 | 0 | 0 | 0 | 0 | 204.5286 | 179.0186 | 176.1882 | 142.5866 | 0 | 0 | 0 | 0 | 95.3047 | 99.5036 | 89.4105 | 80.8595 | 0 | 0 | 0 | 0 | 0 | 24.7448 | 11.3666 | 19.9525 | 0 | 0 | 0 | 0 | 177.7635 | 174.2653 | 202.5913 | 237.6498 | 0.36466 | 0.38514 | 0.37677 | 0.36382 | 64.8236 | 67.1173 | 76.3303 | 86.4623
12 | 13 | 8 | 511.0513 | 511.7556 | 515.1838 | 518.3907 | 0 | 0 | 0 | 0 | 171.7359 | 132.775 | 129.9287 | 99.1915 | 0 | 0 | 0 | 0 | 141.845 | 137.456 | 133.2062 | 129.7713 | 0 | 0 | 0 | 0 | 0 | -6.5017 | -4.3169 | -9.3191 | 0 | 0 | 0 | 0 | 197.4703 | 248.0264 | 256.3659 | 298.7471 | 0.36774 | 0.38205 | 0.37719 | 0.38148 | 72.6182 | 94.7575 | 96.6994 | 113.9666
12 | 13 | 9 | 516.2807 | 517.6249 | 522.1849 | 526.8739 | 0 | 0 | 0 | 0 | 104.3997 | 109.1251 | 96.2292 | 87.0854 | 0 | 0 | 0 | 0 | 236.8701 | 287.6996 | 300.5668 | 312.0753 | 0 | 0 | 0 | 0 | 0 | -5.4834 | -1.2805 | 8.5944 | 0 | 0 | 0 | 0 | 175.0109 | 126.2835 | 126.6694 | 119.1188 | 0.37162 | 0.36395 | 0.36521 | 0.3937 | 65.0368 | 45.9613 | 46.2608 | 46.8967
12 | 13 | 10 | 516.706 | 517.7307 | 521.8915 | 526.1669 | 0 | 0 | 0 | 0 | 88.4148 | 90.0892 | 68.7739 | 86.7378 | 0 | 0 | 0 | 0 | 282.0307 | 370.1183 | 400.961 | 428.5165 | 0 | 0 | 0 | 0 | 0 | -8.7097 | -24.478 | -33.3338 | 0 | 0 | 0 | 0 | 146.2604 | 66.2329 | 76.6346 | 44.2465 | 0.37666 | 0.38397 | 0.38397 | 0 | 55.0911 | 25.4316 | 29.4258 | 0
12 | 13 | 11 | 512.8639 | 513.5427 | 517.0147 | 520.3322 | 0 | 0 | 0 | 0 | 83.1219 | 73.8357 | 67.9926 | 80.8135 | 0 | 0 | 0 | 0 | 296.8328 | 413.9074 | 457.1929 | 495.9271 | 0 | 0 | 0 | 0 | 0 | -30.2924 | -28.2 | -28.2 | 0 | 0 | 0 | 0 | 132.9092 | 56.0919 | 20.0292 | -28.2083 | 0.38397 | 0.38397 | 0.38397 | 0 | 51.0338 | 21.5378 | 7.6907 | 0
12 | 13 | 12 | 505.9346 | 506.3965 | 509.3875 | 512.0276 | 0 | 0 | 0 | 0 | 75.2541 | 68.3331 | 62.2713 | 74.0235 | 0 | 0 | 0 | 0 | 305.4359 | 426.824 | 473.0296 | 514.3848 | 0 | 0 | 0 | 0 | 0 | -29.6671 | -28.2 | -28.2 | 0 | 0 | 0 | 0 | 125.2446 | 40.9065 | 2.2867 | -48.1807 | 0.38397 | 0.38397 | 0.38397 | 0 | 48.0908 | 15.707 | 0.87803 | 0
12 | 13 | 13 | 498.0326 | 499.3541 | 503.1818 | 506.4737 | 0 | 0 | 0 | 0 | 75.153 | 68.3501 | 66.7736 | 59.9959 | 0 | 0 | 0 | 0 | 312.8517 | 435.9868 | 479.859 | 519.0123 | 0 | 0 | 0 | 0 | 0 | -29.6671 | -28.2 | -29.3635 | 0 | 0 | 0 | 0 | 110.028 | 24.6844 | -15.2508 | -43.171 | 0.38397 | 0.38397 | 0.38397 | 0 | 42.248 | 9.4781 | -5.8559 | 0
12 | 13 | 14 | 495.4633 | 497.4184 | 501.9632 | 505.9266 | 0 | 0 | 0 | 0 | 75.0471 | 69.1494 | 68.2686 | 59.9959 | 0 | 0 | 0 | 0 | 305.3571 | 420.4724 | 460.7963 | 496.807 | 0 | 0 | 0 | 0 | 0 | -29.6671 | -28.2 | -28.2 | 0 | 0 | 0 | 0 | 115.059 | 37.4637 | 1.0983 | -22.6763 | 0.38397 | 0.38397 | 0.38397 | 0 | 44.1798 | 14.3851 | 0.42171 | 0
12 | 13 | 15 | 488.3294 | 490.9159 | 496.101 | 500.6053 | 0 | 0 | 0 | 0 | 82.3451 | 62.5924 | 71.6312 | 59.9959 | 0 | 0 | 0 | 0 | 273.0949 | 365.7506 | 396.497 | 424.0159 | 0 | 0 | 0 | 0 | 0 | -16.2458 | -3.9845 | -24.2974 | 0 | 0 | 0 | 0 | 132.8894 | 78.8187 | 31.9573 | 40.891 | 0.38397 | 0.38397 | 0.38397 | 0 | 51.0262 | 30.2642 | 12.2708 | 0
12 | 13 | 16 | 486.4855 | 491.1318 | 498.5887 | 505.115 | 0 | 0 | 0 | 0 | 130.4219 | 100.773 | 123.3702 | 140.1355 | 0 | 0 | 0 | 0 | 197.1413 | 248.482 | 264.5636 | 279.3547 | 0 | 0 | 0 | 0 | 0 | -1.4671 | -0.34478 | 4.2421 | 0 | 0 | 0 | 0 | 158.9223 | 143.3439 | 110.9997 | 81.3826 | 0.37613 | 0.37654 | 0.3735 | 0.38586 | 59.7759 | 53.9747 | 41.4583 | 31.4027
12 | 13 | 17 | 506.8839 | 512.8888 | 521.8774 | 529.677 | 0 | 0 | 0 | 0 | 192.956 | 149.4682 | 146.0989 | 166.57 | 0 | 0 | 0 | 0 | 117.7204 | 95.6716 | 91.299 | 88.2758 | 0 | 0 | 0 | 0 | 0 | 0.97821 | -1.9974 | 25.7461 | 0 | 0 | 0 | 0 | 196.2075 | 266.7709 | 286.477 | 249.0851 | 0.36823 | 0.38625 | 0.38886 | 0.38905 | 72.2503 | 103.0393 | 111.3993 | 96.9075
12 | 13 | 18 | 580.3867 | 590.7148 | 604.7593 | 616.9509 | 0 | 0 | 0 | 0 | 205.7828 | 181.7975 | 178.2543 | 172.8165 | 0 | 0 | 0 | 0 | 116.8663 | 66.7514 | 60.322 | 55.6379 | 0 | 0 | 0 | 0 | 0 | -6.1525 | -2.7448 | 16.0502 | 0 | 0 | 0 | 0 | 257.7376 | 348.3184 | 368.9279 | 372.4462 | 0.38392 | 0.39924 | 0.39333 | 0.38256 | 98.9512 | 139.0624 | 145.11 | 142.483
12 | 13 | 19 | 591.7179 | 604.1798 | 620.5942 | 634.837 | 0 | 0 | 0 | 0 | 214.2695 | 189.1947 | 185.5073 | 182.3871 | 0 | 0 | 0 | 0 | 126.5932 | 66.3182 | 60.5254 | 56.4685 | 0 | 0 | 0 | 0 | 0 | 15.5112 | 12.6673 | 35.0989 | 0 | 0 | 0 | 0 | 250.8552 | 333.1557 | 361.8942 | 360.8825 | 0.38563 | 0.40066 | 0.39478 | 0.38374 | 96.7372 | 133.483 | 142.8676 | 138.4867
12 | 13 | 20 | 596.0348 | 609.2169 | 626.3496 | 641.1121 | 0 | 0 | 0 | 0 | 216.4708 | 188.2891 | 200.8762 | 209.2725 | 0 | 0 | 0 | 0 | 128.1077 | 66.5956 | 60.4755 | 56.1086 | 0 | 0 | 0 | 0 | 0 | 6.1694 | 7.5211 | 9.4 | 0 | 0 | 0 | 0 | 251.4563 | 348.1628 | 357.4769 | 366.331 | 0.38498 | 0.40006 | 0.39435 | 0.38314 | 96.8067 | 139.2862 | 140.9716 | 140.3579
12 | 13 | 21 | 583.1158 | 596.1488 | 612.9489 | 627.2919 | 0 | 0 | 0 | 0 | 220.4384 | 199.1693 | 197.988 | 222.2475 | 0 | 0 | 0 | 0 | 129.2465 | 68.1025 | 62.04 | 57.7142 | 0 | 0 | 0 | 0 | 0 | 6.1492 | 7.5796 | 9.4 | 0 | 0 | 0 | 0 | 233.4308 | 322.7279 | 345.3413 | 337.9302 | 0.38362 | 0.39918 | 0.39347 | 0.3819 | 89.5489 | 128.8262 | 135.8798 | 129.0544
12 | 13 | 22 | 549.6935 | 562.1658 | 578.1703 | 591.7942 | 0 | 0 | 0 | 0 | 225.7998 | 193.1624 | 215.1221 | 198.7206 | 0 | 0 | 0 | 0 | 125.177 | 66.9167 | 61.527 | 57.7986 | 0 | 0 | 0 | 0 | 0 | 0 | 7.6268 | 3.129 | 0 | 0 | 0 | 0 | 198.7168 | 302.0867 | 293.8945 | 332.1461 | 0.37803 | 0.39555 | 0.3898 | 0.38045 | 75.1213 | 119.4906 | 114.5613 | 126.3661
12 | 13 | 23 | 494.2971 | 505.8457 | 520.574 | 533.0856 | 0 | 0 | 0 | 0 | 227.0722 | 219.78 | 189.1675 | 195.6343 | 0 | 0 | 0 | 0 | 126.9071 | 69.5466 | 64.0615 | 60.2591 | 0 | 0 | 0 | 0 | 0 | 7.8358 | 23.4322 | 0 | 0 | 0 | 0 | 0 | 140.3178 | 208.6833 | 243.9126 | 277.1922 | 0.36992 | 0.3904 | 0.38503 | 0.37684 | 51.9057 | 81.4705 | 93.9137 | 104.4583
12 | 13 | 24 | 442.0528 | 451.0511 | 462.6968 | 472.4625 | 0 | 0 | 0 | 0 | 168.8608 | 160.1528 | 165.846 | 181.3518 | 0 | 0 | 0 | 0 | 118.6119 | 69.1454 | 62.9858 | 58.5117 | 0 | 0 | 0 | 0 | 0 | 0 | 7.6644 | 0 | 0 | 0 | 0 | 0 | 154.5801 | 221.7529 | 226.2005 | 232.599 | 0.36541 | 0.38531 | 0.38012 | 0.36918 | 56.4851 | 85.444 | 85.9842 | 85.8713
12 | 14 | 1 | 410.0132 | 416.629 | 425.4366 | 432.6267 | 0 | 0 | 0 | 0 | 229.7385 | 183.7372 | 199.9207 | 153.9754 | 0 | 0 | 0 | 0 | 108.5094 | 65.3325 | 58.8781 | 54.077 | 0 | 0 | 0 | 0 | 0 | 30.7458 | 13.3703 | 0.57109 | 0 | 0 | 0 | 0 | 71.7653 | 136.8135 | 153.2674 | 224.0032 | 0.36727 | 0.38821 | 0.38242 | 0.37348 | 26.3576 | 53.1118 | 58.6131 | 83.6608
12 | 14 | 2 | 391.3366 | 395.9507 | 402.4847 | 407.6939 | 0 | 0 | 0 | 0 | 201.8104 | 156.3449 | 145.0542 | 143.2916 | 0 | 0 | 0 | 0 | 97.3154 | 62.0918 | 54.7495 | 49.0565 | 0 | 0 | 0 | 0 | 0 | 4.2016 | 2.9846 | 0 | 0 | 0 | 0 | 0 | 92.2108 | 173.3123 | 199.6964 | 215.3458 | 0.36484 | 0.38864 | 0.38295 | 0.37206 | 33.6421 | 67.3554 | 76.4741 | 80.1207
12 | 14 | 3 | 383.763 | 386.5791 | 391.1194 | 394.5958 | 0 | 0 | 0 | 0 | 168.3497 | 135.6228 | 128.247 | 122.8617 | 0 | 0 | 0 | 0 | 86.5411 | 59.5721 | 51.5992 | 45.2609 | 0 | 0 | 0 | 0 | 0 | -0.69576 | -3.1116 | 5.2172 | 0 | 0 | 0 | 0 | 128.8721 | 192.0799 | 214.3848 | 221.256 | 0.36527 | 0.38758 | 0.38231 | 0.37011 | 47.0728 | 74.4467 | 81.9617 | 81.889
12 | 14 | 4 | 383.759 | 385.2718 | 388.3741 | 390.5771 | 0 | 0 | 0 | 0 | 124.2001 | 143.2394 | 102.8769 | 111.6623 | 0 | 0 | 0 | 0 | 79.22 | 61.1751 | 52.8613 | 46.1666 | 0 | 0 | 0 | 0 | 0 | -1.0141 | -2.886 | -3.2645 | 0 | 0 | 0 | 0 | 180.3389 | 181.8714 | 235.5219 | 236.0126 | 0.36475 | 0.38634 | 0.38116 | 0.36859 | 65.779 | 70.2648 | 89.771 | 86.9914
12 | 14 | 5 | 393.4311 | 393.9287 | 395.956 | 397.2045 | 0 | 0 | 0 | 0 | 155.4296 | 163.6996 | 159.9337 | 154.6812 | 0 | 0 | 0 | 0 | 74.7222 | 63.915 | 56.1559 | 49.9582 | 0 | 0 | 0 | 0 | 0 | 23.3461 | 0 | 0 | 0 | 0 | 0 | 0 | 163.2793 | 142.968 | 179.8663 | 192.5651 | 0.36472 | 0.38369 | 0.37873 | 0.36539 | 59.5512 | 54.8549 | 68.1209 | 70.3614
12 | 14 | 6 | 430.4503 | 430.0933 | 431.3855 | 432.0139 | 0 | 0 | 0 | 0 | 201.0394 | 177.056 | 182.2689 | 166.57 | 0 | 0 | 0 | 0 | 71.9617 | 66.2981 | 59.7762 | 54.7178 | 0 | 0 | 0 | 0 | 0 | 2.4896 | 17.8189 | -7.5356 | 0 | 0 | 0 | 0 | 157.4491 | 184.2496 | 171.5216 | 218.2617 | 0.36467 | 0.38225 | 0.37475 | 0.36382 | 57.4171 | 70.4287 | 64.2772 | 79.4085
12 | 14 | 7 | 485.2936 | 485.4786 | 487.8092 | 489.5652 | 0 | 0 | 0 | 0 | 204.5286 | 179.0186 | 176.1882 | 142.5866 | 0 | 0 | 0 | 0 | 82.2445 | 77.0426 | 70.0574 | 64.4832 | 0 | 0 | 0 | 0 | 0 | 24.7448 | 11.3666 | 19.9525 | 0 | 0 | 0 | 0 | 198.5204 | 204.6726 | 230.197 | 262.5429 | 0.36466 | 0.38514 | 0.37677 | 0.36382 | 72.3929 | 78.8285 | 86.7314 | 95.519
12 | 14 | 8 | 516.3593 | 517.2358 | 520.8754 | 524.2644 | 0 | 0 | 0 | 0 | 171.7359 | 132.775 | 129.9287 | 99.1915 | 0 | 0 | 0 | 0 | 129.5784 | 150.0175 | 152.8853 | 156.0178 | 0 | 0 | 0 | 0 | 0 | -6.5017 | -4.3169 | -9.3191 | 0 | 0 | 0 | 0 | 215.045 | 240.945 | 242.3783 | 278.3743 | 0.36774 | 0.38205 | 0.37719 | 0.38148 | 79.0811 | 92.0521 | 91.4234 | 106.1948
12 | 14 | 9 | 522.6857 | 524.2376 | 529.0527 | 533.9615 | 0 | 0 | 0 | 0 | 104.3997 | 109.1251 | 96.2292 | 87.0854 | 0 | 0 | 0 | 0 | 208.7693 | 297.3314 | 321.9232 | 344.2818 | 0 | 0 | 0 | 0 | 0 | -5.4834 | -1.2805 | 8.5944 | 0 | 0 | 0 | 0 | 209.5167 | 123.2645 | 112.1808 | 93.9998 | 0.37162 | 0.36395 | 0.36521 | 0.3937 | 77.8597 | 44.8625 | 40.9694 | 37.0075
12 | 14 | 10 | 517.1483 | 518.1874 | 522.3658 | 526.6564 | 0 | 0 | 0 | 0 | 88.4148 | 90.0892 | 68.7739 | 86.7378 | 0 | 0 | 0 | 0 | 256.3477 | 391.5957 | 433.0979 | 470.5604 | 0 | 0 | 0 | 0 | 0 | -8.7097 | -24.478 | -33.3338 | 0 | 0 | 0 | 0 | 172.3858 | 45.2122 | 44.972 | 2.6921 | 0.37666 | 0.38397 | 0.38397 | 0 | 64.9316 | 17.3602 | 17.2681 | 0
12 | 14 | 11 | 515.0225 | 515.7713 | 519.3293 | 522.7208 | 0 | 0 | 0 | 0 | 83.1219 | 73.8357 | 67.9926 | 80.8135 | 0 | 0 | 0 | 0 | 285.8522 | 452.1347 | 504.275 | 551.1944 | 0 | 0 | 0 | 0 | 0 | -30.2924 | -28.2 | -28.2 | 0 | 0 | 0 | 0 | 146.0484 | 20.0933 | -24.7383 | -81.087 | 0.38397 | 0.38397 | 0.38397 | 0 | 56.0789 | 7.7153 | -9.4989 | 0
12 | 14 | 12 | 511.6143 | 512.2603 | 515.4775 | 518.3124 | 0 | 0 | 0 | 0 | 75.2541 | 68.3331 | 62.2713 | 74.0235 | 0 | 0 | 0 | 0 | 299.347 | 490.4744 | 548.5757 | 600.7848 | 0 | 0 | 0 | 0 | 0 | -29.6671 | -28.2 | -28.2 | 0 | 0 | 0 | 0 | 137.0132 | -16.8801 | -67.1695 | -128.2959 | 0.38397 | 0.38397 | 0.38397 | 0 | 52.6096 | -6.4815 | -25.7914 | 0
12 | 14 | 13 | 502.9337 | 504.4142 | 508.437 | 511.8971 | 0 | 0 | 0 | 0 | 75.153 | 68.3501 | 66.7736 | 59.9959 | 0 | 0 | 0 | 0 | 301.7984 | 502.7674 | 559.5893 | 610.5707 | 0 | 0 | 0 | 0 | 0 | -29.6671 | -28.2 | -29.3635 | 0 | 0 | 0 | 0 | 125.9823 | -37.0362 | -89.726 | -129.306 | 0.38397 | 0.38397 | 0.38397 | 0 | 48.374 | -14.2209 | -34.4525 | 0
12 | 14 | 14 | 497.9758 | 500.0124 | 504.6572 | 508.7068 | 0 | 0 | 0 | 0 | 75.0471 | 69.1494 | 68.2686 | 59.9959 | 0 | 0 | 0 | 0 | 294.8978 | 475.3424 | 526.489 | 572.3297 | 0 | 0 | 0 | 0 | 0 | -29.6671 | -28.2 | -28.2 | 0 | 0 | 0 | 0 | 128.0308 | -14.8123 | -61.9004 | -95.4188 | 0.38397 | 0.38397 | 0.38397 | 0 | 49.1606 | -5.6875 | -23.7682 | 0
12 | 14 | 15 | 484.1714 | 486.6231 | 491.6426 | 496.0043 | 0 | 0 | 0 | 0 | 82.3451 | 62.5924 | 71.6312 | 59.9959 | 0 | 0 | 0 | 0 | 271.4269 | 428.3005 | 468.8555 | 505.2004 | 0 | 0 | 0 | 0 | 0 | -16.2458 | -3.9845 | -24.2974 | 0 | 0 | 0 | 0 | 130.3994 | 11.9759 | -44.8596 | -44.8946 | 0.38397 | 0.38397 | 0.38397 | 0 | 50.0701 | 4.5984 | -17.2249 | 0
12 | 14 | 16 | 482.646 | 487.1678 | 494.4718 | 500.8663 | 0 | 0 | 0 | 0 | 130.4219 | 100.773 | 123.3702 | 140.1355 | 0 | 0 | 0 | 0 | 203.5482 | 318.4456 | 336.4613 | 352.7549 | 0 | 0 | 0 | 0 | 0 | -1.4671 | -0.34478 | 4.2421 | 0 | 0 | 0 | 0 | 148.6759 | 69.4163 | 34.9851 | 3.7339 | 0.37613 | 0.37654 | 0.3735 | 0.38586 | 55.9219 | 26.138 | 13.0669 | 1.4408
12 | 14 | 17 | 502.4959 | 508.3586 | 517.1724 | 524.8214 | 0 | 0 | 0 | 0 | 192.956 | 149.4682 | 146.0989 | 166.57 | 0 | 0 | 0 | 0 | 120.9199 | 189.2553 | 181.207 | 174.3486 | 0 | 0 | 0 | 0 | 0 | 0.97821 | -1.9974 | 25.7461 | 0 | 0 | 0 | 0 | 188.6199 | 168.6569 | 191.8639 | 158.1567 | 0.36823 | 0.38625 | 0.38886 | 0.38905 | 69.4563 | 65.1431 | 74.6081 | 61.5315
12 | 14 | 18 | 569.3283 | 579.2977 | 592.9019 | 604.7141 | 0 | 0 | 0 | 0 | 205.7828 | 181.7975 | 178.2543 | 172.8165 | 0 | 0 | 0 | 0 | 117.7845 | 174.433 | 161.6678 | 150.5569 | 0 | 0 | 0 | 0 | 0 | -6.1525 | -2.7448 | 16.0502 | 0 | 0 | 0 | 0 | 245.761 | 229.2198 | 255.7246 | 265.2904 | 0.38392 | 0.39924 | 0.39333 | 0.38256 | 94.3531 | 91.5135 | 100.5839 | 101.4895
12 | 14 | 19 | 575.2983 | 587.2277 | 602.9883 | 616.6677 | 0 | 0 | 0 | 0 | 214.2695 | 189.1947 | 185.5073 | 182.3871 | 0 | 0 | 0 | 0 | 124.2217 | 165.0748 | 151.535 | 139.6919 | 0 | 0 | 0 | 0 | 0 | 15.5112 | 12.6673 | 35.0989 | 0 | 0 | 0 | 0 | 236.8071 | 217.4471 | 253.2788 | 259.4898 | 0.38563 | 0.40066 | 0.39478 | 0.38374 | 91.3198 | 87.1229 | 99.9887 | 99.5778
12 | 14 | 20 | 564.6111 | 576.7742 | 592.6556 | 606.3399 | 0 | 0 | 0 | 0 | 216.4708 | 188.2891 | 200.8762 | 209.2725 | 0 | 0 | 0 | 0 | 131.8156 | 148.3253 | 133.8561 | 121.1469 | 0 | 0 | 0 | 0 | 0 | 6.1694 | 7.5211 | 9.4 | 0 | 0 | 0 | 0 | 216.3247 | 233.9904 | 250.4022 | 266.5205 | 0.38498 | 0.40006 | 0.39435 | 0.38314 | 83.2816 | 93.6103 | 98.7465 | 102.116
12 | 14 | 21 | 550.595 | 562.5735 | 578.0786 | 591.3058 | 0 | 0 | 0 | 0 | 220.4384 | 199.1693 | 197.988 | 222.2475 | 0 | 0 | 0 | 0 | 140.1046 | 138.0213 | 122.5499 | 108.8971 | 0 | 0 | 0 | 0 | 0 | 6.1492 | 7.5796 | 9.4 | 0 | 0 | 0 | 0 | 190.052 | 219.2337 | 249.9611 | 250.7612 | 0.38362 | 0.39918 | 0.39347 | 0.3819 | 72.9079 | 87.5135 | 98.351 | 95.7649
12 | 14 | 22 | 531.133 | 543.0034 | 558.2688 | 571.2559 | 0 | 0 | 0 | 0 | 225.7998 | 193.1624 | 215.1221 | 198.7206 | 0 | 0 | 0 | 0 | 150.1125 | 147.7248 | 131.051 | 116.2603 | 0 | 0 | 0 | 0 | 0 | 0 | 7.6268 | 3.129 | 0 | 0 | 0 | 0 | 155.2207 | 202.1162 | 204.4689 | 253.146 | 0.37803 | 0.39555 | 0.3898 | 0.38045 | 58.6784 | 79.9472 | 79.7029 | 96.3103
12 | 14 | 23 | 493.2355 | 504.7497 | 519.4357 | 531.9109 | 0 | 0 | 0 | 0 | 227.0722 | 219.78 | 189.1675 | 195.6343 | 0 | 0 | 0 | 0 | 160.7228 | 161.6263 | 143.6606 | 127.6606 | 0 | 0 | 0 | 0 | 0 | 7.8358 | 23.4322 | 0 | 0 | 0 | 0 | 0 | 105.4405 | 115.5076 | 163.1753 | 208.616 | 0.36992 | 0.3904 | 0.38503 | 0.37684 | 39.004 | 45.0945 | 62.8274 | 78.6158
12 | 14 | 24 | 448.2278 | 457.4264 | 469.3179 | 479.2955 | 0 | 0 | 0 | 0 | 168.8608 | 160.1528 | 165.846 | 181.3518 | 0 | 0 | 0 | 0 | 173.3284 | 169.9839 | 150.4709 | 133.0324 | 0 | 0 | 0 | 0 | 0 | 0 | 7.6644 | 0 | 0 | 0 | 0 | 0 | 106.0386 | 127.2897 | 145.3367 | 164.9113 | 0.36541 | 0.38531 | 0.38012 | 0.36918 | 38.7476 | 49.0462 | 55.2459 | 60.8822
12 | 15 | 1 | 410.7917 | 417.4328 | 426.2713 | 433.4882 | 0 | 0 | 0 | 0 | 229.7385 | 183.7372 | 199.9207 | 153.9754 | 0 | 0 | 0 | 0 | 184.942 | 178.1933 | 157.2798 | 138.52 | 0 | 0 | 0 | 0 | 0 | 30.7458 | 13.3703 | 0.57109 | 0 | 0 | 0 | 0 | -3.8887 | 24.7565 | 55.7005 | 140.4217 | 0.36727 | 0.38821 | 0.38242 | 0.37348 | -1.4282 | 9.6106 | 21.3012 | 52.4447
12 | 15 | 2 | 390.1865 | 394.7633 | 401.2515 | 406.4212 | 0 | 0 | 0 | 0 | 201.8104 | 156.3449 | 145.0542 | 143.2916 | 0 | 0 | 0 | 0 | 191.2363 | 173.726 | 152.0783 | 132.6063 | 0 | 0 | 0 | 0 | 0 | 4.2016 | 2.9846 | 0 | 0 | 0 | 0 | 0 | -2.8602 | 60.4908 | 101.1345 | 130.5234 | 0.36484 | 0.38864 | 0.38295 | 0.37206 | -1.0435 | 23.5089 | 38.7296 | 48.562
12 | 15 | 3 | 378.2603 | 380.898 | 385.2191 | 388.5067 | 0 | 0 | 0 | 0 | 168.3497 | 135.6228 | 128.247 | 122.8617 | 0 | 0 | 0 | 0 | 195.7341 | 155.7722 | 133.6029 | 113.6224 | 0 | 0 | 0 | 0 | 0 | -0.69576 | -3.1116 | 5.2172 | 0 | 0 | 0 | 0 | 14.1765 | 90.1987 | 126.4808 | 146.8054 | 0.36527 | 0.38758 | 0.38231 | 0.37011 | 5.1782 | 34.9594 | 48.355 | 54.3341
12 | 15 | 4 | 372.6652 | 373.8182 | 376.4787 | 378.3011 | 0 | 0 | 0 | 0 | 124.2001 | 143.2394 | 102.8769 | 111.6623 | 0 | 0 | 0 | 0 | 203.6178 | 139.8445 | 116.7398 | 95.8647 | 0 | 0 | 0 | 0 | 0 | -1.0141 | -2.886 | -3.2645 | 0 | 0 | 0 | 0 | 44.8473 | 91.7485 | 159.748 | 174.0386 | 0.36475 | 0.38634 | 0.38116 | 0.36859 | 16.3582 | 35.4464 | 60.8892 | 64.1485
12 | 15 | 5 | 377.4185 | 377.3968 | 378.7865 | 379.4855 | 0 | 0 | 0 | 0 | 155.4296 | 163.6996 | 159.9337 | 154.6812 | 0 | 0 | 0 | 0 | 206.7203 | 135.0546 | 111.5784 | 90.3508 | 0 | 0 | 0 | 0 | 0 | 23.3461 | 0 | 0 | 0 | 0 | 0 | 0 | 15.2686 | 55.2965 | 107.2743 | 134.4536 | 0.36472 | 0.38369 | 0.37873 | 0.36539 | 5.5688 | 21.2165 | 40.6281 | 49.128
12 | 15 | 6 | 389.3482 | 387.6584 | 387.3139 | 386.532 | 0 | 0 | 0 | 0 | 201.0394 | 177.056 | 182.2689 | 166.57 | 0 | 0 | 0 | 0 | 206.1847 | 143.8869 | 120.474 | 99.3071 | 0 | 0 | 0 | 0 | 0 | 2.4896 | 17.8189 | -7.5356 | 0 | 0 | 0 | 0 | -17.876 | 64.2258 | 66.7521 | 128.1905 | 0.36467 | 0.38225 | 0.37475 | 0.36382 | -6.5188 | 24.5501 | 25.0152 | 46.6386
12 | 15 | 7 | 406.3981 | 404.0247 | 403.2137 | 402.2626 | 0 | 0 | 0 | 0 | 204.5286 | 179.0186 | 176.1882 | 142.5866 | 0 | 0 | 0 | 0 | 217.0235 | 176.8515 | 152.2645 | 129.9014 | 0 | 0 | 0 | 0 | 0 | 24.7448 | 11.3666 | 19.9525 | 0 | 0 | 0 | 0 | -15.154 | 23.4098 | 63.3944 | 109.8222 | 0.36466 | 0.38514 | 0.37677 | 0.36382 | -5.5261 | 9.0162 | 23.8851 | 39.9558
12 | 15 | 8 | 422.8313 | 420.6749 | 420.5901 | 420.7701 | 0 | 0 | 0 | 0 | 171.7359 | 132.775 | 129.9287 | 99.1915 | 0 | 0 | 0 | 0 | 259.8193 | 234.3639 | 220.1588 | 207.0723 | 0 | 0 | 0 | 0 | 0 | -6.5017 | -4.3169 | -9.3191 | 0 | 0 | 0 | 0 | -8.724 | 60.0376 | 74.8195 | 123.8254 | 0.36774 | 0.38205 | 0.37719 | 0.38148 | -3.2082 | 22.9371 | 28.2214 | 47.2372
12 | 15 | 9 | 448.9568 | 448.1178 | 449.997 | 452.376 | 0 | 0 | 0 | 0 | 104.3997 | 109.1251 | 96.2292 | 87.0854 | 0 | 0 | 0 | 0 | 314.345 | 321.7835 | 330.8669 | 338.709 | 0 | 0 | 0 | 0 | 0 | -5.4834 | -1.2805 | 8.5944 | 0 | 0 | 0 | 0 | 30.2121 | 22.6925 | 24.1813 | 17.9872 | 0.37162 | 0.36395 | 0.36521 | 0.3937 | 11.2273 | 8.259 | 8.8312 | 7.0815
12 | 15 | 10 | 461.6083 | 460.8464 | 462.8131 | 465.1981 | 0 | 0 | 0 | 0 | 88.4148 | 90.0892 | 68.7739 | 86.7378 | 0 | 0 | 0 | 0 | 347.9965 | 382.8471 | 410.4672 | 434.9967 | 0 | 0 | 0 | 0 | 0 | -8.7097 | -24.478 | -33.3338 | 0 | 0 | 0 | 0 | 25.197 | -3.3803 | 8.05 | -23.2026 | 0.37666 | 0.38397 | 0.38397 | 0 | 9.4908 | -1.2979 | 3.091 | 0
12 | 15 | 11 | 460.8272 | 459.8185 | 461.2185 | 462.7505 | 0 | 0 | 0 | 0 | 83.1219 | 73.8357 | 67.9926 | 80.8135 | 0 | 0 | 0 | 0 | 359.6963 | 404.6837 | 444.1596 | 479.4712 | 0 | 0 | 0 | 0 | 0 | -30.2924 | -28.2 | -28.2 | 0 | 0 | 0 | 0 | 18.0091 | 11.5915 | -22.7337 | -69.3342 | 0.38397 | 0.38397 | 0.38397 | 0 | 6.915 | 4.4508 | -8.7292 | 0
12 | 15 | 12 | 453.721 | 452.4897 | 453.4016 | 454.2501 | 0 | 0 | 0 | 0 | 75.2541 | 68.3331 | 62.2713 | 74.0235 | 0 | 0 | 0 | 0 | 363.5781 | 411.4742 | 456.0475 | 495.9935 | 0 | 0 | 0 | 0 | 0 | -29.6671 | -28.2 | -28.2 | 0 | 0 | 0 | 0 | 14.8888 | 2.3495 | -36.7172 | -87.5669 | 0.38397 | 0.38397 | 0.38397 | 0 | 5.7169 | 0.90214 | -14.0985 | 0
12 | 15 | 13 | 443.3596 | 442.9082 | 444.5587 | 445.9748 | 0 | 0 | 0 | 0 | 75.153 | 68.3501 | 66.7736 | 59.9959 | 0 | 0 | 0 | 0 | 373.7374 | 438.4582 | 483.3488 | 523.426 | 0 | 0 | 0 | 0 | 0 | -29.6671 | -28.2 | -29.3635 | 0 | 0 | 0 | 0 | -5.5308 | -34.233 | -77.3637 | -108.0837 | 0.38397 | 0.38397 | 0.38397 | 0 | -2.1237 | -13.1445 | -29.7057 | 0
12 | 15 | 14 | 435.553 | 435.5653 | 437.7245 | 439.6322 | 0 | 0 | 0 | 0 | 75.0471 | 69.1494 | 68.2686 | 59.9959 | 0 | 0 | 0 | 0 | 362.5361 | 436.7589 | 477.5376 | 513.8554 | 0 | 0 | 0 | 0 | 0 | -29.6671 | -28.2 | -28.2 | 0 | 0 | 0 | 0 | -2.0302 | -40.6759 | -79.8817 | -106.0191 | 0.38397 | 0.38397 | 0.38397 | 0 | -0.77956 | -15.6184 | -30.6725 | 0
12 | 15 | 15 | 428.5076 | 429.1542 | 431.9571 | 434.4089 | 0 | 0 | 0 | 0 | 82.3451 | 62.5924 | 71.6312 | 59.9959 | 0 | 0 | 0 | 0 | 323.7535 | 386.3619 | 418.9653 | 448.0682 | 0 | 0 | 0 | 0 | 0 | -16.2458 | -3.9845 | -24.2974 | 0 | 0 | 0 | 0 | 22.409 | -3.5543 | -54.6549 | -49.3578 | 0.38397 | 0.38397 | 0.38397 | 0 | 8.6045 | -1.3648 | -20.9861 | 0
12 | 15 | 16 | 429.4416 | 432.238 | 437.4235 | 441.9924 | 0 | 0 | 0 | 0 | 130.4219 | 100.773 | 123.3702 | 140.1355 | 0 | 0 | 0 | 0 | 264.0879 | 310.4908 | 319.3801 | 327.1853 | 0 | 0 | 0 | 0 | 0 | -1.4671 | -0.34478 | 4.2421 | 0 | 0 | 0 | 0 | 34.9317 | 22.4413 | -4.9821 | -29.5705 | 0.37613 | 0.37654 | 0.3735 | 0.38586 | 13.139 | 8.45 | -1.8608 | -11.4102
12 | 15 | 17 | 453.3079 | 457.5754 | 464.4306 | 470.3919 | 0 | 0 | 0 | 0 | 192.956 | 149.4682 | 146.0989 | 166.57 | 0 | 0 | 0 | 0 | 184.1074 | 196.7758 | 181.4671 | 167.6981 | 0 | 0 | 0 | 0 | 0 | 0.97821 | -1.9974 | 25.7461 | 0 | 0 | 0 | 0 | 76.2445 | 110.3533 | 138.8621 | 110.3777 | 0.36823 | 0.38625 | 0.38886 | 0.38905 | 28.0758 | 42.6236 | 53.9978 | 42.9429
12 | 15 | 18 | 525.9614 | 534.5246 | 546.4019 | 556.7261 | 0 | 0 | 0 | 0 | 205.7828 | 181.7975 | 178.2543 | 172.8165 | 0 | 0 | 0 | 0 | 176.6493 | 182.4134 | 163.9649 | 147.3946 | 0 | 0 | 0 | 0 | 0 | -6.1525 | -2.7448 | 16.0502 | 0 | 0 | 0 | 0 | 143.5293 | 176.4662 | 206.9275 | 220.4647 | 0.38392 | 0.39924 | 0.39333 | 0.38256 | 55.1041 | 70.4522 | 81.3905 | 84.341
12 | 15 | 19 | 532.0199 | 542.5459 | 556.5832 | 568.7776 | 0 | 0 | 0 | 0 | 214.2695 | 189.1947 | 185.5073 | 182.3871 | 0 | 0 | 0 | 0 | 178.3099 | 183.5837 | 165.4312 | 149.163 | 0 | 0 | 0 | 0 | 0 | 15.5112 | 12.6673 | 35.0989 | 0 | 0 | 0 | 0 | 139.4405 | 154.2563 | 192.9774 | 202.1286 | 0.38563 | 0.40066 | 0.39478 | 0.38374 | 53.7724 | 61.8047 | 76.1831 | 77.5658
12 | 15 | 20 | 524.0044 | 534.8507 | 549.1152 | 561.4062 | 0 | 0 | 0 | 0 | 216.4708 | 188.2891 | 200.8762 | 209.2725 | 0 | 0 | 0 | 0 | 172.5992 | 179.5547 | 162.164 | 146.6024 | 0 | 0 | 0 | 0 | 0 | 6.1694 | 7.5211 | 9.4 | 0 | 0 | 0 | 0 | 134.9344 | 160.8375 | 178.5539 | 196.1313 | 0.38498 | 0.40006 | 0.39435 | 0.38314 | 51.9476 | 64.3448 | 70.413 | 75.1467
12 | 15 | 21 | 517.5789 | 528.4867 | 542.6771 | 554.7715 | 0 | 0 | 0 | 0 | 220.4384 | 199.1693 | 197.988 | 222.2475 | 0 | 0 | 0 | 0 | 166.4174 | 177.8534 | 161.0863 | 146.1024 | 0 | 0 | 0 | 0 | 0 | 6.1492 | 7.5796 | 9.4 | 0 | 0 | 0 | 0 | 130.723 | 145.3148 | 176.0232 | 177.0216 | 0.38362 | 0.39918 | 0.39347 | 0.3819 | 50.1481 | 58.0067 | 69.259 | 67.604
12 | 15 | 22 | 497.4799 | 508.259 | 522.1844 | 534.0167 | 0 | 0 | 0 | 0 | 225.7998 | 193.1624 | 215.1221 | 198.7206 | 0 | 0 | 0 | 0 | 169.2388 | 177.1099 | 160.8019 | 146.2666 | 0 | 0 | 0 | 0 | 0 | 0 | 7.6268 | 3.129 | 0 | 0 | 0 | 0 | 102.4413 | 137.9867 | 138.6336 | 185.9005 | 0.37803 | 0.39555 | 0.3898 | 0.38045 | 38.7261 | 54.5807 | 54.04 | 70.7265
12 | 15 | 23 | 469.5085 | 480.2532 | 493.9944 | 505.6555 | 0 | 0 | 0 | 0 | 227.0722 | 219.78 | 189.1675 | 195.6343 | 0 | 0 | 0 | 0 | 172.7484 | 172.6279 | 156.9934 | 143.1227 | 0 | 0 | 0 | 0 | 0 | 7.8358 | 23.4322 | 0 | 0 | 0 | 0 | 0 | 69.6878 | 80.0095 | 124.4012 | 166.8985 | 0.36992 | 0.3904 | 0.38503 | 0.37684 | 25.7786 | 31.2359 | 47.8982 | 62.8948
12 | 15 | 24 | 429.6673 | 438.264 | 449.4164 | 458.7572 | 0 | 0 | 0 | 0 | 168.8608 | 160.1528 | 165.846 | 181.3518 | 0 | 0 | 0 | 0 | 180.6411 | 171.8531 | 156.7595 | 143.4352 | 0 | 0 | 0 | 0 | 0 | 0 | 7.6644 | 0 | 0 | 0 | 0 | 0 | 80.1653 | 106.2581 | 119.1466 | 133.9703 | 0.36541 | 0.38531 | 0.38012 | 0.36918 | 29.2932 | 40.9425 | 45.2904 | 49.4594
12 | 16 | 1 | 396.8846 | 403.0747 | 411.3594 | 418.0991 | 0 | 0 | 0 | 0 | 229.7385 | 183.7372 | 199.9207 | 153.9754 | 0 | 0 | 0 | 0 | 181.1343 | 167.7576 | 153.5711 | 141.1161 | 0 | 0 | 0 | 0 | 0 | 30.7458 | 13.3703 | 0.57109 | 0 | 0 | 0 | 0 | -13.9882 | 20.8341 | 44.4973 | 122.4366 | 0.36727 | 0.38821 | 0.38242 | 0.37348 | -5.1375 | 8.0879 | 17.0168 | 45.7276
12 | 16 | 2 | 376.2794 | 380.4052 | 386.3396 | 391.0322 | 0 | 0 | 0 | 0 | 201.8104 | 156.3449 | 145.0542 | 143.2916 | 0 | 0 | 0 | 0 | 177.7864 | 166.8152 | 152.9196 | 140.7404 | 0 | 0 | 0 | 0 | 0 | 4.2016 | 2.9846 | 0 | 0 | 0 | 0 | 0 | -3.3175 | 53.0435 | 85.3812 | 107.0002 | 0.36484 | 0.38864 | 0.38295 | 0.37206 | -1.2103 | 20.6146 | 32.6969 | 39.8101
12 | 16 | 3 | 364.654 | 366.8504 | 370.6297 | 373.4505 | 0 | 0 | 0 | 0 | 168.3497 | 135.6228 | 128.247 | 122.8617 | 0 | 0 | 0 | 0 | 173.4706 | 172.0234 | 158.2272 | 146.147 | 0 | 0 | 0 | 0 | 0 | -0.69576 | -3.1116 | 5.2172 | 0 | 0 | 0 | 0 | 22.8336 | 59.8999 | 87.2671 | 99.2246 | 0.36527 | 0.38758 | 0.38231 | 0.37011 | 8.3404 | 23.2161 | 33.3632 | 36.724
12 | 16 | 4 | 359.9435 | 360.684 | 362.838 | 364.2239 | 0 | 0 | 0 | 0 | 124.2001 | 143.2394 | 102.8769 | 111.6623 | 0 | 0 | 0 | 0 | 169.998 | 172.0443 | 158.7466 | 147.1578 | 0 | 0 | 0 | 0 | 0 | -1.0141 | -2.886 | -3.2645 | 0 | 0 | 0 | 0 | 65.7454 | 46.4145 | 104.1004 | 108.6682 | 0.36475 | 0.38634 | 0.38116 | 0.36859 | 23.9808 | 17.9319 | 39.6787 | 40.0538
12 | 16 | 5 | 361.6536 | 361.1206 | 361.8825 | 362.0407 | 0 | 0 | 0 | 0 | 155.4296 | 163.6996 | 159.9337 | 154.6812 | 0 | 0 | 0 | 0 | 163.817 | 163.1878 | 150.3429 | 139.2032 | 0 | 0 | 0 | 0 | 0 | 23.3461 | 0 | 0 | 0 | 0 | 0 | 0 | 42.407 | 10.8871 | 51.6059 | 68.1563 | 0.36472 | 0.38369 | 0.37873 | 0.36539 | 15.4667 | 4.1772 | 19.5447 | 24.9036
12 | 16 | 6 | 370.6462 | 368.3498 | 367.2606 | 365.8371 | 0 | 0 | 0 | 0 | 201.0394 | 177.056 | 182.2689 | 166.57 | 0 | 0 | 0 | 0 | 161.6041 | 161.6888 | 148.8076 | 137.6388 | 0 | 0 | 0 | 0 | 0 | 2.4896 | 17.8189 | -7.5356 | 0 | 0 | 0 | 0 | 8.0026 | 27.1154 | 18.3653 | 69.1639 | 0.36467 | 0.38225 | 0.37475 | 0.36382 | 2.9183 | 10.3648 | 6.8823 | 25.1634
12 | 16 | 7 | 383.715 | 380.606 | 378.8917 | 377.1624 | 0 | 0 | 0 | 0 | 204.5286 | 179.0186 | 176.1882 | 142.5866 | 0 | 0 | 0 | 0 | 167.598 | 168.2253 | 154.2849 | 142.0935 | 0 | 0 | 0 | 0 | 0 | 24.7448 | 11.3666 | 19.9525 | 0 | 0 | 0 | 0 | 11.5883 | 8.6173 | 37.0521 | 72.5299 | 0.36466 | 0.38514 | 0.37677 | 0.36382 | 4.2258 | 3.3189 | 13.9601 | 26.388
12 | 16 | 8 | 396.521 | 393.5114 | 392.379 | 391.6562 | 0 | 0 | 0 | 0 | 171.7359 | 132.775 | 129.9287 | 99.1915 | 0 | 0 | 0 | 0 | 213.0369 | 226.7067 | 220.833 | 215.7837 | 0 | 0 | 0 | 0 | 0 | -6.5017 | -4.3169 | -9.3191 | 0 | 0 | 0 | 0 | 11.7481 | 40.5314 | 45.9341 | 86.0001 | 0.36774 | 0.38205 | 0.37719 | 0.38148 | 4.3203 | 15.4848 | 17.326 | 32.8075
12 | 16 | 9 | 418.8955 | 417.0816 | 417.7638 | 419.1113 | 0 | 0 | 0 | 0 | 104.3997 | 109.1251 | 96.2292 | 87.0854 | 0 | 0 | 0 | 0 | 275.1973 | 332.037 | 346.4783 | 359.5539 | 0 | 0 | 0 | 0 | 0 | -5.4834 | -1.2805 | 8.5944 | 0 | 0 | 0 | 0 | 39.2985 | -18.5971 | -23.6632 | -36.1224 | 0.37162 | 0.36395 | 0.36521 | 0.3937 | 14.6039 | -6.7685 | -8.642 | -14.2213
12 | 16 | 10 | 430.4146 | 428.6411 | 429.3657 | 430.6804 | 0 | 0 | 0 | 0 | 88.4148 | 90.0892 | 68.7739 | 86.7378 | 0 | 0 | 0 | 0 | 311.8638 | 396.7834 | 425.7564 | 451.7782 | 0 | 0 | 0 | 0 | 0 | -8.7097 | -24.478 | -33.3338 | 0 | 0 | 0 | 0 | 30.1359 | -49.5218 | -40.6866 | -74.5018 | 0.37666 | 0.38397 | 0.38397 | 0 | 11.3511 | -19.015 | -15.6226 | 0
12 | 16 | 11 | 434.7823 | 432.9291 | 433.2919 | 433.9303 | 0 | 0 | 0 | 0 | 83.1219 | 73.8357 | 67.9926 | 80.8135 | 0 | 0 | 0 | 0 | 326.7204 | 416.7618 | 456.6386 | 492.5084 | 0 | 0 | 0 | 0 | 0 | -30.2924 | -28.2 | -28.2 | 0 | 0 | 0 | 0 | 24.94 | -27.3761 | -63.1394 | -111.1916 | 0.38397 | 0.38397 | 0.38397 | 0 | 9.5763 | -10.5117 | -24.2439 | 0
12 | 16 | 12 | 431.6395 | 429.6921 | 429.7247 | 429.8155 | 0 | 0 | 0 | 0 | 75.2541 | 68.3331 | 62.2713 | 74.0235 | 0 | 0 | 0 | 0 | 343.1802 | 429.3271 | 472.4955 | 511.3037 | 0 | 0 | 0 | 0 | 0 | -29.6671 | -28.2 | -28.2 | 0 | 0 | 0 | 0 | 13.2052 | -38.301 | -76.8421 | -127.3116 | 0.38397 | 0.38397 | 0.38397 | 0 | 5.0705 | -14.7065 | -29.5054 | 0
12 | 16 | 13 | 428.6386 | 427.7098 | 428.7741 | 429.6851 | 0 | 0 | 0 | 0 | 75.153 | 68.3501 | 66.7736 | 59.9959 | 0 | 0 | 0 | 0 | 333.6193 | 391.0341 | 431.0441 | 467.1644 | 0 | 0 | 0 | 0 | 0 | -29.6671 | -28.2 | -29.3635 | 0 | 0 | 0 | 0 | 19.8663 | -2.0073 | -40.8436 | -68.1118 | 0.38397 | 0.38397 | 0.38397 | 0 | 7.6281 | -0.77077 | -15.6829 | 0
12 | 16 | 14 | 426.0692 | 425.7741 | 427.5556 | 429.1379 | 0 | 0 | 0 | 0 | 75.0471 | 69.1494 | 68.2686 | 59.9959 | 0 | 0 | 0 | 0 | 340.816 | 392.6483 | 422.401 | 449.1543 | 0 | 0 | 0 | 0 | 0 | -29.6671 | -28.2 | -28.2 | 0 | 0 | 0 | 0 | 10.2061 | -6.3566 | -34.914 | -51.8123 | 0.38397 | 0.38397 | 0.38397 | 0 | 3.9189 | -2.4407 | -13.4061 | 0
12 | 16 | 15 | 424.4734 | 424.9892 | 427.6315 | 429.9449 | 0 | 0 | 0 | 0 | 82.3451 | 62.5924 | 71.6312 | 59.9959 | 0 | 0 | 0 | 0 | 327.7241 | 368.0673 | 387.5234 | 405.0854 | 0 | 0 | 0 | 0 | 0 | -16.2458 | -3.9845 | -24.2974 | 0 | 0 | 0 | 0 | 14.4042 | 10.5753 | -27.5386 | -10.8391 | 0.38397 | 0.38397 | 0.38397 | 0 | 5.5309 | 4.0606 | -10.5741 | 0
12 | 16 | 16 | 428.1499 | 430.9045 | 436.0385 | 440.5631 | 0 | 0 | 0 | 0 | 130.4219 | 100.773 | 123.3702 | 140.1355 | 0 | 0 | 0 | 0 | 303.0145 | 331.545 | 333.4767 | 335.3477 | 0 | 0 | 0 | 0 | 0 | -1.4671 | -0.34478 | 4.2421 | 0 | 0 | 0 | 0 | -5.2865 | 0.053566 | -20.4637 | -39.1621 | 0.37613 | 0.37654 | 0.3735 | 0.38586 | -1.9884 | 0.02017 | -7.6432 | -15.1113
12 | 16 | 17 | 456.5281 | 460.9001 | 467.8835 | 473.9553 | 0 | 0 | 0 | 0 | 192.956 | 149.4682 | 146.0989 | 166.57 | 0 | 0 | 0 | 0 | 245.8135 | 229.3548 | 207.8543 | 188.9249 | 0 | 0 | 0 | 0 | 0 | 0.97821 | -1.9974 | 25.7461 | 0 | 0 | 0 | 0 | 17.7586 | 81.0989 | 115.9277 | 92.7143 | 0.36823 | 0.38625 | 0.38886 | 0.38905 | 6.5393 | 31.3242 | 45.0796 | 36.0708
12 | 16 | 18 | 534.3481 | 543.1833 | 555.3945 | 566.0065 | 0 | 0 | 0 | 0 | 205.7828 | 181.7975 | 178.2543 | 172.8165 | 0 | 0 | 0 | 0 | 245.3015 | 218.3717 | 191.1353 | 167.0078 | 0 | 0 | 0 | 0 | 0 | -6.1525 | -2.7448 | 16.0502 | 0 | 0 | 0 | 0 | 83.2638 | 149.1666 | 188.7498 | 210.1319 | 0.38392 | 0.39924 | 0.39333 | 0.38256 | 31.9668 | 59.5531 | 74.2407 | 80.388
12 | 16 | 19 | 547.9795 | 559.023 | 573.6958 | 586.4378 | 0 | 0 | 0 | 0 | 214.2695 | 189.1947 | 185.5073 | 182.3871 | 0 | 0 | 0 | 0 | 248.9418 | 214.3305 | 187.3799 | 163.5269 | 0 | 0 | 0 | 0 | 0 | 15.5112 | 12.6673 | 35.0989 | 0 | 0 | 0 | 0 | 84.7681 | 139.9867 | 188.1413 | 205.4249 | 0.38563 | 0.40066 | 0.39478 | 0.38374 | 32.6891 | 56.0874 | 74.2739 | 78.8307
12 | 16 | 20 | 547.8199 | 559.4385 | 574.6513 | 587.7594 | 0 | 0 | 0 | 0 | 216.4708 | 188.2891 | 200.8762 | 209.2725 | 0 | 0 | 0 | 0 | 258.3915 | 216.8627 | 190.472 | 167.1505 | 0 | 0 | 0 | 0 | 0 | 6.1694 | 7.5211 | 9.4 | 0 | 0 | 0 | 0 | 72.9576 | 148.1173 | 175.782 | 201.9364 | 0.38498 | 0.40006 | 0.39435 | 0.38314 | 28.0875 | 59.2559 | 69.3199 | 77.3709
12 | 16 | 21 | 536.0333 | 547.5395 | 562.4648 | 575.1923 | 0 | 0 | 0 | 0 | 220.4384 | 199.1693 | 197.988 | 222.2475 | 0 | 0 | 0 | 0 | 271.2983 | 220.4192 | 194.0199 | 170.6832 | 0 | 0 | 0 | 0 | 0 | 6.1492 | 7.5796 | 9.4 | 0 | 0 | 0 | 0 | 44.2966 | 121.8019 | 162.8773 | 172.8616 | 0.38362 | 0.39918 | 0.39347 | 0.3819 | 16.9931 | 48.6208 | 64.0866 | 66.0153
12 | 16 | 22 | 505.3004 | 516.3331 | 530.5699 | 542.6706 | 0 | 0 | 0 | 0 | 225.7998 | 193.1624 | 215.1221 | 198.7206 | 0 | 0 | 0 | 0 | 283.441 | 223.0429 | 198.6319 | 177.1631 | 0 | 0 | 0 | 0 | 0 | 0 | 7.6268 | 3.129 | 0 | 0 | 0 | 0 | -3.9403 | 100.1278 | 109.1891 | 163.6579 | 0.37803 | 0.39555 | 0.3898 | 0.38045 | -1.4896 | 39.6056 | 42.5624 | 62.2642
12 | 16 | 23 | 460.7148 | 471.1744 | 484.5654 | 495.9248 | 0 | 0 | 0 | 0 | 227.0722 | 219.78 | 189.1675 | 195.6343 | 0 | 0 | 0 | 0 | 292.1332 | 228.7916 | 205.2411 | 184.5562 | 0 | 0 | 0 | 0 | 0 | 7.8358 | 23.4322 | 0 | 0 | 0 | 0 | 0 | -58.4906 | 14.767 | 66.7245 | 115.7343 | 0.36992 | 0.3904 | 0.38503 | 0.37684 | -21.6366 | 5.7651 | 25.6909 | 43.6138
12 | 16 | 24 | 413.867 | 421.9513 | 432.4746 | 441.2732 | 0 | 0 | 0 | 0 | 168.8608 | 160.1528 | 165.846 | 181.3518 | 0 | 0 | 0 | 0 | 300.7524 | 234.4575 | 209.9067 | 188.2544 | 0 | 0 | 0 | 0 | 0 | 0 | 7.6644 | 0 | 0 | 0 | 0 | 0 | -55.7462 | 27.341 | 49.0575 | 71.667 | 0.36541 | 0.38531 | 0.38012 | 0.36918 | -20.3702 | 10.5348 | 18.6479 | 26.4581
12 | 17 | 1 | 383.5437 | 389.3011 | 397.0547 | 403.3366 | 0 | 0 | 0 | 0 | 229.7385 | 183.7372 | 199.9207 | 153.9754 | 0 | 0 | 0 | 0 | 300.0932 | 232.8713 | 207.728 | 185.4533 | 0 | 0 | 0 | 0 | 0 | 30.7458 | 13.3703 | 0.57109 | 0 | 0 | 0 | 0 | -146.2879 | -58.0532 | -23.9644 | 63.3368 | 0.36727 | 0.38821 | 0.38242 | 0.37348 | -53.7278 | -22.5366 | -9.1646 | 23.6551
12 | 17 | 2 | 367.6273 | 371.4725 | 377.0624 | 381.4581 | 0 | 0 | 0 | 0 | 201.8104 | 156.3449 | 145.0542 | 143.2916 | 0 | 0 | 0 | 0 | 297.2158 | 233.8813 | 209.0226 | 186.9507 | 0 | 0 | 0 | 0 | 0 | 4.2016 | 2.9846 | 0 | 0 | 0 | 0 | 0 | -131.399 | -22.9554 | 20.001 | 51.2158 | 0.36484 | 0.38864 | 0.38295 | 0.37206 | -47.9395 | -8.9213 | 7.6594 | 19.0551
12 | 17 | 3 | 359.8944 | 361.9365 | 365.5263 | 368.1838 | 0 | 0 | 0 | 0 | 168.3497 | 135.6228 | 128.247 | 122.8617 | 0 | 0 | 0 | 0 | 307.1478 | 243.3797 | 217.5816 | 194.6522 | 0 | 0 | 0 | 0 | 0 | -0.69576 | -3.1116 | 5.2172 | 0 | 0 | 0 | 0 | -115.6032 | -16.3702 | 22.8093 | 45.4527 | 0.36527 | 0.38758 | 0.38231 | 0.37011 | -42.2261 | -6.3448 | 8.7202 | 16.8225
12 | 17 | 4 | 359.6427 | 360.3735 | 362.5154 | 363.891 | 0 | 0 | 0 | 0 | 124.2001 | 143.2394 | 102.8769 | 111.6623 | 0 | 0 | 0 | 0 | 306.627 | 240.0959 | 215.5047 | 193.657 | 0 | 0 | 0 | 0 | 0 | -1.0141 | -2.886 | -3.2645 | 0 | 0 | 0 | 0 | -71.1843 | -21.9476 | 47.0198 | 61.8361 | 0.36475 | 0.38634 | 0.38116 | 0.36859 | -25.9646 | -8.4793 | 17.922 | 22.792
12 | 17 | 5 | 372.3758 | 372.1906 | 373.3795 | 373.9055 | 0 | 0 | 0 | 0 | 155.4296 | 163.6996 | 159.9337 | 154.6812 | 0 | 0 | 0 | 0 | 308.9186 | 240.3409 | 215.965 | 194.3254 | 0 | 0 | 0 | 0 | 0 | 23.3461 | 0 | 0 | 0 | 0 | 0 | 0 | -91.9723 | -55.196 | -2.5193 | 24.8989 | 0.36472 | 0.38369 | 0.37873 | 0.36539 | -33.5441 | -21.178 | -0.95413 | 9.0978
12 | 17 | 6 | 406.4579 | 405.3228 | 405.6597 | 405.4649 | 0 | 0 | 0 | 0 | 201.0394 | 177.056 | 182.2689 | 166.57 | 0 | 0 | 0 | 0 | 312.0963 | 239.364 | 215.3872 | 194.1238 | 0 | 0 | 0 | 0 | 0 | 2.4896 | 17.8189 | -7.5356 | 0 | 0 | 0 | 0 | -106.6779 | -13.5868 | -9.8153 | 52.3067 | 0.36467 | 0.38225 | 0.37475 | 0.36382 | -38.9023 | -5.1935 | -3.6783 | 19.0303
12 | 17 | 7 | 461.3365 | 460.7447 | 462.1213 | 463.0553 | 0 | 0 | 0 | 0 | 204.5286 | 179.0186 | 176.1882 | 142.5866 | 0 | 0 | 0 | 0 | 326.4821 | 247.6518 | 223.0202 | 201.1004 | 0 | 0 | 0 | 0 | 0 | 24.7448 | 11.3666 | 19.9525 | 0 | 0 | 0 | 0 | -69.6742 | 9.3295 | 51.5464 | 99.4158 | 0.36466 | 0.38514 | 0.37677 | 0.36382 | -25.4075 | 3.5932 | 19.4211 | 36.1697
12 | 17 | 8 | 498.4004 | 498.6945 | 501.619 | 504.3918 | 0 | 0 | 0 | 0 | 171.7359 | 132.775 | 129.9287 | 99.1915 | 0 | 0 | 0 | 0 | 367.0821 | 289.5695 | 273.2439 | 258.7592 | 0 | 0 | 0 | 0 | 0 | -6.5017 | -4.3169 | -9.3191 | 0 | 0 | 0 | 0 | -40.4176 | 82.8517 | 102.7632 | 155.7602 | 0.36774 | 0.38205 | 0.37719 | 0.38148 | -14.8633 | 31.6531 | 38.7616 | 59.4197
12 | 17 | 9 | 511.2203 | 512.4004 | 516.7589 | 521.2743 | 0 | 0 | 0 | 0 | 104.3997 | 109.1251 | 96.2292 | 87.0854 | 0 | 0 | 0 | 0 | 398.5503 | 349.4984 | 348.3013 | 347.2771 | 0 | 0 | 0 | 0 | 0 | -5.4834 | -1.2805 | 8.5944 | 0 | 0 | 0 | 0 | 8.2703 | 59.2603 | 73.5089 | 78.3174 | 0.37162 | 0.36395 | 0.36521 | 0.3937 | 3.0734 | 21.5679 | 26.8461 | 30.8334
12 | 17 | 10 | 517.8738 | 518.9364 | 523.1437 | 527.4592 | 0 | 0 | 0 | 0 | 88.4148 | 90.0892 | 68.7739 | 86.7378 | 0 | 0 | 0 | 0 | 396.0831 | 373.0672 | 385.876 | 397.4294 | 0 | 0 | 0 | 0 | 0 | -8.7097 | -24.478 | -33.3338 | 0 | 0 | 0 | 0 | 33.3758 | 64.4896 | 92.9717 | 76.6258 | 0.37666 | 0.38397 | 0.38397 | 0 | 12.5715 | 24.7623 | 35.6988 | 0
12 | 17 | 11 | 518.5081 | 519.37 | 523.0667 | 526.5779 | 0 | 0 | 0 | 0 | 83.1219 | 73.8357 | 67.9926 | 80.8135 | 0 | 0 | 0 | 0 | 407.0997 | 379.7234 | 402.1436 | 422.6034 | 0 | 0 | 0 | 0 | 0 | -30.2924 | -28.2 | -28.2 | 0 | 0 | 0 | 0 | 28.2866 | 96.1032 | 81.1305 | 51.361 | 0.38397 | 0.38397 | 0.38397 | 0 | 10.8613 | 36.901 | 31.1521 | 0
12 | 17 | 12 | 513.1536 | 513.8496 | 517.1281 | 520.0158 | 0 | 0 | 0 | 0 | 75.2541 | 68.3331 | 62.2713 | 74.0235 | 0 | 0 | 0 | 0 | 423.3773 | 391.7656 | 419.7863 | 445.5172 | 0 | 0 | 0 | 0 | 0 | -29.6671 | -28.2 | -28.2 | 0 | 0 | 0 | 0 | 14.5222 | 83.4179 | 63.2705 | 28.6751 | 0.38397 | 0.38397 | 0.38397 | 0 | 5.5762 | 32.0302 | 24.2943 | 0
12 | 17 | 13 | 508.0295 | 509.6752 | 513.9009 | 517.5358 | 0 | 0 | 0 | 0 | 75.153 | 68.3501 | 66.7736 | 59.9959 | 0 | 0 | 0 | 0 | 432.7938 | 399.3507 | 428.7281 | 455.8724 | 0 | 0 | 0 | 0 | 0 | -29.6671 | -28.2 | -29.3635 | 0 | 0 | 0 | 0 | 0.082669 | 71.6414 | 46.5991 | 31.031 | 0.38397 | 0.38397 | 0.38397 | 0 | 0.031743 | 27.5084 | 17.8929 | 0
12 | 17 | 14 | 506.5925 | 508.9086 | 513.8965 | 518.2417 | 0 | 0 | 0 | 0 | 75.0471 | 69.1494 | 68.2686 | 59.9959 | 0 | 0 | 0 | 0 | 418.9862 | 383.5479 | 408.4415 | 431.6491 | 0 | 0 | 0 | 0 | 0 | -29.6671 | -28.2 | -28.2 | 0 | 0 | 0 | 0 | 12.5592 | 85.8783 | 65.3864 | 54.7967 | 0.38397 | 0.38397 | 0.38397 | 0 | 4.8224 | 32.9749 | 25.1067 | 0
12 | 17 | 15 | 501.0687 | 504.0684 | 509.7607 | 514.7022 | 0 | 0 | 0 | 0 | 82.3451 | 62.5924 | 71.6312 | 59.9959 | 0 | 0 | 0 | 0 | 376.4552 | 348.0856 | 364.6074 | 380.2845 | 0 | 0 | 0 | 0 | 0 | -16.2458 | -3.9845 | -24.2974 | 0 | 0 | 0 | 0 | 42.2685 | 109.6361 | 77.5066 | 98.7192 | 0.38397 | 0.38397 | 0.38397 | 0 | 16.23 | 42.0973 | 29.7606 | 0
12 | 17 | 16 | 500.8173 | 505.9283 | 513.9559 | 520.9739 | 0 | 0 | 0 | 0 | 130.4219 | 100.773 | 123.3702 | 140.1355 | 0 | 0 | 0 | 0 | 316.701 | 303.9704 | 304.0463 | 304.8835 | 0 | 0 | 0 | 0 | 0 | -1.4671 | -0.34478 | 4.2421 | 0 | 0 | 0 | 0 | 53.6943 | 102.652 | 86.8842 | 71.7129 | 0.37613 | 0.37654 | 0.3735 | 0.38586 | 20.1962 | 38.6526 | 32.4512 | 27.6715
12 | 17 | 17 | 527.2315 | 533.8962 | 543.6951 | 552.1928 | 0 | 0 | 0 | 0 | 192.956 | 149.4682 | 146.0989 | 166.57 | 0 | 0 | 0 | 0 | 268.8496 | 233.027 | 219.9121 | 209.1695 | 0 | 0 | 0 | 0 | 0 | 0.97821 | -1.9974 | 25.7461 | 0 | 0 | 0 | 0 | 65.4258 | 150.4229 | 179.6815 | 150.7071 | 0.36823 | 0.38625 | 0.38886 | 0.38905 | 24.092 | 58.1003 | 69.8708 | 58.6332
12 | 17 | 18 | 593.0022 | 603.7394 | 618.2862 | 630.9107 | 0 | 0 | 0 | 0 | 205.7828 | 181.7975 | 178.2543 | 172.8165 | 0 | 0 | 0 | 0 | 277.8118 | 228.9877 | 213.3165 | 200.2457 | 0 | 0 | 0 | 0 | 0 | -6.1525 | -2.7448 | 16.0502 | 0 | 0 | 0 | 0 | 109.4076 | 199.1067 | 229.4603 | 241.7983 | 0.38392 | 0.39924 | 0.39333 | 0.38256 | 42.004 | 79.4912 | 90.2534 | 92.5023
12 | 17 | 19 | 602.0686 | 614.8662 | 631.6928 | 646.2906 | 0 | 0 | 0 | 0 | 214.2695 | 189.1947 | 185.5073 | 182.3871 | 0 | 0 | 0 | 0 | 268.3109 | 218.3775 | 203.2644 | 190.7135 | 0 | 0 | 0 | 0 | 0 | 15.5112 | 12.6673 | 35.0989 | 0 | 0 | 0 | 0 | 119.4882 | 191.7828 | 230.2538 | 238.0912 | 0.38563 | 0.40066 | 0.39478 | 0.38374 | 46.0782 | 76.8402 | 90.899 | 91.3662
12 | 17 | 20 | 596.1056 | 609.29 | 626.4255 | 641.1904 | 0 | 0 | 0 | 0 | 216.4708 | 188.2891 | 200.8762 | 209.2725 | 0 | 0 | 0 | 0 | 281.8927 | 221.2421 | 205.3474 | 192.0656 | 0 | 0 | 0 | 0 | 0 | 6.1694 | 7.5211 | 9.4 | 0 | 0 | 0 | 0 | 97.742 | 193.5894 | 212.6809 | 230.4523 | 0.38498 | 0.40006 | 0.39435 | 0.38314 | 37.6291 | 77.4475 | 83.8711 | 88.2966
12 | 17 | 21 | 577.7546 | 590.6138 | 607.2004 | 621.3595 | 0 | 0 | 0 | 0 | 220.4384 | 199.1693 | 197.988 | 222.2475 | 0 | 0 | 0 | 0 | 285.8331 | 231.9707 | 214.6168 | 199.9311 | 0 | 0 | 0 | 0 | 0 | 6.1492 | 7.5796 | 9.4 | 0 | 0 | 0 | 0 | 71.4831 | 153.3247 | 187.0161 | 189.7809 | 0.38362 | 0.39918 | 0.39347 | 0.3819 | 27.4224 | 61.204 | 73.5843 | 72.4767
12 | 17 | 22 | 543.8723 | 556.1559 | 571.9286 | 585.3528 | 0 | 0 | 0 | 0 | 225.7998 | 193.1624 | 215.1221 | 198.7206 | 0 | 0 | 0 | 0 | 298.0955 | 245.5984 | 227.0408 | 211.2376 | 0 | 0 | 0 | 0 | 0 | 0 | 7.6268 | 3.129 | 0 | 0 | 0 | 0 | 19.9771 | 117.395 | 122.1389 | 172.2656 | 0.37803 | 0.39555 | 0.3898 | 0.38045 | 7.552 | 46.4357 | 47.6103 | 65.539
12 | 17 | 23 | 487.432 | 498.758 | 513.2129 | 525.489 | 0 | 0 | 0 | 0 | 227.0722 | 219.78 | 189.1675 | 195.6343 | 0 | 0 | 0 | 0 | 302.6767 | 245.84 | 228.6686 | 214.2094 | 0 | 0 | 0 | 0 | 0 | 7.8358 | 23.4322 | 0 | 0 | 0 | 0 | 0 | -42.3169 | 25.3022 | 71.9445 | 115.6453 | 0.36992 | 0.3904 | 0.38503 | 0.37684 | -15.6537 | 9.8781 | 27.7008 | 43.5803
12 | 17 | 24 | 436.8686 | 445.6988 | 457.138 | 466.7258 | 0 | 0 | 0 | 0 | 168.8608 | 160.1528 | 165.846 | 181.3518 | 0 | 0 | 0 | 0 | 315.0022 | 246.7573 | 232.0463 | 219.9615 | 0 | 0 | 0 | 0 | 0 | 0 | 7.6644 | 0 | 0 | 0 | 0 | 0 | -46.9945 | 38.7887 | 51.5813 | 65.4125 | 0.36541 | 0.38531 | 0.38012 | 0.36918 | -17.1722 | 14.9457 | 19.6073 | 24.1491
12 | 18 | 1 | 402.0511 | 408.4087 | 416.8992 | 423.8162 | 0 | 0 | 0 | 0 | 229.7385 | 183.7372 | 199.9207 | 153.9754 | 0 | 0 | 0 | 0 | 316.6714 | 245.9259 | 231.3809 | 219.4865 | 0 | 0 | 0 | 0 | 0 | 30.7458 | 13.3703 | 0.57109 | 0 | 0 | 0 | 0 | -144.3587 | -52.0002 | -27.7728 | 49.7832 | 0.36727 | 0.38821 | 0.38242 | 0.37348 | -53.0193 | -20.1868 | -10.621 | 18.593
12 | 18 | 2 | 382.9676 | 387.3102 | 393.511 | 398.433 | 0 | 0 | 0 | 0 | 201.8104 | 156.3449 | 145.0542 | 143.2916 | 0 | 0 | 0 | 0 | 313.1418 | 250.8548 | 234.8907 | 221.6562 | 0 | 0 | 0 | 0 | 0 | 4.2016 | 2.9846 | 0 | 0 | 0 | 0 | 0 | -131.9847 | -24.0912 | 10.5816 | 33.4853 | 0.36484 | 0.38864 | 0.38295 | 0.37206 | -48.1531 | -9.3627 | 4.0522 | 12.4584
12 | 18 | 3 | 373.5007 | 375.984 | 380.1157 | 383.24 | 0 | 0 | 0 | 0 | 168.3497 | 135.6228 | 128.247 | 122.8617 | 0 | 0 | 0 | 0 | 315.2563 | 252.3321 | 235.3947 | 221.2445 | 0 | 0 | 0 | 0 | 0 | -0.69576 | -3.1116 | 5.2172 | 0 | 0 | 0 | 0 | -110.1053 | -11.2751 | 19.5856 | 33.9166 | 0.36527 | 0.38758 | 0.38231 | 0.37011 | -40.2179 | -4.37 | 7.4878 | 12.5528
12 | 18 | 4 | 371.002 | 372.1011 | 374.6954 | 376.4607 | 0 | 0 | 0 | 0 | 124.2001 | 143.2394 | 102.8769 | 111.6623 | 0 | 0 | 0 | 0 | 319.6716 | 249.9691 | 232.0968 | 217.0765 | 0 | 0 | 0 | 0 | 0 | -1.0141 | -2.886 | -3.2645 | 0 | 0 | 0 | 0 | -72.8697 | -20.0933 | 42.6077 | 50.9863 | 0.36475 | 0.38634 | 0.38116 | 0.36859 | -26.5794 | -7.7629 | 16.2402 | 18.7929
12 | 18 | 5 | 381.028 | 381.1233 | 382.6567 | 383.4796 | 0 | 0 | 0 | 0 | 155.4296 | 163.6996 | 159.9337 | 154.6812 | 0 | 0 | 0 | 0 | 317.0702 | 248.2186 | 229.7675 | 214.1998 | 0 | 0 | 0 | 0 | 0 | 23.3461 | 0 | 0 | 0 | 0 | 0 | 0 | -91.4719 | -54.141 | -7.0445 | 14.5986 | 0.36472 | 0.38369 | 0.37873 | 0.36539 | -33.3616 | -20.7732 | -2.668 | 5.3342
12 | 18 | 6 | 412.5091 | 411.5703 | 412.1481 | 412.1609 | 0 | 0 | 0 | 0 | 201.0394 | 177.056 | 182.2689 | 166.57 | 0 | 0 | 0 | 0 | 309.9268 | 262.7727 | 241.7846 | 223.7893 | 0 | 0 | 0 | 0 | 0 | 2.4896 | 17.8189 | -7.5356 | 0 | 0 | 0 | 0 | -98.4572 | -30.7481 | -29.7243 | 29.3371 | 0.36467 | 0.38225 | 0.37475 | 0.36382 | -35.9044 | -11.7533 | -11.1391 | 10.6735
12 | 18 | 7 | 465.406 | 464.9462 | 466.4848 | 467.5584 | 0 | 0 | 0 | 0 | 204.5286 | 179.0186 | 176.1882 | 142.5866 | 0 | 0 | 0 | 0 | 322.7244 | 273.9402 | 250.9374 | 230.9692 | 0 | 0 | 0 | 0 | 0 | 24.7448 | 11.3666 | 19.9525 | 0 | 0 | 0 | 0 | -61.847 | -12.7575 | 27.9927 | 74.0502 | 0.36466 | 0.38514 | 0.37677 | 0.36382 | -22.5533 | -4.9135 | 10.5468 | 26.9411
12 | 18 | 8 | 505.4778 | 506.0014 | 509.2077 | 512.2234 | 0 | 0 | 0 | 0 | 171.7359 | 132.775 | 129.9287 | 99.1915 | 0 | 0 | 0 | 0 | 362.3101 | 308.7454 | 291.7813 | 277.1944 | 0 | 0 | 0 | 0 | 0 | -6.5017 | -4.3169 | -9.3191 | 0 | 0 | 0 | 0 | -28.5683 | 70.9827 | 91.8146 | 145.1567 | 0.36774 | 0.38205 | 0.37719 | 0.38148 | -10.5058 | 27.1186 | 34.6318 | 55.3747
12 | 18 | 9 | 516.5992 | 517.9537 | 522.5264 | 527.2263 | 0 | 0 | 0 | 0 | 104.3997 | 109.1251 | 96.2292 | 87.0854 | 0 | 0 | 0 | 0 | 396.4015 | 345.8406 | 339.6223 | 334.6633 | 0 | 0 | 0 | 0 | 0 | -5.4834 | -1.2805 | 8.5944 | 0 | 0 | 0 | 0 | 15.798 | 68.4713 | 87.9554 | 96.8832 | 0.37162 | 0.36395 | 0.36521 | 0.3937 | 5.8708 | 24.9203 | 32.1221 | 38.1427
12 | 18 | 10 | 527.0567 | 528.4171 | 532.9901 | 537.6206 | 0 | 0 | 0 | 0 | 88.4148 | 90.0892 | 68.7739 | 86.7378 | 0 | 0 | 0 | 0 | 415.7313 | 359.8249 | 357.3151 | 355.5858 | 0 | 0 | 0 | 0 | 0 | -8.7097 | -24.478 | -33.3338 | 0 | 0 | 0 | 0 | 22.9106 | 87.2127 | 131.379 | 128.6309 | 0.37666 | 0.38397 | 0.38397 | 0 | 8.6296 | 33.4873 | 50.4462 | 0
12 | 18 | 11 | 533.353 | 534.6962 | 538.9841 | 543.0046 | 0 | 0 | 0 | 0 | 83.1219 | 73.8357 | 67.9926 | 80.8135 | 0 | 0 | 0 | 0 | 441.9769 | 381.2987 | 381.7221 | 382.4975 | 0 | 0 | 0 | 0 | 0 | -30.2924 | -28.2 | -28.2 | 0 | 0 | 0 | 0 | 8.2543 | 109.8541 | 117.4694 | 107.8937 | 0.38397 | 0.38397 | 0.38397 | 0 | 3.1694 | 42.181 | 45.1053 | 0
12 | 18 | 12 | 531.8557 | 533.1581 | 537.1813 | 540.7107 | 0 | 0 | 0 | 0 | 75.2541 | 68.3331 | 62.2713 | 74.0235 | 0 | 0 | 0 | 0 | 449.5528 | 361.1002 | 364.0644 | 367.2369 | 0 | 0 | 0 | 0 | 0 | -29.6671 | -28.2 | -28.2 | 0 | 0 | 0 | 0 | 7.0488 | 133.3919 | 139.0457 | 127.6503 | 0.38397 | 0.38397 | 0.38397 | 0 | 2.7066 | 51.2189 | 53.39 | 0
12 | 18 | 13 | 530.6949 | 533.0756 | 538.2038 | 542.6165 | 0 | 0 | 0 | 0 | 75.153 | 68.3501 | 66.7736 | 59.9959 | 0 | 0 | 0 | 0 | 480.8486 | 382.4337 | 388.4021 | 394.3457 | 0 | 0 | 0 | 0 | 0 | -29.6671 | -28.2 | -29.3635 | 0 | 0 | 0 | 0 | -25.3067 | 111.9589 | 111.228 | 117.6384 | 0.38397 | 0.38397 | 0.38397 | 0 | -9.7171 | 42.9892 | 42.7087 | 0
12 | 18 | 14 | 523.6137 | 526.4817 | 532.1474 | 537.0767 | 0 | 0 | 0 | 0 | 75.0471 | 69.1494 | 68.2686 | 59.9959 | 0 | 0 | 0 | 0 | 489.9867 | 381.3948 | 385.6881 | 390.1817 | 0 | 0 | 0 | 0 | 0 | -29.6671 | -28.2 | -28.2 | 0 | 0 | 0 | 0 | -41.4201 | 105.6046 | 106.3907 | 115.0991 | 0.38397 | 0.38397 | 0.38397 | 0 | -15.9043 | 40.5493 | 40.8514 | 0
12 | 18 | 15 | 516.1436 | 519.6321 | 525.9247 | 531.3834 | 0 | 0 | 0 | 0 | 82.3451 | 62.5924 | 71.6312 | 59.9959 | 0 | 0 | 0 | 0 | 467.4252 | 361.6725 | 361.2326 | 361.4741 | 0 | 0 | 0 | 0 | 0 | -16.2458 | -3.9845 | -24.2974 | 0 | 0 | 0 | 0 | -33.6266 | 111.613 | 97.0454 | 134.2108 | 0.38397 | 0.38397 | 0.38397 | 0 | -12.9118 | 42.8564 | 37.263 | 0
12 | 18 | 16 | 516.5645 | 522.1862 | 530.8409 | 538.3992 | 0 | 0 | 0 | 0 | 130.4219 | 100.773 | 123.3702 | 140.1355 | 0 | 0 | 0 | 0 | 432.9342 | 364.5791 | 357.7601 | 352.1676 | 0 | 0 | 0 | 0 | 0 | -1.4671 | -0.34478 | 4.2421 | 0 | 0 | 0 | 0 | -46.7916 | 58.3012 | 50.0553 | 41.854 | 0.37613 | 0.37654 | 0.3735 | 0.38586 | -17.5998 | 21.9527 | 18.6956 | 16.15
12 | 18 | 17 | 538.0953 | 545.1124 | 555.3438 | 564.2143 | 0 | 0 | 0 | 0 | 192.956 | 149.4682 | 146.0989 | 166.57 | 0 | 0 | 0 | 0 | 356.2688 | 278.3342 | 261.645 | 247.4252 | 0 | 0 | 0 | 0 | 0 | 0.97821 | -1.9974 | 25.7461 | 0 | 0 | 0 | 0 | -11.1295 | 116.3318 | 149.5973 | 124.473 | 0.36823 | 0.38625 | 0.38886 | 0.38905 | -4.0983 | 44.9327 | 58.1724 | 48.4267
12 | 18 | 18 | 598.328 | 609.2378 | 623.9968 | 636.804 | 0 | 0 | 0 | 0 | 205.7828 | 181.7975 | 178.2543 | 172.8165 | 0 | 0 | 0 | 0 | 361.3966 | 271.9737 | 255.6267 | 241.8375 | 0 | 0 | 0 | 0 | 0 | -6.1525 | -2.7448 | 16.0502 | 0 | 0 | 0 | 0 | 31.1485 | 161.6191 | 192.8606 | 206.0997 | 0.38392 | 0.39924 | 0.39333 | 0.38256 | 11.9586 | 64.5247 | 75.8576 | 78.8455
12 | 18 | 19 | 602.5287 | 615.3411 | 632.186 | 646.7997 | 0 | 0 | 0 | 0 | 214.2695 | 189.1947 | 185.5073 | 182.3871 | 0 | 0 | 0 | 0 | 330.6064 | 263.3369 | 245.6083 | 230.3922 | 0 | 0 | 0 | 0 | 0 | 15.5112 | 12.6673 | 35.0989 | 0 | 0 | 0 | 0 | 57.6527 | 147.2984 | 188.4032 | 198.9215 | 0.38563 | 0.40066 | 0.39478 | 0.38374 | 22.2326 | 59.0169 | 74.3773 | 76.3351
12 | 18 | 20 | 592.3545 | 605.4173 | 622.4035 | 637.0397 | 0 | 0 | 0 | 0 | 216.4708 | 188.2891 | 200.8762 | 209.2725 | 0 | 0 | 0 | 0 | 316.8196 | 263.5422 | 243.7396 | 226.4908 | 0 | 0 | 0 | 0 | 0 | 6.1694 | 7.5211 | 9.4 | 0 | 0 | 0 | 0 | 59.0641 | 147.4166 | 170.2666 | 191.8764 | 0.38498 | 0.40006 | 0.39435 | 0.38314 | 22.7388 | 58.9756 | 67.1449 | 73.5165
12 | 18 | 21 | 575.9499 | 588.7506 | 605.2653 | 619.3624 | 0 | 0 | 0 | 0 | 220.4384 | 199.1693 | 197.988 | 222.2475 | 0 | 0 | 0 | 0 | 319.1891 | 260.4343 | 241.1561 | 224.3935 | 0 | 0 | 0 | 0 | 0 | 6.1492 | 7.5796 | 9.4 | 0 | 0 | 0 | 0 | 36.3224 | 122.9978 | 158.5416 | 163.3215 | 0.38362 | 0.39918 | 0.39347 | 0.3819 | 13.934 | 49.0982 | 62.3806 | 62.3719
12 | 18 | 22 | 539.5197 | 551.6621 | 567.2615 | 580.5363 | 0 | 0 | 0 | 0 | 225.7998 | 193.1624 | 215.1221 | 198.7206 | 0 | 0 | 0 | 0 | 326.9857 | 253.5253 | 237.7196 | 224.2798 | 0 | 0 | 0 | 0 | 0 | 0 | 7.6268 | 3.129 | 0 | 0 | 0 | 0 | -13.2658 | 104.9744 | 106.793 | 154.4069 | 0.37803 | 0.39555 | 0.3898 | 0.38045 | -5.0149 | 41.5227 | 41.6284 | 58.7447
12 | 18 | 23 | 491.2185 | 502.6672 | 517.2729 | 529.6789 | 0 | 0 | 0 | 0 | 227.0722 | 219.78 | 189.1675 | 195.6343 | 0 | 0 | 0 | 0 | 329.2526 | 248.5459 | 234.1618 | 222.0872 | 0 | 0 | 0 | 0 | 0 | 7.8358 | 23.4322 | 0 | 0 | 0 | 0 | 0 | -65.1063 | 26.5055 | 70.5113 | 111.9574 | 0.36992 | 0.3904 | 0.38503 | 0.37684 | -24.0838 | 10.3478 | 27.149 | 42.1905
12 | 18 | 24 | 439.7526 | 448.6764 | 460.2304 | 469.9172 | 0 | 0 | 0 | 0 | 168.8608 | 160.1528 | 165.846 | 181.3518 | 0 | 0 | 0 | 0 | 321.2453 | 242.4028 | 228.0246 | 215.947 | 0 | 0 | 0 | 0 | 0 | 0 | 7.6644 | 0 | 0 | 0 | 0 | 0 | -50.3535 | 46.1208 | 58.6954 | 72.6184 | 0.36541 | 0.38531 | 0.38012 | 0.36918 | -18.3997 | 17.7709 | 22.3115 | 26.8094
12 | 19 | 1 | 399.6271 | 405.9061 | 414.3001 | 421.1339 | 0 | 0 | 0 | 0 | 229.7385 | 183.7372 | 199.9207 | 153.9754 | 0 | 0 | 0 | 0 | 321.8359 | 241.2839 | 226.8351 | 214.7 | 0 | 0 | 0 | 0 | 0 | 30.7458 | 13.3703 | 0.57109 | 0 | 0 | 0 | 0 | -151.9473 | -49.8608 | -25.8261 | 51.8874 | 0.36727 | 0.38821 | 0.38242 | 0.37348 | -55.8063 | -19.3562 | -9.8765 | 19.3789
12 | 19 | 2 | 379.1458 | 383.3645 | 389.4131 | 394.204 | 0 | 0 | 0 | 0 | 201.8104 | 156.3449 | 145.0542 | 143.2916 | 0 | 0 | 0 | 0 | 315.451 | 235.2294 | 221.3477 | 209.7409 | 0 | 0 | 0 | 0 | 0 | 4.2016 | 2.9846 | 0 | 0 | 0 | 0 | 0 | -138.1157 | -12.4114 | 20.0266 | 41.1715 | 0.36484 | 0.38864 | 0.38295 | 0.37206 | -50.39 | -4.8235 | 7.6692 | 15.3181
12 | 19 | 3 | 369.962 | 372.3306 | 376.3213 | 379.3242 | 0 | 0 | 0 | 0 | 168.3497 | 135.6228 | 128.247 | 122.8617 | 0 | 0 | 0 | 0 | 309.6176 | 223.989 | 210.0601 | 198.4188 | 0 | 0 | 0 | 0 | 0 | -0.69576 | -3.1116 | 5.2172 | 0 | 0 | 0 | 0 | -108.0053 | 13.4146 | 41.1258 | 52.8265 | 0.36527 | 0.38758 | 0.38231 | 0.37011 | -39.4509 | 5.1992 | 15.7228 | 19.5516
12 | 19 | 4 | 367.2686 | 368.2467 | 370.6923 | 372.3296 | 0 | 0 | 0 | 0 | 124.2001 | 143.2394 | 102.8769 | 111.6623 | 0 | 0 | 0 | 0 | 317.4272 | 219.7102 | 205.8483 | 194.2951 | 0 | 0 | 0 | 0 | 0 | -1.0141 | -2.886 | -3.2645 | 0 | 0 | 0 | 0 | -74.3587 | 6.3112 | 64.8531 | 69.6366 | 0.36475 | 0.38634 | 0.38116 | 0.36859 | -27.1225 | 2.4383 | 24.7192 | 25.6672
12 | 19 | 5 | 376.2861 | 376.2277 | 377.5723 | 378.2325 | 0 | 0 | 0 | 0 | 155.4296 | 163.6996 | 159.9337 | 154.6812 | 0 | 0 | 0 | 0 | 316.6274 | 222.5367 | 207.7402 | 195.2922 | 0 | 0 | 0 | 0 | 0 | 23.3461 | 0 | 0 | 0 | 0 | 0 | 0 | -95.7709 | -33.3547 | 9.8983 | 28.2591 | 0.36472 | 0.38369 | 0.37873 | 0.36539 | -34.9295 | -12.7977 | 3.7488 | 10.3256
12 | 19 | 6 | 406.9356 | 405.8161 | 406.1719 | 405.9935 | 0 | 0 | 0 | 0 | 201.0394 | 177.056 | 182.2689 | 166.57 | 0 | 0 | 0 | 0 | 330.6567 | 226.521 | 212.049 | 199.9265 | 0 | 0 | 0 | 0 | 0 | 2.4896 | 17.8189 | -7.5356 | 0 | 0 | 0 | 0 | -124.7606 | -0.25061 | -5.9649 | 47.0326 | 0.36467 | 0.38225 | 0.37475 | 0.36382 | -45.4965 | -0.095793 | -2.2353 | 17.1115
12 | 19 | 7 | 460.5403 | 459.9227 | 461.2676 | 462.1742 | 0 | 0 | 0 | 0 | 204.5286 | 179.0186 | 176.1882 | 142.5866 | 0 | 0 | 0 | 0 | 339.1436 | 238.8434 | 220.9875 | 205.5986 | 0 | 0 | 0 | 0 | 0 | 24.7448 | 11.3666 | 19.9525 | 0 | 0 | 0 | 0 | -83.132 | 17.3159 | 52.7253 | 94.0366 | 0.36466 | 0.38514 | 0.37677 | 0.36382 | -30.3151 | 6.6691 | 19.8653 | 34.2126
12 | 19 | 8 | 487.7312 | 487.6793 | 490.1789 | 492.5857 | 0 | 0 | 0 | 0 | 171.7359 | 132.775 | 129.9287 | 99.1915 | 0 | 0 | 0 | 0 | 367.1748 | 273.4249 | 260.3795 | 249.1493 | 0 | 0 | 0 | 0 | 0 | -6.5017 | -4.3169 | -9.3191 | 0 | 0 | 0 | 0 | -51.1796 | 87.9811 | 104.1876 | 153.5641 | 0.36774 | 0.38205 | 0.37719 | 0.38148 | -18.8209 | 33.6128 | 39.2988 | 58.5819
12 | 19 | 9 | 499.7903 | 500.5997 | 504.5031 | 508.6263 | 0 | 0 | 0 | 0 | 104.3997 | 109.1251 | 96.2292 | 87.0854 | 0 | 0 | 0 | 0 | 405.3759 | 339.3709 | 339.3925 | 339.7101 | 0 | 0 | 0 | 0 | 0 | -5.4834 | -1.2805 | 8.5944 | 0 | 0 | 0 | 0 | -9.9854 | 57.5871 | 70.1619 | 73.2364 | 0.37162 | 0.36395 | 0.36521 | 0.3937 | -3.7107 | 20.959 | 25.6238 | 28.8329
12 | 19 | 10 | 512.0349 | 512.9082 | 516.8829 | 520.9981 | 0 | 0 | 0 | 0 | 88.4148 | 90.0892 | 68.7739 | 86.7378 | 0 | 0 | 0 | 0 | 403.9752 | 367.3633 | 376.5578 | 384.9849 | 0 | 0 | 0 | 0 | 0 | -8.7097 | -24.478 | -33.3338 | 0 | 0 | 0 | 0 | 19.6449 | 64.1654 | 96.0293 | 82.6092 | 0.37666 | 0.38397 | 0.38397 | 0 | 7.3995 | 24.6378 | 36.8728 | 0
12 | 19 | 11 | 517.535 | 518.3653 | 522.0233 | 525.5011 | 0 | 0 | 0 | 0 | 83.1219 | 73.8357 | 67.9926 | 80.8135 | 0 | 0 | 0 | 0 | 410.9785 | 388.7869 | 410.8557 | 431.0414 | 0 | 0 | 0 | 0 | 0 | -30.2924 | -28.2 | -28.2 | 0 | 0 | 0 | 0 | 23.4346 | 86.035 | 71.375 | 41.8462 | 0.38397 | 0.38397 | 0.38397 | 0 | 8.9983 | 33.0351 | 27.4062 | 0
12 | 19 | 12 | 514.976 | 515.7311 | 519.0822 | 522.0324 | 0 | 0 | 0 | 0 | 75.2541 | 68.3331 | 62.2713 | 74.0235 | 0 | 0 | 0 | 0 | 418.34 | 419.7837 | 445.5053 | 468.9917 | 0 | 0 | 0 | 0 | 0 | -29.6671 | -28.2 | -28.2 | 0 | 0 | 0 | 0 | 21.3819 | 57.2814 | 39.5056 | 7.2172 | 0.38397 | 0.38397 | 0.38397 | 0 | 8.2101 | 21.9945 | 15.1691 | 0
12 | 19 | 13 | 505.4816 | 507.0447 | 511.1689 | 514.7165 | 0 | 0 | 0 | 0 | 75.153 | 68.3501 | 66.7736 | 59.9959 | 0 | 0 | 0 | 0 | 408.9378 | 413.0801 | 438.1177 | 461.0583 | 0 | 0 | 0 | 0 | 0 | -29.6671 | -28.2 | -29.3635 | 0 | 0 | 0 | 0 | 21.3908 | 55.2815 | 34.4775 | 23.0257 | 0.38397 | 0.38397 | 0.38397 | 0 | 8.2135 | 21.2266 | 13.2385 | 0
12 | 19 | 14 | 503.7969 | 506.0223 | 510.899 | 515.1483 | 0 | 0 | 0 | 0 | 75.0471 | 69.1494 | 68.2686 | 59.9959 | 0 | 0 | 0 | 0 | 408.9892 | 395.799 | 419.3061 | 440.9371 | 0 | 0 | 0 | 0 | 0 | -29.6671 | -28.2 | -28.2 | 0 | 0 | 0 | 0 | 19.7607 | 70.741 | 51.5243 | 42.4152 | 0.38397 | 0.38397 | 0.38397 | 0 | 7.5876 | 27.1626 | 19.784 | 0
12 | 19 | 15 | 498.627 | 501.5475 | 507.1426 | 512.0003 | 0 | 0 | 0 | 0 | 82.3451 | 62.5924 | 71.6312 | 59.9959 | 0 | 0 | 0 | 0 | 412.3125 | 392.5041 | 406.4558 | 419.4151 | 0 | 0 | 0 | 0 | 0 | -16.2458 | -3.9845 | -24.2974 | 0 | 0 | 0 | 0 | 3.9694 | 62.6968 | 33.0402 | 56.8867 | 0.38397 | 0.38397 | 0.38397 | 0 | 1.5242 | 24.0739 | 12.6866 | 0
12 | 19 | 16 | 499.1364 | 504.1929 | 512.1536 | 519.1139 | 0 | 0 | 0 | 0 | 130.4219 | 100.773 | 123.3702 | 140.1355 | 0 | 0 | 0 | 0 | 392.2916 | 366.5407 | 362.6691 | 359.6762 | 0 | 0 | 0 | 0 | 0 | -1.4671 | -0.34478 | 4.2421 | 0 | 0 | 0 | 0 | -23.5771 | 38.3463 | 26.4591 | 15.0601 | 0.37613 | 0.37654 | 0.3735 | 0.38586 | -8.8681 | 14.4389 | 9.8825 | 5.8112
12 | 19 | 17 | 518.9686 | 525.3654 | 534.8352 | 543.0494 | 0 | 0 | 0 | 0 | 192.956 | 149.4682 | 146.0989 | 166.57 | 0 | 0 | 0 | 0 | 357.0334 | 303.2451 | 281.4023 | 262.4326 | 0 | 0 | 0 | 0 | 0 | 0.97821 | -1.9974 | 25.7461 | 0 | 0 | 0 | 0 | -31.0208 | 71.674 | 109.3314 | 88.3007 | 0.36823 | 0.38625 | 0.38886 | 0.38905 | -11.4229 | 27.6838 | 42.5146 | 34.3537
12 | 19 | 18 | 586.4733 | 596.9987 | 611.2856 | 623.6861 | 0 | 0 | 0 | 0 | 205.7828 | 181.7975 | 178.2543 | 172.8165 | 0 | 0 | 0 | 0 | 364.955 | 297.7174 | 275.3915 | 256.1491 | 0 | 0 | 0 | 0 | 0 | -6.1525 | -2.7448 | 16.0502 | 0 | 0 | 0 | 0 | 15.7355 | 123.6363 | 160.3847 | 178.6702 | 0.38392 | 0.39924 | 0.39333 | 0.38256 | 6.0412 | 49.3605 | 63.0839 | 68.3521
12 | 19 | 19 | 593.0803 | 605.5864 | 622.055 | 636.3445 | 0 | 0 | 0 | 0 | 214.2695 | 189.1947 | 185.5073 | 182.3871 | 0 | 0 | 0 | 0 | 369.5193 | 290.3249 | 269.5914 | 251.9307 | 0 | 0 | 0 | 0 | 0 | 15.5112 | 12.6673 | 35.0989 | 0 | 0 | 0 | 0 | 9.2915 | 110.5556 | 154.2891 | 166.9278 | 0.38563 | 0.40066 | 0.39478 | 0.38374 | 3.5831 | 44.2955 | 60.9098 | 64.0577
12 | 19 | 20 | 584.8171 | 597.6355 | 614.3215 | 628.699 | 0 | 0 | 0 | 0 | 216.4708 | 188.2891 | 200.8762 | 209.2725 | 0 | 0 | 0 | 0 | 361.396 | 286.1049 | 264.1095 | 245.2611 | 0 | 0 | 0 | 0 | 0 | 6.1694 | 7.5211 | 9.4 | 0 | 0 | 0 | 0 | 6.9502 | 117.0721 | 141.8147 | 164.7655 | 0.38498 | 0.40006 | 0.39435 | 0.38314 | 2.6757 | 46.8359 | 55.9249 | 63.129
12 | 19 | 21 | 574.1451 | 586.8873 | 603.3302 | 617.3654 | 0 | 0 | 0 | 0 | 220.4384 | 199.1693 | 197.988 | 222.2475 | 0 | 0 | 0 | 0 | 361.4636 | 282.3672 | 260.1912 | 241.1757 | 0 | 0 | 0 | 0 | 0 | 6.1492 | 7.5796 | 9.4 | 0 | 0 | 0 | 0 | -7.7569 | 99.2017 | 137.5714 | 144.5422 | 0.38362 | 0.39918 | 0.39347 | 0.3819 | -2.9757 | 39.5992 | 54.1296 | 55.2002
12 | 19 | 22 | 537.9804 | 550.0729 | 565.6109 | 578.833 | 0 | 0 | 0 | 0 | 225.7998 | 193.1624 | 215.1221 | 198.7206 | 0 | 0 | 0 | 0 | 381.0146 | 286.8404 | 264.3456 | 245.0655 | 0 | 0 | 0 | 0 | 0 | 0 | 7.6268 | 3.129 | 0 | 0 | 0 | 0 | -68.834 | 70.07 | 78.5164 | 131.9179 | 0.37803 | 0.39555 | 0.3898 | 0.38045 | -26.0215 | 27.7162 | 30.6061 | 50.1886
12 | 19 | 23 | 486.7951 | 498.1004 | 512.5299 | 524.7842 | 0 | 0 | 0 | 0 | 227.0722 | 219.78 | 189.1675 | 195.6343 | 0 | 0 | 0 | 0 | 395.4986 | 290.4912 | 266.6631 | 246.1177 | 0 | 0 | 0 | 0 | 0 | 7.8358 | 23.4322 | 0 | 0 | 0 | 0 | 0 | -135.7758 | -20.0066 | 33.2671 | 83.0322 | 0.36992 | 0.3904 | 0.38503 | 0.37684 | -50.2255 | -7.8107 | 12.8088 | 31.2902
12 | 19 | 24 | 438.2487 | 447.1237 | 458.6178 | 468.253 | 0 | 0 | 0 | 0 | 168.8608 | 160.1528 | 165.846 | 181.3518 | 0 | 0 | 0 | 0 | 397.926 | 297.908 | 273.1835 | 251.7427 | 0 | 0 | 0 | 0 | 0 | 0 | 7.6644 | 0 | 0 | 0 | 0 | 0 | -128.5382 | -10.9372 | 11.9239 | 35.1585 | 0.36541 | 0.38531 | 0.38012 | 0.36918 | -46.9691 | -4.2142 | 4.5326 | 12.9799
12 | 20 | 1 | 397.4862 | 403.6958 | 412.0045 | 418.7648 | 0 | 0 | 0 | 0 | 229.7385 | 183.7372 | 199.9207 | 153.9754 | 0 | 0 | 0 | 0 | 403.8042 | 299.2768 | 276.2467 | 256.4137 | 0 | 0 | 0 | 0 | 0 | 30.7458 | 13.3703 | 0.57109 | 0 | 0 | 0 | 0 | -236.0564 | -110.064 | -77.5333 | 7.8047 | 0.36727 | 0.38821 | 0.38242 | 0.37348 | -86.6975 | -42.7274 | -29.6506 | 2.9149
12 | 20 | 2 | 377.571 | 381.7387 | 387.7246 | 392.4614 | 0 | 0 | 0 | 0 | 201.8104 | 156.3449 | 145.0542 | 143.2916 | 0 | 0 | 0 | 0 | 396.1263 | 307.1485 | 283.3667 | 262.7863 | 0 | 0 | 0 | 0 | 0 | 4.2016 | 2.9846 | 0 | 0 | 0 | 0 | 0 | -220.3657 | -85.9564 | -43.6809 | -13.6165 | 0.36484 | 0.38864 | 0.38295 | 0.37206 | -80.398 | -33.4057 | -16.7277 | -5.0661
12 | 20 | 3 | 366.7241 | 368.9877 | 372.8494 | 375.7413 | 0 | 0 | 0 | 0 | 168.3497 | 135.6228 | 128.247 | 122.8617 | 0 | 0 | 0 | 0 | 391.5252 | 307.3794 | 283.1953 | 262.2235 | 0 | 0 | 0 | 0 | 0 | -0.69576 | -3.1116 | 5.2172 | 0 | 0 | 0 | 0 | -193.1508 | -73.3187 | -35.4813 | -14.5612 | 0.36527 | 0.38758 | 0.38231 | 0.37011 | -70.5517 | -28.417 | -13.5649 | -5.3892
12 | 20 | 4 | 362.5799 | 363.4059 | 365.6648 | 367.1411 | 0 | 0 | 0 | 0 | 124.2001 | 143.2394 | 102.8769 | 111.6623 | 0 | 0 | 0 | 0 | 388.0501 | 300.3759 | 278.6357 | 259.9599 | 0 | 0 | 0 | 0 | 0 | -1.0141 | -2.886 | -3.2645 | 0 | 0 | 0 | 0 | -149.6703 | -79.1953 | -12.9619 | -1.2166 | 0.36475 | 0.38634 | 0.38116 | 0.36859 | -54.5926 | -30.5966 | -4.9405 | -0.44841
12 | 20 | 5 | 370.7126 | 370.4735 | 371.5961 | 372.0651 | 0 | 0 | 0 | 0 | 155.4296 | 163.6996 | 159.9337 | 154.6812 | 0 | 0 | 0 | 0 | 358.6922 | 281.0611 | 262.8673 | 247.5291 | 0 | 0 | 0 | 0 | 0 | 23.3461 | 0 | 0 | 0 | 0 | 0 | 0 | -143.4091 | -97.6333 | -51.2049 | -30.1452 | 0.36472 | 0.38369 | 0.37873 | 0.36539 | -52.3041 | -37.4606 | -19.3929 | -11.0148
12 | 20 | 6 | 399.7874 | 398.4361 | 398.5073 | 398.0836 | 0 | 0 | 0 | 0 | 201.0394 | 177.056 | 182.2689 | 166.57 | 0 | 0 | 0 | 0 | 344.7728 | 270.5234 | 255.1286 | 242.4062 | 0 | 0 | 0 | 0 | 0 | 2.4896 | 17.8189 | -7.5356 | 0 | 0 | 0 | 0 | -146.0249 | -51.633 | -56.709 | -3.357 | 0.36467 | 0.38225 | 0.37475 | 0.36382 | -53.251 | -19.7365 | -21.2515 | -1.2213
12 | 20 | 7 | 451.9766 | 451.0813 | 452.0852 | 452.698 | 0 | 0 | 0 | 0 | 204.5286 | 179.0186 | 176.1882 | 142.5866 | 0 | 0 | 0 | 0 | 347.3458 | 266.1053 | 252.2687 | 240.8614 | 0 | 0 | 0 | 0 | 0 | 24.7448 | 11.3666 | 19.9525 | 0 | 0 | 0 | 0 | -99.8978 | -18.7875 | 12.2618 | 49.2975 | 0.36466 | 0.38514 | 0.37677 | 0.36382 | -36.4289 | -7.2359 | 4.6199 | 17.9355
12 | 20 | 8 | 486.9527 | 486.8756 | 489.3442 | 491.7242 | 0 | 0 | 0 | 0 | 171.7359 | 132.775 | 129.9287 | 99.1915 | 0 | 0 | 0 | 0 | 387.9366 | 302.732 | 293.8447 | 286.7589 | 0 | 0 | 0 | 0 | 0 | -6.5017 | -4.3169 | -9.3191 | 0 | 0 | 0 | 0 | -72.7199 | 57.8703 | 69.8877 | 115.0929 | 0.36774 | 0.38205 | 0.37719 | 0.38148 | -26.7422 | 22.1091 | 26.3611 | 43.9059
12 | 20 | 9 | 497.7909 | 498.5355 | 502.3593 | 506.4139 | 0 | 0 | 0 | 0 | 104.3997 | 109.1251 | 96.2292 | 87.0854 | 0 | 0 | 0 | 0 | 466.8467 | 402.8491 | 403.3932 | 404.435 | 0 | 0 | 0 | 0 | 0 | -5.4834 | -1.2805 | 8.5944 | 0 | 0 | 0 | 0 | -73.4555 | -7.9553 | 4.0174 | 6.2991 | 0.37162 | 0.36395 | 0.36521 | 0.3937 | -27.2972 | -2.8954 | 1.4672 | 2.4799
12 | 20 | 10 | 506.9569 | 507.6655 | 511.438 | 515.3789 | 0 | 0 | 0 | 0 | 88.4148 | 90.0892 | 68.7739 | 86.7378 | 0 | 0 | 0 | 0 | 520.8134 | 473.2964 | 490.0014 | 505.5517 | 0 | 0 | 0 | 0 | 0 | -8.7097 | -24.478 | -33.3338 | 0 | 0 | 0 | 0 | -102.2714 | -47.0105 | -22.8593 | -43.5768 | 0.37666 | 0.38397 | 0.38397 | 0 | -38.522 | -18.0507 | -8.7774 | 0
12 | 20 | 11 | 507.6089 | 508.1173 | 511.3801 | 514.5173 | 0 | 0 | 0 | 0 | 83.1219 | 73.8357 | 67.9926 | 80.8135 | 0 | 0 | 0 | 0 | 533.1551 | 488.5216 | 514.3088 | 538.1212 | 0 | 0 | 0 | 0 | 0 | -30.2924 | -28.2 | -28.2 | 0 | 0 | 0 | 0 | -108.668 | -23.9476 | -42.7214 | -76.2174 | 0.38397 | 0.38397 | 0.38397 | 0 | -41.7258 | -9.1952 | -16.4039 | 0
12 | 20 | 12 | 507.6332 | 508.1502 | 511.2088 | 513.9071 | 0 | 0 | 0 | 0 | 75.2541 | 68.3331 | 62.2713 | 74.0235 | 0 | 0 | 0 | 0 | 511.8477 | 475.6179 | 499.4428 | 521.4102 | 0 | 0 | 0 | 0 | 0 | -29.6671 | -28.2 | -28.2 | 0 | 0 | 0 | 0 | -79.4685 | -6.1337 | -22.3052 | -53.3265 | 0.38397 | 0.38397 | 0.38397 | 0 | -30.5139 | -2.3552 | -8.5646 | 0
12 | 20 | 13 | 504.8977 | 506.4418 | 510.5429 | 514.0704 | 0 | 0 | 0 | 0 | 75.153 | 68.3501 | 66.7736 | 59.9959 | 0 | 0 | 0 | 0 | 505.7243 | 481.7583 | 509.1268 | 534.4511 | 0 | 0 | 0 | 0 | 0 | -29.6671 | -28.2 | -29.3635 | 0 | 0 | 0 | 0 | -75.9795 | -13.9995 | -37.1576 | -51.0132 | 0.38397 | 0.38397 | 0.38397 | 0 | -29.1742 | -5.3754 | -14.2676 | 0
12 | 20 | 14 | 503.2484 | 505.456 | 510.3108 | 514.5413 | 0 | 0 | 0 | 0 | 75.0471 | 69.1494 | 68.2686 | 59.9959 | 0 | 0 | 0 | 0 | 487.7195 | 457.9096 | 483.6054 | 507.4753 | 0 | 0 | 0 | 0 | 0 | -29.6671 | -28.2 | -28.2 | 0 | 0 | 0 | 0 | -59.5181 | 8.0641 | -13.3631 | -24.7299 | 0.38397 | 0.38397 | 0.38397 | 0 | -22.8535 | 3.0964 | -5.1311 | 0
12 | 20 | 15 | 498.9632 | 501.8946 | 507.5031 | 512.3723 | 0 | 0 | 0 | 0 | 82.3451 | 62.5924 | 71.6312 | 59.9959 | 0 | 0 | 0 | 0 | 475.7284 | 440.9764 | 463.405 | 484.3572 | 0 | 0 | 0 | 0 | 0 | -16.2458 | -3.9845 | -24.2974 | 0 | 0 | 0 | 0 | -59.1102 | 14.5715 | -23.5486 | -7.6834 | 0.38397 | 0.38397 | 0.38397 | 0 | -22.6968 | 5.5951 | -9.0421 | 0
12 | 20 | 16 | 496.447 | 501.4163 | 509.2699 | 516.1379 | 0 | 0 | 0 | 0 | 130.4219 | 100.773 | 123.3702 | 140.1355 | 0 | 0 | 0 | 0 | 442.3842 | 386.4067 | 402.4329 | 417.8882 | 0 | 0 | 0 | 0 | 0 | -1.4671 | -0.34478 | 4.2421 | 0 | 0 | 0 | 0 | -76.3591 | 15.7037 | -16.1885 | -46.1279 | 0.37613 | 0.37654 | 0.3735 | 0.38586 | -28.7212 | 5.9131 | -6.0464 | -17.7991
12 | 20 | 17 | 512.8289 | 519.0267 | 528.252 | 536.2555 | 0 | 0 | 0 | 0 | 192.956 | 149.4682 | 146.0989 | 166.57 | 0 | 0 | 0 | 0 | 366.0124 | 253.0874 | 255.8504 | 259.9175 | 0 | 0 | 0 | 0 | 0 | 0.97821 | -1.9974 | 25.7461 | 0 | 0 | 0 | 0 | -46.1396 | 115.4929 | 128.3001 | 84.0219 | 0.36823 | 0.38625 | 0.38886 | 0.38905 | -16.9902 | 44.6087 | 49.8907 | 32.6891
12 | 20 | 18 | 572.1061 | 582.1657 | 595.8805 | 607.788 | 0 | 0 | 0 | 0 | 205.7828 | 181.7975 | 178.2543 | 172.8165 | 0 | 0 | 0 | 0 | 339.8292 | 233.7025 | 228.5731 | 225.3666 | 0 | 0 | 0 | 0 | 0 | -6.1525 | -2.7448 | 16.0502 | 0 | 0 | 0 | 0 | 26.4941 | 172.8182 | 191.7979 | 193.5546 | 0.38392 | 0.39924 | 0.39333 | 0.38256 | 10.1717 | 68.9958 | 75.4396 | 74.0462
12 | 20 | 19 | 588.2854 | 600.6359 | 616.9137 | 631.0386 | 0 | 0 | 0 | 0 | 214.2695 | 189.1947 | 185.5073 | 182.3871 | 0 | 0 | 0 | 0 | 300.9213 | 236.9729 | 224.5452 | 214.2881 | 0 | 0 | 0 | 0 | 0 | 15.5112 | 12.6673 | 35.0989 | 0 | 0 | 0 | 0 | 73.0945 | 158.9571 | 194.1939 | 199.2645 | 0.38563 | 0.40066 | 0.39478 | 0.38374 | 28.1874 | 63.6882 | 76.6633 | 76.4667
12 | 20 | 20 | 582.4285 | 595.1694 | 611.7603 | 626.0559 | 0 | 0 | 0 | 0 | 216.4708 | 188.2891 | 200.8762 | 209.2725 | 0 | 0 | 0 | 0 | 303.5577 | 234.6558 | 221.8928 | 211.3638 | 0 | 0 | 0 | 0 | 0 | 6.1694 | 7.5211 | 9.4 | 0 | 0 | 0 | 0 | 62.3999 | 166.0551 | 181.4702 | 196.0196 | 0.38498 | 0.40006 | 0.39435 | 0.38314 | 24.023 | 66.4321 | 71.5631 | 75.1039
12 | 20 | 21 | 569.3148 | 581.9003 | 598.1509 | 612.0203 | 0 | 0 | 0 | 0 | 220.4384 | 199.1693 | 197.988 | 222.2475 | 0 | 0 | 0 | 0 | 309.3149 | 230.858 | 218.4445 | 208.2699 | 0 | 0 | 0 | 0 | 0 | 6.1492 | 7.5796 | 9.4 | 0 | 0 | 0 | 0 | 39.5615 | 145.7239 | 174.1387 | 172.103 | 0.38362 | 0.39918 | 0.39347 | 0.3819 | 15.1766 | 58.1699 | 68.5176 | 65.7256
12 | 20 | 22 | 538.9358 | 551.0593 | 566.6354 | 579.8902 | 0 | 0 | 0 | 0 | 225.7998 | 193.1624 | 215.1221 | 198.7206 | 0 | 0 | 0 | 0 | 343.2408 | 229.5497 | 222.6238 | 217.7939 | 0 | 0 | 0 | 0 | 0 | 0 | 7.6268 | 3.129 | 0 | 0 | 0 | 0 | -30.1048 | 128.3471 | 121.2628 | 160.2467 | 0.37803 | 0.39555 | 0.3898 | 0.38045 | -11.3806 | 50.7678 | 47.2688 | 60.9664
12 | 20 | 23 | 491.1654 | 502.6124 | 517.2159 | 529.6202 | 0 | 0 | 0 | 0 | 227.0722 | 219.78 | 189.1675 | 195.6343 | 0 | 0 | 0 | 0 | 379.3656 | 231.8238 | 229.3598 | 228.8893 | 0 | 0 | 0 | 0 | 0 | 7.8358 | 23.4322 | 0 | 0 | 0 | 0 | 0 | -115.2725 | 43.1728 | 75.2563 | 105.0966 | 0.36992 | 0.3904 | 0.38503 | 0.37684 | -42.641 | 16.8548 | 28.976 | 39.6051
12 | 20 | 24 | 443.1321 | 452.1654 | 463.854 | 473.6568 | 0 | 0 | 0 | 0 | 168.8608 | 160.1528 | 165.846 | 181.3518 | 0 | 0 | 0 | 0 | 356.7438 | 236.1184 | 229.8429 | 225.6882 | 0 | 0 | 0 | 0 | 0 | 0 | 7.6644 | 0 | 0 | 0 | 0 | 0 | -82.4725 | 55.8942 | 60.5007 | 66.6168 | 0.36541 | 0.38531 | 0.38012 | 0.36918 | -30.1363 | 21.5367 | 22.9978 | 24.5937
12 | 21 | 1 | 407.9608 | 414.51 | 423.2358 | 430.3556 | 0 | 0 | 0 | 0 | 229.7385 | 183.7372 | 199.9207 | 153.9754 | 0 | 0 | 0 | 0 | 338.6693 | 243.7849 | 233.2182 | 224.9907 | 0 | 0 | 0 | 0 | 0 | 30.7458 | 13.3703 | 0.57109 | 0 | 0 | 0 | 0 | -160.447 | -43.7578 | -23.2734 | 50.8184 | 0.36727 | 0.38821 | 0.38242 | 0.37348 | -58.9281 | -16.987 | -8.9003 | 18.9797
12 | 21 | 2 | 387.0548 | 391.53 | 397.8935 | 402.9558 | 0 | 0 | 0 | 0 | 201.8104 | 156.3449 | 145.0542 | 143.2916 | 0 | 0 | 0 | 0 | 318.0263 | 241.1973 | 228.8336 | 218.8805 | 0 | 0 | 0 | 0 | 0 | 4.2016 | 2.9846 | 0 | 0 | 0 | 0 | 0 | -132.7819 | -10.2139 | 21.0211 | 40.7837 | 0.36484 | 0.38864 | 0.38295 | 0.37206 | -48.444 | -3.9695 | 8.0501 | 15.1738
12 | 21 | 3 | 377.3402 | 379.9481 | 384.2326 | 387.4886 | 0 | 0 | 0 | 0 | 168.3497 | 135.6228 | 128.247 | 122.8617 | 0 | 0 | 0 | 0 | 311.1717 | 236.8483 | 225.3125 | 216.1423 | 0 | 0 | 0 | 0 | 0 | -0.69576 | -3.1116 | 5.2172 | 0 | 0 | 0 | 0 | -102.1812 | 8.1727 | 33.7847 | 43.2674 | 0.36527 | 0.38758 | 0.38231 | 0.37011 | -37.3235 | 3.1676 | 12.9162 | 16.0137
12 | 21 | 4 | 376.2216 | 377.49 | 380.2921 | 382.2365 | 0 | 0 | 0 | 0 | 124.2001 | 143.2394 | 102.8769 | 111.6623 | 0 | 0 | 0 | 0 | 284.2154 | 229.6248 | 216.3742 | 205.5054 | 0 | 0 | 0 | 0 | 0 | -1.0141 | -2.886 | -3.2645 | 0 | 0 | 0 | 0 | -32.1939 | 5.6399 | 63.927 | 68.3333 | 0.36475 | 0.38634 | 0.38116 | 0.36859 | -11.7428 | 2.1789 | 24.3662 | 25.1868
12 | 21 | 5 | 386.336 | 386.6035 | 388.3483 | 389.3533 | 0 | 0 | 0 | 0 | 155.4296 | 163.6996 | 159.9337 | 154.6812 | 0 | 0 | 0 | 0 | 269.1316 | 218.9316 | 206.7635 | 196.9033 | 0 | 0 | 0 | 0 | 0 | 23.3461 | 0 | 0 | 0 | 0 | 0 | 0 | -38.2252 | -19.3738 | 21.6511 | 37.7688 | 0.36472 | 0.38369 | 0.37873 | 0.36539 | -13.9415 | -7.4335 | 8.1999 | 13.8003
12 | 21 | 6 | 417.4456 | 416.6668 | 417.4412 | 417.6234 | 0 | 0 | 0 | 0 | 201.0394 | 177.056 | 182.2689 | 166.57 | 0 | 0 | 0 | 0 | 248.6877 | 207.4506 | 196.9949 | 188.7735 | 0 | 0 | 0 | 0 | 0 | 2.4896 | 17.8189 | -7.5356 | 0 | 0 | 0 | 0 | -32.2816 | 29.6706 | 20.3585 | 69.8155 | 0.36467 | 0.38225 | 0.37475 | 0.36382 | -11.7722 | 11.3415 | 7.6293 | 25.4004
12 | 21 | 7 | 468.8209 | 468.4718 | 470.1464 | 471.3372 | 0 | 0 | 0 | 0 | 204.5286 | 179.0186 | 176.1882 | 142.5866 | 0 | 0 | 0 | 0 | 249.0106 | 202.5062 | 193.767 | 187.1886 | 0 | 0 | 0 | 0 | 0 | 24.7448 | 11.3666 | 19.9525 | 0 | 0 | 0 | 0 | 15.2817 | 62.2022 | 88.8247 | 121.6095 | 0.36466 | 0.38514 | 0.37677 | 0.36382 | 5.5726 | 23.9568 | 33.4665 | 44.2443
12 | 21 | 8 | 503.4253 | 503.8824 | 507.007 | 509.9522 | 0 | 0 | 0 | 0 | 171.7359 | 132.775 | 129.9287 | 99.1915 | 0 | 0 | 0 | 0 | 275.1642 | 253.1794 | 251.8107 | 251.6977 | 0 | 0 | 0 | 0 | 0 | -6.5017 | -4.3169 | -9.3191 | 0 | 0 | 0 | 0 | 56.5252 | 124.4297 | 129.5844 | 168.3822 | 0.36774 | 0.38205 | 0.37719 | 0.38148 | 20.7867 | 47.5379 | 48.8783 | 64.2348
12 | 21 | 9 | 510.4772 | 511.6332 | 515.9621 | 520.452 | 0 | 0 | 0 | 0 | 104.3997 | 109.1251 | 96.2292 | 87.0854 | 0 | 0 | 0 | 0 | 355.9676 | 388.8969 | 408.1302 | 426.2338 | 0 | 0 | 0 | 0 | 0 | -5.4834 | -1.2805 | 8.5944 | 0 | 0 | 0 | 0 | 50.1099 | 19.0946 | 12.8832 | -1.4616 | 0.37162 | 0.36395 | 0.36521 | 0.3937 | 18.6216 | 6.9495 | 4.7051 | -0.57543
12 | 21 | 10 | 514.6536 | 515.6117 | 519.6908 | 523.8958 | 0 | 0 | 0 | 0 | 88.4148 | 90.0892 | 68.7739 | 86.7378 | 0 | 0 | 0 | 0 | 418.0209 | 456.4215 | 499.0442 | 538.4871 | 0 | 0 | 0 | 0 | 0 | -8.7097 | -24.478 | -33.3338 | 0 | 0 | 0 | 0 | 8.2178 | -22.1893 | -23.6493 | -67.9953 | 0.37666 | 0.38397 | 0.38397 | 0 | 3.0954 | -8.5201 | -9.0807 | 0
12 | 21 | 11 | 513.3062 | 513.9994 | 517.489 | 520.8217 | 0 | 0 | 0 | 0 | 83.1219 | 73.8357 | 67.9926 | 80.8135 | 0 | 0 | 0 | 0 | 467.2651 | 506.8403 | 569.7878 | 627.896 | 0 | 0 | 0 | 0 | 0 | -30.2924 | -28.2 | -28.2 | 0 | 0 | 0 | 0 | -37.0807 | -36.3842 | -92.0914 | -159.6878 | 0.38397 | 0.38397 | 0.38397 | 0 | -14.238 | -13.9706 | -35.3608 | 0
12 | 21 | 12 | 503.0506 | 503.4189 | 506.2951 | 508.8362 | 0 | 0 | 0 | 0 | 75.2541 | 68.3331 | 62.2713 | 74.0235 | 0 | 0 | 0 | 0 | 463.5406 | 511.2861 | 580.682 | 644.6624 | 0 | 0 | 0 | 0 | 0 | -29.6671 | -28.2 | -28.2 | 0 | 0 | 0 | 0 | -35.7441 | -46.5332 | -108.4582 | -181.6496 | 0.38397 | 0.38397 | 0.38397 | 0 | -13.7248 | -17.8675 | -41.6452 | 0
12 | 21 | 13 | 486.9919 | 487.9553 | 491.3433 | 494.2565 | 0 | 0 | 0 | 0 | 75.153 | 68.3501 | 66.7736 | 59.9959 | 0 | 0 | 0 | 0 | 438.1188 | 504.4732 | 571.7133 | 633.5257 | 0 | 0 | 0 | 0 | 0 | -29.6671 | -28.2 | -29.3635 | 0 | 0 | 0 | 0 | -26.2799 | -55.2008 | -118.9436 | -169.9016 | 0.38397 | 0.38397 | 0.38397 | 0 | -10.0908 | -21.1956 | -45.6713 | 0
12 | 21 | 14 | 477.2743 | 478.6396 | 482.4601 | 485.7994 | 0 | 0 | 0 | 0 | 75.0471 | 69.1494 | 68.2686 | 59.9959 | 0 | 0 | 0 | 0 | 408.535 | 485.8453 | 548.1403 | 605.427 | 0 | 0 | 0 | 0 | 0 | -29.6671 | -28.2 | -28.2 | 0 | 0 | 0 | 0 | -6.3078 | -46.688 | -105.7488 | -151.4235 | 0.38397 | 0.38397 | 0.38397 | 0 | -2.422 | -17.9269 | -40.6049 | 0
12 | 21 | 15 | 472.2814 | 474.3475 | 478.8935 | 482.8472 | 0 | 0 | 0 | 0 | 82.3451 | 62.5924 | 71.6312 | 59.9959 | 0 | 0 | 0 | 0 | 360.5731 | 410.4478 | 464.3569 | 514.2887 | 0 | 0 | 0 | 0 | 0 | -16.2458 | -3.9845 | -24.2974 | 0 | 0 | 0 | 0 | 29.3632 | 17.553 | -53.11 | -67.14 | 0.38397 | 0.38397 | 0.38397 | 0 | 11.2747 | 6.7399 | -20.3929 | 0
12 | 21 | 16 | 469.2697 | 473.3577 | 480.1291 | 486.0646 | 0 | 0 | 0 | 0 | 130.4219 | 100.773 | 123.3702 | 140.1355 | 0 | 0 | 0 | 0 | 289.7302 | 294.1491 | 327.3424 | 358.8412 | 0 | 0 | 0 | 0 | 0 | -1.4671 | -0.34478 | 4.2421 | 0 | 0 | 0 | 0 | 49.1176 | 79.9027 | 29.7612 | -17.1541 | 0.37613 | 0.37654 | 0.3735 | 0.38586 | 18.4748 | 30.0865 | 11.1158 | -6.6192
12 | 21 | 17 | 490.5174 | 495.9916 | 504.3285 | 511.5664 | 0 | 0 | 0 | 0 | 192.956 | 149.4682 | 146.0989 | 166.57 | 0 | 0 | 0 | 0 | 215.2595 | 171.5142 | 178.5414 | 186.7426 | 0 | 0 | 0 | 0 | 0 | 0.97821 | -1.9974 | 25.7461 | 0 | 0 | 0 | 0 | 82.3018 | 174.0311 | 181.6855 | 132.5078 | 0.36823 | 0.38625 | 0.38886 | 0.38905 | 30.3063 | 67.2189 | 70.6501 | 51.5526
12 | 21 | 18 | 563.1886 | 572.959 | 586.3187 | 597.9202 | 0 | 0 | 0 | 0 | 205.7828 | 181.7975 | 178.2543 | 172.8165 | 0 | 0 | 0 | 0 | 203.1226 | 156.2089 | 156.7837 | 159.0793 | 0 | 0 | 0 | 0 | 0 | -6.1525 | -2.7448 | 16.0502 | 0 | 0 | 0 | 0 | 154.2832 | 241.105 | 254.0255 | 249.9741 | 0.38392 | 0.39924 | 0.39333 | 0.38256 | 59.2328 | 96.2586 | 99.9156 | 95.6301
12 | 21 | 19 | 573.8121 | 585.6933 | 601.3947 | 615.023 | 0 | 0 | 0 | 0 | 214.2695 | 189.1947 | 185.5073 | 182.3871 | 0 | 0 | 0 | 0 | 206.6884 | 153.377 | 151.7788 | 151.9889 | 0 | 0 | 0 | 0 | 0 | 15.5112 | 12.6673 | 35.0989 | 0 | 0 | 0 | 0 | 152.8542 | 227.6104 | 251.4413 | 245.5481 | 0.38563 | 0.40066 | 0.39478 | 0.38374 | 58.9451 | 91.195 | 99.2633 | 94.2278
12 | 21 | 20 | 563.9741 | 576.1166 | 591.9726 | 605.635 | 0 | 0 | 0 | 0 | 216.4708 | 188.2891 | 200.8762 | 209.2725 | 0 | 0 | 0 | 0 | 216.6121 | 176.1236 | 173.3906 | 172.4948 | 0 | 0 | 0 | 0 | 0 | 6.1694 | 7.5211 | 9.4 | 0 | 0 | 0 | 0 | 130.8912 | 205.5344 | 210.1847 | 214.4677 | 0.38498 | 0.40006 | 0.39435 | 0.38314 | 50.391 | 82.2262 | 82.8867 | 82.1722
12 | 21 | 21 | 553.4083 | 565.478 | 581.0952 | 594.4189 | 0 | 0 | 0 | 0 | 220.4384 | 199.1693 | 197.988 | 222.2475 | 0 | 0 | 0 | 0 | 222.9914 | 198.4415 | 194.6971 | 192.8171 | 0 | 0 | 0 | 0 | 0 | 6.1492 | 7.5796 | 9.4 | 0 | 0 | 0 | 0 | 109.9785 | 161.7181 | 180.8305 | 169.9543 | 0.38362 | 0.39918 | 0.39347 | 0.3819 | 42.1901 | 64.5545 | 71.1505 | 64.905
12 | 21 | 22 | 529.0451 | 540.8479 | 556.0302 | 568.9456 | 0 | 0 | 0 | 0 | 225.7998 | 193.1624 | 215.1221 | 198.7206 | 0 | 0 | 0 | 0 | 220.3544 | 189.9269 | 184.7738 | 181.5107 | 0 | 0 | 0 | 0 | 0 | 0 | 7.6268 | 3.129 | 0 | 0 | 0 | 0 | 82.891 | 157.7586 | 148.5075 | 185.5853 | 0.37803 | 0.39555 | 0.3898 | 0.38045 | 31.3354 | 62.4015 | 57.8889 | 70.6066
12 | 21 | 23 | 495.0403 | 506.613 | 521.3708 | 533.9079 | 0 | 0 | 0 | 0 | 227.0722 | 219.78 | 189.1675 | 195.6343 | 0 | 0 | 0 | 0 | 206.9397 | 173.9308 | 166.1653 | 160.3531 | 0 | 0 | 0 | 0 | 0 | 7.8358 | 23.4322 | 0 | 0 | 0 | 0 | 0 | 61.0283 | 105.0663 | 142.6057 | 177.9206 | 0.36992 | 0.3904 | 0.38503 | 0.37684 | 22.5753 | 41.0182 | 54.9075 | 67.0484
12 | 21 | 24 | 451.6781 | 460.9885 | 473.0174 | 483.1134 | 0 | 0 | 0 | 0 | 168.8608 | 160.1528 | 165.846 | 181.3518 | 0 | 0 | 0 | 0 | 189.5948 | 155.5375 | 146.3077 | 139.0061 | 0 | 0 | 0 | 0 | 0 | 0 | 7.6644 | 0 | 0 | 0 | 0 | 0 | 93.2224 | 145.2982 | 153.1994 | 162.7556 | 0.36541 | 0.38531 | 0.38012 | 0.36918 | 34.0644 | 55.9851 | 58.2347 | 60.0864
12 | 22 | 1 | 412.3311 | 419.022 | 427.9219 | 435.1916 | 0 | 0 | 0 | 0 | 229.7385 | 183.7372 | 199.9207 | 153.9754 | 0 | 0 | 0 | 0 | 179.1133 | 164.899 | 154.4907 | 145.9888 | 0 | 0 | 0 | 0 | 0 | 30.7458 | 13.3703 | 0.57109 | 0 | 0 | 0 | 0 | 3.4793 | 39.6401 | 60.1402 | 134.6563 | 0.36727 | 0.38821 | 0.38242 | 0.37348 | 1.2779 | 15.3885 | 22.9991 | 50.2915
12 | 22 | 2 | 389.2488 | 393.7951 | 400.246 | 405.3835 | 0 | 0 | 0 | 0 | 201.8104 | 156.3449 | 145.0542 | 143.2916 | 0 | 0 | 0 | 0 | 171.3379 | 182.3134 | 170.332 | 160.2539 | 0 | 0 | 0 | 0 | 0 | 4.2016 | 2.9846 | 0 | 0 | 0 | 0 | 0 | 16.1004 | 50.9352 | 81.8753 | 101.8381 | 0.36484 | 0.38864 | 0.38295 | 0.37206 | 5.8741 | 19.7952 | 31.3543 | 37.8894
12 | 22 | 3 | 377.8533 | 380.4778 | 384.7828 | 388.0564 | 0 | 0 | 0 | 0 | 168.3497 | 135.6228 | 128.247 | 122.8617 | 0 | 0 | 0 | 0 | 169.5171 | 179.9202 | 167.7616 | 157.4505 | 0 | 0 | 0 | 0 | 0 | -0.69576 | -3.1116 | 5.2172 | 0 | 0 | 0 | 0 | 39.9865 | 65.6306 | 91.8857 | 102.527 | 0.36527 | 0.38758 | 0.38231 | 0.37011 | 14.6058 | 25.4372 | 35.1289 | 37.9462
12 | 22 | 4 | 372.8775 | 374.0374 | 376.7064 | 378.5361 | 0 | 0 | 0 | 0 | 124.2001 | 143.2394 | 102.8769 | 111.6623 | 0 | 0 | 0 | 0 | 160.8915 | 170.1909 | 157.7967 | 147.1697 | 0 | 0 | 0 | 0 | 0 | -1.0141 | -2.886 | -3.2645 | 0 | 0 | 0 | 0 | 87.7859 | 61.6212 | 118.9188 | 122.9685 | 0.36475 | 0.38634 | 0.38116 | 0.36859 | 32.0201 | 23.807 | 45.3268 | 45.3247
12 | 22 | 5 | 375.7022 | 375.6249 | 376.9462 | 377.5864 | 0 | 0 | 0 | 0 | 155.4296 | 163.6996 | 159.9337 | 154.6812 | 0 | 0 | 0 | 0 | 151.5832 | 150.1083 | 137.4049 | 126.387 | 0 | 0 | 0 | 0 | 0 | 23.3461 | 0 | 0 | 0 | 0 | 0 | 0 | 68.6895 | 38.4708 | 79.6076 | 96.5182 | 0.36472 | 0.38369 | 0.37873 | 0.36539 | 25.0524 | 14.7607 | 30.1499 | 35.2668
12 | 22 | 6 | 388.2689 | 386.544 | 386.1566 | 385.3377 | 0 | 0 | 0 | 0 | 201.0394 | 177.056 | 182.2689 | 166.57 | 0 | 0 | 0 | 0 | 157.0588 | 153.3207 | 140.8056 | 129.9234 | 0 | 0 | 0 | 0 | 0 | 2.4896 | 17.8189 | -7.5356 | 0 | 0 | 0 | 0 | 30.1707 | 53.6777 | 45.2633 | 96.3799 | 0.36467 | 0.38225 | 0.37475 | 0.36382 | 11.0024 | 20.5181 | 16.9623 | 35.0651
12 | 22 | 7 | 405.7965 | 403.4036 | 402.5686 | 401.5969 | 0 | 0 | 0 | 0 | 204.5286 | 179.0186 | 176.1882 | 142.5866 | 0 | 0 | 0 | 0 | 171.8719 | 154.9601 | 140.3013 | 127.2883 | 0 | 0 | 0 | 0 | 0 | 24.7448 | 11.3666 | 19.9525 | 0 | 0 | 0 | 0 | 29.396 | 44.6801 | 74.7126 | 111.7696 | 0.36466 | 0.38514 | 0.37677 | 0.36382 | 10.7196 | 17.2083 | 28.1495 | 40.6643
12 | 22 | 8 | 419.0449 | 416.7657 | 416.5302 | 416.5802 | 0 | 0 | 0 | 0 | 171.7359 | 132.775 | 129.9287 | 99.1915 | 0 | 0 | 0 | 0 | 207.6772 | 193.1634 | 185.8127 | 179.2234 | 0 | 0 | 0 | 0 | 0 | -6.5017 | -4.3169 | -9.3191 | 0 | 0 | 0 | 0 | 39.6317 | 97.3289 | 105.1056 | 147.4845 | 0.36774 | 0.38205 | 0.37719 | 0.38148 | 14.5742 | 37.1841 | 39.6451 | 56.2627
12 | 22 | 9 | 441.7024 | 440.6282 | 442.2185 | 444.3486 | 0 | 0 | 0 | 0 | 104.3997 | 109.1251 | 96.2292 | 87.0854 | 0 | 0 | 0 | 0 | 262.055 | 269.7512 | 284.291 | 297.3026 | 0 | 0 | 0 | 0 | 0 | -5.4834 | -1.2805 | 8.5944 | 0 | 0 | 0 | 0 | 75.2477 | 67.2353 | 62.9788 | 51.3662 | 0.37162 | 0.36395 | 0.36521 | 0.3937 | 27.9632 | 24.4705 | 23.0004 | 20.2227
12 | 22 | 10 | 455.5394 | 454.5807 | 456.3058 | 458.4825 | 0 | 0 | 0 | 0 | 88.4148 | 90.0892 | 68.7739 | 86.7378 | 0 | 0 | 0 | 0 | 304.4299 | 355.3391 | 385.0834 | 411.744 | 0 | 0 | 0 | 0 | 0 | -8.7097 | -24.478 | -33.3338 | 0 | 0 | 0 | 0 | 62.6947 | 17.8621 | 26.9265 | -6.6655 | 0.37666 | 0.38397 | 0.38397 | 0 | 23.6149 | 6.8585 | 10.3391 | 0
12 | 22 | 11 | 456.4215 | 455.27 | 456.4945 | 457.8754 | 0 | 0 | 0 | 0 | 83.1219 | 73.8357 | 67.9926 | 80.8135 | 0 | 0 | 0 | 0 | 316.4107 | 367.552 | 407.2608 | 443.0382 | 0 | 0 | 0 | 0 | 0 | -30.2924 | -28.2 | -28.2 | 0 | 0 | 0 | 0 | 56.8889 | 44.1746 | 9.4411 | -37.7763 | 0.38397 | 0.38397 | 0.38397 | 0 | 21.8439 | 16.9619 | 3.6251 | 0
12 | 22 | 12 | 448.3776 | 446.973 | 447.6721 | 448.3372 | 0 | 0 | 0 | 0 | 75.2541 | 68.3331 | 62.2713 | 74.0235 | 0 | 0 | 0 | 0 | 327.8203 | 381.6839 | 424.8321 | 463.6944 | 0 | 0 | 0 | 0 | 0 | -29.6671 | -28.2 | -28.2 | 0 | 0 | 0 | 0 | 45.3032 | 26.6231 | -11.2313 | -61.1807 | 0.38397 | 0.38397 | 0.38397 | 0 | 17.3953 | 10.2225 | -4.3125 | 0
12 | 22 | 13 | 440.9002 | 440.369 | 441.9216 | 443.2533 | 0 | 0 | 0 | 0 | 75.153 | 68.3501 | 66.7736 | 59.9959 | 0 | 0 | 0 | 0 | 341.5791 | 383.5571 | 424.8885 | 461.999 | 0 | 0 | 0 | 0 | 0 | -29.6671 | -28.2 | -29.3635 | 0 | 0 | 0 | 0 | 24.1682 | 18.1289 | -21.5405 | -49.3782 | 0.38397 | 0.38397 | 0.38397 | 0 | 9.28 | 6.961 | -8.271 | 0
12 | 22 | 14 | 432.8636 | 432.7887 | 434.8408 | 436.6562 | 0 | 0 | 0 | 0 | 75.0471 | 69.1494 | 68.2686 | 59.9959 | 0 | 0 | 0 | 0 | 342.5424 | 379.5733 | 415.1143 | 446.9061 | 0 | 0 | 0 | 0 | 0 | -29.6671 | -28.2 | -28.2 | 0 | 0 | 0 | 0 | 15.2741 | 13.733 | -20.3421 | -42.0458 | 0.38397 | 0.38397 | 0.38397 | 0 | 5.8649 | 5.2731 | -7.8109 | 0
12 | 22 | 15 | 424.2434 | 424.7518 | 427.3849 | 429.6904 | 0 | 0 | 0 | 0 | 82.3451 | 62.5924 | 71.6312 | 59.9959 | 0 | 0 | 0 | 0 | 330.2677 | 370.8906 | 396.7825 | 419.7755 | 0 | 0 | 0 | 0 | 0 | -16.2458 | -3.9845 | -24.2974 | 0 | 0 | 0 | 0 | 11.6307 | 7.5145 | -37.0443 | -25.7837 | 0.38397 | 0.38397 | 0.38397 | 0 | 4.4659 | 2.8854 | -14.2241 | 0
12 | 22 | 16 | 424.8943 | 427.5433 | 432.5477 | 436.9606 | 0 | 0 | 0 | 0 | 130.4219 | 100.773 | 123.3702 | 140.1355 | 0 | 0 | 0 | 0 | 277.1843 | 303.1061 | 306.9448 | 310.1178 | 0 | 0 | 0 | 0 | 0 | -1.4671 | -0.34478 | 4.2421 | 0 | 0 | 0 | 0 | 17.2881 | 25.1313 | 2.5774 | -17.5347 | 0.37613 | 0.37654 | 0.3735 | 0.38586 | 6.5026 | 9.4629 | 0.96266 | -6.766
12 | 22 | 17 | 447.469 | 451.5472 | 458.1699 | 463.9309 | 0 | 0 | 0 | 0 | 192.956 | 149.4682 | 146.0989 | 166.57 | 0 | 0 | 0 | 0 | 206.8316 | 206.7273 | 187.8055 | 170.6711 | 0 | 0 | 0 | 0 | 0 | 0.97821 | -1.9974 | 25.7461 | 0 | 0 | 0 | 0 | 47.6814 | 94.3735 | 126.2629 | 100.9436 | 0.36823 | 0.38625 | 0.38886 | 0.38905 | 17.5579 | 36.4514 | 49.0985 | 39.2725
12 | 22 | 18 | 522.0865 | 530.524 | 542.247 | 552.4383 | 0 | 0 | 0 | 0 | 205.7828 | 181.7975 | 178.2543 | 172.8165 | 0 | 0 | 0 | 0 | 197.7561 | 206.0407 | 183.7232 | 163.5278 | 0 | 0 | 0 | 0 | 0 | -6.1525 | -2.7448 | 16.0502 | 0 | 0 | 0 | 0 | 118.5476 | 148.8383 | 183.0143 | 200.0437 | 0.38392 | 0.39924 | 0.39333 | 0.38256 | 45.5131 | 59.4221 | 71.9848 | 76.5287
12 | 22 | 19 | 532.0376 | 542.5642 | 556.6021 | 568.7971 | 0 | 0 | 0 | 0 | 214.2695 | 189.1947 | 185.5073 | 182.3871 | 0 | 0 | 0 | 0 | 194.8182 | 213.0176 | 191.0444 | 171.1816 | 0 | 0 | 0 | 0 | 0 | 15.5112 | 12.6673 | 35.0989 | 0 | 0 | 0 | 0 | 122.9499 | 124.8407 | 167.3832 | 180.1295 | 0.38563 | 0.40066 | 0.39478 | 0.38374 | 47.4131 | 50.019 | 66.0791 | 69.1237
12 | 22 | 20 | 531.6303 | 542.7239 | 557.292 | 569.8447 | 0 | 0 | 0 | 0 | 216.4708 | 188.2891 | 200.8762 | 209.2725 | 0 | 0 | 0 | 0 | 188.635 | 213.4424 | 192.2162 | 173.0572 | 0 | 0 | 0 | 0 | 0 | 6.1694 | 7.5211 | 9.4 | 0 | 0 | 0 | 0 | 126.5245 | 134.823 | 156.6786 | 178.1151 | 0.38498 | 0.40006 | 0.39435 | 0.38314 | 48.7099 | 53.9374 | 61.7865 | 68.2439
12 | 22 | 21 | 521.0822 | 532.1037 | 546.4336 | 558.6481 | 0 | 0 | 0 | 0 | 220.4384 | 199.1693 | 197.988 | 222.2475 | 0 | 0 | 0 | 0 | 173.8548 | 206.8989 | 187.4559 | 169.9786 | 0 | 0 | 0 | 0 | 0 | 6.1492 | 7.5796 | 9.4 | 0 | 0 | 0 | 0 | 126.789 | 119.8863 | 153.4101 | 157.022 | 0.38362 | 0.39918 | 0.39347 | 0.3819 | 48.6389 | 47.8561 | 60.3615 | 59.9662
12 | 22 | 22 | 499.9216 | 510.7799 | 524.8025 | 536.7186 | 0 | 0 | 0 | 0 | 225.7998 | 193.1624 | 215.1221 | 198.7206 | 0 | 0 | 0 | 0 | 158.6205 | 203.4168 | 185.8422 | 170.1032 | 0 | 0 | 0 | 0 | 0 | 0 | 7.6268 | 3.129 | 0 | 0 | 0 | 0 | 115.5013 | 114.2006 | 116.2114 | 164.7658 | 0.37803 | 0.39555 | 0.3898 | 0.38045 | 43.6632 | 45.1721 | 45.2997 | 62.6857
12 | 22 | 23 | 471.0478 | 481.8425 | 495.6449 | 507.3589 | 0 | 0 | 0 | 0 | 227.0722 | 219.78 | 189.1675 | 195.6343 | 0 | 0 | 0 | 0 | 144.6411 | 196.6089 | 180.7194 | 166.5708 | 0 | 0 | 0 | 0 | 0 | 7.8358 | 23.4322 | 0 | 0 | 0 | 0 | 0 | 99.3345 | 57.6177 | 102.3258 | 145.1538 | 0.36992 | 0.3904 | 0.38503 | 0.37684 | 36.7453 | 22.4941 | 39.3985 | 54.7004
12 | 22 | 24 | 433.3476 | 442.0636 | 453.3626 | 462.8296 | 0 | 0 | 0 | 0 | 168.8608 | 160.1528 | 165.846 | 181.3518 | 0 | 0 | 0 | 0 | 140.0349 | 195.1848 | 179.8512 | 166.2268 | 0 | 0 | 0 | 0 | 0 | 0 | 7.6644 | 0 | 0 | 0 | 0 | 0 | 124.4518 | 86.726 | 100.001 | 115.2511 | 0.36541 | 0.38531 | 0.38012 | 0.36918 | 45.4759 | 33.4165 | 38.0128 | 42.5486
12 | 23 | 1 | 401.078 | 407.404 | 415.8558 | 422.7393 | 0 | 0 | 0 | 0 | 229.7385 | 183.7372 | 199.9207 | 153.9754 | 0 | 0 | 0 | 0 | 136.6025 | 193.4393 | 178.5097 | 165.2742 | 0 | 0 | 0 | 0 | 0 | 30.7458 | 13.3703 | 0.57109 | 0 | 0 | 0 | 0 | 34.737 | -0.51822 | 24.055 | 102.9186 | 0.36727 | 0.38821 | 0.38242 | 0.37348 | 12.758 | -0.20118 | 9.1992 | 38.4381
12 | 23 | 2 | 378.1018 | 382.2867 | 388.2937 | 393.0488 | 0 | 0 | 0 | 0 | 201.8104 | 156.3449 | 145.0542 | 143.2916 | 0 | 0 | 0 | 0 | 138.7137 | 192.0501 | 176.8319 | 163.3509 | 0 | 0 | 0 | 0 | 0 | 4.2016 | 2.9846 | 0 | 0 | 0 | 0 | 0 | 37.5777 | 29.6901 | 63.4231 | 86.4064 | 0.36484 | 0.38864 | 0.38295 | 0.37206 | 13.7098 | 11.5386 | 24.288 | 32.148
12 | 23 | 3 | 365.7864 | 368.0195 | 371.8439 | 374.7036 | 0 | 0 | 0 | 0 | 168.3497 | 135.6228 | 128.247 | 122.8617 | 0 | 0 | 0 | 0 | 145.3126 | 197.9665 | 181.9431 | 167.7098 | 0 | 0 | 0 | 0 | 0 | -0.69576 | -3.1116 | 5.2172 | 0 | 0 | 0 | 0 | 52.124 | 35.126 | 64.7654 | 78.9148 | 0.36527 | 0.38758 | 0.38231 | 0.37011 | 19.0392 | 13.6142 | 24.7605 | 29.2071
12 | 23 | 4 | 359.9081 | 360.6475 | 362.8 | 364.1847 | 0 | 0 | 0 | 0 | 124.2001 | 143.2394 | 102.8769 | 111.6623 | 0 | 0 | 0 | 0 | 147.9706 | 202.1009 | 185.7491 | 171.2121 | 0 | 0 | 0 | 0 | 0 | -1.0141 | -2.886 | -3.2645 | 0 | 0 | 0 | 0 | 87.7375 | 16.3213 | 77.06 | 84.5748 | 0.36475 | 0.38634 | 0.38116 | 0.36859 | 32.0024 | 6.3056 | 29.372 | 31.1732
12 | 23 | 5 | 361.2643 | 360.7188 | 361.4652 | 361.6099 | 0 | 0 | 0 | 0 | 155.4296 | 163.6996 | 159.9337 | 154.6812 | 0 | 0 | 0 | 0 | 149.562 | 202.9125 | 186.366 | 171.6554 | 0 | 0 | 0 | 0 | 0 | 23.3461 | 0 | 0 | 0 | 0 | 0 | 0 | 56.2727 | -29.2394 | 15.1654 | 35.2733 | 0.36472 | 0.38369 | 0.37873 | 0.36539 | 20.5238 | -11.2188 | 5.7436 | 12.8885
12 | 23 | 6 | 369.1245 | 366.7788 | 365.629 | 364.1533 | 0 | 0 | 0 | 0 | 201.0394 | 177.056 | 182.2689 | 166.57 | 0 | 0 | 0 | 0 | 149.5563 | 201.8262 | 185.3998 | 170.8202 | 0 | 0 | 0 | 0 | 0 | 2.4896 | 17.8189 | -7.5356 | 0 | 0 | 0 | 0 | 18.5288 | -14.593 | -19.8585 | 34.2986 | 0.36467 | 0.38225 | 0.37475 | 0.36382 | 6.7569 | -5.5781 | -7.4419 | 12.4786
12 | 23 | 7 | 385.1481 | 382.0857 | 380.4285 | 378.7483 | 0 | 0 | 0 | 0 | 204.5286 | 179.0186 | 176.1882 | 142.5866 | 0 | 0 | 0 | 0 | 159.2348 | 206.077 | 188.375 | 172.5378 | 0 | 0 | 0 | 0 | 0 | 24.7448 | 11.3666 | 19.9525 | 0 | 0 | 0 | 0 | 21.3847 | -27.7548 | 4.4987 | 43.6714 | 0.36466 | 0.38514 | 0.37677 | 0.36382 | 7.7982 | -10.6896 | 1.695 | 15.8886
12 | 23 | 8 | 397.9188 | 394.9545 | 393.8777 | 393.2029 | 0 | 0 | 0 | 0 | 171.7359 | 132.775 | 129.9287 | 99.1915 | 0 | 0 | 0 | 0 | 190.6392 | 233.7932 | 217.6471 | 203.0104 | 0 | 0 | 0 | 0 | 0 | -6.5017 | -4.3169 | -9.3191 | 0 | 0 | 0 | 0 | 35.5437 | 34.888 | 50.6188 | 100.3202 | 0.36774 | 0.38205 | 0.37719 | 0.38148 | 13.0709 | 13.3288 | 19.0931 | 38.2703
12 | 23 | 9 | 416.7899 | 414.9078 | 415.5061 | 416.7814 | 0 | 0 | 0 | 0 | 104.3997 | 109.1251 | 96.2292 | 87.0854 | 0 | 0 | 0 | 0 | 267.5695 | 350.853 | 355.6081 | 359.5987 | 0 | 0 | 0 | 0 | 0 | -5.4834 | -1.2805 | 8.5944 | 0 | 0 | 0 | 0 | 44.8207 | -39.5869 | -35.0507 | -38.497 | 0.37162 | 0.36395 | 0.36521 | 0.3937 | 16.6561 | -14.4078 | -12.8008 | -15.1562
12 | 23 | 10 | 428.6276 | 426.7961 | 427.4496 | 428.7029 | 0 | 0 | 0 | 0 | 88.4148 | 90.0892 | 68.7739 | 86.7378 | 0 | 0 | 0 | 0 | 324.7823 | 447.7473 | 473.888 | 496.9924 | 0 | 0 | 0 | 0 | 0 | -8.7097 | -24.478 | -33.3338 | 0 | 0 | 0 | 0 | 15.4305 | -102.3307 | -90.7344 | -121.6934 | 0.37666 | 0.38397 | 0.38397 | 0 | 5.8121 | -39.2922 | -34.8397 | 0
12 | 23 | 11 | 428.448 | 426.3894 | 426.5 | 426.921 | 0 | 0 | 0 | 0 | 83.1219 | 73.8357 | 67.9926 | 80.8135 | 0 | 0 | 0 | 0 | 347.6187 | 484.2444 | 520.8516 | 553.3249 | 0 | 0 | 0 | 0 | 0 | -30.2924 | -28.2 | -28.2 | 0 | 0 | 0 | 0 | -2.2925 | -101.3983 | -134.1443 | -179.0173 | 0.38397 | 0.38397 | 0.38397 | 0 | -0.88027 | -38.9342 | -51.508 | 0
12 | 23 | 12 | 425.2344 | 423.0793 | 422.8569 | 422.728 | 0 | 0 | 0 | 0 | 75.2541 | 68.3331 | 62.2713 | 74.0235 | 0 | 0 | 0 | 0 | 373.0156 | 524.5615 | 565.8156 | 602.3349 | 0 | 0 | 0 | 0 | 0 | -29.6671 | -28.2 | -28.2 | 0 | 0 | 0 | 0 | -23.0353 | -140.1482 | -177.03 | -225.4304 | 0.38397 | 0.38397 | 0.38397 | 0 | -8.845 | -53.8131 | -67.975 | 0
12 | 23 | 13 | 422.4812 | 421.3527 | 422.1719 | 422.8716 | 0 | 0 | 0 | 0 | 75.153 | 68.3501 | 66.7736 | 59.9959 | 0 | 0 | 0 | 0 | 367.6465 | 506.7285 | 551.0449 | 590.4755 | 0 | 0 | 0 | 0 | 0 | -29.6671 | -28.2 | -29.3635 | 0 | 0 | 0 | 0 | -20.3183 | -124.0587 | -167.4466 | -198.2364 | 0.38397 | 0.38397 | 0.38397 | 0 | -7.8017 | -47.6352 | -64.2952 | 0
12 | 23 | 14 | 415.9131 | 415.2886 | 416.6657 | 417.8996 | 0 | 0 | 0 | 0 | 75.0471 | 69.1494 | 68.2686 | 59.9959 | 0 | 0 | 0 | 0 | 365.1647 | 502.8086 | 542.8118 | 578.3112 | 0 | 0 | 0 | 0 | 0 | -29.6671 | -28.2 | -28.2 | 0 | 0 | 0 | 0 | -24.2987 | -127.0023 | -166.2147 | -192.2075 | 0.38397 | 0.38397 | 0.38397 | 0 | -9.3301 | -48.7655 | -63.8222 | 0
12 | 23 | 15 | 412.141 | 412.2569 | 414.4081 | 416.2983 | 0 | 0 | 0 | 0 | 82.3451 | 62.5924 | 71.6312 | 59.9959 | 0 | 0 | 0 | 0 | 331.2678 | 429.1938 | 460.6557 | 488.7221 | 0 | 0 | 0 | 0 | 0 | -16.2458 | -3.9845 | -24.2974 | 0 | 0 | 0 | 0 | -1.4719 | -63.2835 | -113.8942 | -108.1222 | 0.38397 | 0.38397 | 0.38397 | 0 | -0.56516 | -24.2992 | -43.7325 | 0
12 | 23 | 16 | 413.9774 | 416.2724 | 420.842 | 424.8804 | 0 | 0 | 0 | 0 | 130.4219 | 100.773 | 123.3702 | 140.1355 | 0 | 0 | 0 | 0 | 278.7213 | 350.1068 | 358.9778 | 366.7507 | 0 | 0 | 0 | 0 | 0 | -1.4671 | -0.34478 | 4.2421 | 0 | 0 | 0 | 0 | 4.8342 | -33.1404 | -61.1612 | -86.2479 | 0.37613 | 0.37654 | 0.3735 | 0.38586 | 1.8183 | -12.4787 | -22.8437 | -33.28
12 | 23 | 17 | 436.3752 | 440.0936 | 446.2746 | 451.6548 | 0 | 0 | 0 | 0 | 192.956 | 149.4682 | 146.0989 | 166.57 | 0 | 0 | 0 | 0 | 208.0208 | 222.586 | 206.7498 | 192.4493 | 0 | 0 | 0 | 0 | 0 | 0.97821 | -1.9974 | 25.7461 | 0 | 0 | 0 | 0 | 35.3983 | 67.0612 | 95.4233 | 66.8894 | 0.36823 | 0.38625 | 0.38886 | 0.38905 | 13.0349 | 25.9022 | 37.1063 | 26.0236
12 | 23 | 18 | 512.7443 | 520.8789 | 532.2299 | 542.1006 | 0 | 0 | 0 | 0 | 205.7828 | 181.7975 | 178.2543 | 172.8165 | 0 | 0 | 0 | 0 | 203.7639 | 190.2037 | 169.3915 | 150.5814 | 0 | 0 | 0 | 0 | 0 | -6.1525 | -2.7448 | 16.0502 | 0 | 0 | 0 | 0 | 103.1976 | 155.0302 | 187.3289 | 202.6524 | 0.38392 | 0.39924 | 0.39333 | 0.38256 | 39.6199 | 61.8941 | 73.6819 | 77.5267
12 | 23 | 19 | 529.3659 | 539.8058 | 553.7374 | 565.8407 | 0 | 0 | 0 | 0 | 214.2695 | 189.1947 | 185.5073 | 182.3871 | 0 | 0 | 0 | 0 | 200.6614 | 177.7446 | 157.3054 | 138.8834 | 0 | 0 | 0 | 0 | 0 | 15.5112 | 12.6673 | 35.0989 | 0 | 0 | 0 | 0 | 114.435 | 157.3554 | 198.2574 | 209.4713 | 0.38563 | 0.40066 | 0.39478 | 0.38374 | 44.1295 | 63.0464 | 78.2675 | 80.3835
12 | 23 | 20 | 529.1002 | 540.1117 | 554.5791 | 567.0449 | 0 | 0 | 0 | 0 | 216.4708 | 188.2891 | 200.8762 | 209.2725 | 0 | 0 | 0 | 0 | 198.3006 | 178.5706 | 158.3675 | 140.2163 | 0 | 0 | 0 | 0 | 0 | 6.1694 | 7.5211 | 9.4 | 0 | 0 | 0 | 0 | 114.3287 | 167.0826 | 187.8143 | 208.1561 | 0.38498 | 0.40006 | 0.39435 | 0.38314 | 44.0148 | 66.8432 | 74.0649 | 79.754
12 | 23 | 21 | 518.6582 | 529.601 | 543.8344 | 555.9658 | 0 | 0 | 0 | 0 | 220.4384 | 199.1693 | 197.988 | 222.2475 | 0 | 0 | 0 | 0 | 203.6368 | 170.1822 | 149.309 | 130.5855 | 0 | 0 | 0 | 0 | 0 | 6.1492 | 7.5796 | 9.4 | 0 | 0 | 0 | 0 | 94.5829 | 154.1004 | 188.9578 | 193.7328 | 0.38362 | 0.39918 | 0.39347 | 0.3819 | 36.284 | 61.5137 | 74.3483 | 73.9859
12 | 23 | 22 | 500.5232 | 511.401 | 525.4475 | 537.3843 | 0 | 0 | 0 | 0 | 225.7998 | 193.1624 | 215.1221 | 198.7206 | 0 | 0 | 0 | 0 | 210.5838 | 175.0036 | 153.2764 | 133.7585 | 0 | 0 | 0 | 0 | 0 | 0 | 7.6268 | 3.129 | 0 | 0 | 0 | 0 | 64.1396 | 143.235 | 149.4222 | 201.7763 | 0.37803 | 0.39555 | 0.3898 | 0.38045 | 24.2468 | 56.6567 | 58.2454 | 76.7665
12 | 23 | 23 | 464.4835 | 475.0653 | 488.6064 | 500.0951 | 0 | 0 | 0 | 0 | 227.0722 | 219.78 | 189.1675 | 195.6343 | 0 | 0 | 0 | 0 | 216.6114 | 167.2953 | 144.7189 | 124.3998 | 0 | 0 | 0 | 0 | 0 | 7.8358 | 23.4322 | 0 | 0 | 0 | 0 | 0 | 20.7999 | 80.1542 | 131.2877 | 180.061 | 0.36992 | 0.3904 | 0.38503 | 0.37684 | 7.6942 | 31.2924 | 50.5497 | 67.855
12 | 23 | 24 | 417.7949 | 426.0067 | 436.6863 | 445.6197 | 0 | 0 | 0 | 0 | 168.8608 | 160.1528 | 165.846 | 181.3518 | 0 | 0 | 0 | 0 | 222.6411 | 172.2451 | 148.1989 | 126.4803 | 0 | 0 | 0 | 0 | 0 | 0 | 7.6644 | 0 | 0 | 0 | 0 | 0 | 26.293 | 93.6088 | 114.9771 | 137.7877 | 0.36541 | 0.38531 | 0.38012 | 0.36918 | 9.6077 | 36.0686 | 43.7055 | 50.8687
12 | 24 | 1 | 381.1728 | 386.8533 | 394.5124 | 400.713 | 0 | 0 | 0 | 0 | 229.7385 | 183.7372 | 199.9207 | 153.9754 | 0 | 0 | 0 | 0 | 223.543 | 187.9928 | 162.4925 | 139.4183 | 0 | 0 | 0 | 0 | 0 | 30.7458 | 13.3703 | 0.57109 | 0 | 0 | 0 | 0 | -72.1087 | -15.6224 | 18.7289 | 106.7483 | 0.36727 | 0.38821 | 0.38242 | 0.37348 | -26.4837 | -6.0647 | 7.1624 | 39.8684
12 | 24 | 2 | 360.8506 | 364.4761 | 369.7962 | 373.9593 | 0 | 0 | 0 | 0 | 201.8104 | 156.3449 | 145.0542 | 143.2916 | 0 | 0 | 0 | 0 | 220.994 | 185.1787 | 159.8749 | 137.0064 | 0 | 0 | 0 | 0 | 0 | 4.2016 | 2.9846 | 0 | 0 | 0 | 0 | 0 | -61.9538 | 18.7508 | 61.8825 | 93.6613 | 0.36484 | 0.38864 | 0.38295 | 0.37206 | -22.6032 | 7.2872 | 23.698 | 34.8472
12 | 24 | 3 | 351.6138 | 353.3874 | 356.6475 | 359.0208 | 0 | 0 | 0 | 0 | 168.3497 | 135.6228 | 128.247 | 122.8617 | 0 | 0 | 0 | 0 | 219.2513 | 177.6326 | 152.4605 | 129.7779 | 0 | 0 | 0 | 0 | 0 | -0.69576 | -3.1116 | 5.2172 | 0 | 0 | 0 | 0 | -35.9872 | 40.8277 | 79.0516 | 101.164 | 0.36527 | 0.38758 | 0.38231 | 0.37011 | -13.145 | 15.8241 | 30.2223 | 37.4418
12 | 24 | 4 | 348.3543 | 348.719 | 350.4114 | 351.3997 | 0 | 0 | 0 | 0 | 124.2001 | 143.2394 | 102.8769 | 111.6623 | 0 | 0 | 0 | 0 | 223.2211 | 177.6998 | 151.9413 | 128.79 | 0 | 0 | 0 | 0 | 0 | -1.0141 | -2.886 | -3.2645 | 0 | 0 | 0 | 0 | 0.93307 | 28.7939 | 98.4792 | 114.2118 | 0.36475 | 0.38634 | 0.38116 | 0.36859 | 0.34034 | 11.1243 | 37.5361 | 42.0971
12 | 24 | 5 | 350.5951 | 349.7036 | 350.0251 | 349.8038 | 0 | 0 | 0 | 0 | 155.4296 | 163.6996 | 159.9337 | 154.6812 | 0 | 0 | 0 | 0 | 223.762 | 176.5953 | 150.7967 | 127.5879 | 0 | 0 | 0 | 0 | 0 | 23.3461 | 0 | 0 | 0 | 0 | 0 | 0 | -28.5965 | -13.9375 | 39.2946 | 67.5347 | 0.36472 | 0.38369 | 0.37873 | 0.36539 | -10.4297 | -5.3476 | 14.8821 | 24.6765
12 | 24 | 6 | 364.3119 | 361.8101 | 360.4687 | 358.8278 | 0 | 0 | 0 | 0 | 201.0394 | 177.056 | 182.2689 | 166.57 | 0 | 0 | 0 | 0 | 232.2534 | 186.0817 | 159.2915 | 135.1217 | 0 | 0 | 0 | 0 | 0 | 2.4896 | 17.8189 | -7.5356 | 0 | 0 | 0 | 0 | -68.981 | -3.8172 | 1.0894 | 64.6717 | 0.36467 | 0.38225 | 0.37475 | 0.36382 | -25.1553 | -1.4591 | 0.40826 | 23.529
12 | 24 | 7 | 382.8303 | 379.6927 | 377.9431 | 376.1835 | 0 | 0 | 0 | 0 | 204.5286 | 179.0186 | 176.1882 | 142.5866 | 0 | 0 | 0 | 0 | 247.6942 | 208.4338 | 179.9098 | 154.0852 | 0 | 0 | 0 | 0 | 0 | 24.7448 | 11.3666 | 19.9525 | 0 | 0 | 0 | 0 | -69.3926 | -32.5045 | 10.4786 | 59.5592 | 0.36466 | 0.38514 | 0.37677 | 0.36382 | -25.3048 | -12.5189 | 3.948 | 21.669
12 | 24 | 8 | 398.5381 | 395.5938 | 394.5418 | 393.8882 | 0 | 0 | 0 | 0 | 171.7359 | 132.775 | 129.9287 | 99.1915 | 0 | 0 | 0 | 0 | 301.9148 | 267.445 | 247.7897 | 229.8879 | 0 | 0 | 0 | 0 | 0 | -6.5017 | -4.3169 | -9.3191 | 0 | 0 | 0 | 0 | -75.1127 | 1.8756 | 21.1402 | 74.1279 | 0.36774 | 0.38205 | 0.37719 | 0.38148 | -27.6221 | 0.71655 | 7.9739 | 28.2785
12 | 24 | 9 | 422.8411 | 421.1552 | 421.9945 | 423.4774 | 0 | 0 | 0 | 0 | 104.3997 | 109.1251 | 96.2292 | 87.0854 | 0 | 0 | 0 | 0 | 392.071 | 400.6385 | 397.9532 | 395.0605 | 0 | 0 | 0 | 0 | 0 | -5.4834 | -1.2805 | 8.5944 | 0 | 0 | 0 | 0 | -73.6296 | -83.125 | -70.9074 | -67.2628 | 0.37162 | 0.36395 | 0.36521 | 0.3937 | -27.3619 | -30.2536 | -25.896 | -26.4812
12 | 24 | 10 | 438.2883 | 436.77 | 437.8082 | 439.393 | 0 | 0 | 0 | 0 | 88.4148 | 90.0892 | 68.7739 | 86.7378 | 0 | 0 | 0 | 0 | 466.3833 | 496.8179 | 509.3161 | 520.0018 | 0 | 0 | 0 | 0 | 0 | -8.7097 | -24.478 | -33.3338 | 0 | 0 | 0 | 0 | -116.5099 | -141.4273 | -115.8038 | -134.0128 | 0.37666 | 0.38397 | 0.38397 | 0 | -43.8852 | -54.3043 | -44.4657 | 0
12 | 24 | 11 | 447.1147 | 445.6614 | 446.5153 | 447.5768 | 0 | 0 | 0 | 0 | 83.1219 | 73.8357 | 67.9926 | 80.8135 | 0 | 0 | 0 | 0 | 519.4126 | 548.5817 | 573.4492 | 595.3693 | 0 | 0 | 0 | 0 | 0 | -30.2924 | -28.2 | -28.2 | 0 | 0 | 0 | 0 | -155.4197 | -146.4637 | -166.7266 | -200.406 | 0.38397 | 0.38397 | 0.38397 | 0 | -59.6772 | -56.2381 | -64.0188 | 0
12 | 24 | 12 | 443.3703 | 441.8033 | 442.303 | 442.7964 | 0 | 0 | 0 | 0 | 75.2541 | 68.3331 | 62.2713 | 74.0235 | 0 | 0 | 0 | 0 | 543.4891 | 542.4402 | 574.8656 | 603.9875 | 0 | 0 | 0 | 0 | 0 | -29.6671 | -28.2 | -28.2 | 0 | 0 | 0 | 0 | -175.3729 | -139.3029 | -166.6339 | -207.0146 | 0.38397 | 0.38397 | 0.38397 | 0 | -67.3388 | -53.4885 | -63.9832 | 0
12 | 24 | 13 | 434.9021 | 434.1764 | 435.4902 | 436.616 | 0 | 0 | 0 | 0 | 75.153 | 68.3501 | 66.7736 | 59.9959 | 0 | 0 | 0 | 0 | 563.8469 | 562.8194 | 595.9595 | 625.7637 | 0 | 0 | 0 | 0 | 0 | -29.6671 | -28.2 | -29.3635 | 0 | 0 | 0 | 0 | -204.0978 | -167.326 | -199.0429 | -219.7801 | 0.38397 | 0.38397 | 0.38397 | 0 | -78.3684 | -64.2486 | -76.4274 | 0
12 | 24 | 14 | 429.4133 | 429.2266 | 431.1413 | 432.8383 | 0 | 0 | 0 | 0 | 75.0471 | 69.1494 | 68.2686 | 59.9959 | 0 | 0 | 0 | 0 | 566.9058 | 594.9434 | 622.4137 | 646.9278 | 0 | 0 | 0 | 0 | 0 | -29.6671 | -28.2 | -28.2 | 0 | 0 | 0 | 0 | -212.5396 | -205.1991 | -231.3411 | -245.8854 | 0.38397 | 0.38397 | 0.38397 | 0 | -81.6099 | -78.7909 | -88.8291 | 0
12 | 24 | 15 | 426.5967 | 427.1813 | 429.9081 | 432.2944 | 0 | 0 | 0 | 0 | 82.3451 | 62.5924 | 71.6312 | 59.9959 | 0 | 0 | 0 | 0 | 557.3526 | 585.4698 | 605.4874 | 623.3885 | 0 | 0 | 0 | 0 | 0 | -16.2458 | -3.9845 | -24.2974 | 0 | 0 | 0 | 0 | -213.101 | -204.6352 | -243.226 | -226.7926 | 0.38397 | 0.38397 | 0.38397 | 0 | -81.8254 | -78.5744 | -93.3926 | 0
12 | 24 | 16 | 426.3275 | 429.023 | 434.0844 | 438.5465 | 0 | 0 | 0 | 0 | 130.4219 | 100.773 | 123.3702 | 140.1355 | 0 | 0 | 0 | 0 | 471.8183 | 477.9012 | 482.5229 | 486.9305 | 0 | 0 | 0 | 0 | 0 | -1.4671 | -0.34478 | 4.2421 | 0 | 0 | 0 | 0 | -175.9127 | -148.1842 | -171.464 | -192.7616 | 0.37613 | 0.37654 | 0.3735 | 0.38586 | -66.1666 | -55.7972 | -64.0417 | -74.3799
12 | 24 | 17 | 447.9467 | 452.0405 | 458.6822 | 464.4595 | 0 | 0 | 0 | 0 | 192.956 | 149.4682 | 146.0989 | 166.57 | 0 | 0 | 0 | 0 | 375.4385 | 319.6405 | 305.4664 | 293.6255 | 0 | 0 | 0 | 0 | 0 | 0.97821 | -1.9974 | 25.7461 | 0 | 0 | 0 | 0 | -120.4478 | -18.0464 | 9.1142 | -21.4821 | 0.36823 | 0.38625 | 0.38886 | 0.38905 | -44.353 | -6.9704 | 3.5442 | -8.3577
12 | 24 | 18 | 511.3819 | 519.4723 | 530.769 | 540.593 | 0 | 0 | 0 | 0 | 205.7828 | 181.7975 | 178.2543 | 172.8165 | 0 | 0 | 0 | 0 | 353.6607 | 275.5937 | 260.3009 | 247.6841 | 0 | 0 | 0 | 0 | 0 | -6.1525 | -2.7448 | 16.0502 | 0 | 0 | 0 | 0 | -48.0616 | 68.2336 | 94.9587 | 104.0421 | 0.38392 | 0.39924 | 0.39333 | 0.38256 | -18.4519 | 27.2415 | 37.35 | 39.8023
12 | 24 | 19 | 515.6888 | 525.6852 | 539.0721 | 550.7062 | 0 | 0 | 0 | 0 | 214.2695 | 189.1947 | 185.5073 | 182.3871 | 0 | 0 | 0 | 0 | 352.256 | 274.5212 | 261.3412 | 250.7213 | 0 | 0 | 0 | 0 | 0 | 15.5112 | 12.6673 | 35.0989 | 0 | 0 | 0 | 0 | -50.8368 | 46.4581 | 79.5563 | 82.4989 | 0.38563 | 0.40066 | 0.39478 | 0.38374 | -19.6041 | 18.614 | 31.407 | 31.6585
12 | 24 | 20 | 499.145 | 509.1852 | 522.4597 | 533.8977 | 0 | 0 | 0 | 0 | 216.4708 | 188.2891 | 200.8762 | 209.2725 | 0 | 0 | 0 | 0 | 337.5067 | 267.3862 | 254.6246 | 244.3379 | 0 | 0 | 0 | 0 | 0 | 6.1694 | 7.5211 | 9.4 | 0 | 0 | 0 | 0 | -54.8326 | 47.3404 | 59.4379 | 70.8873 | 0.38498 | 0.40006 | 0.39435 | 0.38314 | -21.1097 | 18.939 | 23.4394 | 27.1601
12 | 24 | 21 | 481.0417 | 490.7648 | 503.5002 | 514.3409 | 0 | 0 | 0 | 0 | 220.4384 | 199.1693 | 197.988 | 222.2475 | 0 | 0 | 0 | 0 | 327.4286 | 257.9072 | 247.6793 | 239.7836 | 0 | 0 | 0 | 0 | 0 | 6.1492 | 7.5796 | 9.4 | 0 | 0 | 0 | 0 | -66.8253 | 27.5391 | 50.2533 | 42.9098 | 0.38362 | 0.39918 | 0.39347 | 0.3819 | -25.6356 | 10.993 | 19.7729 | 16.3871
12 | 24 | 22 | 464.8176 | 474.5375 | 487.1623 | 497.874 | 0 | 0 | 0 | 0 | 225.7998 | 193.1624 | 215.1221 | 198.7206 | 0 | 0 | 0 | 0 | 316.4322 | 244.4367 | 235.9211 | 229.7085 | 0 | 0 | 0 | 0 | 0 | 0 | 7.6268 | 3.129 | 0 | 0 | 0 | 0 | -77.4143 | 36.9384 | 28.4924 | 66.3159 | 0.37803 | 0.39555 | 0.3898 | 0.38045 | -29.2651 | 14.611 | 11.1064 | 25.2301
12 | 24 | 23 | 448.9486 | 459.0266 | 471.9491 | 482.9048 | 0 | 0 | 0 | 0 | 227.0722 | 219.78 | 189.1675 | 195.6343 | 0 | 0 | 0 | 0 | 290.1619 | 223.6652 | 214.948 | 208.4998 | 0 | 0 | 0 | 0 | 0 | 7.8358 | 23.4322 | 0 | 0 | 0 | 0 | 0 | -68.2856 | 7.7457 | 44.4013 | 78.7707 | 0.36992 | 0.3904 | 0.38503 | 0.37684 | -25.2599 | 3.0239 | 17.0959 | 29.6843
12 | 24 | 24 | 416.3264 | 424.4905 | 435.1117 | 443.9947 | 0 | 0 | 0 | 0 | 168.8608 | 160.1528 | 165.846 | 181.3518 | 0 | 0 | 0 | 0 | 259.8203 | 207.711 | 198.7438 | 192.0218 | 0 | 0 | 0 | 0 | 0 | 0 | 7.6644 | 0 | 0 | 0 | 0 | 0 | -12.3548 | 56.6266 | 62.8575 | 70.621 | 0.36541 | 0.38531 | 0.38012 | 0.36918 | -4.5146 | 21.8189 | 23.8936 | 26.072
12 | 25 | 1 | 385.2777 | 391.0913 | 398.9139 | 405.2553 | 0 | 0 | 0 | 0 | 229.7385 | 183.7372 | 199.9207 | 153.9754 | 0 | 0 | 0 | 0 | 226.3273 | 202.0372 | 191.4975 | 183.2252 | 0 | 0 | 0 | 0 | 0 | 30.7458 | 13.3703 | 0.57109 | 0 | 0 | 0 | 0 | -70.7881 | -25.4289 | -5.8746 | 67.4837 | 0.36727 | 0.38821 | 0.38242 | 0.37348 | -25.9986 | -9.8716 | -2.2466 | 25.2038
12 | 25 | 2 | 366.5656 | 370.3764 | 375.9241 | 380.2833 | 0 | 0 | 0 | 0 | 201.8104 | 156.3449 | 145.0542 | 143.2916 | 0 | 0 | 0 | 0 | 229.2689 | 200.0649 | 194.3177 | 190.638 | 0 | 0 | 0 | 0 | 0 | 4.2016 | 2.9846 | 0 | 0 | 0 | 0 | 0 | -64.5137 | 9.765 | 33.5676 | 46.3537 | 0.36484 | 0.38864 | 0.38295 | 0.37206 | -23.5371 | 3.795 | 12.8548 | 17.2462
12 | 25 | 3 | 350.7822 | 352.5288 | 355.7558 | 358.1006 | 0 | 0 | 0 | 0 | 168.3497 | 135.6228 | 128.247 | 122.8617 | 0 | 0 | 0 | 0 | 233.9675 | 195.1301 | 191.9238 | 190.7236 | 0 | 0 | 0 | 0 | 0 | -0.69576 | -3.1116 | 5.2172 | 0 | 0 | 0 | 0 | -51.535 | 22.4717 | 38.6966 | 39.2981 | 0.36527 | 0.38758 | 0.38231 | 0.37011 | -18.8241 | 8.7096 | 14.7942 | 14.5446
12 | 25 | 4 | 340.516 | 340.6265 | 342.0068 | 342.7262 | 0 | 0 | 0 | 0 | 124.2001 | 143.2394 | 102.8769 | 111.6623 | 0 | 0 | 0 | 0 | 215.4428 | 190.316 | 183.1698 | 178.1756 | 0 | 0 | 0 | 0 | 0 | -1.0141 | -2.886 | -3.2645 | 0 | 0 | 0 | 0 | 0.87311 | 8.0853 | 58.8461 | 56.1527 | 0.36475 | 0.38634 | 0.38116 | 0.36859 | 0.31847 | 3.1237 | 22.4296 | 20.6972
12 | 25 | 5 | 340.2621 | 339.0355 | 338.9456 | 338.3697 | 0 | 0 | 0 | 0 | 155.4296 | 163.6996 | 159.9337 | 154.6812 | 0 | 0 | 0 | 0 | 219.178 | 190.5806 | 182.6191 | 176.8308 | 0 | 0 | 0 | 0 | 0 | 23.3461 | 0 | 0 | 0 | 0 | 0 | 0 | -34.3456 | -38.5908 | -3.6073 | 6.8578 | 0.36472 | 0.38369 | 0.37873 | 0.36539 | -12.5265 | -14.8068 | -1.3662 | 2.5058
12 | 25 | 6 | 347.2553 | 344.2004 | 342.1798 | 339.9537 | 0 | 0 | 0 | 0 | 201.0394 | 177.056 | 182.2689 | 166.57 | 0 | 0 | 0 | 0 | 223.2643 | 189.8869 | 179.2636 | 170.8828 | 0 | 0 | 0 | 0 | 0 | 2.4896 | 17.8189 | -7.5356 | 0 | 0 | 0 | 0 | -77.0484 | -25.2321 | -37.1715 | 10.0364 | 0.36467 | 0.38225 | 0.37475 | 0.36382 | -28.0973 | -9.6449 | -13.9299 | 3.6515
12 | 25 | 7 | 362.1289 | 358.3199 | 355.7461 | 353.2761 | 0 | 0 | 0 | 0 | 204.5286 | 179.0186 | 176.1882 | 142.5866 | 0 | 0 | 0 | 0 | 248.2545 | 188.5423 | 178.9741 | 171.544 | 0 | 0 | 0 | 0 | 0 | 24.7448 | 11.3666 | 19.9525 | 0 | 0 | 0 | 0 | -90.6543 | -33.9858 | -10.7827 | 19.193 | 0.36466 | 0.38514 | 0.37677 | 0.36382 | -33.0582 | -13.0894 | -4.0626 | 6.9828
12 | 25 | 8 | 368.5121 | 364.5942 | 362.3465 | 360.6627 | 0 | 0 | 0 | 0 | 171.7359 | 132.775 | 129.9287 | 99.1915 | 0 | 0 | 0 | 0 | 296.8941 | 242.437 | 240.6403 | 240.0191 | 0 | 0 | 0 | 0 | 0 | -6.5017 | -4.3169 | -9.3191 | 0 | 0 | 0 | 0 | -100.1179 | -4.116 | -3.9055 | 30.7712 | 0.36774 | 0.38205 | 0.37719 | 0.38148 | -36.8176 | -1.5725 | -1.4731 | 11.7387
12 | 25 | 9 | 382.0752 | 379.0674 | 378.2833 | 378.3675 | 0 | 0 | 0 | 0 | 104.3997 | 109.1251 | 96.2292 | 87.0854 | 0 | 0 | 0 | 0 | 375.7197 | 384.7817 | 400.1832 | 414.4741 | 0 | 0 | 0 | 0 | 0 | -5.4834 | -1.2805 | 8.5944 | 0 | 0 | 0 | 0 | -98.0442 | -109.3561 | -116.8485 | -131.7864 | 0.37162 | 0.36395 | 0.36521 | 0.3937 | -36.4348 | -39.8005 | -42.6741 | -51.8839
12 | 25 | 10 | 391.6304 | 388.5992 | 387.7794 | 387.7633 | 0 | 0 | 0 | 0 | 88.4148 | 90.0892 | 68.7739 | 86.7378 | 0 | 0 | 0 | 0 | 432.95 | 486.5694 | 517.7881 | 545.929 | 0 | 0 | 0 | 0 | 0 | -8.7097 | -24.478 | -33.3338 | 0 | 0 | 0 | 0 | -129.7345 | -179.3497 | -174.3046 | -211.5697 | 0.37666 | 0.38397 | 0.38397 | 0 | -48.8664 | -68.8654 | -66.9285 | 0
12 | 25 | 11 | 394.6003 | 391.444 | 390.2068 | 389.4665 | 0 | 0 | 0 | 0 | 83.1219 | 73.8357 | 67.9926 | 80.8135 | 0 | 0 | 0 | 0 | 461.7026 | 527.0523 | 572.5413 | 613.5076 | 0 | 0 | 0 | 0 | 0 | -30.2924 | -28.2 | -28.2 | 0 | 0 | 0 | 0 | -150.2242 | -179.1516 | -222.1272 | -276.6546 | 0.38397 | 0.38397 | 0.38397 | 0 | -57.6823 | -68.7894 | -85.2912 | 0
12 | 25 | 12 | 392.7137 | 389.504 | 387.9866 | 386.7418 | 0 | 0 | 0 | 0 | 75.2541 | 68.3331 | 62.2713 | 74.0235 | 0 | 0 | 0 | 0 | 466.6712 | 548.4184 | 601.0795 | 648.4529 | 0 | 0 | 0 | 0 | 0 | -29.6671 | -28.2 | -28.2 | 0 | 0 | 0 | 0 | -149.2115 | -197.5804 | -247.1642 | -307.5346 | 0.38397 | 0.38397 | 0.38397 | 0 | -57.2935 | -75.8655 | -94.9048 | 0
12 | 25 | 13 | 390.686 | 388.5264 | 388.0795 | 387.6882 | 0 | 0 | 0 | 0 | 75.153 | 68.3501 | 66.7736 | 59.9959 | 0 | 0 | 0 | 0 | 436.106 | 515.0162 | 567.2291 | 614.1634 | 0 | 0 | 0 | 0 | 0 | -29.6671 | -28.2 | -29.3635 | 0 | 0 | 0 | 0 | -120.5731 | -165.1728 | -217.7233 | -257.1077 | 0.38397 | 0.38397 | 0.38397 | 0 | -46.297 | -63.4219 | -83.6002 | 0
12 | 25 | 14 | 386.1526 | 384.563 | 384.755 | 384.9678 | 0 | 0 | 0 | 0 | 75.0471 | 69.1494 | 68.2686 | 59.9959 | 0 | 0 | 0 | 0 | 401.234 | 467.4287 | 515.1223 | 558.0075 | 0 | 0 | 0 | 0 | 0 | -29.6671 | -28.2 | -28.2 | 0 | 0 | 0 | 0 | -90.1286 | -122.348 | -170.4358 | -204.8356 | 0.38397 | 0.38397 | 0.38397 | 0 | -34.6071 | -46.9783 | -65.443 | 0
12 | 25 | 15 | 381.2481 | 380.3622 | 381.2833 | 382.1135 | 0 | 0 | 0 | 0 | 82.3451 | 62.5924 | 71.6312 | 59.9959 | 0 | 0 | 0 | 0 | 358.5339 | 409.8388 | 444.6598 | 475.9239 | 0 | 0 | 0 | 0 | 0 | -16.2458 | -3.9845 | -24.2974 | 0 | 0 | 0 | 0 | -59.6309 | -75.8232 | -131.0232 | -129.5089 | 0.38397 | 0.38397 | 0.38397 | 0 | -22.8968 | -29.114 | -50.3096 | 0
12 | 25 | 16 | 381.7929 | 383.0441 | 386.3322 | 389.2663 | 0 | 0 | 0 | 0 | 130.4219 | 100.773 | 123.3702 | 140.1355 | 0 | 0 | 0 | 0 | 293.2647 | 321.9938 | 331.1394 | 339.145 | 0 | 0 | 0 | 0 | 0 | -1.4671 | -0.34478 | 4.2421 | 0 | 0 | 0 | 0 | -41.8937 | -38.2555 | -67.8326 | -94.2563 | 0.37613 | 0.37654 | 0.3735 | 0.38586 | -15.7576 | -14.4047 | -25.3354 | -36.3702
12 | 25 | 17 | 401.5189 | 404.107 | 408.9 | 413.0843 | 0 | 0 | 0 | 0 | 192.956 | 149.4682 | 146.0989 | 166.57 | 0 | 0 | 0 | 0 | 226.2698 | 213.3052 | 194.5308 | 177.5868 | 0 | 0 | 0 | 0 | 0 | 0.97821 | -1.9974 | 25.7461 | 0 | 0 | 0 | 0 | -17.707 | 40.3555 | 70.2677 | 43.1814 | 0.36823 | 0.38625 | 0.38886 | 0.38905 | -6.5203 | 15.5872 | 27.3242 | 16.7999
12 | 25 | 18 | 465.3964 | 471.9956 | 481.4612 | 489.7073 | 0 | 0 | 0 | 0 | 205.7828 | 181.7975 | 178.2543 | 172.8165 | 0 | 0 | 0 | 0 | 230.7655 | 210.765 | 184.1625 | 160.1632 | 0 | 0 | 0 | 0 | 0 | -6.1525 | -2.7448 | 16.0502 | 0 | 0 | 0 | 0 | 28.8481 | 85.5856 | 121.7892 | 140.6773 | 0.38392 | 0.39924 | 0.39333 | 0.38256 | 11.0754 | 34.1691 | 47.9032 | 53.8175
12 | 25 | 19 | 476.6038 | 485.3327 | 497.1633 | 507.4563 | 0 | 0 | 0 | 0 | 214.2695 | 189.1947 | 185.5073 | 182.3871 | 0 | 0 | 0 | 0 | 263.695 | 244.7385 | 214.0112 | 186.241 | 0 | 0 | 0 | 0 | 0 | 15.5112 | 12.6673 | 35.0989 | 0 | 0 | 0 | 0 | -1.3607 | 35.8883 | 84.9775 | 103.7292 | 0.38563 | 0.40066 | 0.39478 | 0.38374 | -0.52474 | 14.3791 | 33.5472 | 39.8055
12 | 25 | 20 | 477.2581 | 486.5885 | 498.9915 | 509.6786 | 0 | 0 | 0 | 0 | 216.4708 | 188.2891 | 200.8762 | 209.2725 | 0 | 0 | 0 | 0 | 276.337 | 250.9045 | 218.6413 | 189.431 | 0 | 0 | 0 | 0 | 0 | 6.1694 | 7.5211 | 9.4 | 0 | 0 | 0 | 0 | -15.5498 | 41.2255 | 71.9529 | 101.5751 | 0.38498 | 0.40006 | 0.39435 | 0.38314 | -5.9864 | 16.4927 | 28.3747 | 38.918
12 | 25 | 21 | 471.6819 | 481.1014 | 493.4641 | 503.9837 | 0 | 0 | 0 | 0 | 220.4384 | 199.1693 | 197.988 | 222.2475 | 0 | 0 | 0 | 0 | 272.0549 | 259.6491 | 227.9474 | 199.2314 | 0 | 0 | 0 | 0 | 0 | 6.1492 | 7.5796 | 9.4 | 0 | 0 | 0 | 0 | -20.8115 | 16.1338 | 59.9491 | 73.1048 | 0.38362 | 0.39918 | 0.39347 | 0.3819 | -7.9837 | 6.4403 | 23.5879 | 27.9185
12 | 25 | 22 | 457.3863 | 466.8653 | 479.1941 | 489.6508 | 0 | 0 | 0 | 0 | 225.7998 | 193.1624 | 215.1221 | 198.7206 | 0 | 0 | 0 | 0 | 262.227 | 248.7369 | 218.2866 | 190.6993 | 0 | 0 | 0 | 0 | 0 | 0 | 7.6268 | 3.129 | 0 | 0 | 0 | 0 | -30.6404 | 24.966 | 38.1586 | 97.102 | 0.37803 | 0.39555 | 0.3898 | 0.38045 | -11.5831 | 9.8753 | 14.8744 | 36.9428
12 | 25 | 23 | 430.4412 | 439.919 | 452.1045 | 462.4252 | 0 | 0 | 0 | 0 | 227.0722 | 219.78 | 189.1675 | 195.6343 | 0 | 0 | 0 | 0 | 252.1875 | 238.2218 | 209.0491 | 182.6147 | 0 | 0 | 0 | 0 | 0 | 7.8358 | 23.4322 | 0 | 0 | 0 | 0 | 0 | -48.8185 | -25.9186 | 30.4556 | 84.1762 | 0.36992 | 0.3904 | 0.38503 | 0.37684 | -18.0587 | -10.1187 | 11.7263 | 31.7214
12 | 25 | 24 | 396.3858 | 403.9032 | 413.7304 | 421.9292 | 0 | 0 | 0 | 0 | 168.8608 | 160.1528 | 165.846 | 181.3518 | 0 | 0 | 0 | 0 | 247.1271 | 226.3596 | 197.9256 | 172.1608 | 0 | 0 | 0 | 0 | 0 | 0 | 7.6644 | 0 | 0 | 0 | 0 | 0 | -19.6022 | 17.3908 | 42.2943 | 68.4166 | 0.36541 | 0.38531 | 0.38012 | 0.36918 | -7.1628 | 6.7009 | 16.0771 | 25.2581
12 | 26 | 1 | 371.3705 | 376.7332 | 384.002 | 389.8663 | 0 | 0 | 0 | 0 | 229.7385 | 183.7372 | 199.9207 | 153.9754 | 0 | 0 | 0 | 0 | 246.9113 | 211.9679 | 185.1102 | 160.8423 | 0 | 0 | 0 | 0 | 0 | 30.7458 | 13.3703 | 0.57109 | 0 | 0 | 0 | 0 | -105.2793 | -49.7176 | -14.3992 | 74.4775 | 0.36727 | 0.38821 | 0.38242 | 0.37348 | -38.6664 | -19.3007 | -5.5066 | 27.8159
12 | 26 | 2 | 357.4358 | 360.9505 | 366.1346 | 370.1806 | 0 | 0 | 0 | 0 | 201.8104 | 156.3449 | 145.0542 | 143.2916 | 0 | 0 | 0 | 0 | 245.9915 | 198.0481 | 173.9994 | 152.4051 | 0 | 0 | 0 | 0 | 0 | 4.2016 | 2.9846 | 0 | 0 | 0 | 0 | 0 | -90.3661 | 2.3558 | 44.0964 | 74.484 | 0.36484 | 0.38864 | 0.38295 | 0.37206 | -32.9691 | 0.91555 | 16.8868 | 27.7122
12 | 26 | 3 | 348.7652 | 350.4464 | 353.593 | 355.8686 | 0 | 0 | 0 | 0 | 168.3497 | 135.6228 | 128.247 | 122.8617 | 0 | 0 | 0 | 0 | 266.5955 | 199.5351 | 178.6835 | 160.2223 | 0 | 0 | 0 | 0 | 0 | -0.69576 | -3.1116 | 5.2172 | 0 | 0 | 0 | 0 | -86.1801 | 15.9842 | 49.7741 | 67.5674 | 0.36527 | 0.38758 | 0.38231 | 0.37011 | -31.4788 | 6.1952 | 19.0292 | 25.0074
12 | 26 | 4 | 347.2219 | 347.5499 | 349.1972 | 350.1466 | 0 | 0 | 0 | 0 | 124.2001 | 143.2394 | 102.8769 | 111.6623 | 0 | 0 | 0 | 0 | 290.1033 | 191.7431 | 173.6112 | 157.8012 | 0 | 0 | 0 | 0 | 0 | -1.0141 | -2.886 | -3.2645 | 0 | 0 | 0 | 0 | -67.0815 | 13.5815 | 75.5951 | 83.9476 | 0.36475 | 0.38634 | 0.38116 | 0.36859 | -24.4681 | 5.2471 | 28.8136 | 30.9421
12 | 26 | 5 | 354.3107 | 353.5397 | 354.0092 | 353.9154 | 0 | 0 | 0 | 0 | 155.4296 | 163.6996 | 159.9337 | 154.6812 | 0 | 0 | 0 | 0 | 307.0164 | 197.7587 | 183.5165 | 171.4035 | 0 | 0 | 0 | 0 | 0 | 23.3461 | 0 | 0 | 0 | 0 | 0 | 0 | -108.1353 | -31.2647 | 10.559 | 27.8307 | 0.36472 | 0.38369 | 0.37873 | 0.36539 | -39.4391 | -11.9958 | 3.999 | 10.1691
12 | 26 | 6 | 378.6613 | 376.6249 | 375.8549 | 374.7063 | 0 | 0 | 0 | 0 | 201.0394 | 177.056 | 182.2689 | 166.57 | 0 | 0 | 0 | 0 | 307.1042 | 191.1036 | 178.957 | 168.7909 | 0 | 0 | 0 | 0 | 0 | 2.4896 | 17.8189 | -7.5356 | 0 | 0 | 0 | 0 | -129.4824 | 5.9756 | -3.1899 | 46.8811 | 0.36467 | 0.38225 | 0.37475 | 0.36382 | -47.2184 | 2.2842 | -1.1954 | 17.0564
12 | 26 | 7 | 412.7501 | 410.5827 | 410.0246 | 409.2915 | 0 | 0 | 0 | 0 | 204.5286 | 179.0186 | 176.1882 | 142.5866 | 0 | 0 | 0 | 0 | 313.9247 | 182.391 | 171.6759 | 162.8468 | 0 | 0 | 0 | 0 | 0 | 24.7448 | 11.3666 | 19.9525 | 0 | 0 | 0 | 0 | -105.7032 | 24.4283 | 50.7939 | 83.9056 | 0.36466 | 0.38514 | 0.37677 | 0.36382 | -38.546 | 9.4084 | 19.1376 | 30.5267
12 | 26 | 8 | 435.1991 | 433.4437 | 433.8515 | 434.4557 | 0 | 0 | 0 | 0 | 171.7359 | 132.775 | 129.9287 | 99.1915 | 0 | 0 | 0 | 0 | 353.7951 | 229.7377 | 226.5449 | 224.3538 | 0 | 0 | 0 | 0 | 0 | -6.5017 | -4.3169 | -9.3191 | 0 | 0 | 0 | 0 | -90.332 | 77.4327 | 81.6948 | 120.2296 | 0.36774 | 0.38205 | 0.37719 | 0.38148 | -33.2189 | 29.5828 | 30.8147 | 45.8654
12 | 26 | 9 | 456.6004 | 456.0093 | 458.1928 | 460.8341 | 0 | 0 | 0 | 0 | 104.3997 | 109.1251 | 96.2292 | 87.0854 | 0 | 0 | 0 | 0 | 433.8882 | 384.8423 | 398.7396 | 411.4262 | 0 | 0 | 0 | 0 | 0 | -5.4834 | -1.2805 | 8.5944 | 0 | 0 | 0 | 0 | -81.6875 | -32.4748 | -35.4955 | -46.2719 | 0.37162 | 0.36395 | 0.36521 | 0.3937 | -30.3564 | -11.8193 | -12.9633 | -18.2171
12 | 26 | 10 | 470.1012 | 469.6147 | 471.9196 | 474.596 | 0 | 0 | 0 | 0 | 88.4148 | 90.0892 | 68.7739 | 86.7378 | 0 | 0 | 0 | 0 | 460.6677 | 450.2378 | 479.9301 | 506.6294 | 0 | 0 | 0 | 0 | 0 | -8.7097 | -24.478 | -33.3338 | 0 | 0 | 0 | 0 | -78.9813 | -62.0026 | -52.3064 | -85.4374 | 0.37666 | 0.38397 | 0.38397 | 0 | -29.7495 | -23.8073 | -20.0843 | 0
12 | 26 | 11 | 475.5659 | 475.0352 | 477.022 | 479.0598 | 0 | 0 | 0 | 0 | 83.1219 | 73.8357 | 67.9926 | 80.8135 | 0 | 0 | 0 | 0 | 487.2763 | 498.6023 | 533.1558 | 564.0848 | 0 | 0 | 0 | 0 | 0 | -30.2924 | -28.2 | -28.2 | 0 | 0 | 0 | 0 | -94.8322 | -67.1104 | -95.9264 | -137.6385 | 0.38397 | 0.38397 | 0.38397 | 0 | -36.4132 | -25.7686 | -36.8333 | 0
12 | 26 | 12 | 471.4853 | 470.8301 | 472.4493 | 473.9073 | 0 | 0 | 0 | 0 | 75.2541 | 68.3331 | 62.2713 | 74.0235 | 0 | 0 | 0 | 0 | 517.9766 | 560.7863 | 596.1904 | 627.7231 | 0 | 0 | 0 | 0 | 0 | -29.6671 | -28.2 | -28.2 | 0 | 0 | 0 | 0 | -121.7453 | -128.6222 | -157.8123 | -199.6393 | 0.38397 | 0.38397 | 0.38397 | 0 | -46.7471 | -49.3874 | -60.5959 | 0
12 | 26 | 13 | 463.6187 | 463.8242 | 466.2815 | 468.3927 | 0 | 0 | 0 | 0 | 75.153 | 68.3501 | 66.7736 | 59.9959 | 0 | 0 | 0 | 0 | 521.2129 | 569.8672 | 605.7725 | 637.8986 | 0 | 0 | 0 | 0 | 0 | -29.6671 | -28.2 | -29.3635 | 0 | 0 | 0 | 0 | -132.7472 | -144.726 | -178.0647 | -200.1383 | 0.38397 | 0.38397 | 0.38397 | 0 | -50.9716 | -55.5709 | -68.3723 | 0
12 | 26 | 14 | 461.704 | 462.5644 | 465.7649 | 468.5699 | 0 | 0 | 0 | 0 | 75.0471 | 69.1494 | 68.2686 | 59.9959 | 0 | 0 | 0 | 0 | 523.3689 | 578.1053 | 608.3133 | 635.324 | 0 | 0 | 0 | 0 | 0 | -29.6671 | -28.2 | -28.2 | 0 | 0 | 0 | 0 | -136.712 | -155.0232 | -182.617 | -198.5499 | 0.38397 | 0.38397 | 0.38397 | 0 | -52.494 | -59.5247 | -70.1203 | 0
12 | 26 | 15 | 453.5262 | 454.9841 | 458.7833 | 462.0935 | 0 | 0 | 0 | 0 | 82.3451 | 62.5924 | 71.6312 | 59.9959 | 0 | 0 | 0 | 0 | 505.0228 | 511.3381 | 537.8841 | 562.1485 | 0 | 0 | 0 | 0 | 0 | -16.2458 | -3.9845 | -24.2974 | 0 | 0 | 0 | 0 | -133.8416 | -102.7006 | -146.7475 | -135.7535 | 0.38397 | 0.38397 | 0.38397 | 0 | -51.3918 | -39.4343 | -56.3473 | 0
12 | 26 | 16 | 455.221 | 458.8535 | 465.0655 | 470.5189 | 0 | 0 | 0 | 0 | 130.4219 | 100.773 | 123.3702 | 140.1355 | 0 | 0 | 0 | 0 | 439.4817 | 410.1309 | 420.227 | 429.8551 | 0 | 0 | 0 | 0 | 0 | -1.4671 | -0.34478 | 4.2421 | 0 | 0 | 0 | 0 | -114.6826 | -50.5834 | -78.187 | -103.7138 | 0.37613 | 0.37654 | 0.3735 | 0.38586 | -43.1359 | -19.0466 | -29.2028 | -40.0195
12 | 26 | 17 | 475.2656 | 480.2452 | 487.9747 | 494.6894 | 0 | 0 | 0 | 0 | 192.956 | 149.4682 | 146.0989 | 166.57 | 0 | 0 | 0 | 0 | 357.0651 | 258.9769 | 247.8256 | 238.7402 | 0 | 0 | 0 | 0 | 0 | 0.97821 | -1.9974 | 25.7461 | 0 | 0 | 0 | 0 | -74.7556 | 70.8219 | 96.0476 | 63.6331 | 0.36823 | 0.38625 | 0.38886 | 0.38905 | -27.5275 | 27.3547 | 37.349 | 24.7567
12 | 26 | 18 | 547.2821 | 556.5367 | 569.2629 | 580.3187 | 0 | 0 | 0 | 0 | 205.7828 | 181.7975 | 178.2543 | 172.8165 | 0 | 0 | 0 | 0 | 375.9343 | 227.8661 | 214.7173 | 204.1768 | 0 | 0 | 0 | 0 | 0 | -6.1525 | -2.7448 | 16.0502 | 0 | 0 | 0 | 0 | -34.435 | 153.0255 | 179.0362 | 187.2752 | 0.38392 | 0.39924 | 0.39333 | 0.38256 | -13.2204 | 61.0938 | 70.4201 | 71.644
12 | 26 | 19 | 565.3545 | 576.9615 | 592.3261 | 605.6643 | 0 | 0 | 0 | 0 | 214.2695 | 189.1947 | 185.5073 | 182.3871 | 0 | 0 | 0 | 0 | 374.9108 | 225.2175 | 213.0563 | 203.4383 | 0 | 0 | 0 | 0 | 0 | 15.5112 | 12.6673 | 35.0989 | 0 | 0 | 0 | 0 | -23.8258 | 147.0381 | 181.0952 | 184.74 | 0.38563 | 0.40066 | 0.39478 | 0.38374 | -9.1879 | 58.9127 | 71.4923 | 70.893
12 | 26 | 20 | 558.7191 | 570.6912 | 586.338 | 599.8201 | 0 | 0 | 0 | 0 | 216.4708 | 188.2891 | 200.8762 | 209.2725 | 0 | 0 | 0 | 0 | 380.7529 | 227.1615 | 217.1136 | 209.5164 | 0 | 0 | 0 | 0 | 0 | 6.1694 | 7.5211 | 9.4 | 0 | 0 | 0 | 0 | -38.5047 | 149.0712 | 160.8271 | 171.6312 | 0.38498 | 0.40006 | 0.39435 | 0.38314 | -14.8237 | 59.6375 | 63.4224 | 65.7596
12 | 26 | 21 | 544.8623 | 556.6549 | 571.9317 | 584.9622 | 0 | 0 | 0 | 0 | 220.4384 | 199.1693 | 197.988 | 222.2475 | 0 | 0 | 0 | 0 | 373.4461 | 222.5407 | 213.8319 | 207.4933 | 0 | 0 | 0 | 0 | 0 | 6.1492 | 7.5796 | 9.4 | 0 | 0 | 0 | 0 | -49.0222 | 128.7958 | 152.5322 | 145.8214 | 0.38362 | 0.39918 | 0.39347 | 0.3819 | -18.8059 | 51.4126 | 60.0161 | 55.6887
12 | 26 | 22 | 518.9421 | 530.4172 | 545.1972 | 557.766 | 0 | 0 | 0 | 0 | 225.7998 | 193.1624 | 215.1221 | 198.7206 | 0 | 0 | 0 | 0 | 354.8761 | 216.6238 | 208.1643 | 202.0207 | 0 | 0 | 0 | 0 | 0 | 0 | 7.6268 | 3.129 | 0 | 0 | 0 | 0 | -61.7337 | 120.631 | 114.2841 | 153.8957 | 0.37803 | 0.39555 | 0.3898 | 0.38045 | -23.3373 | 47.7157 | 44.5484 | 58.5502
12 | 26 | 23 | 478.373 | 489.4052 | 503.4993 | 515.4646 | 0 | 0 | 0 | 0 | 227.0722 | 219.78 | 189.1675 | 195.6343 | 0 | 0 | 0 | 0 | 358.0887 | 221.5471 | 212.7047 | 206.1962 | 0 | 0 | 0 | 0 | 0 | 7.8358 | 23.4322 | 0 | 0 | 0 | 0 | 0 | -106.7879 | 40.2423 | 78.1948 | 113.6341 | 0.36992 | 0.3904 | 0.38503 | 0.37684 | -39.5025 | 15.7107 | 30.1074 | 42.8224
12 | 26 | 24 | 434.3915 | 443.1414 | 454.4819 | 463.9848 | 0 | 0 | 0 | 0 | 168.8608 | 160.1528 | 165.846 | 181.3518 | 0 | 0 | 0 | 0 | 344.0175 | 218.1282 | 210.4701 | 205.0214 | 0 | 0 | 0 | 0 | 0 | 0 | 7.6644 | 0 | 0 | 0 | 0 | 0 | -78.4868 | 64.8604 | 70.5015 | 77.6116 | 0.36541 | 0.38531 | 0.38012 | 0.36918 | -28.6799 | 24.9915 | 26.7993 | 28.6528
12 | 27 | 1 | 399.6979 | 405.9792 | 414.376 | 421.2122 | 0 | 0 | 0 | 0 | 229.7385 | 183.7372 | 199.9207 | 153.9754 | 0 | 0 | 0 | 0 | 335.5133 | 215.058 | 209.8495 | 206.6913 | 0 | 0 | 0 | 0 | 0 | 30.7458 | 13.3703 | 0.57109 | 0 | 0 | 0 | 0 | -165.5539 | -23.5618 | -8.7646 | 59.9744 | 0.36727 | 0.38821 | 0.38242 | 0.37348 | -60.8037 | -9.1468 | -3.3518 | 22.3993
12 | 27 | 2 | 380.4374 | 384.698 | 390.798 | 395.6332 | 0 | 0 | 0 | 0 | 201.8104 | 156.3449 | 145.0542 | 143.2916 | 0 | 0 | 0 | 0 | 326.4355 | 208.5143 | 207.3893 | 208.0966 | 0 | 0 | 0 | 0 | 0 | 4.2016 | 2.9846 | 0 | 0 | 0 | 0 | 0 | -147.8086 | 15.6372 | 35.37 | 44.2451 | 0.36484 | 0.38864 | 0.38295 | 0.37206 | -53.9263 | 6.0772 | 13.545 | 16.4616
12 | 27 | 3 | 370.4928 | 372.8786 | 376.8905 | 379.9116 | 0 | 0 | 0 | 0 | 168.3497 | 135.6228 | 128.247 | 122.8617 | 0 | 0 | 0 | 0 | 327.1533 | 203.7643 | 205.7006 | 209.3217 | 0 | 0 | 0 | 0 | 0 | -0.69576 | -3.1116 | 5.2172 | 0 | 0 | 0 | 0 | -125.0102 | 34.1873 | 46.0545 | 42.511 | 0.36527 | 0.38758 | 0.38231 | 0.37011 | -45.6622 | 13.2504 | 17.6071 | 15.7337
12 | 27 | 4 | 369.5334 | 370.5849 | 373.1207 | 374.8357 | 0 | 0 | 0 | 0 | 124.2001 | 143.2394 | 102.8769 | 111.6623 | 0 | 0 | 0 | 0 | 313.889 | 197.3719 | 200.0361 | 204.3189 | 0 | 0 | 0 | 0 | 0 | -1.0141 | -2.886 | -3.2645 | 0 | 0 | 0 | 0 | -68.5556 | 30.9878 | 73.0937 | 62.1189 | 0.36475 | 0.38634 | 0.38116 | 0.36859 | -25.0058 | 11.9719 | 27.8602 | 22.8963
12 | 27 | 5 | 378.5686 | 378.5842 | 380.0196 | 380.7582 | 0 | 0 | 0 | 0 | 155.4296 | 163.6996 | 159.9337 | 154.6812 | 0 | 0 | 0 | 0 | 295.1225 | 184.1161 | 187.8641 | 193.088 | 0 | 0 | 0 | 0 | 0 | 23.3461 | 0 | 0 | 0 | 0 | 0 | 0 | -71.9835 | 7.4224 | 32.2218 | 32.989 | 0.36472 | 0.38369 | 0.37873 | 0.36539 | -26.2538 | 2.8479 | 12.2034 | 12.0538
12 | 27 | 6 | 399.752 | 398.3995 | 398.4693 | 398.0445 | 0 | 0 | 0 | 0 | 201.0394 | 177.056 | 182.2689 | 166.57 | 0 | 0 | 0 | 0 | 278.552 | 175.4207 | 178.5083 | 183.0046 | 0 | 0 | 0 | 0 | 0 | 2.4896 | 17.8189 | -7.5356 | 0 | 0 | 0 | 0 | -79.8394 | 43.4331 | 19.8733 | 56.0054 | 0.36467 | 0.38225 | 0.37475 | 0.36382 | -29.1151 | 16.6022 | 7.4475 | 20.376
12 | 27 | 7 | 440.0335 | 438.7509 | 439.2792 | 439.4822 | 0 | 0 | 0 | 0 | 204.5286 | 179.0186 | 176.1882 | 142.5866 | 0 | 0 | 0 | 0 | 269.4728 | 170.188 | 172.1214 | 175.4316 | 0 | 0 | 0 | 0 | 0 | 24.7448 | 11.3666 | 19.9525 | 0 | 0 | 0 | 0 | -33.968 | 64.7995 | 79.6031 | 101.5116 | 0.36466 | 0.38514 | 0.37677 | 0.36382 | -12.3868 | 24.9571 | 29.9921 | 36.9322
12 | 27 | 8 | 460.0762 | 459.1275 | 460.5259 | 461.9838 | 0 | 0 | 0 | 0 | 171.7359 | 132.775 | 129.9287 | 99.1915 | 0 | 0 | 0 | 0 | 289.563 | 201.9675 | 210.055 | 218.6535 | 0 | 0 | 0 | 0 | 0 | -6.5017 | -4.3169 | -9.3191 | 0 | 0 | 0 | 0 | -1.2227 | 130.8867 | 124.8591 | 153.4579 | 0.36774 | 0.38205 | 0.37719 | 0.38148 | -0.44966 | 50.0047 | 47.096 | 58.5414
12 | 27 | 9 | 479.3543 | 479.501 | 482.5906 | 486.0126 | 0 | 0 | 0 | 0 | 104.3997 | 109.1251 | 96.2292 | 87.0854 | 0 | 0 | 0 | 0 | 338.5037 | 292.0535 | 319.4619 | 345.1636 | 0 | 0 | 0 | 0 | 0 | -5.4834 | -1.2805 | 8.5944 | 0 | 0 | 0 | 0 | 36.4509 | 83.8058 | 68.1801 | 45.1692 | 0.37162 | 0.36395 | 0.36521 | 0.3937 | 13.5457 | 30.5013 | 24.9 | 17.783
12 | 27 | 10 | 489.8295 | 489.9827 | 493.0733 | 496.4265 | 0 | 0 | 0 | 0 | 88.4148 | 90.0892 | 68.7739 | 86.7378 | 0 | 0 | 0 | 0 | 376.7541 | 367.7939 | 411.7064 | 452.0632 | 0 | 0 | 0 | 0 | 0 | -8.7097 | -24.478 | -33.3338 | 0 | 0 | 0 | 0 | 24.6605 | 40.8093 | 37.071 | -9.0407 | 0.37666 | 0.38397 | 0.38397 | 0 | 9.2888 | 15.6697 | 14.2343 | 0
12 | 27 | 11 | 493.8787 | 493.9419 | 496.6579 | 499.324 | 0 | 0 | 0 | 0 | 83.1219 | 73.8357 | 67.9926 | 80.8135 | 0 | 0 | 0 | 0 | 414.3276 | 449.6715 | 501.1588 | 547.9851 | 0 | 0 | 0 | 0 | 0 | -30.2924 | -28.2 | -28.2 | 0 | 0 | 0 | 0 | -3.5707 | 0.72701 | -44.2935 | -101.2746 | 0.38397 | 0.38397 | 0.38397 | 0 | -1.3711 | 0.27915 | -17.0076 | 0
12 | 27 | 12 | 489.3912 | 489.3166 | 491.6489 | 493.7212 | 0 | 0 | 0 | 0 | 75.2541 | 68.3331 | 62.2713 | 74.0235 | 0 | 0 | 0 | 0 | 413.8774 | 471.9982 | 522.3256 | 567.8059 | 0 | 0 | 0 | 0 | 0 | -29.6671 | -28.2 | -28.2 | 0 | 0 | 0 | 0 | 0.25973 | -21.3476 | -64.748 | -119.9081 | 0.38397 | 0.38397 | 0.38397 | 0 | 0.099731 | -8.1969 | -24.8616 | 0
12 | 27 | 13 | 481.0115 | 481.781 | 484.9308 | 487.6388 | 0 | 0 | 0 | 0 | 75.153 | 68.3501 | 66.7736 | 59.9959 | 0 | 0 | 0 | 0 | 402.7426 | 461.9153 | 507.9379 | 549.434 | 0 | 0 | 0 | 0 | 0 | -29.6671 | -28.2 | -29.3635 | 0 | 0 | 0 | 0 | 3.1158 | -18.8173 | -61.5807 | -92.4277 | 0.38397 | 0.38397 | 0.38397 | 0 | 1.1964 | -7.2253 | -23.6454 | 0
12 | 27 | 14 | 478.0705 | 479.4617 | 483.3139 | 486.6805 | 0 | 0 | 0 | 0 | 75.0471 | 69.1494 | 68.2686 | 59.9959 | 0 | 0 | 0 | 0 | 362.2468 | 412.165 | 449.376 | 483.0024 | 0 | 0 | 0 | 0 | 0 | -29.6671 | -28.2 | -28.2 | 0 | 0 | 0 | 0 | 40.7766 | 27.8144 | -6.1307 | -28.1178 | 0.38397 | 0.38397 | 0.38397 | 0 | 15.6572 | 10.68 | -2.354 | 0
12 | 27 | 15 | 477.4833 | 479.7181 | 484.4712 | 488.6034 | 0 | 0 | 0 | 0 | 82.3451 | 62.5924 | 71.6312 | 59.9959 | 0 | 0 | 0 | 0 | 330.014 | 393.8712 | 410.6825 | 425.5927 | 0 | 0 | 0 | 0 | 0 | -16.2458 | -3.9845 | -24.2974 | 0 | 0 | 0 | 0 | 65.1242 | 39.5002 | 6.1421 | 27.3123 | 0.38397 | 0.38397 | 0.38397 | 0 | 25.006 | 15.167 | 2.3584 | 0
12 | 27 | 16 | 474.737 | 479.0023 | 485.9914 | 492.1145 | 0 | 0 | 0 | 0 | 130.4219 | 100.773 | 123.3702 | 140.1355 | 0 | 0 | 0 | 0 | 281.8882 | 342.0127 | 338.4054 | 334.8833 | 0 | 0 | 0 | 0 | 0 | -1.4671 | -0.34478 | 4.2421 | 0 | 0 | 0 | 0 | 62.4269 | 37.6837 | 24.5606 | 12.8537 | 0.37613 | 0.37654 | 0.3735 | 0.38586 | 23.4808 | 14.1894 | 9.1734 | 4.9598
12 | 27 | 17 | 495.5777 | 501.216 | 509.7544 | 517.166 | 0 | 0 | 0 | 0 | 192.956 | 149.4682 | 146.0989 | 166.57 | 0 | 0 | 0 | 0 | 233.3319 | 264.8553 | 241.5974 | 220.5707 | 0 | 0 | 0 | 0 | 0 | 0.97821 | -1.9974 | 25.7461 | 0 | 0 | 0 | 0 | 69.2897 | 85.9143 | 124.0555 | 104.2793 | 0.36823 | 0.38625 | 0.38886 | 0.38905 | 25.5148 | 33.1841 | 48.2402 | 40.5702
12 | 27 | 18 | 564.4272 | 574.2377 | 587.6467 | 599.2907 | 0 | 0 | 0 | 0 | 205.7828 | 181.7975 | 178.2543 | 172.8165 | 0 | 0 | 0 | 0 | 238.9557 | 261.865 | 234.2661 | 209.3337 | 0 | 0 | 0 | 0 | 0 | -6.1525 | -2.7448 | 16.0502 | 0 | 0 | 0 | 0 | 119.6887 | 136.7277 | 177.8711 | 201.0903 | 0.38392 | 0.39924 | 0.39333 | 0.38256 | 45.9512 | 54.5871 | 69.9618 | 76.9291
12 | 27 | 19 | 574.7675 | 586.6797 | 602.4192 | 616.0803 | 0 | 0 | 0 | 0 | 214.2695 | 189.1947 | 185.5073 | 182.3871 | 0 | 0 | 0 | 0 | 249.5925 | 267.9658 | 239.0364 | 212.9234 | 0 | 0 | 0 | 0 | 0 | 15.5112 | 12.6673 | 35.0989 | 0 | 0 | 0 | 0 | 110.9055 | 114.008 | 165.2083 | 185.6709 | 0.38563 | 0.40066 | 0.39478 | 0.38374 | 42.7684 | 45.6787 | 65.2205 | 71.2502
12 | 27 | 20 | 566.6104 | 578.8384 | 594.7994 | 608.5523 | 0 | 0 | 0 | 0 | 216.4708 | 188.2891 | 200.8762 | 209.2725 | 0 | 0 | 0 | 0 | 254.8094 | 263.0274 | 234.2044 | 208.2261 | 0 | 0 | 0 | 0 | 0 | 6.1694 | 7.5211 | 9.4 | 0 | 0 | 0 | 0 | 95.3303 | 121.3525 | 152.1978 | 181.6537 | 0.38498 | 0.40006 | 0.39435 | 0.38314 | 36.7006 | 48.5484 | 60.0195 | 69.5997
12 | 27 | 21 | 552.2759 | 564.3089 | 579.881 | 593.1658 | 0 | 0 | 0 | 0 | 220.4384 | 199.1693 | 197.988 | 222.2475 | 0 | 0 | 0 | 0 | 263.8566 | 251.4649 | 222.507 | 196.4749 | 0 | 0 | 0 | 0 | 0 | 6.1492 | 7.5796 | 9.4 | 0 | 0 | 0 | 0 | 67.9809 | 107.5256 | 151.8064 | 165.0434 | 0.38362 | 0.39918 | 0.39347 | 0.3819 | 26.0789 | 42.922 | 59.7305 | 63.0295
12 | 27 | 22 | 523.6309 | 535.2581 | 550.2248 | 562.9544 | 0 | 0 | 0 | 0 | 225.7998 | 193.1624 | 215.1221 | 198.7206 | 0 | 0 | 0 | 0 | 270.3606 | 248.0932 | 219.1796 | 193.2265 | 0 | 0 | 0 | 0 | 0 | 0 | 7.6268 | 3.129 | 0 | 0 | 0 | 0 | 27.4705 | 94.0024 | 108.2963 | 167.8784 | 0.37803 | 0.39555 | 0.3898 | 0.38045 | 10.3847 | 37.1827 | 42.2144 | 63.8699
12 | 27 | 23 | 481.4339 | 492.5654 | 506.7814 | 518.8517 | 0 | 0 | 0 | 0 | 227.0722 | 219.78 | 189.1675 | 195.6343 | 0 | 0 | 0 | 0 | 286.2177 | 243.5225 | 214.6124 | 188.7266 | 0 | 0 | 0 | 0 | 0 | 7.8358 | 23.4322 | 0 | 0 | 0 | 0 | 0 | -31.856 | 21.4271 | 79.5692 | 134.4908 | 0.36992 | 0.3904 | 0.38503 | 0.37684 | -11.784 | 8.3652 | 30.6365 | 50.6821
12 | 27 | 24 | 434.0907 | 442.8308 | 454.1594 | 463.6519 | 0 | 0 | 0 | 0 | 168.8608 | 160.1528 | 165.846 | 181.3518 | 0 | 0 | 0 | 0 | 290.608 | 239.2713 | 210.2782 | 184.3318 | 0 | 0 | 0 | 0 | 0 | 0 | 7.6644 | 0 | 0 | 0 | 0 | 0 | -25.3782 | 43.4067 | 70.3708 | 97.9684 | 0.36541 | 0.38531 | 0.38012 | 0.36918 | -9.2734 | 16.7251 | 26.7496 | 36.1681
12 | 28 | 1 | 401.8388 | 408.1895 | 416.6716 | 423.5812 | 0 | 0 | 0 | 0 | 229.7385 | 183.7372 | 199.9207 | 153.9754 | 0 | 0 | 0 | 0 | 287.9569 | 240.9644 | 210.4514 | 183.0156 | 0 | 0 | 0 | 0 | 0 | 30.7458 | 13.3703 | 0.57109 | 0 | 0 | 0 | 0 | -115.8565 | -47.2578 | -7.0709 | 86.0192 | 0.36727 | 0.38821 | 0.38242 | 0.37348 | -42.5511 | -18.3457 | -2.7041 | 32.1265
12 | 28 | 2 | 381.7467 | 386.0498 | 392.2019 | 397.0821 | 0 | 0 | 0 | 0 | 201.8104 | 156.3449 | 145.0542 | 143.2916 | 0 | 0 | 0 | 0 | 284.2862 | 247.4489 | 216.7288 | 189.0526 | 0 | 0 | 0 | 0 | 0 | 4.2016 | 2.9846 | 0 | 0 | 0 | 0 | 0 | -104.3499 | -21.9457 | 27.4344 | 64.7379 | 0.36484 | 0.38864 | 0.38295 | 0.37206 | -38.0709 | -8.5289 | 10.506 | 24.0861
12 | 28 | 3 | 371.5898 | 374.0112 | 378.0667 | 381.1255 | 0 | 0 | 0 | 0 | 168.3497 | 135.6228 | 128.247 | 122.8617 | 0 | 0 | 0 | 0 | 285.7407 | 240.5682 | 212.922 | 188.0924 | 0 | 0 | 0 | 0 | 0 | -0.69576 | -3.1116 | 5.2172 | 0 | 0 | 0 | 0 | -82.5006 | -1.4841 | 40.0093 | 64.9541 | 0.36527 | 0.38758 | 0.38231 | 0.37011 | -30.1348 | -0.5752 | 15.296 | 24.0402
12 | 28 | 4 | 367.8348 | 368.8313 | 371.2994 | 372.9561 | 0 | 0 | 0 | 0 | 124.2001 | 143.2394 | 102.8769 | 111.6623 | 0 | 0 | 0 | 0 | 281.9669 | 225.837 | 201.0441 | 178.8428 | 0 | 0 | 0 | 0 | 0 | -1.0141 | -2.886 | -3.2645 | 0 | 0 | 0 | 0 | -38.3321 | 0.769 | 70.2644 | 85.7154 | 0.36475 | 0.38634 | 0.38116 | 0.36859 | -13.9817 | 0.2971 | 26.7818 | 31.5936
12 | 28 | 5 | 375.3483 | 375.2595 | 376.5668 | 377.1948 | 0 | 0 | 0 | 0 | 155.4296 | 163.6996 | 159.9337 | 154.6812 | 0 | 0 | 0 | 0 | 290.0024 | 214.7324 | 193.7498 | 175.1563 | 0 | 0 | 0 | 0 | 0 | 23.3461 | 0 | 0 | 0 | 0 | 0 | 0 | -70.0837 | -26.5186 | 22.8832 | 47.3573 | 0.36472 | 0.38369 | 0.37873 | 0.36539 | -25.5609 | -10.1748 | 8.6666 | 17.3039
12 | 28 | 6 | 398.8143 | 397.4314 | 397.4638 | 397.0068 | 0 | 0 | 0 | 0 | 201.0394 | 177.056 | 182.2689 | 166.57 | 0 | 0 | 0 | 0 | 298.0798 | 206.3131 | 189.7539 | 175.3476 | 0 | 0 | 0 | 0 | 0 | 2.4896 | 17.8189 | -7.5356 | 0 | 0 | 0 | 0 | -100.305 | 11.5726 | 7.6222 | 62.6248 | 0.36467 | 0.38225 | 0.37475 | 0.36382 | -36.5783 | 4.4236 | 2.8564 | 22.7843
12 | 28 | 7 | 429.7712 | 428.1558 | 428.2755 | 428.1264 | 0 | 0 | 0 | 0 | 204.5286 | 179.0186 | 176.1882 | 142.5866 | 0 | 0 | 0 | 0 | 298.9101 | 205.246 | 189.1367 | 175.1179 | 0 | 0 | 0 | 0 | 0 | 24.7448 | 11.3666 | 19.9525 | 0 | 0 | 0 | 0 | -73.6675 | 19.1465 | 51.5841 | 90.4695 | 0.36466 | 0.38514 | 0.37677 | 0.36382 | -26.8638 | 7.3741 | 19.4353 | 32.9148
12 | 28 | 8 | 452.8749 | 451.6927 | 452.8044 | 454.0151 | 0 | 0 | 0 | 0 | 171.7359 | 132.775 | 129.9287 | 99.1915 | 0 | 0 | 0 | 0 | 329.4098 | 237.0182 | 225.8984 | 216.2274 | 0 | 0 | 0 | 0 | 0 | -6.5017 | -4.3169 | -9.3191 | 0 | 0 | 0 | 0 | -48.2708 | 88.4013 | 101.2941 | 147.9154 | 0.36774 | 0.38205 | 0.37719 | 0.38148 | -17.7512 | 33.7733 | 38.2074 | 56.4271
12 | 28 | 9 | 477.8326 | 477.93 | 480.959 | 484.3288 | 0 | 0 | 0 | 0 | 104.3997 | 109.1251 | 96.2292 | 87.0854 | 0 | 0 | 0 | 0 | 353.1961 | 282.8478 | 280.403 | 278.3081 | 0 | 0 | 0 | 0 | 0 | -5.4834 | -1.2805 | 8.5944 | 0 | 0 | 0 | 0 | 20.2368 | 91.4405 | 105.6073 | 110.3409 | 0.37162 | 0.36395 | 0.36521 | 0.3937 | 7.5203 | 33.28 | 38.5687 | 43.4409
12 | 28 | 10 | 496.8008 | 497.18 | 500.5482 | 504.1406 | 0 | 0 | 0 | 0 | 88.4148 | 90.0892 | 68.7739 | 86.7378 | 0 | 0 | 0 | 0 | 361.6632 | 299.1595 | 303.846 | 308.1139 | 0 | 0 | 0 | 0 | 0 | -8.7097 | -24.478 | -33.3338 | 0 | 0 | 0 | 0 | 46.7227 | 116.641 | 152.4063 | 142.6227 | 0.37666 | 0.38397 | 0.38397 | 0 | 17.5988 | 44.787 | 58.5202 | 0
12 | 28 | 11 | 503.8579 | 504.2446 | 507.358 | 510.3665 | 0 | 0 | 0 | 0 | 83.1219 | 73.8357 | 67.9926 | 80.8135 | 0 | 0 | 0 | 0 | 371.5127 | 305.6654 | 310.747 | 315.3 | 0 | 0 | 0 | 0 | 0 | -30.2924 | -28.2 | -28.2 | 0 | 0 | 0 | 0 | 49.2234 | 155.0359 | 156.8184 | 142.4531 | 0.38397 | 0.38397 | 0.38397 | 0 | 18.9005 | 59.5296 | 60.2143 | 0
12 | 28 | 12 | 501.6882 | 502.0123 | 504.8343 | 507.3286 | 0 | 0 | 0 | 0 | 75.2541 | 68.3331 | 62.2713 | 74.0235 | 0 | 0 | 0 | 0 | 380.97 | 315.8098 | 326.8678 | 336.9261 | 0 | 0 | 0 | 0 | 0 | -29.6671 | -28.2 | -28.2 | 0 | 0 | 0 | 0 | 45.4642 | 147.5365 | 143.8953 | 124.5791 | 0.38397 | 0.38397 | 0.38397 | 0 | 17.4571 | 56.65 | 55.2521 | 0
12 | 28 | 13 | 497.8734 | 499.1897 | 503.011 | 506.2975 | 0 | 0 | 0 | 0 | 75.153 | 68.3501 | 66.7736 | 59.9959 | 0 | 0 | 0 | 0 | 378.2353 | 310.8911 | 322.9291 | 333.9314 | 0 | 0 | 0 | 0 | 0 | -29.6671 | -28.2 | -29.3635 | 0 | 0 | 0 | 0 | 44.4851 | 149.6156 | 141.5083 | 141.7337 | 0.38397 | 0.38397 | 0.38397 | 0 | 17.0812 | 57.4483 | 54.3356 | 0
12 | 28 | 14 | 492.2077 | 494.0573 | 498.4724 | 502.3241 | 0 | 0 | 0 | 0 | 75.0471 | 69.1494 | 68.2686 | 59.9959 | 0 | 0 | 0 | 0 | 357.896 | 297.0129 | 303.8173 | 310.1025 | 0 | 0 | 0 | 0 | 0 | -29.6671 | -28.2 | -28.2 | 0 | 0 | 0 | 0 | 59.2645 | 157.5621 | 154.5865 | 160.4256 | 0.38397 | 0.38397 | 0.38397 | 0 | 22.7561 | 60.4996 | 59.3573 | 0
12 | 28 | 15 | 488.471 | 491.0621 | 496.2527 | 500.762 | 0 | 0 | 0 | 0 | 82.3451 | 62.5924 | 71.6312 | 59.9959 | 0 | 0 | 0 | 0 | 370.3994 | 336.1985 | 338.9741 | 341.4249 | 0 | 0 | 0 | 0 | 0 | -16.2458 | -3.9845 | -24.2974 | 0 | 0 | 0 | 0 | 35.7264 | 108.5169 | 89.6319 | 123.6386 | 0.38397 | 0.38397 | 0.38397 | 0 | 13.7181 | 41.6676 | 34.4164 | 0
12 | 28 | 16 | 487.1402 | 491.8077 | 499.2907 | 505.8394 | 0 | 0 | 0 | 0 | 130.4219 | 100.773 | 123.3702 | 140.1355 | 0 | 0 | 0 | 0 | 349.7964 | 318.8097 | 314.1756 | 310.0477 | 0 | 0 | 0 | 0 | 0 | -1.4671 | -0.34478 | 4.2421 | 0 | 0 | 0 | 0 | 6.9218 | 73.692 | 62.0897 | 51.4141 | 0.37613 | 0.37654 | 0.3735 | 0.38586 | 2.6035 | 27.748 | 23.1904 | 19.8389
12 | 28 | 17 | 500.9566 | 506.7693 | 515.5219 | 523.118 | 0 | 0 | 0 | 0 | 192.956 | 149.4682 | 146.0989 | 166.57 | 0 | 0 | 0 | 0 | 284.0983 | 232.0122 | 219.3843 | 208.4923 | 0 | 0 | 0 | 0 | 0 | 0.97821 | -1.9974 | 25.7461 | 0 | 0 | 0 | 0 | 23.9022 | 124.3107 | 152.0361 | 122.3096 | 0.36823 | 0.38625 | 0.38886 | 0.38905 | 8.8016 | 48.0146 | 59.1207 | 47.585
12 | 28 | 18 | 558.9245 | 568.5565 | 581.7464 | 593.2017 | 0 | 0 | 0 | 0 | 205.7828 | 181.7975 | 178.2543 | 172.8165 | 0 | 0 | 0 | 0 | 274.7922 | 217.5873 | 204.4743 | 193.2096 | 0 | 0 | 0 | 0 | 0 | -6.1525 | -2.7448 | 16.0502 | 0 | 0 | 0 | 0 | 78.3495 | 175.3243 | 201.7626 | 211.1253 | 0.38392 | 0.39924 | 0.39333 | 0.38256 | 30.0801 | 69.9963 | 79.3591 | 80.7681
12 | 28 | 19 | 565.0538 | 576.651 | 592.0036 | 605.3315 | 0 | 0 | 0 | 0 | 214.2695 | 189.1947 | 185.5073 | 182.3871 | 0 | 0 | 0 | 0 | 270.3219 | 219.8744 | 205.8187 | 193.6659 | 0 | 0 | 0 | 0 | 0 | 15.5112 | 12.6673 | 35.0989 | 0 | 0 | 0 | 0 | 80.4623 | 152.0706 | 188.0103 | 194.1796 | 0.38563 | 0.40066 | 0.39478 | 0.38374 | 31.0286 | 60.929 | 74.2222 | 74.5154
12 | 28 | 20 | 553.7472 | 565.5581 | 581.0069 | 594.3184 | 0 | 0 | 0 | 0 | 216.4708 | 188.2891 | 200.8762 | 209.2725 | 0 | 0 | 0 | 0 | 265.5513 | 218.8756 | 204.5769 | 192.2114 | 0 | 0 | 0 | 0 | 0 | 6.1694 | 7.5211 | 9.4 | 0 | 0 | 0 | 0 | 71.7252 | 152.2239 | 168.0327 | 183.4345 | 0.38498 | 0.40006 | 0.39435 | 0.38314 | 27.6131 | 60.8988 | 66.264 | 70.282
12 | 28 | 21 | 537.5372 | 549.0923 | 564.0774 | 576.8565 | 0 | 0 | 0 | 0 | 220.4384 | 199.1693 | 197.988 | 222.2475 | 0 | 0 | 0 | 0 | 260.103 | 225.8146 | 209.8484 | 195.8887 | 0 | 0 | 0 | 0 | 0 | 6.1492 | 7.5796 | 9.4 | 0 | 0 | 0 | 0 | 56.9958 | 117.9592 | 148.6613 | 149.3204 | 0.38362 | 0.39918 | 0.39347 | 0.3819 | 21.8648 | 47.0869 | 58.4931 | 57.025
12 | 28 | 22 | 512.7494 | 524.0237 | 538.5571 | 550.9134 | 0 | 0 | 0 | 0 | 225.7998 | 193.1624 | 215.1221 | 198.7206 | 0 | 0 | 0 | 0 | 252.4187 | 230.5567 | 212.6164 | 196.7547 | 0 | 0 | 0 | 0 | 0 | 0 | 7.6268 | 3.129 | 0 | 0 | 0 | 0 | 34.5309 | 100.3045 | 103.1918 | 152.3091 | 0.37803 | 0.39555 | 0.3898 | 0.38045 | 13.0538 | 39.6755 | 40.2246 | 57.9465
12 | 28 | 23 | 470.1455 | 480.9109 | 494.6774 | 506.3604 | 0 | 0 | 0 | 0 | 227.0722 | 219.78 | 189.1675 | 195.6343 | 0 | 0 | 0 | 0 | 251.332 | 231.8729 | 212.9065 | 196.0664 | 0 | 0 | 0 | 0 | 0 | 7.8358 | 23.4322 | 0 | 0 | 0 | 0 | 0 | -8.2588 | 21.4222 | 69.1711 | 114.6597 | 0.36992 | 0.3904 | 0.38503 | 0.37684 | -3.0551 | 8.3633 | 26.633 | 43.2089
12 | 28 | 24 | 429.5434 | 438.1361 | 449.2836 | 458.6201 | 0 | 0 | 0 | 0 | 168.8608 | 160.1528 | 165.846 | 181.3518 | 0 | 0 | 0 | 0 | 251.3237 | 231.8519 | 212.1572 | 194.6271 | 0 | 0 | 0 | 0 | 0 | 0 | 7.6644 | 0 | 0 | 0 | 0 | 0 | 9.3589 | 46.1314 | 63.616 | 82.6413 | 0.36541 | 0.38531 | 0.38012 | 0.36918 | 3.4198 | 17.775 | 24.182 | 30.5096
12 | 29 | 1 | 396.0884 | 402.2526 | 410.5057 | 417.2181 | 0 | 0 | 0 | 0 | 229.7385 | 183.7372 | 199.9207 | 153.9754 | 0 | 0 | 0 | 0 | 251.6425 | 233.6252 | 213.9797 | 196.4913 | 0 | 0 | 0 | 0 | 0 | 30.7458 | 13.3703 | 0.57109 | 0 | 0 | 0 | 0 | -85.2925 | -45.8556 | -16.7651 | 66.1803 | 0.36727 | 0.38821 | 0.38242 | 0.37348 | -31.3258 | -17.8014 | -6.4114 | 24.717
12 | 29 | 2 | 373.3246 | 377.3545 | 383.1713 | 387.7625 | 0 | 0 | 0 | 0 | 201.8104 | 156.3449 | 145.0542 | 143.2916 | 0 | 0 | 0 | 0 | 253.2687 | 226.0455 | 208.1791 | 192.3984 | 0 | 0 | 0 | 0 | 0 | 4.2016 | 2.9846 | 0 | 0 | 0 | 0 | 0 | -81.7545 | -9.2375 | 26.9535 | 52.0725 | 0.36484 | 0.38864 | 0.38295 | 0.37206 | -29.8272 | -3.59 | 10.3219 | 19.3739
12 | 29 | 3 | 360.1775 | 362.2288 | 365.8299 | 368.497 | 0 | 0 | 0 | 0 | 168.3497 | 135.6228 | 128.247 | 122.8617 | 0 | 0 | 0 | 0 | 260.2978 | 218.4112 | 202.4413 | 188.5052 | 0 | 0 | 0 | 0 | 0 | -0.69576 | -3.1116 | 5.2172 | 0 | 0 | 0 | 0 | -68.4701 | 8.8905 | 38.2532 | 51.9129 | 0.36527 | 0.38758 | 0.38231 | 0.37011 | -25.0099 | 3.4458 | 14.6246 | 19.2135
12 | 29 | 4 | 354.9539 | 355.5327 | 357.4879 | 358.7026 | 0 | 0 | 0 | 0 | 124.2001 | 143.2394 | 102.8769 | 111.6623 | 0 | 0 | 0 | 0 | 261.7281 | 217.5254 | 200.9324 | 186.4149 | 0 | 0 | 0 | 0 | 0 | -1.0141 | -2.886 | -3.2645 | 0 | 0 | 0 | 0 | -30.9742 | -4.218 | 56.5646 | 63.8899 | 0.36475 | 0.38634 | 0.38116 | 0.36859 | -11.2979 | -1.6296 | 21.56 | 23.549
12 | 29 | 5 | 356.2039 | 355.4943 | 356.0392 | 356.0104 | 0 | 0 | 0 | 0 | 155.4296 | 163.6996 | 159.9337 | 154.6812 | 0 | 0 | 0 | 0 | 253.5442 | 215.3511 | 198.1305 | 183.0133 | 0 | 0 | 0 | 0 | 0 | 23.3461 | 0 | 0 | 0 | 0 | 0 | 0 | -52.7699 | -46.9025 | -2.0251 | 18.3159 | 0.36472 | 0.38369 | 0.37873 | 0.36539 | -19.2462 | -17.9959 | -0.76695 | 6.6925
12 | 29 | 6 | 364.6834 | 362.1937 | 360.8671 | 359.239 | 0 | 0 | 0 | 0 | 201.0394 | 177.056 | 182.2689 | 166.57 | 0 | 0 | 0 | 0 | 251.3435 | 211.0109 | 194.8402 | 180.7321 | 0 | 0 | 0 | 0 | 0 | 2.4896 | 17.8189 | -7.5356 | 0 | 0 | 0 | 0 | -87.6995 | -28.3628 | -34.0608 | 19.4725 | 0.36467 | 0.38225 | 0.37475 | 0.36382 | -31.9814 | -10.8416 | -12.7642 | 7.0845
12 | 29 | 7 | 375.9121 | 372.5502 | 370.5252 | 368.5281 | 0 | 0 | 0 | 0 | 204.5286 | 179.0186 | 176.1882 | 142.5866 | 0 | 0 | 0 | 0 | 250.1373 | 208.8731 | 192.998 | 179.165 | 0 | 0 | 0 | 0 | 0 | 24.7448 | 11.3666 | 19.9525 | 0 | 0 | 0 | 0 | -78.7538 | -40.0864 | -10.0276 | 26.824 | 0.36466 | 0.38514 | 0.37677 | 0.36382 | -28.7185 | -15.439 | -3.7781 | 9.7592
12 | 29 | 8 | 386.7011 | 383.373 | 381.8496 | 380.7898 | 0 | 0 | 0 | 0 | 171.7359 | 132.775 | 129.9287 | 99.1915 | 0 | 0 | 0 | 0 | 268.259 | 235.6727 | 225.1996 | 216.1104 | 0 | 0 | 0 | 0 | 0 | -6.5017 | -4.3169 | -9.3191 | 0 | 0 | 0 | 0 | -53.2939 | 21.427 | 31.0382 | 74.8071 | 0.36774 | 0.38205 | 0.37719 | 0.38148 | -19.5984 | 8.1861 | 11.7074 | 28.5376
12 | 29 | 9 | 409.0048 | 406.8702 | 407.1585 | 408.1667 | 0 | 0 | 0 | 0 | 104.3997 | 109.1251 | 96.2292 | 87.0854 | 0 | 0 | 0 | 0 | 289.6944 | 278.43 | 286.0947 | 293.4238 | 0 | 0 | 0 | 0 | 0 | -5.4834 | -1.2805 | 8.5944 | 0 | 0 | 0 | 0 | 14.9106 | 24.7985 | 26.115 | 19.0631 | 0.37162 | 0.36395 | 0.36521 | 0.3937 | 5.541 | 9.0255 | 9.5375 | 7.5051
12 | 29 | 10 | 429.8307 | 428.0383 | 428.7397 | 430.0343 | 0 | 0 | 0 | 0 | 88.4148 | 90.0892 | 68.7739 | 86.7378 | 0 | 0 | 0 | 0 | 307.3983 | 323.0725 | 342.2119 | 359.8373 | 0 | 0 | 0 | 0 | 0 | -8.7097 | -24.478 | -33.3338 | 0 | 0 | 0 | 0 | 34.0175 | 23.5863 | 42.2319 | 16.793 | 0.37666 | 0.38397 | 0.38397 | 0 | 12.8132 | 9.0565 | 16.216 | 0
12 | 29 | 11 | 440.8158 | 439.1582 | 439.7613 | 440.6067 | 0 | 0 | 0 | 0 | 83.1219 | 73.8357 | 67.9926 | 80.8135 | 0 | 0 | 0 | 0 | 315.8589 | 344.5289 | 374.4092 | 401.8699 | 0 | 0 | 0 | 0 | 0 | -30.2924 | -28.2 | -28.2 | 0 | 0 | 0 | 0 | 41.8351 | 51.086 | 25.5595 | -13.8767 | 0.38397 | 0.38397 | 0.38397 | 0 | 16.0636 | 19.6157 | 9.8142 | 0
12 | 29 | 12 | 443.5649 | 442.0043 | 442.5117 | 443.0118 | 0 | 0 | 0 | 0 | 75.2541 | 68.3331 | 62.2713 | 74.0235 | 0 | 0 | 0 | 0 | 325.3522 | 357.7701 | 395.3086 | 429.823 | 0 | 0 | 0 | 0 | 0 | -29.6671 | -28.2 | -28.2 | 0 | 0 | 0 | 0 | 42.9587 | 45.5682 | 13.1318 | -32.6347 | 0.38397 | 0.38397 | 0.38397 | 0 | 16.4951 | 17.497 | 5.0423 | 0
12 | 29 | 13 | 439.5024 | 438.9259 | 440.4228 | 441.7065 | 0 | 0 | 0 | 0 | 75.153 | 68.3501 | 66.7736 | 59.9959 | 0 | 0 | 0 | 0 | 329.3055 | 369.9285 | 408.5223 | 444.023 | 0 | 0 | 0 | 0 | 0 | -29.6671 | -28.2 | -29.3635 | 0 | 0 | 0 | 0 | 35.0439 | 30.3144 | -6.6731 | -32.9489 | 0.38397 | 0.38397 | 0.38397 | 0 | 13.456 | 11.6399 | -2.5623 | 0
12 | 29 | 14 | 430.1741 | 430.0121 | 431.957 | 433.6802 | 0 | 0 | 0 | 0 | 75.0471 | 69.1494 | 68.2686 | 59.9959 | 0 | 0 | 0 | 0 | 335.1195 | 370.0829 | 405.9643 | 439.0753 | 0 | 0 | 0 | 0 | 0 | -29.6671 | -28.2 | -28.2 | 0 | 0 | 0 | 0 | 20.0075 | 20.4468 | -14.0758 | -37.191 | 0.38397 | 0.38397 | 0.38397 | 0 | 7.6824 | 7.851 | -5.4048 | 0
12 | 29 | 15 | 423.978 | 424.4777 | 427.1003 | 429.3967 | 0 | 0 | 0 | 0 | 82.3451 | 62.5924 | 71.6312 | 59.9959 | 0 | 0 | 0 | 0 | 309.2289 | 322.1266 | 351.4381 | 378.7849 | 0 | 0 | 0 | 0 | 0 | -16.2458 | -3.9845 | -24.2974 | 0 | 0 | 0 | 0 | 32.404 | 56.0045 | 8.0155 | 14.9132 | 0.38397 | 0.38397 | 0.38397 | 0 | 12.4423 | 21.5042 | 3.0777 | 0
12 | 29 | 16 | 424.2573 | 426.8857 | 431.8647 | 436.2558 | 0 | 0 | 0 | 0 | 130.4219 | 100.773 | 123.3702 | 140.1355 | 0 | 0 | 0 | 0 | 305.8065 | 299.6223 | 310.2954 | 320.6351 | 0 | 0 | 0 | 0 | 0 | -1.4671 | -0.34478 | 4.2421 | 0 | 0 | 0 | 0 | -11.971 | 27.9575 | -1.4562 | -28.7569 | 0.37613 | 0.37654 | 0.3735 | 0.38586 | -4.5027 | 10.5271 | -0.54388 | -11.0963
12 | 29 | 17 | 445.5758 | 449.5926 | 456.1399 | 461.8359 | 0 | 0 | 0 | 0 | 192.956 | 149.4682 | 146.0989 | 166.57 | 0 | 0 | 0 | 0 | 259.8309 | 208.4171 | 199.0056 | 191.2846 | 0 | 0 | 0 | 0 | 0 | 0.97821 | -1.9974 | 25.7461 | 0 | 0 | 0 | 0 | -7.2112 | 90.7291 | 113.0329 | 78.2352 | 0.36823 | 0.38625 | 0.38886 | 0.38905 | -2.6554 | 35.0438 | 43.9539 | 30.4377
12 | 29 | 18 | 516.1946 | 524.441 | 535.9294 | 545.9185 | 0 | 0 | 0 | 0 | 205.7828 | 181.7975 | 178.2543 | 172.8165 | 0 | 0 | 0 | 0 | 263.164 | 195.7604 | 179.5919 | 165.5716 | 0 | 0 | 0 | 0 | 0 | -6.1525 | -2.7448 | 16.0502 | 0 | 0 | 0 | 0 | 47.2478 | 153.0356 | 180.828 | 191.4801 | 0.38392 | 0.39924 | 0.39333 | 0.38256 | 18.1395 | 61.0978 | 71.1249 | 73.2526
12 | 29 | 19 | 523.6155 | 533.8689 | 547.5715 | 559.4776 | 0 | 0 | 0 | 0 | 214.2695 | 189.1947 | 185.5073 | 182.3871 | 0 | 0 | 0 | 0 | 275.391 | 202.9057 | 183.3177 | 166.015 | 0 | 0 | 0 | 0 | 0 | 15.5112 | 12.6673 | 35.0989 | 0 | 0 | 0 | 0 | 33.955 | 126.2574 | 166.0792 | 175.9765 | 0.38563 | 0.40066 | 0.39478 | 0.38374 | 13.094 | 50.5866 | 65.5643 | 67.53
12 | 29 | 20 | 514.6268 | 525.1691 | 539.0601 | 551.0293 | 0 | 0 | 0 | 0 | 216.4708 | 188.2891 | 200.8762 | 209.2725 | 0 | 0 | 0 | 0 | 272.2274 | 200.9204 | 181.5844 | 164.5112 | 0 | 0 | 0 | 0 | 0 | 6.1694 | 7.5211 | 9.4 | 0 | 0 | 0 | 0 | 25.9286 | 129.7902 | 149.0784 | 167.8456 | 0.38498 | 0.40006 | 0.39435 | 0.38314 | 9.9821 | 51.9239 | 58.7893 | 64.3092
12 | 29 | 21 | 501.5309 | 511.9183 | 525.4697 | 537.0134 | 0 | 0 | 0 | 0 | 220.4384 | 199.1693 | 197.988 | 222.2475 | 0 | 0 | 0 | 0 | 267.0217 | 204.5917 | 185.5586 | 168.7652 | 0 | 0 | 0 | 0 | 0 | 6.1492 | 7.5796 | 9.4 | 0 | 0 | 0 | 0 | 14.0708 | 102.0082 | 134.3434 | 136.6007 | 0.38362 | 0.39918 | 0.39347 | 0.3819 | 5.3978 | 40.7195 | 52.8595 | 52.1674
12 | 29 | 22 | 478.937 | 489.1149 | 502.3018 | 513.498 | 0 | 0 | 0 | 0 | 225.7998 | 193.1624 | 215.1221 | 198.7206 | 0 | 0 | 0 | 0 | 264.2672 | 220.5794 | 199.7584 | 181.2625 | 0 | 0 | 0 | 0 | 0 | 0 | 7.6268 | 3.129 | 0 | 0 | 0 | 0 | -11.13 | 75.373 | 79.7946 | 130.3859 | 0.37803 | 0.39555 | 0.3898 | 0.38045 | -4.2075 | 29.8138 | 31.1043 | 49.6058
12 | 29 | 23 | 448.4001 | 458.4603 | 471.361 | 482.2978 | 0 | 0 | 0 | 0 | 227.0722 | 219.78 | 189.1675 | 195.6343 | 0 | 0 | 0 | 0 | 260.9554 | 233.2654 | 211.9053 | 192.8982 | 0 | 0 | 0 | 0 | 0 | 7.8358 | 23.4322 | 0 | 0 | 0 | 0 | 0 | -39.6276 | -2.4209 | 46.8559 | 93.7653 | 0.36992 | 0.3904 | 0.38503 | 0.37684 | -14.6588 | -0.94513 | 18.0409 | 35.3349
12 | 29 | 24 | 411.3368 | 419.3391 | 429.7616 | 438.4734 | 0 | 0 | 0 | 0 | 168.8608 | 160.1528 | 165.846 | 181.3518 | 0 | 0 | 0 | 0 | 264.1166 | 241.2418 | 219.0537 | 199.2498 | 0 | 0 | 0 | 0 | 0 | 0 | 7.6644 | 0 | 0 | 0 | 0 | 0 | -21.6407 | 17.9445 | 37.1975 | 57.8719 | 0.36541 | 0.38531 | 0.38012 | 0.36918 | -7.9077 | 6.9142 | 14.1397 | 21.3652
12 | 30 | 1 | 389.5241 | 395.4755 | 403.4671 | 409.9543 | 0 | 0 | 0 | 0 | 229.7385 | 183.7372 | 199.9207 | 153.9754 | 0 | 0 | 0 | 0 | 270.082 | 248.3014 | 225.6879 | 205.4718 | 0 | 0 | 0 | 0 | 0 | 30.7458 | 13.3703 | 0.57109 | 0 | 0 | 0 | 0 | -110.2964 | -67.3089 | -35.5118 | 49.936 | 0.36727 | 0.38821 | 0.38242 | 0.37348 | -40.509 | -26.1297 | -13.5806 | 18.6501
12 | 30 | 2 | 372.493 | 376.496 | 382.2797 | 386.8423 | 0 | 0 | 0 | 0 | 201.8104 | 156.3449 | 145.0542 | 143.2916 | 0 | 0 | 0 | 0 | 283.7141 | 250.2179 | 228.6478 | 209.461 | 0 | 0 | 0 | 0 | 0 | 4.2016 | 2.9846 | 0 | 0 | 0 | 0 | 0 | -113.0315 | -34.2684 | 5.5931 | 34.0897 | 0.36484 | 0.38864 | 0.38295 | 0.37206 | -41.2383 | -13.3179 | 2.1419 | 12.6833
12 | 30 | 3 | 360.7614 | 362.8316 | 366.4559 | 369.1432 | 0 | 0 | 0 | 0 | 168.3497 | 135.6228 | 128.247 | 122.8617 | 0 | 0 | 0 | 0 | 303.0367 | 252.5923 | 232.5742 | 214.9083 | 0 | 0 | 0 | 0 | 0 | -0.69576 | -3.1116 | 5.2172 | 0 | 0 | 0 | 0 | -110.6251 | -24.6878 | 8.7463 | 26.1559 | 0.36527 | 0.38758 | 0.38231 | 0.37011 | -40.4078 | -9.5685 | 3.3438 | 9.6806
12 | 30 | 4 | 355.6263 | 356.2268 | 358.2088 | 359.4466 | 0 | 0 | 0 | 0 | 124.2001 | 143.2394 | 102.8769 | 111.6623 | 0 | 0 | 0 | 0 | 313.331 | 253.5525 | 234.7929 | 218.3562 | 0 | 0 | 0 | 0 | 0 | -1.0141 | -2.886 | -3.2645 | 0 | 0 | 0 | 0 | -81.9048 | -39.551 | 23.425 | 32.6925 | 0.36475 | 0.38634 | 0.38116 | 0.36859 | -29.8749 | -15.2803 | 8.9286 | 12.0501
12 | 30 | 5 | 356.2747 | 355.5674 | 356.1151 | 356.0887 | 0 | 0 | 0 | 0 | 155.4296 | 163.6996 | 159.9337 | 154.6812 | 0 | 0 | 0 | 0 | 310.895 | 254.7673 | 235.3899 | 218.364 | 0 | 0 | 0 | 0 | 0 | 23.3461 | 0 | 0 | 0 | 0 | 0 | 0 | -110.0499 | -86.2456 | -39.2085 | -16.9565 | 0.36472 | 0.38369 | 0.37873 | 0.36539 | -40.1374 | -33.0913 | -14.8495 | -6.1957
12 | 30 | 6 | 362.2417 | 359.6728 | 358.249 | 356.5371 | 0 | 0 | 0 | 0 | 201.0394 | 177.056 | 182.2689 | 166.57 | 0 | 0 | 0 | 0 | 312.3565 | 254.616 | 235.2403 | 218.2318 | 0 | 0 | 0 | 0 | 0 | 2.4896 | 17.8189 | -7.5356 | 0 | 0 | 0 | 0 | -151.1542 | -74.4888 | -77.0791 | -20.7291 | 0.36467 | 0.38225 | 0.37475 | 0.36382 | -55.1215 | -28.4731 | -28.8852 | -7.5417
12 | 30 | 7 | 369.047 | 365.4624 | 363.1641 | 360.9315 | 0 | 0 | 0 | 0 | 204.5286 | 179.0186 | 176.1882 | 142.5866 | 0 | 0 | 0 | 0 | 323.7734 | 258.4207 | 239.4221 | 222.7781 | 0 | 0 | 0 | 0 | 0 | 24.7448 | 11.3666 | 19.9525 | 0 | 0 | 0 | 0 | -159.255 | -96.7217 | -63.8127 | -24.3857 | 0.36466 | 0.38514 | 0.37677 | 0.36382 | -58.0743 | -37.2518 | -24.0427 | -8.8721
12 | 30 | 8 | 377.4297 | 373.801 | 371.9083 | 370.5305 | 0 | 0 | 0 | 0 | 171.7359 | 132.775 | 129.9287 | 99.1915 | 0 | 0 | 0 | 0 | 371.5233 | 306.5314 | 294.8239 | 284.6268 | 0 | 0 | 0 | 0 | 0 | -6.5017 | -4.3169 | -9.3191 | 0 | 0 | 0 | 0 | -165.8296 | -59.0038 | -48.5273 | -3.9687 | 0.36774 | 0.38205 | 0.37719 | 0.38148 | -60.9825 | -22.5422 | -18.3042 | -1.514
12 | 30 | 9 | 395.9292 | 393.3707 | 393.1383 | 393.6978 | 0 | 0 | 0 | 0 | 104.3997 | 109.1251 | 96.2292 | 87.0854 | 0 | 0 | 0 | 0 | 446.9095 | 435.8939 | 438.3697 | 440.4264 | 0 | 0 | 0 | 0 | 0 | -5.4834 | -1.2805 | 8.5944 | 0 | 0 | 0 | 0 | -155.3799 | -146.165 | -140.1801 | -142.4084 | 0.37162 | 0.36395 | 0.36521 | 0.3937 | -57.7417 | -53.1972 | -51.195 | -56.0658
12 | 30 | 10 | 410.3325 | 407.9077 | 407.8327 | 408.4583 | 0 | 0 | 0 | 0 | 88.4148 | 90.0892 | 68.7739 | 86.7378 | 0 | 0 | 0 | 0 | 466.2455 | 501.5744 | 515.1981 | 526.9508 | 0 | 0 | 0 | 0 | 0 | -8.7097 | -24.478 | -33.3338 | 0 | 0 | 0 | 0 | -144.3279 | -175.0463 | -151.6613 | -171.8966 | 0.37666 | 0.38397 | 0.38397 | 0 | -54.3632 | -67.213 | -58.2341 | 0
12 | 30 | 11 | 418.2743 | 415.8857 | 415.5911 | 415.6631 | 0 | 0 | 0 | 0 | 83.1219 | 73.8357 | 67.9926 | 80.8135 | 0 | 0 | 0 | 0 | 472.9578 | 529.5185 | 547.7644 | 563.5418 | 0 | 0 | 0 | 0 | 0 | -30.2924 | -28.2 | -28.2 | 0 | 0 | 0 | 0 | -137.8054 | -157.1762 | -171.9659 | -200.4922 | 0.38397 | 0.38397 | 0.38397 | 0 | -52.9138 | -60.3514 | -66.0306 | 0
12 | 30 | 12 | 418.387 | 416.0099 | 415.5148 | 415.1509 | 0 | 0 | 0 | 0 | 75.2541 | 68.3331 | 62.2713 | 74.0235 | 0 | 0 | 0 | 0 | 491.8709 | 565.2413 | 589.2772 | 610.2326 | 0 | 0 | 0 | 0 | 0 | -29.6671 | -28.2 | -28.2 | 0 | 0 | 0 | 0 | -148.738 | -187.8974 | -207.8337 | -240.9051 | 0.38397 | 0.38397 | 0.38397 | 0 | -57.1116 | -72.1475 | -79.8029 | 0
12 | 30 | 13 | 415.9169 | 414.5756 | 415.1334 | 415.6078 | 0 | 0 | 0 | 0 | 75.153 | 68.3501 | 66.7736 | 59.9959 | 0 | 0 | 0 | 0 | 489.5866 | 568.013 | 596.3457 | 621.2841 | 0 | 0 | 0 | 0 | 0 | -29.6671 | -28.2 | -29.3635 | 0 | 0 | 0 | 0 | -148.8226 | -192.1205 | -219.786 | -236.3087 | 0.38397 | 0.38397 | 0.38397 | 0 | -57.1441 | -73.7691 | -84.3922 | 0
12 | 30 | 14 | 411.8436 | 411.0872 | 412.3022 | 413.3964 | 0 | 0 | 0 | 0 | 75.0471 | 69.1494 | 68.2686 | 59.9959 | 0 | 0 | 0 | 0 | 480.0871 | 565.0906 | 588.2106 | 608.4211 | 0 | 0 | 0 | 0 | 0 | -29.6671 | -28.2 | -28.2 | 0 | 0 | 0 | 0 | -143.2906 | -193.4857 | -215.977 | -226.8205 | 0.38397 | 0.38397 | 0.38397 | 0 | -55.02 | -74.2933 | -82.9297 | 0
12 | 30 | 15 | 407.9477 | 407.9276 | 409.9118 | 411.6581 | 0 | 0 | 0 | 0 | 82.3451 | 62.5924 | 71.6312 | 59.9959 | 0 | 0 | 0 | 0 | 455.7338 | 536.9961 | 553.1574 | 567.2037 | 0 | 0 | 0 | 0 | 0 | -16.2458 | -3.9845 | -24.2974 | 0 | 0 | 0 | 0 | -130.1313 | -175.4152 | -210.8923 | -191.2441 | 0.38397 | 0.38397 | 0.38397 | 0 | -49.9671 | -67.3547 | -80.9773 | 0
12 | 30 | 16 | 409.3948 | 411.5411 | 415.9283 | 419.8094 | 0 | 0 | 0 | 0 | 130.4219 | 100.773 | 123.3702 | 140.1355 | 0 | 0 | 0 | 0 | 386.0794 | 455.2654 | 455.2392 | 454.8515 | 0 | 0 | 0 | 0 | 0 | -1.4671 | -0.34478 | 4.2421 | 0 | 0 | 0 | 0 | -107.1065 | -143.0302 | -162.3363 | -179.4196 | 0.37613 | 0.37654 | 0.3735 | 0.38586 | -40.2863 | -53.8565 | -60.6325 | -69.2317
12 | 30 | 17 | 430.9079 | 434.449 | 440.4123 | 445.6049 | 0 | 0 | 0 | 0 | 192.956 | 149.4682 | 146.0989 | 166.57 | 0 | 0 | 0 | 0 | 306.2249 | 311.416 | 293.6659 | 278.0135 | 0 | 0 | 0 | 0 | 0 | 0.97821 | -1.9974 | 25.7461 | 0 | 0 | 0 | 0 | -68.2731 | -27.4133 | 2.6449 | -24.7247 | 0.36823 | 0.38625 | 0.38886 | 0.38905 | -25.1405 | -10.5883 | 1.0285 | -9.6192
12 | 30 | 18 | 502.8006 | 510.6127 | 521.5677 | 531.0972 | 0 | 0 | 0 | 0 | 205.7828 | 181.7975 | 178.2543 | 172.8165 | 0 | 0 | 0 | 0 | 313.3822 | 269.4862 | 251.61 | 236.3499 | 0 | 0 | 0 | 0 | 0 | -6.1525 | -2.7448 | 16.0502 | 0 | 0 | 0 | 0 | -16.3645 | 65.4814 | 94.4482 | 105.8805 | 0.38392 | 0.39924 | 0.39333 | 0.38256 | -6.2827 | 26.1427 | 37.1492 | 40.5057
12 | 30 | 19 | 517.0335 | 527.0735 | 540.514 | 552.1942 | 0 | 0 | 0 | 0 | 214.2695 | 189.1947 | 185.5073 | 182.3871 | 0 | 0 | 0 | 0 | 296.7973 | 266.516 | 246.9629 | 230.0882 | 0 | 0 | 0 | 0 | 0 | 15.5112 | 12.6673 | 35.0989 | 0 | 0 | 0 | 0 | 5.9667 | 55.8516 | 95.3765 | 104.62 | 0.38563 | 0.40066 | 0.39478 | 0.38374 | 2.3009 | 22.3777 | 37.6525 | 40.1474
12 | 30 | 20 | 512.7336 | 523.2145 | 537.0301 | 548.9344 | 0 | 0 | 0 | 0 | 216.4708 | 188.2891 | 200.8762 | 209.2725 | 0 | 0 | 0 | 0 | 281.4212 | 264.4431 | 243.0218 | 224.3199 | 0 | 0 | 0 | 0 | 0 | 6.1694 | 7.5211 | 9.4 | 0 | 0 | 0 | 0 | 14.8416 | 64.3129 | 85.611 | 105.942 | 0.38498 | 0.40006 | 0.39435 | 0.38314 | 5.7138 | 25.729 | 33.7609 | 40.5911
12 | 30 | 21 | 500.4162 | 510.7675 | 524.2744 | 535.7799 | 0 | 0 | 0 | 0 | 220.4384 | 199.1693 | 197.988 | 222.2475 | 0 | 0 | 0 | 0 | 262.0096 | 259.4402 | 236.9718 | 217.1964 | 0 | 0 | 0 | 0 | 0 | 6.1492 | 7.5796 | 9.4 | 0 | 0 | 0 | 0 | 17.9681 | 46.0088 | 81.735 | 86.936 | 0.38362 | 0.39918 | 0.39347 | 0.3819 | 6.8929 | 18.3657 | 32.1599 | 33.2006
12 | 30 | 22 | 482.4758 | 492.7683 | 506.0962 | 517.4138 | 0 | 0 | 0 | 0 | 225.7998 | 193.1624 | 215.1221 | 198.7206 | 0 | 0 | 0 | 0 | 260.8756 | 255.3766 | 234.4332 | 216.0825 | 0 | 0 | 0 | 0 | 0 | 0 | 7.6268 | 3.129 | 0 | 0 | 0 | 0 | -4.1996 | 44.2293 | 48.9141 | 99.4817 | 0.37803 | 0.39555 | 0.3898 | 0.38045 | -1.5876 | 17.4949 | 19.0669 | 37.8481
12 | 30 | 23 | 455.4067 | 465.6942 | 478.8738 | 490.0511 | 0 | 0 | 0 | 0 | 227.0722 | 219.78 | 189.1675 | 195.6343 | 0 | 0 | 0 | 0 | 260.3996 | 255.9482 | 234.1455 | 215.0052 | 0 | 0 | 0 | 0 | 0 | 7.8358 | 23.4322 | 0 | 0 | 0 | 0 | 0 | -32.0651 | -17.8698 | 32.1285 | 79.4116 | 0.36992 | 0.3904 | 0.38503 | 0.37684 | -11.8614 | -6.9764 | 12.3704 | 29.9258
12 | 30 | 24 | 418.2727 | 426.4999 | 437.1986 | 446.1483 | 0 | 0 | 0 | 0 | 168.8608 | 160.1528 | 165.846 | 181.3518 | 0 | 0 | 0 | 0 | 244.5439 | 251.3907 | 228.0351 | 207.3847 | 0 | 0 | 0 | 0 | 0 | 0 | 7.6644 | 0 | 0 | 0 | 0 | 0 | 4.8679 | 14.9564 | 35.6531 | 57.4119 | 0.36541 | 0.38531 | 0.38012 | 0.36918 | 1.7788 | 5.7629 | 13.5526 | 21.1954
12 | 31 | 1 | 390.0372 | 396.0052 | 404.0173 | 410.5221 | 0 | 0 | 0 | 0 | 229.7385 | 183.7372 | 199.9207 | 153.9754 | 0 | 0 | 0 | 0 | 236.4513 | 249.74 | 225.3165 | 203.6515 | 0 | 0 | 0 | 0 | 0 | 30.7458 | 13.3703 | 0.57109 | 0 | 0 | 0 | 0 | -76.1525 | -68.2178 | -34.5903 | 52.3241 | 0.36727 | 0.38821 | 0.38242 | 0.37348 | -27.9689 | -26.4825 | -13.2281 | 19.542
12 | 31 | 2 | 372.5638 | 376.569 | 382.3556 | 386.9206 | 0 | 0 | 0 | 0 | 201.8104 | 156.3449 | 145.0542 | 143.2916 | 0 | 0 | 0 | 0 | 228.2263 | 250.2933 | 224.3941 | 201.3264 | 0 | 0 | 0 | 0 | 0 | 4.2016 | 2.9846 | 0 | 0 | 0 | 0 | 0 | -57.473 | -34.2708 | 9.9226 | 42.3026 | 0.36484 | 0.38864 | 0.38295 | 0.37206 | -20.9684 | -13.3189 | 3.7999 | 15.7389
12 | 31 | 3 | 363.3446 | 365.4986 | 369.2258 | 372.0017 | 0 | 0 | 0 | 0 | 168.3497 | 135.6228 | 128.247 | 122.8617 | 0 | 0 | 0 | 0 | 224.4518 | 249.2334 | 223.4547 | 200.5015 | 0 | 0 | 0 | 0 | 0 | -0.69576 | -3.1116 | 5.2172 | 0 | 0 | 0 | 0 | -29.4569 | -18.6618 | 20.6357 | 43.4213 | 0.36527 | 0.38758 | 0.38231 | 0.37011 | -10.7597 | -7.233 | 7.8893 | 16.0706
12 | 31 | 4 | 361.0759 | 361.8532 | 364.0521 | 365.4769 | 0 | 0 | 0 | 0 | 124.2001 | 143.2394 | 102.8769 | 111.6623 | 0 | 0 | 0 | 0 | 222.4867 | 242.2812 | 218.2025 | 196.8895 | 0 | 0 | 0 | 0 | 0 | -1.0141 | -2.886 | -3.2645 | 0 | 0 | 0 | 0 | 14.3892 | -22.6534 | 45.8587 | 60.1896 | 0.36475 | 0.38634 | 0.38116 | 0.36859 | 5.2485 | -8.752 | 17.4794 | 22.1852
12 | 31 | 5 | 367.0501 | 366.6922 | 367.669 | 368.0123 | 0 | 0 | 0 | 0 | 155.4296 | 163.6996 | 159.9337 | 154.6812 | 0 | 0 | 0 | 0 | 227.0571 | 238.1164 | 215.1261 | 194.8771 | 0 | 0 | 0 | 0 | 0 | 23.3461 | 0 | 0 | 0 | 0 | 0 | 0 | -15.4366 | -58.4699 | -7.3909 | 18.454 | 0.36472 | 0.38369 | 0.37873 | 0.36539 | -5.63 | -22.4341 | -2.7991 | 6.7429
12 | 31 | 6 | 384.4117 | 382.5618 | 382.0207 | 381.0695 | 0 | 0 | 0 | 0 | 201.0394 | 177.056 | 182.2689 | 166.57 | 0 | 0 | 0 | 0 | 220.3917 | 231.6944 | 209.0365 | 189.1031 | 0 | 0 | 0 | 0 | 0 | 2.4896 | 17.8189 | -7.5356 | 0 | 0 | 0 | 0 | -37.0194 | -28.6783 | -27.1035 | 32.932 | 0.36467 | 0.38225 | 0.37475 | 0.36382 | -13.4999 | -10.9622 | -10.157 | 11.9814
12 | 31 | 7 | 403.8502 | 401.3942 | 400.4817 | 399.4433 | 0 | 0 | 0 | 0 | 204.5286 | 179.0186 | 176.1882 | 142.5866 | 0 | 0 | 0 | 0 | 217.7206 | 220.7477 | 200.2685 | 182.4274 | 0 | 0 | 0 | 0 | 0 | 24.7448 | 11.3666 | 19.9525 | 0 | 0 | 0 | 0 | -18.3991 | -23.1169 | 12.6585 | 54.4768 | 0.36466 | 0.38514 | 0.37677 | 0.36382 | -6.7094 | -8.9033 | 4.7693 | 19.8199
12 | 31 | 8 | 417.2401 | 414.9024 | 414.595 | 414.5831 | 0 | 0 | 0 | 0 | 171.7359 | 132.775 | 129.9287 | 99.1915 | 0 | 0 | 0 | 0 | 251.0702 | 244.6054 | 234.3433 | 225.7309 | 0 | 0 | 0 | 0 | 0 | -6.5017 | -4.3169 | -9.3191 | 0 | 0 | 0 | 0 | -5.566 | 44.0237 | 54.6399 | 98.9799 | 0.36774 | 0.38205 | 0.37719 | 0.38148 | -2.0468 | 16.8191 | 20.6098 | 37.7591
12 | 31 | 9 | 438.1283 | 436.9382 | 438.3862 | 440.3937 | 0 | 0 | 0 | 0 | 104.3997 | 109.1251 | 96.2292 | 87.0854 | 0 | 0 | 0 | 0 | 323.3798 | 372.4937 | 382.2863 | 391.3986 | 0 | 0 | 0 | 0 | 0 | -5.4834 | -1.2805 | 8.5944 | 0 | 0 | 0 | 0 | 10.3488 | -39.1973 | -38.8488 | -46.6847 | 0.37162 | 0.36395 | 0.36521 | 0.3937 | 3.8458 | -14.266 | -14.1879 | -18.3796
12 | 31 | 10 | 451.6469 | 450.5619 | 452.132 | 454.1751 | 0 | 0 | 0 | 0 | 88.4148 | 90.0892 | 68.7739 | 86.7378 | 0 | 0 | 0 | 0 | 369.7435 | 461.8724 | 487.5859 | 510.7712 | 0 | 0 | 0 | 0 | 0 | -8.7097 | -24.478 | -33.3338 | 0 | 0 | 0 | 0 | -6.5115 | -92.6901 | -79.7499 | -110.0001 | 0.37666 | 0.38397 | 0.38397 | 0 | -2.4526 | -35.5905 | -30.6219 | 0
12 | 31 | 11 | 458.2263 | 457.1332 | 458.4296 | 459.8724 | 0 | 0 | 0 | 0 | 83.1219 | 73.8357 | 67.9926 | 80.8135 | 0 | 0 | 0 | 0 | 399.9042 | 509.5414 | 546.0314 | 578.8223 | 0 | 0 | 0 | 0 | 0 | -30.2924 | -28.2 | -28.2 | 0 | 0 | 0 | 0 | -24.7998 | -95.9515 | -127.3944 | -171.5634 | 0.38397 | 0.38397 | 0.38397 | 0 | -9.5225 | -36.8428 | -48.9162 | 0
12 | 31 | 12 | 456.3043 | 455.1567 | 456.1715 | 457.1086 | 0 | 0 | 0 | 0 | 75.2541 | 68.3331 | 62.2713 | 74.0235 | 0 | 0 | 0 | 0 | 401.7601 | 506.765 | 547.9301 | 584.9578 | 0 | 0 | 0 | 0 | 0 | -29.6671 | -28.2 | -28.2 | 0 | 0 | 0 | 0 | -20.7099 | -90.2742 | -125.8299 | -173.6727 | 0.38397 | 0.38397 | 0.38397 | 0 | -7.9521 | -34.6629 | -48.3155 | 0
12 | 31 | 13 | 449.3577 | 449.1008 | 450.9902 | 452.612 | 0 | 0 | 0 | 0 | 75.153 | 68.3501 | 66.7736 | 59.9959 | 0 | 0 | 0 | 0 | 401.8684 | 499.3978 | 543.0225 | 582.3245 | 0 | 0 | 0 | 0 | 0 | -29.6671 | -28.2 | -29.3635 | 0 | 0 | 0 | 0 | -27.6637 | -88.98 | -130.6059 | -160.3449 | 0.38397 | 0.38397 | 0.38397 | 0 | -10.6222 | -34.1659 | -50.1494 | 0
12 | 31 | 14 | 442.2588 | 442.4886 | 444.9148 | 447.0527 | 0 | 0 | 0 | 0 | 75.0471 | 69.1494 | 68.2686 | 59.9959 | 0 | 0 | 0 | 0 | 416.2036 | 504.4644 | 547.45 | 586.2756 | 0 | 0 | 0 | 0 | 0 | -29.6671 | -28.2 | -28.2 | 0 | 0 | 0 | 0 | -48.9919 | -101.458 | -142.6038 | -171.0188 | 0.38397 | 0.38397 | 0.38397 | 0 | -18.8116 | -38.9571 | -54.7563 | 0
12 | 31 | 15 | 435.408 | 436.2784 | 439.3561 | 442.0447 | 0 | 0 | 0 | 0 | 82.3451 | 62.5924 | 71.6312 | 59.9959 | 0 | 0 | 0 | 0 | 410.1938 | 477.5382 | 512.9394 | 544.9691 | 0 | 0 | 0 | 0 | 0 | -16.2458 | -3.9845 | -24.2974 | 0 | 0 | 0 | 0 | -57.1308 | -87.6064 | -141.2299 | -138.6229 | 0.38397 | 0.38397 | 0.38397 | 0 | -21.9368 | -33.6385 | -54.2287 | 0
12 | 31 | 16 | 433.281 | 436.202 | 441.5403 | 446.241 | 0 | 0 | 0 | 0 | 130.4219 | 100.773 | 123.3702 | 140.1355 | 0 | 0 | 0 | 0 | 358.152 | 383.3306 | 400.1826 | 415.7211 | 0 | 0 | 0 | 0 | 0 | -1.4671 | -0.34478 | 4.2421 | 0 | 0 | 0 | 0 | -55.2928 | -46.4345 | -81.6677 | -113.8577 | 0.37613 | 0.37654 | 0.3735 | 0.38586 | -20.7975 | -17.4844 | -30.5028 | -43.9337
12 | 31 | 17 | 450.8839 | 455.0728 | 461.8315 | 467.7096 | 0 | 0 | 0 | 0 | 192.956 | 149.4682 | 146.0989 | 166.57 | 0 | 0 | 0 | 0 | 241.7912 | 219.2391 | 214.9103 | 212.0764 | 0 | 0 | 0 | 0 | 0 | 0.97821 | -1.9974 | 25.7461 | 0 | 0 | 0 | 0 | 16.1366 | 85.3873 | 102.8197 | 63.3171 | 0.36823 | 0.38625 | 0.38886 | 0.38905 | 5.942 | 32.9806 | 39.9824 | 24.6337
12 | 31 | 18 | 518.2824 | 526.5965 | 538.1681 | 548.2288 | 0 | 0 | 0 | 0 | 205.7828 | 181.7975 | 178.2543 | 172.8165 | 0 | 0 | 0 | 0 | 216.6152 | 160.9751 | 150.0125 | 141.3356 | 0 | 0 | 0 | 0 | 0 | -6.1525 | -2.7448 | 16.0502 | 0 | 0 | 0 | 0 | 95.8844 | 189.9764 | 212.6461 | 218.0264 | 0.38392 | 0.39924 | 0.39333 | 0.38256 | 36.8122 | 75.846 | 83.6398 | 83.4082
12 | 31 | 19 | 524.0224 | 534.2891 | 548.0079 | 559.9279 | 0 | 0 | 0 | 0 | 214.2695 | 189.1947 | 185.5073 | 182.3871 | 0 | 0 | 0 | 0 | 223.3599 | 178.5696 | 165.5045 | 154.7821 | 0 | 0 | 0 | 0 | 0 | 15.5112 | 12.6673 | 35.0989 | 0 | 0 | 0 | 0 | 86.393 | 151.0136 | 184.3288 | 187.6598 | 0.38563 | 0.40066 | 0.39478 | 0.38374 | 33.3157 | 60.5055 | 72.7688 | 72.0134
12 | 31 | 20 | 504.0284 | 514.2269 | 527.6959 | 539.3015 | 0 | 0 | 0 | 0 | 216.4708 | 188.2891 | 200.8762 | 209.2725 | 0 | 0 | 0 | 0 | 235.8535 | 195.999 | 182.0306 | 170.4345 | 0 | 0 | 0 | 0 | 0 | 6.1694 | 7.5211 | 9.4 | 0 | 0 | 0 | 0 | 51.704 | 123.7694 | 137.2681 | 150.1945 | 0.38498 | 0.40006 | 0.39435 | 0.38314 | 19.9052 | 49.5153 | 54.1319 | 57.5463
12 | 31 | 21 | 484.5451 | 494.3817 | 507.2567 | 518.2176 | 0 | 0 | 0 | 0 | 220.4384 | 199.1693 | 197.988 | 222.2475 | 0 | 0 | 0 | 0 | 246.7851 | 187.2406 | 173.5454 | 162.2083 | 0 | 0 | 0 | 0 | 0 | 6.1492 | 7.5796 | 9.4 | 0 | 0 | 0 | 0 | 17.3216 | 101.8226 | 128.1437 | 124.3618 | 0.38362 | 0.39918 | 0.39347 | 0.3819 | 6.6449 | 40.6455 | 50.4201 | 47.4934
12 | 31 | 22 | 467.5424 | 477.3507 | 490.084 | 500.8892 | 0 | 0 | 0 | 0 | 225.7998 | 193.1624 | 215.1221 | 198.7206 | 0 | 0 | 0 | 0 | 246.6676 | 154.3114 | 140.5195 | 129.0561 | 0 | 0 | 0 | 0 | 0 | 0 | 7.6268 | 3.129 | 0 | 0 | 0 | 0 | -4.9249 | 129.8769 | 126.8156 | 169.9834 | 0.37803 | 0.39555 | 0.3898 | 0.38045 | -1.8618 | 51.3729 | 49.4333 | 64.6708
12 | 31 | 23 | 447.427 | 457.4556 | 470.3175 | 481.221 | 0 | 0 | 0 | 0 | 227.0722 | 219.78 | 189.1675 | 195.6343 | 0 | 0 | 0 | 0 | 237.335 | 131.358 | 116.9854 | 104.9114 | 0 | 0 | 0 | 0 | 0 | 7.8358 | 23.4322 | 0 | 0 | 0 | 0 | 0 | -16.9803 | 98.4818 | 140.7323 | 180.6753 | 0.36992 | 0.3904 | 0.38503 | 0.37684 | -6.2813 | 38.4476 | 54.1862 | 68.0865
12 | 31 | 24 | 423.51 | 431.907 | 442.8142 | 451.9437 | 0 | 0 | 0 | 0 | 168.8608 | 160.1528 | 165.846 | 181.3518 | 0 | 0 | 0 | 0 | 225.8766 | 121.3913 | 106.4758 | 93.8097 | 0 | 0 | 0 | 0 | 0 | 0 | 7.6644 | 0 | 0 | 0 | 0 | 0 | 28.7725 | 150.3629 | 162.828 | 176.7823 | 0.36541 | 0.38531 | 0.38012 | 0.36918 | 10.5138 | 57.9366 | 61.8948 | 65.2648
Total |  |  | 4241757.1567 | 4278997.2783 | 4339211.2365 | 4390443.3721 | 0 | 0 | 0 | 0 | 2001216.1098 | 1767961.7535 | 1733503.1863 | 1704346.5471 | 0 | 0 | 0 | 0 | 2238405.9989 | 2187918.5977 | 2282623.8025 | 2374146.307 | 0 | 0 | 0 | 0 | 0 | -16788.9936 | -17204.0426 | -18688.5991 | 0 | 0 | 0 | 0 | 2135.048 | 339905.9208 | 340288.2902 | 330639.1172 | 3387.0107 | 2917.711 | 2982.879 | 2422.4292 | -2353.2588 | 166198.9477 | 179250.8546 | 211731.1647

## IEPR CAISO Load Modifiers
CAISO Peak and Energy Forecasts: CED 2017 Forecast, Mid Baseline-Mid AAEE/AAPV
Coincident Peak 1 in 2 (MW)
|  |  | 2017 | 2018 | 2019 | 2020 | 2021 | 2022 | 2023 | 2024 | 2025 | 2026 | 2027 | 2028 | 2029 | 2030
1 | Noncoincident Peak End Use Consumption (sum of TACs) |  | 48587.9453 | 49135.9844 | 49735.2871 | 50664.5896 | 51512.6135 | 52455.142 | 53403.2437 | 54154.2851 | 54932.3379 | 55620.3709 | 56294.0469 | 56927.1895 | 57542.8664 | 58153.5498
2 |  | 1 Includes EVs | 29.6212 | 63.0977 | 107.8934 | 164.5993 | 227.4082 | 286.1637 | 369.0357 | 437.4166 | 513.1827 | 547.8273 | 603.3254 | 661.0214 | 728.8804 | 802.2514
3 |  | 1 Includes Other Electrification | 9.3942 | 17.1953 | 25.1127 | 33.349 | 39.2444 | 45.9218 | 53.448 | 61.2582 | 69.6605 | 78.0601 | 81.5685 | 85.7289 | 96.1041 | 102.4474
4 |  | 1 Includes Incremental Climate Change Impacts | 0 | 0 | 43.3378 | 87.5487 | 132.4996 | 178.8426 | 226.4543 | 274.6357 | 323.6076 | 373.5296 | 424.3092 | 476.1785 | 528.9048 | 582.3618
5 | Estimated Losses (sum of TACs) |  | 3777.4164 | 3746.8859 | 3743.4731 | 3768.0656 | 3800.2865 | 3836.4111 | 3866.37 | 3886.2823 | 3912.1029 | 3931.9463 | 3961.977 | 3970.4668 | 3985.9013 | 4000.7373
6 | Gross Generation for Noncoincident Peak End Use Consumption (1 plus 5) |  | 52365.3617 | 52882.8703 | 53478.7602 | 54432.6552 | 55312.9 | 56291.5531 | 57269.6136 | 58040.5674 | 58844.4408 | 59552.3171 | 60256.0239 | 60897.6563 | 61528.7677 | 62154.2871
7 | Self-Generation Corresponding to Noncoincident Peak End Use Consumption (committed) |  | 4818.9315 | 5725.8722 | 6357.1727 | 7008.5217 | 7489.783 | 8021.2564 | 8607.3411 | 9129.5096 | 9618.5914 | 10085.168 | 10430.2274 | 10961.2665 | 11398.1873 | 11841.3533
8 |  | 7 Includes Photovoltaic | 2829.9049 | 3388.4356 | 3864.9563 | 4316.6616 | 4709.235 | 5152.7851 | 5652.8209 | 6090.2841 | 6496.1061 | 6880.7816 | 7144.1708 | 7593.757 | 7949.5558 | 8314.1528
9 |  | 7 Includes Other Private Generation | 1899.4025 | 2063.9913 | 2076.0991 | 2086.304 | 2095.7873 | 2105.005 | 2112.7935 | 2119.6416 | 2125.4146 | 2130.1718 | 2135.0185 | 2139.9491 | 2144.9942 | 2151.0229
10 |  | 7 includes Storage | 89.6241 | 273.4454 | 416.1173 | 605.556 | 684.7606 | 763.4663 | 841.7268 | 919.5839 | 997.0707 | 1074.2146 | 1151.0381 | 1227.5603 | 1303.6372 | 1376.1776
11 | Load-Modifying Demand Response |  | 107.0392 | 144.0184 | 169.7977 | 173.1017 | 168.6499 | 175.1954 | 173.2668 | 188.643 | 193.0318 | 198.4334 | 204.7691 | 196.4567 | 203.8098 | 203.3235
12 |  | 11 Includes Non-Event DR | 0 | 16.2572 | 30.6984 | 12.4004 | 13.1333 | 13.8152 | 6.6208 | 16.02 | 15.4339 | 15.8631 | 16.2276 | 7.9153 | 15.2683 | 14.7821
13 |  | 11 Includes Event-Based DR | 107.0392 | 127.7611 | 139.0993 | 160.7012 | 155.5166 | 161.3802 | 166.646 | 172.623 | 177.5979 | 182.5704 | 188.5414 | 188.5414 | 188.5414 | 188.5414
14 | Baseline Net Load Corresponding to Noncoincident Peak End Consumption (6 minus 7 minus 11)* |  | 47439.391 | 47012.9797 | 46951.7898 | 47251.0319 | 47654.4671 | 48095.1014 | 48489.0057 | 48722.4148 | 49032.8177 | 49268.7157 | 49621.0274 | 49739.9331 | 49926.7707 | 50109.6103
15 | Peak Shift Impact, Baseline Forecast |  | 480.3338 | 701.5402 | 869.3407 | 887.8459 | 1090.1643 | 1283.3655 | 1518.7967 | 1668.3184 | 2041.6872 | 2244.4211 | 2275.5047 | 2401.0456 | 2746.5894 | 3050.8013
16 | Baseline Net Peak, Noncoincident (14 plus 15) |  | 47919.7248 | 47714.5199 | 47821.1306 | 48138.8778 | 48744.6313 | 49378.4669 | 50007.8024 | 50390.7332 | 51074.5048 | 51513.1368 | 51896.5322 | 52140.9788 | 52673.36 | 53160.4117
17 | Coincidence Factor |  | 0.965 | 0.965 | 0.965 | 0.965 | 0.965 | 0.965 | 0.965 | 0.965 | 0.965 | 0.965 | 0.965 | 0.965 | 0.965 | 0.965
18 | Baseline Net Peak, Coincident |  | 46242.5345 | 46044.5117 | 46147.391 | 46454.017 | 47038.5692 | 47650.2206 | 48257.5293 | 48627.0575 | 49286.8972 | 49710.177 | 50080.1535 | 50316.0445 | 50829.7924 | 51299.7973
19 | AAEE Savings Corresponding to Noncoincident Peak End Use Consumption (plus losses) |  | 0 | 375.1102 | 759.0693 | 1163.125 | 1595.1349 | 2025.441 | 2643.5983 | 3242.2504 | 3819.1887 | 4370.339 | 4888.5387 | 5437.808 | 6008.043 | 6537.0205
20 | AAPV Generation Corresponding to Noncoincident Peak End Use Consumption (plus avoided losses) |  | 0 | 0 | 0 | 63.9018 | 151.6995 | 241.3359 | 331.0218 | 424.419 | 514.6297 | 604.443 | 682.9726 | 777.1517 | 864.4533 | 947.8322
21 | Managed Net Load Corresponding to Noncoincident Peak End Consumption (14 minus 19 minus 20)* |  | 47439.391 | 46637.8695 | 46192.7205 | 46024.0051 | 45907.6327 | 45828.3245 | 45514.3856 | 45055.7455 | 44698.9992 | 44293.9337 | 44049.5161 | 43524.9734 | 43054.2744 | 42624.7577
22 | Peak Shift Impact, Managed Forecast |  | 480.3338 | 709.5466 | 884.1785 | 936.3504 | 1208.6829 | 1455.9316 | 1899.9877 | 2158.5439 | 2646.124 | 2961.8786 | 3125.7069 | 3359.3769 | 3949.6262 | 4606.0532
23 | Managed Net Peak, Noncoincident (21 plus 22) |  | 47919.7248 | 47347.4161 | 47076.899 | 46960.3554 | 47116.3156 | 47284.2561 | 47414.3734 | 47214.2894 | 47345.1233 | 47255.8123 | 47175.223 | 46884.3504 | 47003.9005 | 47230.8109
24 | Coincidence Factor |  | 0.965 | 0.965 | 0.965 | 0.965 | 0.965 | 0.965 | 0.965 | 0.965 | 0.965 | 0.965 | 0.965 | 0.965 | 0.965 | 0.965
25 | Managed Net Peak, Coincident |  | 46242.5345 | 45690.2566 | 45429.2075 | 45316.743 | 45467.2445 | 45629.3071 | 45754.8703 | 45561.7893 | 45688.044 | 45601.8588 | 45524.0902 | 45243.3981 | 45358.764 | 45577.7325
* This is the "traditional" (no peak shift) net peak estimate
Sales/Energy (GWh)*
|  |  | 2017 | 2018 | 2019 | 2020 | 2021 | 2022 | 2023 | 2024 | 2025 | 2026 | 2027 | 2028 | 2029 | 2030
26 | Total Consumption |  | 235717.7787 | 238318.6752 | 240656.1322 | 244433.1335 | 248401.1791 | 252913.6037 | 257387.2502 | 260956.0857 | 264624.493 | 267726.9426 | 270814.4873 | 273718.0929 | 276561.4768 | 279463.8087
27 |  | 26 Includes EVs | 1204.2807 | 1618.3903 | 2164.3647 | 2865.8442 | 3629.8568 | 4533.4445 | 5481.8483 | 6395.659 | 7342.8603 | 7986.8996 | 8685.5729 | 9460.4844 | 10309.9723 | 11261.343
28 |  | 26 Includes Other Electrification | 62.6278 | 114.6355 | 167.4178 | 222.3265 | 261.6296 | 306.145 | 356.3201 | 408.3882 | 464.4035 | 520.4005 | 543.7903 | 571.5257 | 640.6938 | 682.9825
29 |  | 26 Includes Incremental Climate Change Impacts | 0 | 71.1857 | 143.1094 | 215.2712 | 287.3291 | 361.5006 | 437.0207 | 511.3455 | 585.6861 | 660.4996 | 735.71 | 811.6911 | 888.052 | 964.7451
30 | Consumption from Self-Generation (committed) |  | 23427.4481 | 26830.4884 | 28795.2196 | 30534.2386 | 32291.896 | 34021.377 | 35690.7918 | 37304.7984 | 38843.5035 | 40298.5235 | 41680.1744 | 43004.7198 | 44327.3385 | 45686.5431
31 |  | 30 Includes Photovoltaic | 10254.6118 | 12249.8826 | 14092.7889 | 15762.0389 | 17455.5575 | 19125.6051 | 20744.1823 | 22314.2719 | 23815.8133 | 25240.3569 | 26591.2926 | 27884.8705 | 29176.5777 | 30505.6609
32 |  | 30 Includes Other Private Generation | 13172.8364 | 14580.6059 | 14702.4307 | 14772.1997 | 14836.3384 | 14895.772 | 14946.6095 | 14990.5265 | 15027.6902 | 15058.1666 | 15088.8818 | 15119.8492 | 15150.7608 | 15180.8823
33 | Baseline Sales (26 minus 30) |  | 212290.3306 | 211488.1867 | 211860.9126 | 213898.8949 | 216109.2832 | 218892.2267 | 221696.4584 | 223651.2873 | 225780.9895 | 227428.4191 | 229134.3129 | 230713.3731 | 232234.1383 | 233777.2656
34 | Estimated Losses |  | 16849.6238 | 16768.439 | 16774.5237 | 16924.4947 | 17081.0807 | 17284.7895 | 17484.3614 | 17620.4842 | 17775.1624 | 17889.9228 | 18007.2398 | 18110.7652 | 18207.5929 | 18303.4236
35 | Baseline Total Energy to Serve Load (33 plus 34) |  | 229139.9544 | 228256.6257 | 228635.4363 | 230823.3897 | 233190.3639 | 236177.0161 | 239180.8198 | 241271.7715 | 243556.1519 | 245318.3419 | 247141.5527 | 248824.1384 | 250441.7312 | 252080.6892
36 | AAEE Savings (customer side) |  | 250.681 | 2156.8533 | 4140.5218 | 6180.3905 | 8319.9853 | 10436.8266 | 12951.7288 | 15279.5631 | 17572.4119 | 19800.6689 | 22016.2486 | 24146.5663 | 26176.1509 | 28190.737
37 | AAEE Savings (including losses) |  | 270.934 | 2331.7565 | 4476.2652 | 6680.9839 | 8993.1655 | 11280.5117 | 13997.7649 | 16512.1159 | 18988.4625 | 21395.0551 | 23787.5337 | 26087.5142 | 28278.0515 | 30452.3485
38 | AAPV Generation |  |  |  |  | 159.7086 | 460.6011 | 764.8442 | 1067.8313 | 1368.685 | 1670.837 | 1972.587 | 2269.4534 | 2561.3803 | 2848.2379 | 3128.6863
39 | AAPV Generation (plus avoided losses) |  |  |  |  | 172.6942 | 497.9907 | 826.8689 | 1154.3857 | 1479.5973 | 1806.208 | 2132.3809 | 2453.291 | 2768.8589 | 3078.9295 | 3382.0595
40 | Managed Sales (33 minus 36 minus 38) |  | 212039.6496 | 209331.3334 | 207720.3908 | 207558.7958 | 207328.6968 | 207690.5559 | 207676.8982 | 207003.0392 | 206537.7406 | 205655.1632 | 204848.611 | 204005.4266 | 203209.7495 | 202457.8422
41 | Managed Total Energy to Serve Load (35 minus 37 minus 39) |  | 228869.0204 | 225924.8693 | 224159.1712 | 223969.7115 | 223699.2077 | 224069.6356 | 224028.6692 | 223280.0584 | 222761.4815 | 221790.9058 | 220900.728 | 219967.7653 | 219084.7502 | 218246.2812
* Storage and DR are currently assumed to have insignificant impacts on the energy side.
E3 Calculations
|  |  | 2017 | 2018 | 2019 | 2020 | 2021 | 2022 | 2023 | 2024 | 2025 | 2026 | 2027 | 2028 | 2029 | 2030
Transmission and Distributon Losses
| Average T&D Losses | % | 7.353% | 7.346% | 7.337% | 7.332% | 7.325% | 7.319% | 7.31% | 7.303% | 7.298% | 7.293% | 7.286% | 7.279% | 7.27% | 7.261%
Load Modifiers (before losses)
| Baseline consumption | fraction of Managed Sales, before losses | 104.4% | 106.1% | 107.7% | 109.2% | 110.8% | 112.3% | 113.9% | 115.5% | 117.1% | 118.7% | 120.3% | 121.8% | 123.3% | 124.6%
| EVs | fraction of Managed Sales, before losses | 0.568% | 0.7731% | 1.042% | 1.381% | 1.751% | 2.183% | 2.64% | 3.09% | 3.555% | 3.884% | 4.24% | 4.637% | 5.074% | 5.562%
| Other Electrification | fraction of Managed Sales, before losses | 0.02736% | 0.05074% | 0.07469% | 0.09927% | 0.117% | 0.1366% | 0.1591% | 0.1829% | 0.2085% | 0.2346% | 0.2462% | 0.2598% | 0.2924% | 0.3129%
| BTM PV | fraction of Managed Sales, before losses | -4.836% | -5.852% | -6.784% | -7.671% | -8.641% | -9.577% | -10.5% | -11.44% | -12.34% | -13.23% | -14.09% | -14.92% | -15.76% | -16.61%
| AAEE | fraction of Managed Sales, before losses | -0.1182% | -1.03% | -1.993% | -2.978% | -4.013% | -5.025% | -6.236% | -7.381% | -8.508% | -9.628% | -10.75% | -11.84% | -12.88% | -13.92%
Load Modifiers (after losses)
| Baseline consumption | fraction of Managed Sales, before losses | 112.6% | 114.5% | 116.2% | 117.8% | 119.5% | 121.1% | 122.9% | 124.6% | 126.3% | 128.1% | 129.8% | 131.4% | 132.9% | 134.4%
| EVs | fraction of Managed Sales, before losses | 0.613% | 0.8344% | 1.124% | 1.49% | 1.889% | 2.355% | 2.848% | 3.333% | 3.835% | 4.189% | 4.573% | 5.001% | 5.471% | 5.998%
| Other Electrification | fraction of Managed Sales, before losses | 0.02954% | 0.05476% | 0.0806% | 0.1071% | 0.1262% | 0.1474% | 0.1716% | 0.1973% | 0.2249% | 0.2531% | 0.2655% | 0.2802% | 0.3154% | 0.3374%
| BTM PV | fraction of Managed Sales, before losses | -5.22% | -6.316% | -7.322% | -8.278% | -9.324% | -10.33% | -11.33% | -12.34% | -13.31% | -14.27% | -15.2% | -16.1% | -17% | -17.91%
| AAEE | fraction of Managed Sales, before losses | -0.1276% | -1.112% | -2.151% | -3.213% | -4.33% | -5.422% | -6.728% | -7.963% | -9.178% | -10.39% | -11.59% | -12.77% | -13.89% | -15.01%

## Load Profiles
|  |  | Default Shapes (normalized to annual total; MW/annual MWh) | [5 empty] | Active Shapes | [5 empty] | Month-hour shapes
Month | Day | Hour | Baseline Load | EV - Home Charging | EV - Home and Work Charging | Other Electrification | Building Electrification | Energy Efficiency | Baseline Load | EV - Home Charging | EV - Home and Work Charging | Other Electrification | Building Electrification | Energy Efficiency | Month | Hour | EV - Home Charging | EV - Home and Work Charging | Building Electrification | Energy Efficiency
1 | 1 | 1 | 9.0618e-05 | 0.00013825 | 8.7285e-05 | 9.0618e-05 | 0.00018459 | 8.9811e-05 | 9.0618e-05 | 0.00013825 | 8.7285e-05 | 9.0618e-05 | 0.00018459 | 8.9811e-05 | 1 | 1 | 0.00013825 | 8.7285e-05 | 0.00018459 | 8.9811e-05
1 | 1 | 2 | 8.552e-05 | 0.00010307 | 6.6412e-05 | 8.552e-05 | 0.00018964 | 8.7511e-05 | 8.552e-05 | 0.00010307 | 6.6412e-05 | 8.552e-05 | 0.00018964 | 8.7511e-05 | 1 | 2 | 0.00010307 | 6.6412e-05 | 0.00018964 | 8.7511e-05
1 | 1 | 3 | 8.2158e-05 | 7.1086e-05 | 4.7779e-05 | 8.2158e-05 | 0.00019368 | 8.5813e-05 | 8.2158e-05 | 7.1086e-05 | 4.7779e-05 | 8.2158e-05 | 0.00019368 | 8.5813e-05 | 1 | 3 | 7.1086e-05 | 4.7779e-05 | 0.00019368 | 8.5813e-05
1 | 1 | 4 | 8.034e-05 | 4.7828e-05 | 3.3129e-05 | 8.034e-05 | 0.00019675 | 8.6691e-05 | 8.034e-05 | 4.7828e-05 | 3.3129e-05 | 8.034e-05 | 0.00019675 | 8.6691e-05 | 1 | 4 | 4.7828e-05 | 3.3129e-05 | 0.00019675 | 8.6691e-05
1 | 1 | 5 | 8.029e-05 | 2.9833e-05 | 2.2439e-05 | 8.029e-05 | 0.00019881 | 9.0737e-05 | 8.029e-05 | 2.9833e-05 | 2.2439e-05 | 8.029e-05 | 0.00019881 | 9.0737e-05 | 1 | 5 | 2.9833e-05 | 2.2439e-05 | 0.00019881 | 9.0737e-05
1 | 1 | 6 | 8.1979e-05 | 1.7982e-05 | 2.1912e-05 | 8.1979e-05 | 0.00020515 | 0.00010088 | 8.1979e-05 | 1.7982e-05 | 2.1912e-05 | 8.1979e-05 | 0.00020515 | 0.00010088 | 1 | 6 | 1.7982e-05 | 2.1912e-05 | 0.00020515 | 0.00010088
1 | 1 | 7 | 8.4588e-05 | 1.0474e-05 | 3.9359e-05 | 8.4588e-05 | 0.00022309 | 0.00011047 | 8.4588e-05 | 1.0474e-05 | 3.9359e-05 | 8.4588e-05 | 0.00022309 | 0.00011047 | 1 | 7 | 1.0474e-05 | 3.9359e-05 | 0.00022309 | 0.00011047
1 | 1 | 8 | 8.5204e-05 | 1.5064e-05 | 8.3741e-05 | 8.5204e-05 | 0.00022288 | 0.00011788 | 8.5204e-05 | 1.5064e-05 | 8.3741e-05 | 8.5204e-05 | 0.00022288 | 0.00011788 | 1 | 8 | 1.5064e-05 | 8.3741e-05 | 0.00022288 | 0.00011788
1 | 1 | 9 | 8.835e-05 | 3.029e-05 | 0.00013245 | 8.835e-05 | 0.00020471 | 0.00012158 | 8.835e-05 | 3.029e-05 | 0.00013245 | 8.835e-05 | 0.00020471 | 0.00012158 | 1 | 9 | 3.029e-05 | 0.00013245 | 0.00020471 | 0.00012158
1 | 1 | 10 | 9.1708e-05 | 3.402e-05 | 0.00013119 | 9.1708e-05 | 0.00017613 | 0.00012349 | 9.1708e-05 | 3.402e-05 | 0.00013119 | 9.1708e-05 | 0.00017613 | 0.00012349 | 1 | 10 | 3.402e-05 | 0.00013119 | 0.00017613 | 0.00012349
1 | 1 | 11 | 9.3934e-05 | 4.0383e-05 | 0.00010869 | 9.3934e-05 | 0.00014831 | 0.00012387 | 9.3934e-05 | 4.0383e-05 | 0.00010869 | 9.3934e-05 | 0.00014831 | 0.00012387 | 1 | 11 | 4.0383e-05 | 0.00010869 | 0.00014831 | 0.00012387
1 | 1 | 12 | 9.465e-05 | 5.0222e-05 | 9.5191e-05 | 9.465e-05 | 0.00012795 | 0.00012422 | 9.465e-05 | 5.0222e-05 | 9.5191e-05 | 9.465e-05 | 0.00012795 | 0.00012422 | 1 | 12 | 5.0222e-05 | 9.5191e-05 | 0.00012795 | 0.00012422
1 | 1 | 13 | 9.44e-05 | 7.2502e-05 | 0.00010228 | 9.44e-05 | 0.00011901 | 0.00012314 | 9.44e-05 | 7.2502e-05 | 0.00010228 | 9.44e-05 | 0.00011901 | 0.00012314 | 1 | 13 | 7.2502e-05 | 0.00010228 | 0.00011901 | 0.00012314
1 | 1 | 14 | 9.3443e-05 | 8.766e-05 | 0.0001146 | 9.3443e-05 | 0.0001159 | 0.00012328 | 9.3443e-05 | 8.766e-05 | 0.0001146 | 9.3443e-05 | 0.0001159 | 0.00012328 | 1 | 14 | 8.766e-05 | 0.0001146 | 0.0001159 | 0.00012328
1 | 1 | 15 | 9.2291e-05 | 0.0001007 | 0.00012004 | 9.2291e-05 | 0.00011776 | 0.00012146 | 9.2291e-05 | 0.0001007 | 0.00012004 | 9.2291e-05 | 0.00011776 | 0.00012146 | 1 | 15 | 0.0001007 | 0.00012004 | 0.00011776 | 0.00012146
1 | 1 | 16 | 9.202e-05 | 0.00013518 | 0.0001423 | 9.202e-05 | 0.00012174 | 0.00012052 | 9.202e-05 | 0.00013518 | 0.0001423 | 9.202e-05 | 0.00012174 | 0.00012052 | 1 | 16 | 0.00013518 | 0.0001423 | 0.00012174 | 0.00012052
1 | 1 | 17 | 9.6019e-05 | 0.00016898 | 0.0001598 | 9.6019e-05 | 0.00013566 | 0.00012365 | 9.6019e-05 | 0.00016898 | 0.0001598 | 9.6019e-05 | 0.00013566 | 0.00012365 | 1 | 17 | 0.00016898 | 0.0001598 | 0.00013566 | 0.00012365
1 | 1 | 18 | 0.00011265 | 0.00021257 | 0.0001864 | 0.00011265 | 0.00013988 | 0.00012841 | 0.00011265 | 0.00021257 | 0.0001864 | 0.00011265 | 0.00013988 | 0.00012841 | 1 | 18 | 0.00021257 | 0.0001864 | 0.00013988 | 0.00012841
1 | 1 | 19 | 0.00011619 | 0.00024415 | 0.00020354 | 0.00011619 | 0.00015011 | 0.0001283 | 0.00011619 | 0.00024415 | 0.00020354 | 0.00011619 | 0.00015011 | 0.0001283 | 1 | 19 | 0.00024415 | 0.00020354 | 0.00015011 | 0.0001283
1 | 1 | 20 | 0.00011457 | 0.00025123 | 0.00019874 | 0.00011457 | 0.0001515 | 0.00012542 | 0.00011457 | 0.00025123 | 0.00019874 | 0.00011457 | 0.0001515 | 0.00012542 | 1 | 20 | 0.00025123 | 0.00019874 | 0.0001515 | 0.00012542
1 | 1 | 21 | 0.00011149 | 0.00024445 | 0.00018308 | 0.00011149 | 0.00015342 | 0.00012037 | 0.00011149 | 0.00024445 | 0.00018308 | 0.00011149 | 0.00015342 | 0.00012037 | 1 | 21 | 0.00024445 | 0.00018308 | 0.00015342 | 0.00012037
1 | 1 | 22 | 0.00010575 | 0.00023206 | 0.00016977 | 0.00010575 | 0.00016073 | 0.00011032 | 0.00010575 | 0.00023206 | 0.00016977 | 0.00010575 | 0.00016073 | 0.00011032 | 1 | 22 | 0.00023206 | 0.00016977 | 0.00016073 | 0.00011032
1 | 1 | 23 | 9.7625e-05 | 0.00021552 | 0.0001537 | 9.7625e-05 | 0.00016963 | 0.00010061 | 9.7625e-05 | 0.00021552 | 0.0001537 | 9.7625e-05 | 0.00016963 | 0.00010061 | 1 | 23 | 0.00021552 | 0.0001537 | 0.00016963 | 0.00010061
1 | 1 | 24 | 8.8679e-05 | 0.00018052 | 0.00012466 | 8.8679e-05 | 0.00017719 | 9.2987e-05 | 8.8679e-05 | 0.00018052 | 0.00012466 | 8.8679e-05 | 0.00017719 | 9.2987e-05 | 1 | 24 | 0.00018052 | 0.00012466 | 0.00017719 | 9.2987e-05
1 | 2 | 1 | 8.2911e-05 | 0.00013825 | 8.7285e-05 | 8.2911e-05 | 0.00018459 | 8.9811e-05 | 8.2911e-05 | 0.00013825 | 8.7285e-05 | 8.2911e-05 | 0.00018459 | 8.9811e-05 | 2 | 1 | 0.00013823 | 8.7111e-05 | 0.0001626 | 8.6628e-05
1 | 2 | 2 | 7.9699e-05 | 0.00010307 | 6.6412e-05 | 7.9699e-05 | 0.00018964 | 8.7511e-05 | 7.9699e-05 | 0.00010307 | 6.6412e-05 | 7.9699e-05 | 0.00018964 | 8.7511e-05 | 2 | 2 | 0.00010264 | 6.5202e-05 | 0.00017038 | 8.4471e-05
1 | 2 | 3 | 7.843e-05 | 7.1086e-05 | 4.7779e-05 | 7.843e-05 | 0.00019368 | 8.5813e-05 | 7.843e-05 | 7.1086e-05 | 4.7779e-05 | 7.843e-05 | 0.00019368 | 8.5813e-05 | 2 | 3 | 7.0255e-05 | 4.6674e-05 | 0.00017859 | 8.3535e-05
1 | 2 | 4 | 7.833e-05 | 4.7828e-05 | 3.3129e-05 | 7.833e-05 | 0.00019675 | 8.6691e-05 | 7.833e-05 | 4.7828e-05 | 3.3129e-05 | 7.833e-05 | 0.00019675 | 8.6691e-05 | 2 | 4 | 4.6935e-05 | 3.21e-05 | 0.00018095 | 8.4454e-05
1 | 2 | 5 | 8.096e-05 | 2.9833e-05 | 2.2439e-05 | 8.096e-05 | 0.00019881 | 9.0737e-05 | 8.096e-05 | 2.9833e-05 | 2.2439e-05 | 8.096e-05 | 0.00019881 | 9.0737e-05 | 2 | 5 | 2.9031e-05 | 2.1766e-05 | 0.00018601 | 8.9474e-05
1 | 2 | 6 | 8.8263e-05 | 1.7982e-05 | 2.1912e-05 | 8.8263e-05 | 0.00020515 | 0.00010088 | 8.8263e-05 | 1.7982e-05 | 2.1912e-05 | 8.8263e-05 | 0.00020515 | 0.00010088 | 2 | 6 | 1.7296e-05 | 2.1762e-05 | 0.00019142 | 9.9442e-05
1 | 2 | 7 | 9.8969e-05 | 1.0474e-05 | 3.9359e-05 | 9.8969e-05 | 0.00022309 | 0.00011047 | 9.8969e-05 | 1.0474e-05 | 3.9359e-05 | 9.8969e-05 | 0.00022309 | 0.00011047 | 2 | 7 | 1.0222e-05 | 4.0424e-05 | 0.00019862 | 0.00010804
1 | 2 | 8 | 0.00010502 | 1.5064e-05 | 8.3741e-05 | 0.00010502 | 0.00022288 | 0.00011788 | 0.00010502 | 1.5064e-05 | 8.3741e-05 | 0.00010502 | 0.00022288 | 0.00011788 | 2 | 8 | 1.4966e-05 | 8.6619e-05 | 0.00019461 | 0.00011531
1 | 2 | 9 | 0.00010989 | 3.029e-05 | 0.00013245 | 0.00010989 | 0.00020471 | 0.00012158 | 0.00010989 | 3.029e-05 | 0.00013245 | 0.00010989 | 0.00020471 | 0.00012158 | 2 | 9 | 3.0673e-05 | 0.0001376 | 0.00017929 | 0.00011912
1 | 2 | 10 | 0.00011296 | 3.402e-05 | 0.00013119 | 0.00011296 | 0.00017613 | 0.00012349 | 0.00011296 | 3.402e-05 | 0.00013119 | 0.00011296 | 0.00017613 | 0.00012349 | 2 | 10 | 3.3991e-05 | 0.00013555 | 0.00015321 | 0.00012095
1 | 2 | 11 | 0.00011531 | 4.0383e-05 | 0.00010869 | 0.00011531 | 0.00014831 | 0.00012387 | 0.00011531 | 4.0383e-05 | 0.00010869 | 0.00011531 | 0.00014831 | 0.00012387 | 2 | 11 | 4.0179e-05 | 0.00011103 | 0.0001293 | 0.00012156
1 | 2 | 12 | 0.00011532 | 5.0222e-05 | 9.5191e-05 | 0.00011532 | 0.00012795 | 0.00012422 | 0.00011532 | 5.0222e-05 | 9.5191e-05 | 0.00011532 | 0.00012795 | 0.00012422 | 2 | 12 | 4.9892e-05 | 9.6247e-05 | 0.0001154 | 0.0001212
1 | 2 | 13 | 0.00011405 | 7.2502e-05 | 0.00010228 | 0.00011405 | 0.00011901 | 0.00012314 | 0.00011405 | 7.2502e-05 | 0.00010228 | 0.00011405 | 0.00011901 | 0.00012314 | 2 | 13 | 7.1977e-05 | 0.00010237 | 0.0001095 | 0.00012037
1 | 2 | 14 | 0.00011305 | 8.766e-05 | 0.0001146 | 0.00011305 | 0.0001159 | 0.00012328 | 0.00011305 | 8.766e-05 | 0.0001146 | 0.00011305 | 0.0001159 | 0.00012328 | 2 | 14 | 8.6234e-05 | 0.00011419 | 0.0001062 | 0.00012023
1 | 2 | 15 | 0.00011239 | 0.0001007 | 0.00012004 | 0.00011239 | 0.00011776 | 0.00012146 | 0.00011239 | 0.0001007 | 0.00012004 | 0.00011239 | 0.00011776 | 0.00012146 | 2 | 15 | 9.9301e-05 | 0.00011944 | 0.00010487 | 0.00011899
1 | 2 | 16 | 0.00011115 | 0.00013518 | 0.0001423 | 0.00011115 | 0.00012174 | 0.00012052 | 0.00011115 | 0.00013518 | 0.0001423 | 0.00011115 | 0.00012174 | 0.00012052 | 2 | 16 | 0.00013469 | 0.00014211 | 0.00010711 | 0.00011642
1 | 2 | 17 | 0.00011252 | 0.00016898 | 0.0001598 | 0.00011252 | 0.00013566 | 0.00012365 | 0.00011252 | 0.00016898 | 0.0001598 | 0.00011252 | 0.00013566 | 0.00012365 | 2 | 17 | 0.00016948 | 0.00016005 | 0.00011686 | 0.00011552
1 | 2 | 18 | 0.00012685 | 0.00021257 | 0.0001864 | 0.00012685 | 0.00013988 | 0.00012841 | 0.00012685 | 0.00021257 | 0.0001864 | 0.00012685 | 0.00013988 | 0.00012841 | 2 | 18 | 0.00021479 | 0.00018776 | 0.00012326 | 0.00012263
1 | 2 | 19 | 0.00012904 | 0.00024415 | 0.00020354 | 0.00012904 | 0.00015011 | 0.0001283 | 0.00012904 | 0.00024415 | 0.00020354 | 0.00012904 | 0.00015011 | 0.0001283 | 2 | 19 | 0.00024763 | 0.00020537 | 0.00012921 | 0.00012365
1 | 2 | 20 | 0.00012639 | 0.00025123 | 0.00019874 | 0.00012639 | 0.0001515 | 0.00012542 | 0.00012639 | 0.00025123 | 0.00019874 | 0.00012639 | 0.0001515 | 0.00012542 | 2 | 20 | 0.00025465 | 0.00020007 | 0.00012788 | 0.00012463
1 | 2 | 21 | 0.00012185 | 0.00024445 | 0.00018308 | 0.00012185 | 0.00015342 | 0.00012037 | 0.00012185 | 0.00024445 | 0.00018308 | 0.00012185 | 0.00015342 | 0.00012037 | 2 | 21 | 0.00024707 | 0.00018308 | 0.00012803 | 0.00011847
1 | 2 | 22 | 0.00011426 | 0.00023206 | 0.00016977 | 0.00011426 | 0.00016073 | 0.00011032 | 0.00011426 | 0.00023206 | 0.00016977 | 0.00011426 | 0.00016073 | 0.00011032 | 2 | 22 | 0.00023332 | 0.00016879 | 0.00013368 | 0.00011041
1 | 2 | 23 | 0.00010475 | 0.00021552 | 0.0001537 | 0.00010475 | 0.00016963 | 0.00010061 | 0.00010475 | 0.00021552 | 0.0001537 | 0.00010475 | 0.00016963 | 0.00010061 | 2 | 23 | 0.00021647 | 0.00015271 | 0.00014305 | 9.8398e-05
1 | 2 | 24 | 9.522e-05 | 0.00018052 | 0.00012466 | 9.522e-05 | 0.00017719 | 9.2987e-05 | 9.522e-05 | 0.00018052 | 0.00012466 | 9.522e-05 | 0.00017719 | 9.2987e-05 | 2 | 24 | 0.00018059 | 0.00012311 | 0.00015312 | 9.13e-05
1 | 3 | 1 | 8.8795e-05 | 0.00013825 | 8.7285e-05 | 8.8795e-05 | 0.00018459 | 8.9811e-05 | 8.8795e-05 | 0.00013825 | 8.7285e-05 | 8.8795e-05 | 0.00018459 | 8.9811e-05 | 3 | 1 | 0.00013825 | 8.7285e-05 | 0.00014878 | 8.5914e-05
1 | 3 | 2 | 8.5054e-05 | 0.00010307 | 6.6412e-05 | 8.5054e-05 | 0.00018964 | 8.7511e-05 | 8.5054e-05 | 0.00010307 | 6.6412e-05 | 8.5054e-05 | 0.00018964 | 8.7511e-05 | 3 | 2 | 0.00010232 | 6.4294e-05 | 0.00016001 | 8.3788e-05
1 | 3 | 3 | 8.3144e-05 | 7.1086e-05 | 4.7779e-05 | 8.3144e-05 | 0.00019368 | 8.5813e-05 | 8.3144e-05 | 7.1086e-05 | 4.7779e-05 | 8.3144e-05 | 0.00019368 | 8.5813e-05 | 3 | 3 | 6.9632e-05 | 4.5845e-05 | 0.00017223 | 8.3459e-05
1 | 3 | 4 | 8.3028e-05 | 4.7828e-05 | 3.3129e-05 | 8.3028e-05 | 0.00019675 | 8.6691e-05 | 8.3028e-05 | 4.7828e-05 | 3.3129e-05 | 8.3028e-05 | 0.00019675 | 8.6691e-05 | 3 | 4 | 4.6265e-05 | 3.1329e-05 | 0.00018147 | 8.4645e-05
1 | 3 | 5 | 8.5379e-05 | 2.9833e-05 | 2.2439e-05 | 8.5379e-05 | 0.00019881 | 9.0737e-05 | 8.5379e-05 | 2.9833e-05 | 2.2439e-05 | 8.5379e-05 | 0.00019881 | 9.0737e-05 | 3 | 5 | 2.843e-05 | 2.126e-05 | 0.00018951 | 8.9805e-05
1 | 3 | 6 | 9.2207e-05 | 1.7982e-05 | 2.1912e-05 | 9.2207e-05 | 0.00020515 | 0.00010088 | 9.2207e-05 | 1.7982e-05 | 2.1912e-05 | 9.2207e-05 | 0.00020515 | 0.00010088 | 3 | 6 | 1.6782e-05 | 2.165e-05 | 0.00019227 | 9.7127e-05
1 | 3 | 7 | 0.00010281 | 1.0474e-05 | 3.9359e-05 | 0.00010281 | 0.00022309 | 0.00011047 | 0.00010281 | 1.0474e-05 | 3.9359e-05 | 0.00010281 | 0.00022309 | 0.00011047 | 3 | 7 | 1.0032e-05 | 4.1223e-05 | 0.00018677 | 0.00010734
1 | 3 | 8 | 0.00010995 | 1.5064e-05 | 8.3741e-05 | 0.00010995 | 0.00022288 | 0.00011788 | 0.00010995 | 1.5064e-05 | 8.3741e-05 | 0.00010995 | 0.00022288 | 0.00011788 | 3 | 8 | 1.4892e-05 | 8.8777e-05 | 0.00017164 | 0.00011519
1 | 3 | 9 | 0.00011379 | 3.029e-05 | 0.00013245 | 0.00011379 | 0.00020471 | 0.00012158 | 0.00011379 | 3.029e-05 | 0.00013245 | 0.00011379 | 0.00020471 | 0.00012158 | 3 | 9 | 3.0961e-05 | 0.00014147 | 0.00014835 | 0.0001216
1 | 3 | 10 | 0.00011565 | 3.402e-05 | 0.00013119 | 0.00011565 | 0.00017613 | 0.00012349 | 0.00011565 | 3.402e-05 | 0.00013119 | 0.00011565 | 0.00017613 | 0.00012349 | 3 | 10 | 3.397e-05 | 0.00013883 | 0.0001235 | 0.00012398
1 | 3 | 11 | 0.00011727 | 4.0383e-05 | 0.00010869 | 0.00011727 | 0.00014831 | 0.00012387 | 0.00011727 | 4.0383e-05 | 0.00010869 | 0.00011727 | 0.00014831 | 0.00012387 | 3 | 11 | 4.0025e-05 | 0.00011278 | 0.00010606 | 0.00012362
1 | 3 | 12 | 0.0001173 | 5.0222e-05 | 9.5191e-05 | 0.0001173 | 0.00012795 | 0.00012422 | 0.0001173 | 5.0222e-05 | 9.5191e-05 | 0.0001173 | 0.00012795 | 0.00012422 | 3 | 12 | 4.9644e-05 | 9.7038e-05 | 9.3846e-05 | 0.00012361
1 | 3 | 13 | 0.00011666 | 7.2502e-05 | 0.00010228 | 0.00011666 | 0.00011901 | 0.00012314 | 0.00011666 | 7.2502e-05 | 0.00010228 | 0.00011666 | 0.00011901 | 0.00012314 | 3 | 13 | 7.1583e-05 | 0.00010244 | 8.8642e-05 | 0.00012377
1 | 3 | 14 | 0.0001162 | 8.766e-05 | 0.0001146 | 0.0001162 | 0.0001159 | 0.00012328 | 0.0001162 | 8.766e-05 | 0.0001146 | 0.0001162 | 0.0001159 | 0.00012328 | 3 | 14 | 8.5165e-05 | 0.00011388 | 8.6709e-05 | 0.00012429
1 | 3 | 15 | 0.00011482 | 0.0001007 | 0.00012004 | 0.00011482 | 0.00011776 | 0.00012146 | 0.00011482 | 0.0001007 | 0.00012004 | 0.00011482 | 0.00011776 | 0.00012146 | 3 | 15 | 9.8251e-05 | 0.00011899 | 8.5819e-05 | 0.000123
1 | 3 | 16 | 0.00011309 | 0.00013518 | 0.0001423 | 0.00011309 | 0.00012174 | 0.00012052 | 0.00011309 | 0.00013518 | 0.0001423 | 0.00011309 | 0.00012174 | 0.00012052 | 3 | 16 | 0.00013432 | 0.00014197 | 8.8147e-05 | 0.00012114
1 | 3 | 17 | 0.00011404 | 0.00016898 | 0.0001598 | 0.00011404 | 0.00013566 | 0.00012365 | 0.00011404 | 0.00016898 | 0.0001598 | 0.00011404 | 0.00013566 | 0.00012365 | 3 | 17 | 0.00016985 | 0.00016025 | 9.671e-05 | 0.00011661
1 | 3 | 18 | 0.00012722 | 0.00021257 | 0.0001864 | 0.00012722 | 0.00013988 | 0.00012841 | 0.00012722 | 0.00021257 | 0.0001864 | 0.00012722 | 0.00013988 | 0.00012841 | 3 | 18 | 0.00021645 | 0.00018877 | 0.00010452 | 0.00011968
1 | 3 | 19 | 0.00012896 | 0.00024415 | 0.00020354 | 0.00012896 | 0.00015011 | 0.0001283 | 0.00012896 | 0.00024415 | 0.00020354 | 0.00012896 | 0.00015011 | 0.0001283 | 3 | 19 | 0.00025025 | 0.00020674 | 0.00011254 | 0.00012297
1 | 3 | 20 | 0.00012729 | 0.00025123 | 0.00019874 | 0.00012729 | 0.0001515 | 0.00012542 | 0.00012729 | 0.00025123 | 0.00019874 | 0.00012729 | 0.0001515 | 0.00012542 | 3 | 20 | 0.00025723 | 0.00020107 | 0.00011248 | 0.00012225
1 | 3 | 21 | 0.00012316 | 0.00024445 | 0.00018308 | 0.00012316 | 0.00015342 | 0.00012037 | 0.00012316 | 0.00024445 | 0.00018308 | 0.00012316 | 0.00015342 | 0.00012037 | 3 | 21 | 0.00024903 | 0.00018308 | 0.0001125 | 0.00011612
1 | 3 | 22 | 0.00011617 | 0.00023206 | 0.00016977 | 0.00011617 | 0.00016073 | 0.00011032 | 0.00011617 | 0.00023206 | 0.00016977 | 0.00011617 | 0.00016073 | 0.00011032 | 3 | 22 | 0.00023427 | 0.00016806 | 0.00011656 | 0.0001059
1 | 3 | 23 | 0.00010641 | 0.00021552 | 0.0001537 | 0.00010641 | 0.00016963 | 0.00010061 | 0.00010641 | 0.00021552 | 0.0001537 | 0.00010641 | 0.00016963 | 0.00010061 | 3 | 23 | 0.00021718 | 0.00015198 | 0.00012597 | 9.6198e-05
1 | 3 | 24 | 9.6602e-05 | 0.00018052 | 0.00012466 | 9.6602e-05 | 0.00017719 | 9.2987e-05 | 9.6602e-05 | 0.00018052 | 0.00012466 | 9.6602e-05 | 0.00017719 | 9.2987e-05 | 3 | 24 | 0.00018064 | 0.00012195 | 0.00013633 | 9.0134e-05
1 | 4 | 1 | 8.934e-05 | 0.00013825 | 8.7285e-05 | 8.934e-05 | 0.00018459 | 8.9811e-05 | 8.934e-05 | 0.00013825 | 8.7285e-05 | 8.934e-05 | 0.00018459 | 8.9811e-05 | 4 | 1 | 0.00013813 | 8.639e-05 | 0.00011893 | 8.1881e-05
1 | 4 | 2 | 8.5321e-05 | 0.00010307 | 6.6412e-05 | 8.5321e-05 | 0.00018964 | 8.7511e-05 | 8.5321e-05 | 0.00010307 | 6.6412e-05 | 8.5321e-05 | 0.00018964 | 8.7511e-05 | 4 | 2 | 0.00010242 | 6.4577e-05 | 0.00012872 | 8.074e-05
1 | 4 | 3 | 8.307e-05 | 7.1086e-05 | 4.7779e-05 | 8.307e-05 | 0.00019368 | 8.5813e-05 | 8.307e-05 | 7.1086e-05 | 4.7779e-05 | 8.307e-05 | 0.00019368 | 8.5813e-05 | 4 | 3 | 6.9826e-05 | 4.6103e-05 | 0.00013964 | 8.0612e-05
1 | 4 | 4 | 8.267e-05 | 4.7828e-05 | 3.3129e-05 | 8.267e-05 | 0.00019675 | 8.6691e-05 | 8.267e-05 | 4.7828e-05 | 3.3129e-05 | 8.267e-05 | 0.00019675 | 8.6691e-05 | 4 | 4 | 4.6474e-05 | 3.1569e-05 | 0.00015416 | 8.3933e-05
1 | 4 | 5 | 8.4784e-05 | 2.9833e-05 | 2.2439e-05 | 8.4784e-05 | 0.00019881 | 9.0737e-05 | 8.4784e-05 | 2.9833e-05 | 2.2439e-05 | 8.4784e-05 | 0.00019881 | 9.0737e-05 | 4 | 5 | 2.8617e-05 | 2.1418e-05 | 0.00016793 | 9.3488e-05
1 | 4 | 6 | 9.1592e-05 | 1.7982e-05 | 2.1912e-05 | 9.1592e-05 | 0.00020515 | 0.00010088 | 9.1592e-05 | 1.7982e-05 | 2.1912e-05 | 9.1592e-05 | 0.00020515 | 0.00010088 | 4 | 6 | 1.6942e-05 | 2.1685e-05 | 0.00017594 | 0.00010255
1 | 4 | 7 | 0.00010186 | 1.0474e-05 | 3.9359e-05 | 0.00010186 | 0.00022309 | 0.00011047 | 0.00010186 | 1.0474e-05 | 3.9359e-05 | 0.00010186 | 0.00022309 | 0.00011047 | 4 | 7 | 1.0091e-05 | 4.0975e-05 | 0.00017271 | 0.00011323
1 | 4 | 8 | 0.00010969 | 1.5064e-05 | 8.3741e-05 | 0.00010969 | 0.00022288 | 0.00011788 | 0.00010969 | 1.5064e-05 | 8.3741e-05 | 0.00010969 | 0.00022288 | 0.00011788 | 4 | 8 | 1.4915e-05 | 8.8106e-05 | 0.00016399 | 0.00011962
1 | 4 | 9 | 0.0001143 | 3.029e-05 | 0.00013245 | 0.0001143 | 0.00020471 | 0.00012158 | 0.0001143 | 3.029e-05 | 0.00013245 | 0.0001143 | 0.00020471 | 0.00012158 | 4 | 9 | 3.0871e-05 | 0.00014026 | 0.00014326 | 0.00012385
1 | 4 | 10 | 0.00011683 | 3.402e-05 | 0.00013119 | 0.00011683 | 0.00017613 | 0.00012349 | 0.00011683 | 3.402e-05 | 0.00013119 | 0.00011683 | 0.00017613 | 0.00012349 | 4 | 10 | 3.3977e-05 | 0.00013781 | 0.00012191 | 0.00012446
1 | 4 | 11 | 0.00011855 | 4.0383e-05 | 0.00010869 | 0.00011855 | 0.00014831 | 0.00012387 | 0.00011855 | 4.0383e-05 | 0.00010869 | 0.00011855 | 0.00014831 | 0.00012387 | 4 | 11 | 4.0073e-05 | 0.00011224 | 0.00010685 | 0.0001239
1 | 4 | 12 | 0.000119 | 5.0222e-05 | 9.5191e-05 | 0.000119 | 0.00012795 | 0.00012422 | 0.000119 | 5.0222e-05 | 9.5191e-05 | 0.000119 | 0.00012795 | 0.00012422 | 4 | 12 | 4.9721e-05 | 9.6792e-05 | 9.5834e-05 | 0.00012371
1 | 4 | 13 | 0.00011787 | 7.2502e-05 | 0.00010228 | 0.00011787 | 0.00011901 | 0.00012314 | 0.00011787 | 7.2502e-05 | 0.00010228 | 0.00011787 | 0.00011901 | 0.00012314 | 4 | 13 | 7.1706e-05 | 0.00010242 | 9.0941e-05 | 0.00012354
1 | 4 | 14 | 0.00011727 | 8.766e-05 | 0.0001146 | 0.00011727 | 0.0001159 | 0.00012328 | 0.00011727 | 8.766e-05 | 0.0001146 | 0.00011727 | 0.0001159 | 0.00012328 | 4 | 14 | 8.5497e-05 | 0.00011398 | 8.9514e-05 | 0.00012231
1 | 4 | 15 | 0.00011578 | 0.0001007 | 0.00012004 | 0.00011578 | 0.00011776 | 0.00012146 | 0.00011578 | 0.0001007 | 0.00012004 | 0.00011578 | 0.00011776 | 0.00012146 | 4 | 15 | 9.8578e-05 | 0.00011913 | 8.9692e-05 | 0.00011987
1 | 4 | 16 | 0.00011505 | 0.00013518 | 0.0001423 | 0.00011505 | 0.00012174 | 0.00012052 | 0.00011505 | 0.00013518 | 0.0001423 | 0.00011505 | 0.00012174 | 0.00012052 | 4 | 16 | 0.00013443 | 0.00014201 | 9.0365e-05 | 0.00011747
1 | 4 | 17 | 0.00011837 | 0.00016898 | 0.0001598 | 0.00011837 | 0.00013566 | 0.00012365 | 0.00011837 | 0.00016898 | 0.0001598 | 0.00011837 | 0.00013566 | 0.00012365 | 4 | 17 | 0.00016973 | 0.00016019 | 9.3168e-05 | 0.00011394
1 | 4 | 18 | 0.00013046 | 0.00021257 | 0.0001864 | 0.00013046 | 0.00013988 | 0.00012841 | 0.00013046 | 0.00021257 | 0.0001864 | 0.00013046 | 0.00013988 | 0.00012841 | 4 | 18 | 0.00021594 | 0.00018846 | 9.8584e-05 | 0.00011336
1 | 4 | 19 | 0.00013236 | 0.00024415 | 0.00020354 | 0.00013236 | 0.00015011 | 0.0001283 | 0.00013236 | 0.00024415 | 0.00020354 | 0.00013236 | 0.00015011 | 0.0001283 | 4 | 19 | 0.00024944 | 0.00020631 | 0.00010561 | 0.00011824
1 | 4 | 20 | 0.00012997 | 0.00025123 | 0.00019874 | 0.00012997 | 0.0001515 | 0.00012542 | 0.00012997 | 0.00025123 | 0.00019874 | 0.00012997 | 0.0001515 | 0.00012542 | 4 | 20 | 0.00025643 | 0.00020076 | 0.00010403 | 0.00011456
1 | 4 | 21 | 0.00012595 | 0.00024445 | 0.00018308 | 0.00012595 | 0.00015342 | 0.00012037 | 0.00012595 | 0.00024445 | 0.00018308 | 0.00012595 | 0.00015342 | 0.00012037 | 4 | 21 | 0.00024842 | 0.00018308 | 9.907e-05 | 0.0001073
1 | 4 | 22 | 0.00011886 | 0.00023206 | 0.00016977 | 0.00011886 | 0.00016073 | 0.00011032 | 0.00011886 | 0.00023206 | 0.00016977 | 0.00011886 | 0.00016073 | 0.00011032 | 4 | 22 | 0.00023397 | 0.00016829 | 9.9362e-05 | 9.6539e-05
1 | 4 | 23 | 0.00010889 | 0.00021552 | 0.0001537 | 0.00010889 | 0.00016963 | 0.00010061 | 0.00010889 | 0.00021552 | 0.0001537 | 0.00010889 | 0.00016963 | 0.00010061 | 4 | 23 | 0.00021696 | 0.0001522 | 0.00010377 | 8.717e-05
1 | 4 | 24 | 9.8487e-05 | 0.00018052 | 0.00012466 | 9.8487e-05 | 0.00017719 | 9.2987e-05 | 9.8487e-05 | 0.00018052 | 0.00012466 | 9.8487e-05 | 0.00017719 | 9.2987e-05 | 4 | 24 | 0.00018062 | 0.00012231 | 0.00010863 | 8.4097e-05
1 | 5 | 1 | 9.1429e-05 | 0.00013825 | 8.7285e-05 | 9.1429e-05 | 0.00018459 | 8.9811e-05 | 9.1429e-05 | 0.00013825 | 8.7285e-05 | 9.1429e-05 | 0.00018459 | 8.9811e-05 | 5 | 1 | 0.00013842 | 8.8506e-05 | 9.7923e-05 | 8.5518e-05
1 | 5 | 2 | 8.7851e-05 | 0.00010307 | 6.6412e-05 | 8.7851e-05 | 0.00018964 | 8.7511e-05 | 8.7851e-05 | 0.00010307 | 6.6412e-05 | 8.7851e-05 | 0.00018964 | 8.7511e-05 | 5 | 2 | 0.00010307 | 6.6412e-05 | 0.00010028 | 8.4767e-05
1 | 5 | 3 | 8.567e-05 | 7.1086e-05 | 4.7779e-05 | 8.567e-05 | 0.00019368 | 8.5813e-05 | 8.567e-05 | 7.1086e-05 | 4.7779e-05 | 8.567e-05 | 0.00019368 | 8.5813e-05 | 5 | 3 | 7.1086e-05 | 4.7779e-05 | 0.00010498 | 8.4615e-05
1 | 5 | 4 | 8.592e-05 | 4.7828e-05 | 3.3129e-05 | 8.592e-05 | 0.00019675 | 8.6691e-05 | 8.592e-05 | 4.7828e-05 | 3.3129e-05 | 8.592e-05 | 0.00019675 | 8.6691e-05 | 5 | 4 | 4.7828e-05 | 3.3129e-05 | 0.00011269 | 8.8912e-05
1 | 5 | 5 | 8.8184e-05 | 2.9833e-05 | 2.2439e-05 | 8.8184e-05 | 0.00019881 | 9.0737e-05 | 8.8184e-05 | 2.9833e-05 | 2.2439e-05 | 8.8184e-05 | 0.00019881 | 9.0737e-05 | 5 | 5 | 2.9833e-05 | 2.2439e-05 | 0.00011999 | 9.3446e-05
1 | 5 | 6 | 9.522e-05 | 1.7982e-05 | 2.1912e-05 | 9.522e-05 | 0.00020515 | 0.00010088 | 9.522e-05 | 1.7982e-05 | 2.1912e-05 | 9.522e-05 | 0.00020515 | 0.00010088 | 5 | 6 | 1.7982e-05 | 2.1912e-05 | 0.0001307 | 0.00010555
1 | 5 | 7 | 0.0001055 | 1.0474e-05 | 3.9359e-05 | 0.0001055 | 0.00022309 | 0.00011047 | 0.0001055 | 1.0474e-05 | 3.9359e-05 | 0.0001055 | 0.00022309 | 0.00011047 | 5 | 7 | 1.0474e-05 | 3.9359e-05 | 0.00012989 | 0.00011398
1 | 5 | 8 | 0.00011258 | 1.5064e-05 | 8.3741e-05 | 0.00011258 | 0.00022288 | 0.00011788 | 0.00011258 | 1.5064e-05 | 8.3741e-05 | 0.00011258 | 0.00022288 | 0.00011788 | 5 | 8 | 1.5064e-05 | 8.3741e-05 | 0.00012412 | 0.0001227
1 | 5 | 9 | 0.00011626 | 3.029e-05 | 0.00013245 | 0.00011626 | 0.00020471 | 0.00012158 | 0.00011626 | 3.029e-05 | 0.00013245 | 0.00011626 | 0.00020471 | 0.00012158 | 5 | 9 | 3.029e-05 | 0.00013245 | 0.00011216 | 0.00012554
1 | 5 | 10 | 0.00011846 | 3.402e-05 | 0.00013119 | 0.00011846 | 0.00017613 | 0.00012349 | 0.00011846 | 3.402e-05 | 0.00013119 | 0.00011846 | 0.00017613 | 0.00012349 | 5 | 10 | 3.402e-05 | 0.00013119 | 9.9995e-05 | 0.00012661
1 | 5 | 11 | 0.00011913 | 4.0383e-05 | 0.00010869 | 0.00011913 | 0.00014831 | 0.00012387 | 0.00011913 | 4.0383e-05 | 0.00010869 | 0.00011913 | 0.00014831 | 0.00012387 | 5 | 11 | 4.0383e-05 | 0.00010869 | 8.8914e-05 | 0.00012503
1 | 5 | 12 | 0.00011858 | 5.0222e-05 | 9.5191e-05 | 0.00011858 | 0.00012795 | 0.00012422 | 0.00011858 | 5.0222e-05 | 9.5191e-05 | 0.00011858 | 0.00012795 | 0.00012422 | 5 | 12 | 5.0222e-05 | 9.5191e-05 | 7.9591e-05 | 0.00012494
1 | 5 | 13 | 0.00011652 | 7.2502e-05 | 0.00010228 | 0.00011652 | 0.00011901 | 0.00012314 | 0.00011652 | 7.2502e-05 | 0.00010228 | 0.00011652 | 0.00011901 | 0.00012314 | 5 | 13 | 7.2502e-05 | 0.00010228 | 7.6748e-05 | 0.00012389
1 | 5 | 14 | 0.00011459 | 8.766e-05 | 0.0001146 | 0.00011459 | 0.0001159 | 0.00012328 | 0.00011459 | 8.766e-05 | 0.0001146 | 0.00011459 | 0.0001159 | 0.00012328 | 5 | 14 | 8.766e-05 | 0.0001146 | 7.6346e-05 | 0.00012259
1 | 5 | 15 | 0.00011341 | 0.0001007 | 0.00012004 | 0.00011341 | 0.00011776 | 0.00012146 | 0.00011341 | 0.0001007 | 0.00012004 | 0.00011341 | 0.00011776 | 0.00012146 | 5 | 15 | 0.0001007 | 0.00012004 | 7.5552e-05 | 0.00012097
1 | 5 | 16 | 0.00011197 | 0.00013518 | 0.0001423 | 0.00011197 | 0.00012174 | 0.00012052 | 0.00011197 | 0.00013518 | 0.0001423 | 0.00011197 | 0.00012174 | 0.00012052 | 5 | 16 | 0.00013518 | 0.0001423 | 7.7477e-05 | 0.00011774
1 | 5 | 17 | 0.00011425 | 0.00016898 | 0.0001598 | 0.00011425 | 0.00013566 | 0.00012365 | 0.00011425 | 0.00016898 | 0.0001598 | 0.00011425 | 0.00013566 | 0.00012365 | 5 | 17 | 0.00016898 | 0.0001598 | 8.1118e-05 | 0.00011446
1 | 5 | 18 | 0.00012693 | 0.00021257 | 0.0001864 | 0.00012693 | 0.00013988 | 0.00012841 | 0.00012693 | 0.00021257 | 0.0001864 | 0.00012693 | 0.00013988 | 0.00012841 | 5 | 18 | 0.00021257 | 0.0001864 | 8.7485e-05 | 0.00011393
1 | 5 | 19 | 0.00012995 | 0.00024415 | 0.00020354 | 0.00012995 | 0.00015011 | 0.0001283 | 0.00012995 | 0.00024415 | 0.00020354 | 0.00012995 | 0.00015011 | 0.0001283 | 5 | 19 | 0.00024415 | 0.00020354 | 9.6916e-05 | 0.00011681
1 | 5 | 20 | 0.00012712 | 0.00025123 | 0.00019874 | 0.00012712 | 0.0001515 | 0.00012542 | 0.00012712 | 0.00025123 | 0.00019874 | 0.00012712 | 0.0001515 | 0.00012542 | 5 | 20 | 0.00025123 | 0.00019874 | 9.705e-05 | 0.00011613
1 | 5 | 21 | 0.00012346 | 0.00024445 | 0.00018308 | 0.00012346 | 0.00015342 | 0.00012037 | 0.00012346 | 0.00024445 | 0.00018308 | 0.00012346 | 0.00015342 | 0.00012037 | 5 | 21 | 0.00024445 | 0.00018308 | 9.444e-05 | 0.00011021
1 | 5 | 22 | 0.00011846 | 0.00023206 | 0.00016977 | 0.00011846 | 0.00016073 | 0.00011032 | 0.00011846 | 0.00023206 | 0.00016977 | 0.00011846 | 0.00016073 | 0.00011032 | 5 | 22 | 0.00023206 | 0.00016977 | 9.4379e-05 | 9.8853e-05
1 | 5 | 23 | 0.00011142 | 0.00021552 | 0.0001537 | 0.00011142 | 0.00016963 | 0.00010061 | 0.00011142 | 0.00021552 | 0.0001537 | 0.00011142 | 0.00016963 | 0.00010061 | 5 | 23 | 0.00021552 | 0.0001537 | 9.5612e-05 | 9.0586e-05
1 | 5 | 24 | 0.00010158 | 0.00018052 | 0.00012466 | 0.00010158 | 0.00017719 | 9.2987e-05 | 0.00010158 | 0.00018052 | 0.00012466 | 0.00010158 | 0.00017719 | 9.2987e-05 | 5 | 24 | 0.00018052 | 0.00012466 | 9.6181e-05 | 8.8146e-05
1 | 6 | 1 | 9.5029e-05 | 0.00013825 | 8.7285e-05 | 9.5029e-05 | 0.00018459 | 8.9811e-05 | 9.5029e-05 | 0.00013825 | 8.7285e-05 | 9.5029e-05 | 0.00018459 | 8.9811e-05 | 6 | 1 | 0.00013813 | 8.639e-05 | 8.1572e-05 | 8.9399e-05
1 | 6 | 2 | 9.058e-05 | 0.00010307 | 6.6412e-05 | 9.058e-05 | 0.00018964 | 8.7511e-05 | 9.058e-05 | 0.00010307 | 6.6412e-05 | 9.058e-05 | 0.00018964 | 8.7511e-05 | 6 | 2 | 0.00010242 | 6.4577e-05 | 8.2555e-05 | 8.912e-05
1 | 6 | 3 | 8.8708e-05 | 7.1086e-05 | 4.7779e-05 | 8.8708e-05 | 0.00019368 | 8.5813e-05 | 8.8708e-05 | 7.1086e-05 | 4.7779e-05 | 8.8708e-05 | 0.00019368 | 8.5813e-05 | 6 | 3 | 6.9826e-05 | 4.6103e-05 | 8.2979e-05 | 8.9541e-05
1 | 6 | 4 | 8.7705e-05 | 4.7828e-05 | 3.3129e-05 | 8.7705e-05 | 0.00019675 | 8.6691e-05 | 8.7705e-05 | 4.7828e-05 | 3.3129e-05 | 8.7705e-05 | 0.00019675 | 8.6691e-05 | 6 | 4 | 4.6474e-05 | 3.1569e-05 | 8.5874e-05 | 9.416e-05
1 | 6 | 5 | 8.7842e-05 | 2.9833e-05 | 2.2439e-05 | 8.7842e-05 | 0.00019881 | 9.0737e-05 | 8.7842e-05 | 2.9833e-05 | 2.2439e-05 | 8.7842e-05 | 0.00019881 | 9.0737e-05 | 6 | 5 | 2.8617e-05 | 2.1418e-05 | 8.7315e-05 | 9.8777e-05
1 | 6 | 6 | 9.0959e-05 | 1.7982e-05 | 2.1912e-05 | 9.0959e-05 | 0.00020515 | 0.00010088 | 9.0959e-05 | 1.7982e-05 | 2.1912e-05 | 9.0959e-05 | 0.00020515 | 0.00010088 | 6 | 6 | 1.6942e-05 | 2.1685e-05 | 9.0471e-05 | 0.00011031
1 | 6 | 7 | 9.6202e-05 | 1.0474e-05 | 3.9359e-05 | 9.6202e-05 | 0.00022309 | 0.00011047 | 9.6202e-05 | 1.0474e-05 | 3.9359e-05 | 9.6202e-05 | 0.00022309 | 0.00011047 | 6 | 7 | 1.0091e-05 | 4.0975e-05 | 9.152e-05 | 0.0001199
1 | 6 | 8 | 9.8674e-05 | 1.5064e-05 | 8.3741e-05 | 9.8674e-05 | 0.00022288 | 0.00011788 | 9.8674e-05 | 1.5064e-05 | 8.3741e-05 | 9.8674e-05 | 0.00022288 | 0.00011788 | 6 | 8 | 1.4915e-05 | 8.8106e-05 | 9.044e-05 | 0.00012909
1 | 6 | 9 | 0.00010325 | 3.029e-05 | 0.00013245 | 0.00010325 | 0.00020471 | 0.00012158 | 0.00010325 | 3.029e-05 | 0.00013245 | 0.00010325 | 0.00020471 | 0.00012158 | 6 | 9 | 3.0871e-05 | 0.00014026 | 8.6564e-05 | 0.00013434
1 | 6 | 10 | 0.00010676 | 3.402e-05 | 0.00013119 | 0.00010676 | 0.00017613 | 0.00012349 | 0.00010676 | 3.402e-05 | 0.00013119 | 0.00010676 | 0.00017613 | 0.00012349 | 6 | 10 | 3.3977e-05 | 0.00013781 | 8.1615e-05 | 0.00013758
1 | 6 | 11 | 0.00010778 | 4.0383e-05 | 0.00010869 | 0.00010778 | 0.00014831 | 0.00012387 | 0.00010778 | 4.0383e-05 | 0.00010869 | 0.00010778 | 0.00014831 | 0.00012387 | 6 | 11 | 4.0073e-05 | 0.00011224 | 7.5946e-05 | 0.0001384
1 | 6 | 12 | 0.00010664 | 5.0222e-05 | 9.5191e-05 | 0.00010664 | 0.00012795 | 0.00012422 | 0.00010664 | 5.0222e-05 | 9.5191e-05 | 0.00010664 | 0.00012795 | 0.00012422 | 6 | 12 | 4.9721e-05 | 9.6792e-05 | 7.1196e-05 | 0.00013926
1 | 6 | 13 | 0.00010459 | 7.2502e-05 | 0.00010228 | 0.00010459 | 0.00011901 | 0.00012314 | 0.00010459 | 7.2502e-05 | 0.00010228 | 0.00010459 | 0.00011901 | 0.00012314 | 6 | 13 | 7.1706e-05 | 0.00010242 | 6.9735e-05 | 0.00014132
1 | 6 | 14 | 0.00010251 | 8.766e-05 | 0.0001146 | 0.00010251 | 0.0001159 | 0.00012328 | 0.00010251 | 8.766e-05 | 0.0001146 | 0.00010251 | 0.0001159 | 0.00012328 | 6 | 14 | 8.5497e-05 | 0.00011398 | 6.8791e-05 | 0.00014132
1 | 6 | 15 | 0.00010061 | 0.0001007 | 0.00012004 | 0.00010061 | 0.00011776 | 0.00012146 | 0.00010061 | 0.0001007 | 0.00012004 | 0.00010061 | 0.00011776 | 0.00012146 | 6 | 15 | 9.8578e-05 | 0.00011913 | 6.8038e-05 | 0.00014013
1 | 6 | 16 | 9.9785e-05 | 0.00013518 | 0.0001423 | 9.9785e-05 | 0.00012174 | 0.00012052 | 9.9785e-05 | 0.00013518 | 0.0001423 | 9.9785e-05 | 0.00012174 | 0.00012052 | 6 | 16 | 0.00013443 | 0.00014201 | 6.9472e-05 | 0.00013701
1 | 6 | 17 | 0.00010298 | 0.00016898 | 0.0001598 | 0.00010298 | 0.00013566 | 0.00012365 | 0.00010298 | 0.00016898 | 0.0001598 | 0.00010298 | 0.00013566 | 0.00012365 | 6 | 17 | 0.00016973 | 0.00016019 | 7.1155e-05 | 0.00013145
1 | 6 | 18 | 0.00011749 | 0.00021257 | 0.0001864 | 0.00011749 | 0.00013988 | 0.00012841 | 0.00011749 | 0.00021257 | 0.0001864 | 0.00011749 | 0.00013988 | 0.00012841 | 6 | 18 | 0.00021594 | 0.00018846 | 7.4125e-05 | 0.00012824
1 | 6 | 19 | 0.00012029 | 0.00024415 | 0.00020354 | 0.00012029 | 0.00015011 | 0.0001283 | 0.00012029 | 0.00024415 | 0.00020354 | 0.00012029 | 0.00015011 | 0.0001283 | 6 | 19 | 0.00024944 | 0.00020631 | 8.2126e-05 | 0.00012707
1 | 6 | 20 | 0.00011813 | 0.00025123 | 0.00019874 | 0.00011813 | 0.0001515 | 0.00012542 | 0.00011813 | 0.00025123 | 0.00019874 | 0.00011813 | 0.0001515 | 0.00012542 | 6 | 20 | 0.00025643 | 0.00020076 | 8.1455e-05 | 0.00012548
1 | 6 | 21 | 0.00011533 | 0.00024445 | 0.00018308 | 0.00011533 | 0.00015342 | 0.00012037 | 0.00011533 | 0.00024445 | 0.00018308 | 0.00011533 | 0.00015342 | 0.00012037 | 6 | 21 | 0.00024842 | 0.00018308 | 7.8107e-05 | 0.00011916
1 | 6 | 22 | 0.00011053 | 0.00023206 | 0.00016977 | 0.00011053 | 0.00016073 | 0.00011032 | 0.00011053 | 0.00023206 | 0.00016977 | 0.00011053 | 0.00016073 | 0.00011032 | 6 | 22 | 0.00023397 | 0.00016829 | 7.8173e-05 | 0.00010719
1 | 6 | 23 | 0.00010359 | 0.00021552 | 0.0001537 | 0.00010359 | 0.00016963 | 0.00010061 | 0.00010359 | 0.00021552 | 0.0001537 | 0.00010359 | 0.00016963 | 0.00010061 | 6 | 23 | 0.00021696 | 0.0001522 | 7.9168e-05 | 9.571e-05
1 | 6 | 24 | 9.5407e-05 | 0.00018052 | 0.00012466 | 9.5407e-05 | 0.00017719 | 9.2987e-05 | 9.5407e-05 | 0.00018052 | 0.00012466 | 9.5407e-05 | 0.00017719 | 9.2987e-05 | 6 | 24 | 0.00018062 | 0.00012231 | 8.0203e-05 | 9.2437e-05
1 | 7 | 1 | 8.8787e-05 | 0.00013825 | 8.7285e-05 | 8.8787e-05 | 0.00018459 | 8.9811e-05 | 8.8787e-05 | 0.00013825 | 8.7285e-05 | 8.8787e-05 | 0.00018459 | 8.9811e-05 | 7 | 1 | 0.00013809 | 8.6065e-05 | 7.9803e-05 | 9.1289e-05
1 | 7 | 2 | 8.4855e-05 | 0.00010307 | 6.6412e-05 | 8.4855e-05 | 0.00018964 | 8.7511e-05 | 8.4855e-05 | 0.00010307 | 6.6412e-05 | 8.4855e-05 | 0.00018964 | 8.7511e-05 | 7 | 2 | 0.00010269 | 6.5353e-05 | 8.0835e-05 | 9.0446e-05
1 | 7 | 3 | 8.2637e-05 | 7.1086e-05 | 4.7779e-05 | 8.2637e-05 | 0.00019368 | 8.5813e-05 | 8.2637e-05 | 7.1086e-05 | 4.7779e-05 | 8.2637e-05 | 0.00019368 | 8.5813e-05 | 7 | 3 | 7.0359e-05 | 4.6812e-05 | 8.1932e-05 | 9.1615e-05
1 | 7 | 4 | 8.1721e-05 | 4.7828e-05 | 3.3129e-05 | 8.1721e-05 | 0.00019675 | 8.6691e-05 | 8.1721e-05 | 4.7828e-05 | 3.3129e-05 | 8.1721e-05 | 0.00019675 | 8.6691e-05 | 7 | 4 | 4.7047e-05 | 3.2229e-05 | 8.2877e-05 | 9.5568e-05
1 | 7 | 5 | 8.1938e-05 | 2.9833e-05 | 2.2439e-05 | 8.1938e-05 | 0.00019881 | 9.0737e-05 | 8.1938e-05 | 2.9833e-05 | 2.2439e-05 | 8.1938e-05 | 0.00019881 | 9.0737e-05 | 7 | 5 | 2.9132e-05 | 2.185e-05 | 8.4475e-05 | 0.00010157
1 | 7 | 6 | 8.3852e-05 | 1.7982e-05 | 2.1912e-05 | 8.3852e-05 | 0.00020515 | 0.00010088 | 8.3852e-05 | 1.7982e-05 | 2.1912e-05 | 8.3852e-05 | 0.00020515 | 0.00010088 | 7 | 6 | 1.7382e-05 | 2.1781e-05 | 8.635e-05 | 0.00011064
1 | 7 | 7 | 8.679e-05 | 1.0474e-05 | 3.9359e-05 | 8.679e-05 | 0.00022309 | 0.00011047 | 8.679e-05 | 1.0474e-05 | 3.9359e-05 | 8.679e-05 | 0.00022309 | 0.00011047 | 7 | 7 | 1.0253e-05 | 4.0291e-05 | 8.6843e-05 | 0.00012122
1 | 7 | 8 | 8.8512e-05 | 1.5064e-05 | 8.3741e-05 | 8.8512e-05 | 0.00022288 | 0.00011788 | 8.8512e-05 | 1.5064e-05 | 8.3741e-05 | 8.8512e-05 | 0.00022288 | 0.00011788 | 7 | 8 | 1.4978e-05 | 8.6259e-05 | 8.4715e-05 | 0.00012997
1 | 7 | 9 | 9.3027e-05 | 3.029e-05 | 0.00013245 | 9.3027e-05 | 0.00020471 | 0.00012158 | 9.3027e-05 | 3.029e-05 | 0.00013245 | 9.3027e-05 | 0.00020471 | 0.00012158 | 7 | 9 | 3.0625e-05 | 0.00013696 | 8.1497e-05 | 0.00013643
1 | 7 | 10 | 9.5728e-05 | 3.402e-05 | 0.00013119 | 9.5728e-05 | 0.00017613 | 0.00012349 | 9.5728e-05 | 3.402e-05 | 0.00013119 | 9.5728e-05 | 0.00017613 | 0.00012349 | 7 | 10 | 3.3995e-05 | 0.00013501 | 7.6451e-05 | 0.00013989
1 | 7 | 11 | 9.8474e-05 | 4.0383e-05 | 0.00010869 | 9.8474e-05 | 0.00014831 | 0.00012387 | 9.8474e-05 | 4.0383e-05 | 0.00010869 | 9.8474e-05 | 0.00014831 | 0.00012387 | 7 | 11 | 4.0204e-05 | 0.00011074 | 7.2179e-05 | 0.00014183
1 | 7 | 12 | 9.867e-05 | 5.0222e-05 | 9.5191e-05 | 9.867e-05 | 0.00012795 | 0.00012422 | 9.867e-05 | 5.0222e-05 | 9.5191e-05 | 9.867e-05 | 0.00012795 | 0.00012422 | 7 | 12 | 4.9933e-05 | 9.6115e-05 | 6.7065e-05 | 0.00014389
1 | 7 | 13 | 9.7642e-05 | 7.2502e-05 | 0.00010228 | 9.7642e-05 | 0.00011901 | 0.00012314 | 9.7642e-05 | 7.2502e-05 | 0.00010228 | 9.7642e-05 | 0.00011901 | 0.00012314 | 7 | 13 | 7.2043e-05 | 0.00010236 | 6.5627e-05 | 0.00014681
1 | 7 | 14 | 9.5911e-05 | 8.766e-05 | 0.0001146 | 9.5911e-05 | 0.0001159 | 0.00012328 | 9.5911e-05 | 8.766e-05 | 0.0001146 | 9.5911e-05 | 0.0001159 | 0.00012328 | 7 | 14 | 8.6412e-05 | 0.00011424 | 6.5146e-05 | 0.00014871
1 | 7 | 15 | 9.4783e-05 | 0.0001007 | 0.00012004 | 9.4783e-05 | 0.00011776 | 0.00012146 | 9.4783e-05 | 0.0001007 | 0.00012004 | 9.4783e-05 | 0.00011776 | 0.00012146 | 7 | 15 | 9.9476e-05 | 0.00011951 | 6.508e-05 | 0.00014911
1 | 7 | 16 | 9.4704e-05 | 0.00013518 | 0.0001423 | 9.4704e-05 | 0.00012174 | 0.00012052 | 9.4704e-05 | 0.00013518 | 0.0001423 | 9.4704e-05 | 0.00012174 | 0.00012052 | 7 | 16 | 0.00013475 | 0.00014213 | 6.7207e-05 | 0.00014669
1 | 7 | 17 | 9.8295e-05 | 0.00016898 | 0.0001598 | 9.8295e-05 | 0.00013566 | 0.00012365 | 9.8295e-05 | 0.00016898 | 0.0001598 | 9.8295e-05 | 0.00013566 | 0.00012365 | 7 | 17 | 0.00016941 | 0.00016002 | 7.0517e-05 | 0.00014019
1 | 7 | 18 | 0.00011391 | 0.00021257 | 0.0001864 | 0.00011391 | 0.00013988 | 0.00012841 | 0.00011391 | 0.00021257 | 0.0001864 | 0.00011391 | 0.00013988 | 0.00012841 | 7 | 18 | 0.00021451 | 0.00018759 | 7.4601e-05 | 0.00013592
1 | 7 | 19 | 0.00011867 | 0.00024415 | 0.00020354 | 0.00011867 | 0.00015011 | 0.0001283 | 0.00011867 | 0.00024415 | 0.00020354 | 0.00011867 | 0.00015011 | 0.0001283 | 7 | 19 | 0.0002472 | 0.00020514 | 8.1827e-05 | 0.00013297
1 | 7 | 20 | 0.00011702 | 0.00025123 | 0.00019874 | 0.00011702 | 0.0001515 | 0.00012542 | 0.00011702 | 0.00025123 | 0.00019874 | 0.00011702 | 0.0001515 | 0.00012542 | 7 | 20 | 0.00025423 | 0.0001999 | 8.042e-05 | 0.00013125
1 | 7 | 21 | 0.00011398 | 0.00024445 | 0.00018308 | 0.00011398 | 0.00015342 | 0.00012037 | 0.00011398 | 0.00024445 | 0.00018308 | 0.00011398 | 0.00015342 | 0.00012037 | 7 | 21 | 0.00024674 | 0.00018308 | 7.6795e-05 | 0.00012401
1 | 7 | 22 | 0.00010764 | 0.00023206 | 0.00016977 | 0.00010764 | 0.00016073 | 0.00011032 | 0.00010764 | 0.00023206 | 0.00016977 | 0.00010764 | 0.00016073 | 0.00011032 | 7 | 22 | 0.00023316 | 0.00016891 | 7.7233e-05 | 0.00011
1 | 7 | 23 | 0.00010002 | 0.00021552 | 0.0001537 | 0.00010002 | 0.00016963 | 0.00010061 | 0.00010002 | 0.00021552 | 0.0001537 | 0.00010002 | 0.00016963 | 0.00010061 | 7 | 23 | 0.00021635 | 0.00015284 | 7.8971e-05 | 9.8801e-05
1 | 7 | 24 | 9.165e-05 | 0.00018052 | 0.00012466 | 9.165e-05 | 0.00017719 | 9.2987e-05 | 9.165e-05 | 0.00018052 | 0.00012466 | 9.165e-05 | 0.00017719 | 9.2987e-05 | 7 | 24 | 0.00018058 | 0.00012331 | 7.9198e-05 | 9.4209e-05
1 | 8 | 1 | 8.5899e-05 | 0.00013825 | 8.7285e-05 | 8.5899e-05 | 0.00018459 | 8.9811e-05 | 8.5899e-05 | 0.00013825 | 8.7285e-05 | 8.5899e-05 | 0.00018459 | 8.9811e-05 | 8 | 1 | 0.00013842 | 8.8506e-05 | 8.4235e-05 | 9.3033e-05
1 | 8 | 2 | 8.3115e-05 | 0.00010307 | 6.6412e-05 | 8.3115e-05 | 0.00018964 | 8.7511e-05 | 8.3115e-05 | 0.00010307 | 6.6412e-05 | 8.3115e-05 | 0.00018964 | 8.7511e-05 | 8 | 2 | 0.00010269 | 6.5353e-05 | 8.5424e-05 | 9.1073e-05
1 | 8 | 3 | 8.2092e-05 | 7.1086e-05 | 4.7779e-05 | 8.2092e-05 | 0.00019368 | 8.5813e-05 | 8.2092e-05 | 7.1086e-05 | 4.7779e-05 | 8.2092e-05 | 0.00019368 | 8.5813e-05 | 8 | 3 | 7.0359e-05 | 4.6812e-05 | 8.6082e-05 | 9.1784e-05
1 | 8 | 4 | 8.2533e-05 | 4.7828e-05 | 3.3129e-05 | 8.2533e-05 | 0.00019675 | 8.6691e-05 | 8.2533e-05 | 4.7828e-05 | 3.3129e-05 | 8.2533e-05 | 0.00019675 | 8.6691e-05 | 8 | 4 | 4.7047e-05 | 3.2229e-05 | 8.7163e-05 | 9.6379e-05
1 | 8 | 5 | 8.5724e-05 | 2.9833e-05 | 2.2439e-05 | 8.5724e-05 | 0.00019881 | 9.0737e-05 | 8.5724e-05 | 2.9833e-05 | 2.2439e-05 | 8.5724e-05 | 0.00019881 | 9.0737e-05 | 8 | 5 | 2.9132e-05 | 2.185e-05 | 8.8464e-05 | 0.00010305
1 | 8 | 6 | 9.4663e-05 | 1.7982e-05 | 2.1912e-05 | 9.4663e-05 | 0.00020515 | 0.00010088 | 9.4663e-05 | 1.7982e-05 | 2.1912e-05 | 9.4663e-05 | 0.00020515 | 0.00010088 | 8 | 6 | 1.7382e-05 | 2.1781e-05 | 8.8215e-05 | 0.00011233
1 | 8 | 7 | 0.00010799 | 1.0474e-05 | 3.9359e-05 | 0.00010799 | 0.00022309 | 0.00011047 | 0.00010799 | 1.0474e-05 | 3.9359e-05 | 0.00010799 | 0.00022309 | 0.00011047 | 8 | 7 | 1.0253e-05 | 4.0291e-05 | 8.8311e-05 | 0.00012071
1 | 8 | 8 | 0.0001139 | 1.5064e-05 | 8.3741e-05 | 0.0001139 | 0.00022288 | 0.00011788 | 0.0001139 | 1.5064e-05 | 8.3741e-05 | 0.0001139 | 0.00022288 | 0.00011788 | 8 | 8 | 1.4978e-05 | 8.6259e-05 | 8.5313e-05 | 0.00012982
1 | 8 | 9 | 0.00011567 | 3.029e-05 | 0.00013245 | 0.00011567 | 0.00020471 | 0.00012158 | 0.00011567 | 3.029e-05 | 0.00013245 | 0.00011567 | 0.00020471 | 0.00012158 | 8 | 9 | 3.0625e-05 | 0.00013696 | 8.1592e-05 | 0.00013574
1 | 8 | 10 | 0.00011748 | 3.402e-05 | 0.00013119 | 0.00011748 | 0.00017613 | 0.00012349 | 0.00011748 | 3.402e-05 | 0.00013119 | 0.00011748 | 0.00017613 | 0.00012349 | 8 | 10 | 3.3995e-05 | 0.00013501 | 7.6227e-05 | 0.00013985
1 | 8 | 11 | 0.0001189 | 4.0383e-05 | 0.00010869 | 0.0001189 | 0.00014831 | 0.00012387 | 0.0001189 | 4.0383e-05 | 0.00010869 | 0.0001189 | 0.00014831 | 0.00012387 | 8 | 11 | 4.0204e-05 | 0.00011074 | 7.1291e-05 | 0.00014267
1 | 8 | 12 | 0.00011895 | 5.0222e-05 | 9.5191e-05 | 0.00011895 | 0.00012795 | 0.00012422 | 0.00011895 | 5.0222e-05 | 9.5191e-05 | 0.00011895 | 0.00012795 | 0.00012422 | 8 | 12 | 4.9933e-05 | 9.6115e-05 | 6.7224e-05 | 0.00014501
1 | 8 | 13 | 0.00011887 | 7.2502e-05 | 0.00010228 | 0.00011887 | 0.00011901 | 0.00012314 | 0.00011887 | 7.2502e-05 | 0.00010228 | 0.00011887 | 0.00011901 | 0.00012314 | 8 | 13 | 7.2043e-05 | 0.00010236 | 6.5321e-05 | 0.00014836
1 | 8 | 14 | 0.00011839 | 8.766e-05 | 0.0001146 | 0.00011839 | 0.0001159 | 0.00012328 | 0.00011839 | 8.766e-05 | 0.0001146 | 0.00011839 | 0.0001159 | 0.00012328 | 8 | 14 | 8.6412e-05 | 0.00011424 | 6.4691e-05 | 0.00015061
1 | 8 | 15 | 0.00011712 | 0.0001007 | 0.00012004 | 0.00011712 | 0.00011776 | 0.00012146 | 0.00011712 | 0.0001007 | 0.00012004 | 0.00011712 | 0.00011776 | 0.00012146 | 8 | 15 | 9.9476e-05 | 0.00011951 | 6.4261e-05 | 0.00015038
1 | 8 | 16 | 0.00011543 | 0.00013518 | 0.0001423 | 0.00011543 | 0.00012174 | 0.00012052 | 0.00011543 | 0.00013518 | 0.0001423 | 0.00011543 | 0.00012174 | 0.00012052 | 8 | 16 | 0.00013475 | 0.00014213 | 6.5686e-05 | 0.00014874
1 | 8 | 17 | 0.00011623 | 0.00016898 | 0.0001598 | 0.00011623 | 0.00013566 | 0.00012365 | 0.00011623 | 0.00016898 | 0.0001598 | 0.00011623 | 0.00013566 | 0.00012365 | 8 | 17 | 0.00016941 | 0.00016002 | 6.8314e-05 | 0.00014308
1 | 8 | 18 | 0.00012849 | 0.00021257 | 0.0001864 | 0.00012849 | 0.00013988 | 0.00012841 | 0.00012849 | 0.00021257 | 0.0001864 | 0.00012849 | 0.00013988 | 0.00012841 | 8 | 18 | 0.00021451 | 0.00018759 | 7.1835e-05 | 0.00013922
1 | 8 | 19 | 0.00013087 | 0.00024415 | 0.00020354 | 0.00013087 | 0.00015011 | 0.0001283 | 0.00013087 | 0.00024415 | 0.00020354 | 0.00013087 | 0.00015011 | 0.0001283 | 8 | 19 | 0.0002472 | 0.00020514 | 7.9914e-05 | 0.0001376
1 | 8 | 20 | 0.00012764 | 0.00025123 | 0.00019874 | 0.00012764 | 0.0001515 | 0.00012542 | 0.00012764 | 0.00025123 | 0.00019874 | 0.00012764 | 0.0001515 | 0.00012542 | 8 | 20 | 0.00025423 | 0.0001999 | 7.9121e-05 | 0.00013436
1 | 8 | 21 | 0.0001235 | 0.00024445 | 0.00018308 | 0.0001235 | 0.00015342 | 0.00012037 | 0.0001235 | 0.00024445 | 0.00018308 | 0.0001235 | 0.00015342 | 0.00012037 | 8 | 21 | 0.00024674 | 0.00018308 | 7.7003e-05 | 0.00012521
1 | 8 | 22 | 0.00011633 | 0.00023206 | 0.00016977 | 0.00011633 | 0.00016073 | 0.00011032 | 0.00011633 | 0.00023206 | 0.00016977 | 0.00011633 | 0.00016073 | 0.00011032 | 8 | 22 | 0.00023316 | 0.00016891 | 7.8158e-05 | 0.00011133
1 | 8 | 23 | 0.00010609 | 0.00021552 | 0.0001537 | 0.00010609 | 0.00016963 | 0.00010061 | 0.00010609 | 0.00021552 | 0.0001537 | 0.00010609 | 0.00016963 | 0.00010061 | 8 | 23 | 0.00021635 | 0.00015284 | 8.0333e-05 | 0.00010087
1 | 8 | 24 | 9.6868e-05 | 0.00018052 | 0.00012466 | 9.6868e-05 | 0.00017719 | 9.2987e-05 | 9.6868e-05 | 0.00018052 | 0.00012466 | 9.6868e-05 | 0.00017719 | 9.2987e-05 | 8 | 24 | 0.00018058 | 0.00012331 | 8.1983e-05 | 9.5133e-05
1 | 9 | 1 | 8.9873e-05 | 0.00013825 | 8.7285e-05 | 8.9873e-05 | 0.00018459 | 8.9811e-05 | 8.9873e-05 | 0.00013825 | 8.7285e-05 | 8.9873e-05 | 0.00018459 | 8.9811e-05 | 9 | 1 | 0.00013813 | 8.639e-05 | 8.4009e-05 | 8.9699e-05
1 | 9 | 2 | 8.6378e-05 | 0.00010307 | 6.6412e-05 | 8.6378e-05 | 0.00018964 | 8.7511e-05 | 8.6378e-05 | 0.00010307 | 6.6412e-05 | 8.6378e-05 | 0.00018964 | 8.7511e-05 | 9 | 2 | 0.00010242 | 6.4577e-05 | 8.5116e-05 | 8.951e-05
1 | 9 | 3 | 8.4905e-05 | 7.1086e-05 | 4.7779e-05 | 8.4905e-05 | 0.00019368 | 8.5813e-05 | 8.4905e-05 | 7.1086e-05 | 4.7779e-05 | 8.4905e-05 | 0.00019368 | 8.5813e-05 | 9 | 3 | 6.9826e-05 | 4.6103e-05 | 8.6519e-05 | 8.9416e-05
1 | 9 | 4 | 8.4975e-05 | 4.7828e-05 | 3.3129e-05 | 8.4975e-05 | 0.00019675 | 8.6691e-05 | 8.4975e-05 | 4.7828e-05 | 3.3129e-05 | 8.4975e-05 | 0.00019675 | 8.6691e-05 | 9 | 4 | 4.6474e-05 | 3.1569e-05 | 8.7692e-05 | 9.3971e-05
1 | 9 | 5 | 8.7476e-05 | 2.9833e-05 | 2.2439e-05 | 8.7476e-05 | 0.00019881 | 9.0737e-05 | 8.7476e-05 | 2.9833e-05 | 2.2439e-05 | 8.7476e-05 | 0.00019881 | 9.0737e-05 | 9 | 5 | 2.8617e-05 | 2.1418e-05 | 9.1513e-05 | 0.00010451
1 | 9 | 6 | 9.5524e-05 | 1.7982e-05 | 2.1912e-05 | 9.5524e-05 | 0.00020515 | 0.00010088 | 9.5524e-05 | 1.7982e-05 | 2.1912e-05 | 9.5524e-05 | 0.00020515 | 0.00010088 | 9 | 6 | 1.6942e-05 | 2.1685e-05 | 9.3221e-05 | 0.00011412
1 | 9 | 7 | 0.00010827 | 1.0474e-05 | 3.9359e-05 | 0.00010827 | 0.00022309 | 0.00011047 | 0.00010827 | 1.0474e-05 | 3.9359e-05 | 0.00010827 | 0.00022309 | 0.00011047 | 9 | 7 | 1.0091e-05 | 4.0975e-05 | 9.2707e-05 | 0.00012461
1 | 9 | 8 | 0.000114 | 1.5064e-05 | 8.3741e-05 | 0.000114 | 0.00022288 | 0.00011788 | 0.000114 | 1.5064e-05 | 8.3741e-05 | 0.000114 | 0.00022288 | 0.00011788 | 9 | 8 | 1.4915e-05 | 8.8106e-05 | 9.0155e-05 | 0.00013228
1 | 9 | 9 | 0.00011569 | 3.029e-05 | 0.00013245 | 0.00011569 | 0.00020471 | 0.00012158 | 0.00011569 | 3.029e-05 | 0.00013245 | 0.00011569 | 0.00020471 | 0.00012158 | 9 | 9 | 3.0871e-05 | 0.00014026 | 8.6999e-05 | 0.00013851
1 | 9 | 10 | 0.00011692 | 3.402e-05 | 0.00013119 | 0.00011692 | 0.00017613 | 0.00012349 | 0.00011692 | 3.402e-05 | 0.00013119 | 0.00011692 | 0.00017613 | 0.00012349 | 9 | 10 | 3.3977e-05 | 0.00013781 | 8.1411e-05 | 0.00014076
1 | 9 | 11 | 0.00011898 | 4.0383e-05 | 0.00010869 | 0.00011898 | 0.00014831 | 0.00012387 | 0.00011898 | 4.0383e-05 | 0.00010869 | 0.00011898 | 0.00014831 | 0.00012387 | 9 | 11 | 4.0073e-05 | 0.00011224 | 7.7496e-05 | 0.00014243
1 | 9 | 12 | 0.00011953 | 5.0222e-05 | 9.5191e-05 | 0.00011953 | 0.00012795 | 0.00012422 | 0.00011953 | 5.0222e-05 | 9.5191e-05 | 0.00011953 | 0.00012795 | 0.00012422 | 9 | 12 | 4.9721e-05 | 9.6792e-05 | 7.1996e-05 | 0.00014419
1 | 9 | 13 | 0.00011965 | 7.2502e-05 | 0.00010228 | 0.00011965 | 0.00011901 | 0.00012314 | 0.00011965 | 7.2502e-05 | 0.00010228 | 0.00011965 | 0.00011901 | 0.00012314 | 9 | 13 | 7.1706e-05 | 0.00010242 | 7.1359e-05 | 0.00014861
1 | 9 | 14 | 0.00011964 | 8.766e-05 | 0.0001146 | 0.00011964 | 0.0001159 | 0.00012328 | 0.00011964 | 8.766e-05 | 0.0001146 | 0.00011964 | 0.0001159 | 0.00012328 | 9 | 14 | 8.5497e-05 | 0.00011398 | 7.1279e-05 | 0.00015096
1 | 9 | 15 | 0.00011833 | 0.0001007 | 0.00012004 | 0.00011833 | 0.00011776 | 0.00012146 | 0.00011833 | 0.0001007 | 0.00012004 | 0.00011833 | 0.00011776 | 0.00012146 | 9 | 15 | 9.8578e-05 | 0.00011913 | 7.1931e-05 | 0.00015121
1 | 9 | 16 | 0.00011624 | 0.00013518 | 0.0001423 | 0.00011624 | 0.00012174 | 0.00012052 | 0.00011624 | 0.00013518 | 0.0001423 | 0.00011624 | 0.00012174 | 0.00012052 | 9 | 16 | 0.00013443 | 0.00014201 | 7.3274e-05 | 0.00014903
1 | 9 | 17 | 0.00011678 | 0.00016898 | 0.0001598 | 0.00011678 | 0.00013566 | 0.00012365 | 0.00011678 | 0.00016898 | 0.0001598 | 0.00011678 | 0.00013566 | 0.00012365 | 9 | 17 | 0.00016973 | 0.00016019 | 7.3066e-05 | 0.00014295
1 | 9 | 18 | 0.00012887 | 0.00021257 | 0.0001864 | 0.00012887 | 0.00013988 | 0.00012841 | 0.00012887 | 0.00021257 | 0.0001864 | 0.00012887 | 0.00013988 | 0.00012841 | 9 | 18 | 0.00021594 | 0.00018846 | 7.5119e-05 | 0.00014161
1 | 9 | 19 | 0.00013123 | 0.00024415 | 0.00020354 | 0.00013123 | 0.00015011 | 0.0001283 | 0.00013123 | 0.00024415 | 0.00020354 | 0.00013123 | 0.00015011 | 0.0001283 | 9 | 19 | 0.00024944 | 0.00020631 | 8.2231e-05 | 0.00014088
1 | 9 | 20 | 0.00012821 | 0.00025123 | 0.00019874 | 0.00012821 | 0.0001515 | 0.00012542 | 0.00012821 | 0.00025123 | 0.00019874 | 0.00012821 | 0.0001515 | 0.00012542 | 9 | 20 | 0.00025643 | 0.00020076 | 8.1285e-05 | 0.00013387
1 | 9 | 21 | 0.00012362 | 0.00024445 | 0.00018308 | 0.00012362 | 0.00015342 | 0.00012037 | 0.00012362 | 0.00024445 | 0.00018308 | 0.00012362 | 0.00015342 | 0.00012037 | 9 | 21 | 0.00024842 | 0.00018308 | 7.9064e-05 | 0.00012353
1 | 9 | 22 | 0.000116 | 0.00023206 | 0.00016977 | 0.000116 | 0.00016073 | 0.00011032 | 0.000116 | 0.00023206 | 0.00016977 | 0.000116 | 0.00016073 | 0.00011032 | 9 | 22 | 0.00023397 | 0.00016829 | 7.9876e-05 | 0.0001084
1 | 9 | 23 | 0.00010618 | 0.00021552 | 0.0001537 | 0.00010618 | 0.00016963 | 0.00010061 | 0.00010618 | 0.00021552 | 0.0001537 | 0.00010618 | 0.00016963 | 0.00010061 | 9 | 23 | 0.00021696 | 0.0001522 | 8.1703e-05 | 9.8284e-05
1 | 9 | 24 | 9.6427e-05 | 0.00018052 | 0.00012466 | 9.6427e-05 | 0.00017719 | 9.2987e-05 | 9.6427e-05 | 0.00018052 | 0.00012466 | 9.6427e-05 | 0.00017719 | 9.2987e-05 | 9 | 24 | 0.00018062 | 0.00012231 | 8.2935e-05 | 9.4073e-05
1 | 10 | 1 | 9.0302e-05 | 0.00013825 | 8.7285e-05 | 9.0302e-05 | 0.00018459 | 8.9811e-05 | 9.0302e-05 | 0.00013825 | 8.7285e-05 | 9.0302e-05 | 0.00018459 | 8.9811e-05 | 10 | 1 | 0.00013825 | 8.7285e-05 | 9.6776e-05 | 8.584e-05
1 | 10 | 2 | 8.664e-05 | 0.00010307 | 6.6412e-05 | 8.664e-05 | 0.00018964 | 8.7511e-05 | 8.664e-05 | 0.00010307 | 6.6412e-05 | 8.664e-05 | 0.00018964 | 8.7511e-05 | 10 | 2 | 0.00010307 | 6.6412e-05 | 0.00010082 | 8.5044e-05
1 | 10 | 3 | 8.5054e-05 | 7.1086e-05 | 4.7779e-05 | 8.5054e-05 | 0.00019368 | 8.5813e-05 | 8.5054e-05 | 7.1086e-05 | 4.7779e-05 | 8.5054e-05 | 0.00019368 | 8.5813e-05 | 10 | 3 | 7.1086e-05 | 4.7779e-05 | 0.00010448 | 8.5212e-05
1 | 10 | 4 | 8.4905e-05 | 4.7828e-05 | 3.3129e-05 | 8.4905e-05 | 0.00019675 | 8.6691e-05 | 8.4905e-05 | 4.7828e-05 | 3.3129e-05 | 8.4905e-05 | 0.00019675 | 8.6691e-05 | 10 | 4 | 4.7828e-05 | 3.3129e-05 | 0.00010774 | 8.9108e-05
1 | 10 | 5 | 8.7784e-05 | 2.9833e-05 | 2.2439e-05 | 8.7784e-05 | 0.00019881 | 9.0737e-05 | 8.7784e-05 | 2.9833e-05 | 2.2439e-05 | 8.7784e-05 | 0.00019881 | 9.0737e-05 | 10 | 5 | 2.9833e-05 | 2.2439e-05 | 0.00011245 | 9.7355e-05
1 | 10 | 6 | 9.5441e-05 | 1.7982e-05 | 2.1912e-05 | 9.5441e-05 | 0.00020515 | 0.00010088 | 9.5441e-05 | 1.7982e-05 | 2.1912e-05 | 9.5441e-05 | 0.00020515 | 0.00010088 | 10 | 6 | 1.7982e-05 | 2.1912e-05 | 0.00011889 | 0.00010907
1 | 10 | 7 | 0.00010853 | 1.0474e-05 | 3.9359e-05 | 0.00010853 | 0.00022309 | 0.00011047 | 0.00010853 | 1.0474e-05 | 3.9359e-05 | 0.00010853 | 0.00022309 | 0.00011047 | 10 | 7 | 1.0474e-05 | 3.9359e-05 | 0.00012576 | 0.0001169
1 | 10 | 8 | 0.00011722 | 1.5064e-05 | 8.3741e-05 | 0.00011722 | 0.00022288 | 0.00011788 | 0.00011722 | 1.5064e-05 | 8.3741e-05 | 0.00011722 | 0.00022288 | 0.00011788 | 10 | 8 | 1.5064e-05 | 8.3741e-05 | 0.00012534 | 0.0001234
1 | 10 | 9 | 0.00011829 | 3.029e-05 | 0.00013245 | 0.00011829 | 0.00020471 | 0.00012158 | 0.00011829 | 3.029e-05 | 0.00013245 | 0.00011829 | 0.00020471 | 0.00012158 | 10 | 9 | 3.029e-05 | 0.00013245 | 0.00011447 | 0.0001285
1 | 10 | 10 | 0.00011978 | 3.402e-05 | 0.00013119 | 0.00011978 | 0.00017613 | 0.00012349 | 0.00011978 | 3.402e-05 | 0.00013119 | 0.00011978 | 0.00017613 | 0.00012349 | 10 | 10 | 3.402e-05 | 0.00013119 | 9.8876e-05 | 0.00013089
1 | 10 | 11 | 0.00012008 | 4.0383e-05 | 0.00010869 | 0.00012008 | 0.00014831 | 0.00012387 | 0.00012008 | 4.0383e-05 | 0.00010869 | 0.00012008 | 0.00014831 | 0.00012387 | 10 | 11 | 4.0383e-05 | 0.00010869 | 8.8181e-05 | 0.00013178
1 | 10 | 12 | 0.00011989 | 5.0222e-05 | 9.5191e-05 | 0.00011989 | 0.00012795 | 0.00012422 | 0.00011989 | 5.0222e-05 | 9.5191e-05 | 0.00011989 | 0.00012795 | 0.00012422 | 10 | 12 | 5.0222e-05 | 9.5191e-05 | 8.2118e-05 | 0.00013195
1 | 10 | 13 | 0.00011888 | 7.2502e-05 | 0.00010228 | 0.00011888 | 0.00011901 | 0.00012314 | 0.00011888 | 7.2502e-05 | 0.00010228 | 0.00011888 | 0.00011901 | 0.00012314 | 10 | 13 | 7.2502e-05 | 0.00010228 | 7.8891e-05 | 0.00013275
1 | 10 | 14 | 0.00011735 | 8.766e-05 | 0.0001146 | 0.00011735 | 0.0001159 | 0.00012328 | 0.00011735 | 8.766e-05 | 0.0001146 | 0.00011735 | 0.0001159 | 0.00012328 | 10 | 14 | 8.766e-05 | 0.0001146 | 7.7789e-05 | 0.00013241
1 | 10 | 15 | 0.00011677 | 0.0001007 | 0.00012004 | 0.00011677 | 0.00011776 | 0.00012146 | 0.00011677 | 0.0001007 | 0.00012004 | 0.00011677 | 0.00011776 | 0.00012146 | 10 | 15 | 0.0001007 | 0.00012004 | 7.7211e-05 | 0.00013182
1 | 10 | 16 | 0.00011568 | 0.00013518 | 0.0001423 | 0.00011568 | 0.00012174 | 0.00012052 | 0.00011568 | 0.00013518 | 0.0001423 | 0.00011568 | 0.00012174 | 0.00012052 | 10 | 16 | 0.00013518 | 0.0001423 | 7.8895e-05 | 0.00012924
1 | 10 | 17 | 0.00011767 | 0.00016898 | 0.0001598 | 0.00011767 | 0.00013566 | 0.00012365 | 0.00011767 | 0.00016898 | 0.0001598 | 0.00011767 | 0.00013566 | 0.00012365 | 10 | 17 | 0.00016898 | 0.0001598 | 8.2807e-05 | 0.0001273
1 | 10 | 18 | 0.00013038 | 0.00021257 | 0.0001864 | 0.00013038 | 0.00013988 | 0.00012841 | 0.00013038 | 0.00021257 | 0.0001864 | 0.00013038 | 0.00013988 | 0.00012841 | 10 | 18 | 0.00021257 | 0.0001864 | 8.7038e-05 | 0.00013203
1 | 10 | 19 | 0.00013343 | 0.00024415 | 0.00020354 | 0.00013343 | 0.00015011 | 0.0001283 | 0.00013343 | 0.00024415 | 0.00020354 | 0.00013343 | 0.00015011 | 0.0001283 | 10 | 19 | 0.00024415 | 0.00020354 | 9.3821e-05 | 0.00012829
1 | 10 | 20 | 0.00013091 | 0.00025123 | 0.00019874 | 0.00013091 | 0.0001515 | 0.00012542 | 0.00013091 | 0.00025123 | 0.00019874 | 0.00013091 | 0.0001515 | 0.00012542 | 10 | 20 | 0.00025123 | 0.00019874 | 9.2493e-05 | 0.00012393
1 | 10 | 21 | 0.00012603 | 0.00024445 | 0.00018308 | 0.00012603 | 0.00015342 | 0.00012037 | 0.00012603 | 0.00024445 | 0.00018308 | 0.00012603 | 0.00015342 | 0.00012037 | 10 | 21 | 0.00024445 | 0.00018308 | 8.9217e-05 | 0.00011477
1 | 10 | 22 | 0.00011878 | 0.00023206 | 0.00016977 | 0.00011878 | 0.00016073 | 0.00011032 | 0.00011878 | 0.00023206 | 0.00016977 | 0.00011878 | 0.00016073 | 0.00011032 | 10 | 22 | 0.00023206 | 0.00016977 | 9.0278e-05 | 0.00010287
1 | 10 | 23 | 0.00010876 | 0.00021552 | 0.0001537 | 0.00010876 | 0.00016963 | 0.00010061 | 0.00010876 | 0.00021552 | 0.0001537 | 0.00010876 | 0.00016963 | 0.00010061 | 10 | 23 | 0.00021552 | 0.0001537 | 9.2727e-05 | 9.3146e-05
1 | 10 | 24 | 9.8949e-05 | 0.00018052 | 0.00012466 | 9.8949e-05 | 0.00017719 | 9.2987e-05 | 9.8949e-05 | 0.00018052 | 0.00012466 | 9.8949e-05 | 0.00017719 | 9.2987e-05 | 10 | 24 | 0.00018052 | 0.00012466 | 9.5038e-05 | 8.7962e-05
1 | 11 | 1 | 9.2952e-05 | 0.00013825 | 8.7285e-05 | 9.2952e-05 | 0.00018459 | 8.9811e-05 | 9.2952e-05 | 0.00013825 | 8.7285e-05 | 9.2952e-05 | 0.00018459 | 8.9811e-05 | 11 | 1 | 0.00013864 | 9.0174e-05 | 0.0001642 | 8.025e-05
1 | 11 | 2 | 8.9657e-05 | 0.00010307 | 6.6412e-05 | 8.9657e-05 | 0.00018964 | 8.7511e-05 | 8.9657e-05 | 0.00010307 | 6.6412e-05 | 8.9657e-05 | 0.00018964 | 8.7511e-05 | 11 | 2 | 0.00010319 | 6.6765e-05 | 0.00017266 | 7.8155e-05
1 | 11 | 3 | 8.798e-05 | 7.1086e-05 | 4.7779e-05 | 8.798e-05 | 0.00019368 | 8.5813e-05 | 8.798e-05 | 7.1086e-05 | 4.7779e-05 | 8.798e-05 | 0.00019368 | 8.5813e-05 | 11 | 3 | 7.1329e-05 | 4.8101e-05 | 0.00018168 | 7.6942e-05
1 | 11 | 4 | 8.7888e-05 | 4.7828e-05 | 3.3129e-05 | 8.7888e-05 | 0.00019675 | 8.6691e-05 | 8.7888e-05 | 4.7828e-05 | 3.3129e-05 | 8.7888e-05 | 0.00019675 | 8.6691e-05 | 11 | 4 | 4.8089e-05 | 3.3429e-05 | 0.00018942 | 7.772e-05
1 | 11 | 5 | 9.0872e-05 | 2.9833e-05 | 2.2439e-05 | 9.0872e-05 | 0.00019881 | 9.0737e-05 | 9.0872e-05 | 2.9833e-05 | 2.2439e-05 | 9.0872e-05 | 0.00019881 | 9.0737e-05 | 11 | 5 | 3.0067e-05 | 2.2636e-05 | 0.00019539 | 8.324e-05
1 | 11 | 6 | 9.8707e-05 | 1.7982e-05 | 2.1912e-05 | 9.8707e-05 | 0.00020515 | 0.00010088 | 9.8707e-05 | 1.7982e-05 | 2.1912e-05 | 9.8707e-05 | 0.00020515 | 0.00010088 | 11 | 6 | 1.8182e-05 | 2.1956e-05 | 0.00020372 | 9.3785e-05
1 | 11 | 7 | 0.0001107 | 1.0474e-05 | 3.9359e-05 | 0.0001107 | 0.00022309 | 0.00011047 | 0.0001107 | 1.0474e-05 | 3.9359e-05 | 0.0001107 | 0.00022309 | 0.00011047 | 11 | 7 | 1.0548e-05 | 3.9048e-05 | 0.00020064 | 0.00010319
1 | 11 | 8 | 0.00011913 | 1.5064e-05 | 8.3741e-05 | 0.00011913 | 0.00022288 | 0.00011788 | 0.00011913 | 1.5064e-05 | 8.3741e-05 | 0.00011913 | 0.00022288 | 0.00011788 | 11 | 8 | 1.5093e-05 | 8.2902e-05 | 0.00018504 | 0.00011289
1 | 11 | 9 | 0.00011995 | 3.029e-05 | 0.00013245 | 0.00011995 | 0.00020471 | 0.00012158 | 0.00011995 | 3.029e-05 | 0.00013245 | 0.00011995 | 0.00020471 | 0.00012158 | 11 | 9 | 3.0178e-05 | 0.00013095 | 0.00015981 | 0.00011818
1 | 11 | 10 | 0.00012096 | 3.402e-05 | 0.00013119 | 0.00012096 | 0.00017613 | 0.00012349 | 0.00012096 | 3.402e-05 | 0.00013119 | 0.00012096 | 0.00017613 | 0.00012349 | 11 | 10 | 3.4029e-05 | 0.00012991 | 0.00013536 | 0.0001209
1 | 11 | 11 | 0.00012193 | 4.0383e-05 | 0.00010869 | 0.00012193 | 0.00014831 | 0.00012387 | 0.00012193 | 4.0383e-05 | 0.00010869 | 0.00012193 | 0.00014831 | 0.00012387 | 11 | 11 | 4.0443e-05 | 0.00010801 | 0.00011682 | 0.00012227
1 | 11 | 12 | 0.00012118 | 5.0222e-05 | 9.5191e-05 | 0.00012118 | 0.00012795 | 0.00012422 | 0.00012118 | 5.0222e-05 | 9.5191e-05 | 0.00012118 | 0.00012795 | 0.00012422 | 11 | 12 | 5.0318e-05 | 9.4884e-05 | 0.00010772 | 0.00012324
1 | 11 | 13 | 0.00011978 | 7.2502e-05 | 0.00010228 | 0.00011978 | 0.00011901 | 0.00012314 | 0.00011978 | 7.2502e-05 | 0.00010228 | 0.00011978 | 0.00011901 | 0.00012314 | 11 | 13 | 7.2655e-05 | 0.00010225 | 0.00010265 | 0.00012247
1 | 11 | 14 | 0.00011896 | 8.766e-05 | 0.0001146 | 0.00011896 | 0.0001159 | 0.00012328 | 0.00011896 | 8.766e-05 | 0.0001146 | 0.00011896 | 0.0001159 | 0.00012328 | 11 | 14 | 8.8075e-05 | 0.00011472 | 0.00010049 | 0.00012273
1 | 11 | 15 | 0.0001172 | 0.0001007 | 0.00012004 | 0.0001172 | 0.00011776 | 0.00012146 | 0.0001172 | 0.0001007 | 0.00012004 | 0.0001172 | 0.00011776 | 0.00012146 | 11 | 15 | 0.00010111 | 0.00012021 | 0.00010022 | 0.00012188
1 | 11 | 16 | 0.00011671 | 0.00013518 | 0.0001423 | 0.00011671 | 0.00012174 | 0.00012052 | 0.00011671 | 0.00013518 | 0.0001423 | 0.00011671 | 0.00012174 | 0.00012052 | 11 | 16 | 0.00013533 | 0.00014235 | 0.00010515 | 0.00011902
1 | 11 | 17 | 0.0001198 | 0.00016898 | 0.0001598 | 0.0001198 | 0.00013566 | 0.00012365 | 0.0001198 | 0.00016898 | 0.0001598 | 0.0001198 | 0.00013566 | 0.00012365 | 11 | 17 | 0.00016883 | 0.00015972 | 0.00011557 | 0.00012207
1 | 11 | 18 | 0.00013192 | 0.00021257 | 0.0001864 | 0.00013192 | 0.00013988 | 0.00012841 | 0.00013192 | 0.00021257 | 0.0001864 | 0.00013192 | 0.00013988 | 0.00012841 | 11 | 18 | 0.00021192 | 0.000186 | 0.00012334 | 0.00012301
1 | 11 | 19 | 0.00013593 | 0.00024415 | 0.00020354 | 0.00013593 | 0.00015011 | 0.0001283 | 0.00013593 | 0.00024415 | 0.00020354 | 0.00013593 | 0.00015011 | 0.0001283 | 11 | 19 | 0.00024313 | 0.00020301 | 0.00013369 | 0.00012108
1 | 11 | 20 | 0.00013396 | 0.00025123 | 0.00019874 | 0.00013396 | 0.0001515 | 0.00012542 | 0.00013396 | 0.00025123 | 0.00019874 | 0.00013396 | 0.0001515 | 0.00012542 | 11 | 20 | 0.00025023 | 0.00019836 | 0.00013742 | 0.00011763
1 | 11 | 21 | 0.00013031 | 0.00024445 | 0.00018308 | 0.00013031 | 0.00015342 | 0.00012037 | 0.00013031 | 0.00024445 | 0.00018308 | 0.00013031 | 0.00015342 | 0.00012037 | 11 | 21 | 0.00024368 | 0.00018308 | 0.00013927 | 0.00011207
1 | 11 | 22 | 0.0001228 | 0.00023206 | 0.00016977 | 0.0001228 | 0.00016073 | 0.00011032 | 0.0001228 | 0.00023206 | 0.00016977 | 0.0001228 | 0.00016073 | 0.00011032 | 11 | 22 | 0.00023169 | 0.00017005 | 0.00014516 | 0.00010327
1 | 11 | 23 | 0.00011382 | 0.00021552 | 0.0001537 | 0.00011382 | 0.00016963 | 0.00010061 | 0.00011382 | 0.00021552 | 0.0001537 | 0.00011382 | 0.00016963 | 0.00010061 | 11 | 23 | 0.00021525 | 0.00015398 | 0.00015242 | 9.2238e-05
1 | 11 | 24 | 0.00010392 | 0.00018052 | 0.00012466 | 0.00010392 | 0.00017719 | 9.2987e-05 | 0.00010392 | 0.00018052 | 0.00012466 | 0.00010392 | 0.00017719 | 9.2987e-05 | 11 | 24 | 0.0001805 | 0.00012511 | 0.00016014 | 8.541e-05
1 | 12 | 1 | 9.7584e-05 | 0.00013825 | 8.7285e-05 | 9.7584e-05 | 0.00018459 | 8.9811e-05 | 9.7584e-05 | 0.00013825 | 8.7285e-05 | 9.7584e-05 | 0.00018459 | 8.9811e-05 | 12 | 1 | 0.00013809 | 8.6065e-05 | 0.00016597 | 8.7967e-05
1 | 12 | 2 | 9.4126e-05 | 0.00010307 | 6.6412e-05 | 9.4126e-05 | 0.00018964 | 8.7511e-05 | 9.4126e-05 | 0.00010307 | 6.6412e-05 | 9.4126e-05 | 0.00018964 | 8.7511e-05 | 12 | 2 | 0.00010232 | 6.4294e-05 | 0.00017137 | 8.5566e-05
1 | 12 | 3 | 9.2183e-05 | 7.1086e-05 | 4.7779e-05 | 9.2183e-05 | 0.00019368 | 8.5813e-05 | 9.2183e-05 | 7.1086e-05 | 4.7779e-05 | 9.2183e-05 | 0.00019368 | 8.5813e-05 | 12 | 3 | 6.9632e-05 | 4.5845e-05 | 0.00017602 | 8.5267e-05
1 | 12 | 4 | 9.2158e-05 | 4.7828e-05 | 3.3129e-05 | 9.2158e-05 | 0.00019675 | 8.6691e-05 | 9.2158e-05 | 4.7828e-05 | 3.3129e-05 | 9.2158e-05 | 0.00019675 | 8.6691e-05 | 12 | 4 | 4.6265e-05 | 3.1329e-05 | 0.00018261 | 8.6226e-05
1 | 12 | 5 | 9.5137e-05 | 2.9833e-05 | 2.2439e-05 | 9.5137e-05 | 0.00019881 | 9.0737e-05 | 9.5137e-05 | 2.9833e-05 | 2.2439e-05 | 9.5137e-05 | 0.00019881 | 9.0737e-05 | 12 | 5 | 2.843e-05 | 2.126e-05 | 0.00018495 | 8.92e-05
1 | 12 | 6 | 0.00010326 | 1.7982e-05 | 2.1912e-05 | 0.00010326 | 0.00020515 | 0.00010088 | 0.00010326 | 1.7982e-05 | 2.1912e-05 | 0.00010326 | 0.00020515 | 0.00010088 | 12 | 6 | 1.6782e-05 | 2.165e-05 | 0.00019046 | 9.9324e-05
1 | 12 | 7 | 0.00011617 | 1.0474e-05 | 3.9359e-05 | 0.00011617 | 0.00022309 | 0.00011047 | 0.00011617 | 1.0474e-05 | 3.9359e-05 | 0.00011617 | 0.00022309 | 0.00011047 | 12 | 7 | 1.0032e-05 | 4.1223e-05 | 0.00021041 | 0.00010675
1 | 12 | 8 | 0.00012501 | 1.5064e-05 | 8.3741e-05 | 0.00012501 | 0.00022288 | 0.00011788 | 0.00012501 | 1.5064e-05 | 8.3741e-05 | 0.00012501 | 0.00022288 | 0.00011788 | 12 | 8 | 1.4892e-05 | 8.8777e-05 | 0.00021045 | 0.00011327
1 | 12 | 9 | 0.00012589 | 3.029e-05 | 0.00013245 | 0.00012589 | 0.00020471 | 0.00012158 | 0.00012589 | 3.029e-05 | 0.00013245 | 0.00012589 | 0.00020471 | 0.00012158 | 12 | 9 | 3.0961e-05 | 0.00014147 | 0.00019155 | 0.00011817
1 | 12 | 10 | 0.00012477 | 3.402e-05 | 0.00013119 | 0.00012477 | 0.00017613 | 0.00012349 | 0.00012477 | 3.402e-05 | 0.00013119 | 0.00012477 | 0.00017613 | 0.00012349 | 12 | 10 | 3.397e-05 | 0.00013883 | 0.0001622 | 0.00012101
1 | 12 | 11 | 0.00012464 | 4.0383e-05 | 0.00010869 | 0.00012464 | 0.00014831 | 0.00012387 | 0.00012464 | 4.0383e-05 | 0.00010869 | 0.00012464 | 0.00014831 | 0.00012387 | 12 | 11 | 4.0025e-05 | 0.00011278 | 0.00013373 | 0.00012246
1 | 12 | 12 | 0.00012298 | 5.0222e-05 | 9.5191e-05 | 0.00012298 | 0.00012795 | 0.00012422 | 0.00012298 | 5.0222e-05 | 9.5191e-05 | 0.00012298 | 0.00012795 | 0.00012422 | 12 | 12 | 4.9644e-05 | 9.7038e-05 | 0.00011685 | 0.00012409
1 | 12 | 13 | 0.00012131 | 7.2502e-05 | 0.00010228 | 0.00012131 | 0.00011901 | 0.00012314 | 0.00012131 | 7.2502e-05 | 0.00010228 | 0.00012131 | 0.00011901 | 0.00012314 | 12 | 13 | 7.1583e-05 | 0.00010244 | 0.00010753 | 0.00012336
1 | 12 | 14 | 0.00011992 | 8.766e-05 | 0.0001146 | 0.00011992 | 0.0001159 | 0.00012328 | 0.00011992 | 8.766e-05 | 0.0001146 | 0.00011992 | 0.0001159 | 0.00012328 | 12 | 14 | 8.5165e-05 | 0.00011388 | 0.00010603 | 0.00012326
1 | 12 | 15 | 0.00011779 | 0.0001007 | 0.00012004 | 0.00011779 | 0.00011776 | 0.00012146 | 0.00011779 | 0.0001007 | 0.00012004 | 0.00011779 | 0.00011776 | 0.00012146 | 12 | 15 | 9.8251e-05 | 0.00011899 | 0.00010677 | 0.00012166
1 | 12 | 16 | 0.00011677 | 0.00013518 | 0.0001423 | 0.00011677 | 0.00012174 | 0.00012052 | 0.00011677 | 0.00013518 | 0.0001423 | 0.00011677 | 0.00012174 | 0.00012052 | 12 | 16 | 0.00013432 | 0.00014197 | 0.00011236 | 0.00011951
1 | 12 | 17 | 0.00011892 | 0.00016898 | 0.0001598 | 0.00011892 | 0.00013566 | 0.00012365 | 0.00011892 | 0.00016898 | 0.0001598 | 0.00011892 | 0.00013566 | 0.00012365 | 12 | 17 | 0.00016985 | 0.00016025 | 0.00012504 | 0.00012617
1 | 12 | 18 | 0.00013157 | 0.00021257 | 0.0001864 | 0.00013157 | 0.00013988 | 0.00012841 | 0.00013157 | 0.00021257 | 0.0001864 | 0.00013157 | 0.00013988 | 0.00012841 | 12 | 18 | 0.00021645 | 0.00018877 | 0.00012984 | 0.00012852
1 | 12 | 19 | 0.00013692 | 0.00024415 | 0.00020354 | 0.00013692 | 0.00015011 | 0.0001283 | 0.00013692 | 0.00024415 | 0.00020354 | 0.00013692 | 0.00015011 | 0.0001283 | 12 | 19 | 0.00025025 | 0.00020674 | 0.00013892 | 0.00012771
1 | 12 | 20 | 0.00013483 | 0.00025123 | 0.00019874 | 0.00013483 | 0.0001515 | 0.00012542 | 0.00013483 | 0.00025123 | 0.00019874 | 0.00013483 | 0.0001515 | 0.00012542 | 12 | 20 | 0.00025723 | 0.00020107 | 0.00013736 | 0.00012552
1 | 12 | 21 | 0.00013154 | 0.00024445 | 0.00018308 | 0.00013154 | 0.00015342 | 0.00012037 | 0.00013154 | 0.00024445 | 0.00018308 | 0.00013154 | 0.00015342 | 0.00012037 | 12 | 21 | 0.00024903 | 0.00018308 | 0.00013816 | 0.00012029
1 | 12 | 22 | 0.00012527 | 0.00023206 | 0.00016977 | 0.00012527 | 0.00016073 | 0.00011032 | 0.00012527 | 0.00023206 | 0.00016977 | 0.00012527 | 0.00016073 | 0.00011032 | 12 | 22 | 0.00023427 | 0.00016806 | 0.00014409 | 0.00011175
1 | 12 | 23 | 0.00011775 | 0.00021552 | 0.0001537 | 0.00011775 | 0.00016963 | 0.00010061 | 0.00011775 | 0.00021552 | 0.0001537 | 0.00011775 | 0.00016963 | 0.00010061 | 12 | 23 | 0.00021718 | 0.00015198 | 0.00015237 | 0.00010021
1 | 12 | 24 | 0.00010976 | 0.00018052 | 0.00012466 | 0.00010976 | 0.00017719 | 9.2987e-05 | 0.00010976 | 0.00018052 | 0.00012466 | 0.00010976 | 0.00017719 | 9.2987e-05 | 12 | 24 | 0.00018064 | 0.00012195 | 0.00015834 | 9.3538e-05
1 | 13 | 1 | 0.00010224 | 0.00013825 | 8.7285e-05 | 0.00010224 | 0.00018459 | 8.9811e-05 | 0.00010224 | 0.00013825 | 8.7285e-05 | 0.00010224 | 0.00018459 | 8.9811e-05
1 | 13 | 2 | 9.8091e-05 | 0.00010307 | 6.6412e-05 | 9.8091e-05 | 0.00018964 | 8.7511e-05 | 9.8091e-05 | 0.00010307 | 6.6412e-05 | 9.8091e-05 | 0.00018964 | 8.7511e-05
1 | 13 | 3 | 9.6256e-05 | 7.1086e-05 | 4.7779e-05 | 9.6256e-05 | 0.00019368 | 8.5813e-05 | 9.6256e-05 | 7.1086e-05 | 4.7779e-05 | 9.6256e-05 | 0.00019368 | 8.5813e-05
1 | 13 | 4 | 9.5857e-05 | 4.7828e-05 | 3.3129e-05 | 9.5857e-05 | 0.00019675 | 8.6691e-05 | 9.5857e-05 | 4.7828e-05 | 3.3129e-05 | 9.5857e-05 | 0.00019675 | 8.6691e-05
1 | 13 | 5 | 9.6002e-05 | 2.9833e-05 | 2.2439e-05 | 9.6002e-05 | 0.00019881 | 9.0737e-05 | 9.6002e-05 | 2.9833e-05 | 2.2439e-05 | 9.6002e-05 | 0.00019881 | 9.0737e-05
1 | 13 | 6 | 9.9673e-05 | 1.7982e-05 | 2.1912e-05 | 9.9673e-05 | 0.00020515 | 0.00010088 | 9.9673e-05 | 1.7982e-05 | 2.1912e-05 | 9.9673e-05 | 0.00020515 | 0.00010088
1 | 13 | 7 | 0.00010458 | 1.0474e-05 | 3.9359e-05 | 0.00010458 | 0.00022309 | 0.00011047 | 0.00010458 | 1.0474e-05 | 3.9359e-05 | 0.00010458 | 0.00022309 | 0.00011047
1 | 13 | 8 | 0.0001072 | 1.5064e-05 | 8.3741e-05 | 0.0001072 | 0.00022288 | 0.00011788 | 0.0001072 | 1.5064e-05 | 8.3741e-05 | 0.0001072 | 0.00022288 | 0.00011788
1 | 13 | 9 | 0.00011294 | 3.029e-05 | 0.00013245 | 0.00011294 | 0.00020471 | 0.00012158 | 0.00011294 | 3.029e-05 | 0.00013245 | 0.00011294 | 0.00020471 | 0.00012158
1 | 13 | 10 | 0.00011661 | 3.402e-05 | 0.00013119 | 0.00011661 | 0.00017613 | 0.00012349 | 0.00011661 | 3.402e-05 | 0.00013119 | 0.00011661 | 0.00017613 | 0.00012349
1 | 13 | 11 | 0.00011748 | 4.0383e-05 | 0.00010869 | 0.00011748 | 0.00014831 | 0.00012387 | 0.00011748 | 4.0383e-05 | 0.00010869 | 0.00011748 | 0.00014831 | 0.00012387
1 | 13 | 12 | 0.00011521 | 5.0222e-05 | 9.5191e-05 | 0.00011521 | 0.00012795 | 0.00012422 | 0.00011521 | 5.0222e-05 | 9.5191e-05 | 0.00011521 | 0.00012795 | 0.00012422
1 | 13 | 13 | 0.00011256 | 7.2502e-05 | 0.00010228 | 0.00011256 | 0.00011901 | 0.00012314 | 0.00011256 | 7.2502e-05 | 0.00010228 | 0.00011256 | 0.00011901 | 0.00012314
1 | 13 | 14 | 0.00010889 | 8.766e-05 | 0.0001146 | 0.00010889 | 0.0001159 | 0.00012328 | 0.00010889 | 8.766e-05 | 0.0001146 | 0.00010889 | 0.0001159 | 0.00012328
1 | 13 | 15 | 0.00010637 | 0.0001007 | 0.00012004 | 0.00010637 | 0.00011776 | 0.00012146 | 0.00010637 | 0.0001007 | 0.00012004 | 0.00010637 | 0.00011776 | 0.00012146
1 | 13 | 16 | 0.00010567 | 0.00013518 | 0.0001423 | 0.00010567 | 0.00012174 | 0.00012052 | 0.00010567 | 0.00013518 | 0.0001423 | 0.00010567 | 0.00012174 | 0.00012052
1 | 13 | 17 | 0.00010946 | 0.00016898 | 0.0001598 | 0.00010946 | 0.00013566 | 0.00012365 | 0.00010946 | 0.00016898 | 0.0001598 | 0.00010946 | 0.00013566 | 0.00012365
1 | 13 | 18 | 0.00012502 | 0.00021257 | 0.0001864 | 0.00012502 | 0.00013988 | 0.00012841 | 0.00012502 | 0.00021257 | 0.0001864 | 0.00012502 | 0.00013988 | 0.00012841
1 | 13 | 19 | 0.00013 | 0.00024415 | 0.00020354 | 0.00013 | 0.00015011 | 0.0001283 | 0.00013 | 0.00024415 | 0.00020354 | 0.00013 | 0.00015011 | 0.0001283
1 | 13 | 20 | 0.0001288 | 0.00025123 | 0.00019874 | 0.0001288 | 0.0001515 | 0.00012542 | 0.0001288 | 0.00025123 | 0.00019874 | 0.0001288 | 0.0001515 | 0.00012542
1 | 13 | 21 | 0.000126 | 0.00024445 | 0.00018308 | 0.000126 | 0.00015342 | 0.00012037 | 0.000126 | 0.00024445 | 0.00018308 | 0.000126 | 0.00015342 | 0.00012037
1 | 13 | 22 | 0.00012179 | 0.00023206 | 0.00016977 | 0.00012179 | 0.00016073 | 0.00011032 | 0.00012179 | 0.00023206 | 0.00016977 | 0.00012179 | 0.00016073 | 0.00011032
1 | 13 | 23 | 0.00011566 | 0.00021552 | 0.0001537 | 0.00011566 | 0.00016963 | 0.00010061 | 0.00011566 | 0.00021552 | 0.0001537 | 0.00011566 | 0.00016963 | 0.00010061
1 | 13 | 24 | 0.00010769 | 0.00018052 | 0.00012466 | 0.00010769 | 0.00017719 | 9.2987e-05 | 0.00010769 | 0.00018052 | 0.00012466 | 0.00010769 | 0.00017719 | 9.2987e-05
1 | 14 | 1 | 0.00010188 | 0.00013825 | 8.7285e-05 | 0.00010188 | 0.00018459 | 8.9811e-05 | 0.00010188 | 0.00013825 | 8.7285e-05 | 0.00010188 | 0.00018459 | 8.9811e-05
1 | 14 | 2 | 9.7267e-05 | 0.00010307 | 6.6412e-05 | 9.7267e-05 | 0.00018964 | 8.7511e-05 | 9.7267e-05 | 0.00010307 | 6.6412e-05 | 9.7267e-05 | 0.00018964 | 8.7511e-05
1 | 14 | 3 | 9.5337e-05 | 7.1086e-05 | 4.7779e-05 | 9.5337e-05 | 0.00019368 | 8.5813e-05 | 9.5337e-05 | 7.1086e-05 | 4.7779e-05 | 9.5337e-05 | 0.00019368 | 8.5813e-05
1 | 14 | 4 | 9.3988e-05 | 4.7828e-05 | 3.3129e-05 | 9.3988e-05 | 0.00019675 | 8.6691e-05 | 9.3988e-05 | 4.7828e-05 | 3.3129e-05 | 9.3988e-05 | 0.00019675 | 8.6691e-05
1 | 14 | 5 | 9.4396e-05 | 2.9833e-05 | 2.2439e-05 | 9.4396e-05 | 0.00019881 | 9.0737e-05 | 9.4396e-05 | 2.9833e-05 | 2.2439e-05 | 9.4396e-05 | 0.00019881 | 9.0737e-05
1 | 14 | 6 | 9.7251e-05 | 1.7982e-05 | 2.1912e-05 | 9.7251e-05 | 0.00020515 | 0.00010088 | 9.7251e-05 | 1.7982e-05 | 2.1912e-05 | 9.7251e-05 | 0.00020515 | 0.00010088
1 | 14 | 7 | 0.00010179 | 1.0474e-05 | 3.9359e-05 | 0.00010179 | 0.00022309 | 0.00011047 | 0.00010179 | 1.0474e-05 | 3.9359e-05 | 0.00010179 | 0.00022309 | 0.00011047
1 | 14 | 8 | 0.00010445 | 1.5064e-05 | 8.3741e-05 | 0.00010445 | 0.00022288 | 0.00011788 | 0.00010445 | 1.5064e-05 | 8.3741e-05 | 0.00010445 | 0.00022288 | 0.00011788
1 | 14 | 9 | 0.00010873 | 3.029e-05 | 0.00013245 | 0.00010873 | 0.00020471 | 0.00012158 | 0.00010873 | 3.029e-05 | 0.00013245 | 0.00010873 | 0.00020471 | 0.00012158
1 | 14 | 10 | 0.00011162 | 3.402e-05 | 0.00013119 | 0.00011162 | 0.00017613 | 0.00012349 | 0.00011162 | 3.402e-05 | 0.00013119 | 0.00011162 | 0.00017613 | 0.00012349
1 | 14 | 11 | 0.00011189 | 4.0383e-05 | 0.00010869 | 0.00011189 | 0.00014831 | 0.00012387 | 0.00011189 | 4.0383e-05 | 0.00010869 | 0.00011189 | 0.00014831 | 0.00012387
1 | 14 | 12 | 0.00010889 | 5.0222e-05 | 9.5191e-05 | 0.00010889 | 0.00012795 | 0.00012422 | 0.00010889 | 5.0222e-05 | 9.5191e-05 | 0.00010889 | 0.00012795 | 0.00012422
1 | 14 | 13 | 0.00010631 | 7.2502e-05 | 0.00010228 | 0.00010631 | 0.00011901 | 0.00012314 | 0.00010631 | 7.2502e-05 | 0.00010228 | 0.00010631 | 0.00011901 | 0.00012314
1 | 14 | 14 | 0.00010396 | 8.766e-05 | 0.0001146 | 0.00010396 | 0.0001159 | 0.00012328 | 0.00010396 | 8.766e-05 | 0.0001146 | 0.00010396 | 0.0001159 | 0.00012328
1 | 14 | 15 | 0.00010232 | 0.0001007 | 0.00012004 | 0.00010232 | 0.00011776 | 0.00012146 | 0.00010232 | 0.0001007 | 0.00012004 | 0.00010232 | 0.00011776 | 0.00012146
1 | 14 | 16 | 0.00010213 | 0.00013518 | 0.0001423 | 0.00010213 | 0.00012174 | 0.00012052 | 0.00010213 | 0.00013518 | 0.0001423 | 0.00010213 | 0.00012174 | 0.00012052
1 | 14 | 17 | 0.00010689 | 0.00016898 | 0.0001598 | 0.00010689 | 0.00013566 | 0.00012365 | 0.00010689 | 0.00016898 | 0.0001598 | 0.00010689 | 0.00013566 | 0.00012365
1 | 14 | 18 | 0.00012219 | 0.00021257 | 0.0001864 | 0.00012219 | 0.00013988 | 0.00012841 | 0.00012219 | 0.00021257 | 0.0001864 | 0.00012219 | 0.00013988 | 0.00012841
1 | 14 | 19 | 0.00012898 | 0.00024415 | 0.00020354 | 0.00012898 | 0.00015011 | 0.0001283 | 0.00012898 | 0.00024415 | 0.00020354 | 0.00012898 | 0.00015011 | 0.0001283
1 | 14 | 20 | 0.00012728 | 0.00025123 | 0.00019874 | 0.00012728 | 0.0001515 | 0.00012542 | 0.00012728 | 0.00025123 | 0.00019874 | 0.00012728 | 0.0001515 | 0.00012542
1 | 14 | 21 | 0.0001251 | 0.00024445 | 0.00018308 | 0.0001251 | 0.00015342 | 0.00012037 | 0.0001251 | 0.00024445 | 0.00018308 | 0.0001251 | 0.00015342 | 0.00012037
1 | 14 | 22 | 0.00011925 | 0.00023206 | 0.00016977 | 0.00011925 | 0.00016073 | 0.00011032 | 0.00011925 | 0.00023206 | 0.00016977 | 0.00011925 | 0.00016073 | 0.00011032
1 | 14 | 23 | 0.0001132 | 0.00021552 | 0.0001537 | 0.0001132 | 0.00016963 | 0.00010061 | 0.0001132 | 0.00021552 | 0.0001537 | 0.0001132 | 0.00016963 | 0.00010061
1 | 14 | 24 | 0.00010452 | 0.00018052 | 0.00012466 | 0.00010452 | 0.00017719 | 9.2987e-05 | 0.00010452 | 0.00018052 | 0.00012466 | 0.00010452 | 0.00017719 | 9.2987e-05
1 | 15 | 1 | 9.8553e-05 | 0.00013825 | 8.7285e-05 | 9.8553e-05 | 0.00018459 | 8.9811e-05 | 9.8553e-05 | 0.00013825 | 8.7285e-05 | 9.8553e-05 | 0.00018459 | 8.9811e-05
1 | 15 | 2 | 9.527e-05 | 0.00010307 | 6.6412e-05 | 9.527e-05 | 0.00018964 | 8.7511e-05 | 9.527e-05 | 0.00010307 | 6.6412e-05 | 9.527e-05 | 0.00018964 | 8.7511e-05
1 | 15 | 3 | 9.4126e-05 | 7.1086e-05 | 4.7779e-05 | 9.4126e-05 | 0.00019368 | 8.5813e-05 | 9.4126e-05 | 7.1086e-05 | 4.7779e-05 | 9.4126e-05 | 0.00019368 | 8.5813e-05
1 | 15 | 4 | 9.4222e-05 | 4.7828e-05 | 3.3129e-05 | 9.4222e-05 | 0.00019675 | 8.6691e-05 | 9.4222e-05 | 4.7828e-05 | 3.3129e-05 | 9.4222e-05 | 0.00019675 | 8.6691e-05
1 | 15 | 5 | 9.7143e-05 | 2.9833e-05 | 2.2439e-05 | 9.7143e-05 | 0.00019881 | 9.0737e-05 | 9.7143e-05 | 2.9833e-05 | 2.2439e-05 | 9.7143e-05 | 0.00019881 | 9.0737e-05
1 | 15 | 6 | 0.00010351 | 1.7982e-05 | 2.1912e-05 | 0.00010351 | 0.00020515 | 0.00010088 | 0.00010351 | 1.7982e-05 | 2.1912e-05 | 0.00010351 | 0.00020515 | 0.00010088
1 | 15 | 7 | 0.00011327 | 1.0474e-05 | 3.9359e-05 | 0.00011327 | 0.00022309 | 0.00011047 | 0.00011327 | 1.0474e-05 | 3.9359e-05 | 0.00011327 | 0.00022309 | 0.00011047
1 | 15 | 8 | 0.00012047 | 1.5064e-05 | 8.3741e-05 | 0.00012047 | 0.00022288 | 0.00011788 | 0.00012047 | 1.5064e-05 | 8.3741e-05 | 0.00012047 | 0.00022288 | 0.00011788
1 | 15 | 9 | 0.00012541 | 3.029e-05 | 0.00013245 | 0.00012541 | 0.00020471 | 0.00012158 | 0.00012541 | 3.029e-05 | 0.00013245 | 0.00012541 | 0.00020471 | 0.00012158
1 | 15 | 10 | 0.00012798 | 3.402e-05 | 0.00013119 | 0.00012798 | 0.00017613 | 0.00012349 | 0.00012798 | 3.402e-05 | 0.00013119 | 0.00012798 | 0.00017613 | 0.00012349
1 | 15 | 11 | 0.00012849 | 4.0383e-05 | 0.00010869 | 0.00012849 | 0.00014831 | 0.00012387 | 0.00012849 | 4.0383e-05 | 0.00010869 | 0.00012849 | 0.00014831 | 0.00012387
1 | 15 | 12 | 0.00012678 | 5.0222e-05 | 9.5191e-05 | 0.00012678 | 0.00012795 | 0.00012422 | 0.00012678 | 5.0222e-05 | 9.5191e-05 | 0.00012678 | 0.00012795 | 0.00012422
1 | 15 | 13 | 0.0001242 | 7.2502e-05 | 0.00010228 | 0.0001242 | 0.00011901 | 0.00012314 | 0.0001242 | 7.2502e-05 | 0.00010228 | 0.0001242 | 0.00011901 | 0.00012314
1 | 15 | 14 | 0.00012046 | 8.766e-05 | 0.0001146 | 0.00012046 | 0.0001159 | 0.00012328 | 0.00012046 | 8.766e-05 | 0.0001146 | 0.00012046 | 0.0001159 | 0.00012328
1 | 15 | 15 | 0.00011871 | 0.0001007 | 0.00012004 | 0.00011871 | 0.00011776 | 0.00012146 | 0.00011871 | 0.0001007 | 0.00012004 | 0.00011871 | 0.00011776 | 0.00012146
1 | 15 | 16 | 0.00011696 | 0.00013518 | 0.0001423 | 0.00011696 | 0.00012174 | 0.00012052 | 0.00011696 | 0.00013518 | 0.0001423 | 0.00011696 | 0.00012174 | 0.00012052
1 | 15 | 17 | 0.00011972 | 0.00016898 | 0.0001598 | 0.00011972 | 0.00013566 | 0.00012365 | 0.00011972 | 0.00016898 | 0.0001598 | 0.00011972 | 0.00013566 | 0.00012365
1 | 15 | 18 | 0.00013439 | 0.00021257 | 0.0001864 | 0.00013439 | 0.00013988 | 0.00012841 | 0.00013439 | 0.00021257 | 0.0001864 | 0.00013439 | 0.00013988 | 0.00012841
1 | 15 | 19 | 0.00014132 | 0.00024415 | 0.00020354 | 0.00014132 | 0.00015011 | 0.0001283 | 0.00014132 | 0.00024415 | 0.00020354 | 0.00014132 | 0.00015011 | 0.0001283
1 | 15 | 20 | 0.00013979 | 0.00025123 | 0.00019874 | 0.00013979 | 0.0001515 | 0.00012542 | 0.00013979 | 0.00025123 | 0.00019874 | 0.00013979 | 0.0001515 | 0.00012542
1 | 15 | 21 | 0.00013626 | 0.00024445 | 0.00018308 | 0.00013626 | 0.00015342 | 0.00012037 | 0.00013626 | 0.00024445 | 0.00018308 | 0.00013626 | 0.00015342 | 0.00012037
1 | 15 | 22 | 0.00012809 | 0.00023206 | 0.00016977 | 0.00012809 | 0.00016073 | 0.00011032 | 0.00012809 | 0.00023206 | 0.00016977 | 0.00012809 | 0.00016073 | 0.00011032
1 | 15 | 23 | 0.00011749 | 0.00021552 | 0.0001537 | 0.00011749 | 0.00016963 | 0.00010061 | 0.00011749 | 0.00021552 | 0.0001537 | 0.00011749 | 0.00016963 | 0.00010061
1 | 15 | 24 | 0.00010733 | 0.00018052 | 0.00012466 | 0.00010733 | 0.00017719 | 9.2987e-05 | 0.00010733 | 0.00018052 | 0.00012466 | 0.00010733 | 0.00017719 | 9.2987e-05
1 | 16 | 1 | 0.00010107 | 0.00013825 | 8.7285e-05 | 0.00010107 | 0.00018459 | 8.9811e-05 | 0.00010107 | 0.00013825 | 8.7285e-05 | 0.00010107 | 0.00018459 | 8.9811e-05
1 | 16 | 2 | 9.7492e-05 | 0.00010307 | 6.6412e-05 | 9.7492e-05 | 0.00018964 | 8.7511e-05 | 9.7492e-05 | 0.00010307 | 6.6412e-05 | 9.7492e-05 | 0.00018964 | 8.7511e-05
1 | 16 | 3 | 9.6319e-05 | 7.1086e-05 | 4.7779e-05 | 9.6319e-05 | 0.00019368 | 8.5813e-05 | 9.6319e-05 | 7.1086e-05 | 4.7779e-05 | 9.6319e-05 | 0.00019368 | 8.5813e-05
1 | 16 | 4 | 9.6473e-05 | 4.7828e-05 | 3.3129e-05 | 9.6473e-05 | 0.00019675 | 8.6691e-05 | 9.6473e-05 | 4.7828e-05 | 3.3129e-05 | 9.6473e-05 | 0.00019675 | 8.6691e-05
1 | 16 | 5 | 9.9444e-05 | 2.9833e-05 | 2.2439e-05 | 9.9444e-05 | 0.00019881 | 9.0737e-05 | 9.9444e-05 | 2.9833e-05 | 2.2439e-05 | 9.9444e-05 | 0.00019881 | 9.0737e-05
1 | 16 | 6 | 0.00010776 | 1.7982e-05 | 2.1912e-05 | 0.00010776 | 0.00020515 | 0.00010088 | 0.00010776 | 1.7982e-05 | 2.1912e-05 | 0.00010776 | 0.00020515 | 0.00010088
1 | 16 | 7 | 0.00012233 | 1.0474e-05 | 3.9359e-05 | 0.00012233 | 0.00022309 | 0.00011047 | 0.00012233 | 1.0474e-05 | 3.9359e-05 | 0.00012233 | 0.00022309 | 0.00011047
1 | 16 | 8 | 0.00012977 | 1.5064e-05 | 8.3741e-05 | 0.00012977 | 0.00022288 | 0.00011788 | 0.00012977 | 1.5064e-05 | 8.3741e-05 | 0.00012977 | 0.00022288 | 0.00011788
1 | 16 | 9 | 0.00013093 | 3.029e-05 | 0.00013245 | 0.00013093 | 0.00020471 | 0.00012158 | 0.00013093 | 3.029e-05 | 0.00013245 | 0.00013093 | 0.00020471 | 0.00012158
1 | 16 | 10 | 0.0001294 | 3.402e-05 | 0.00013119 | 0.0001294 | 0.00017613 | 0.00012349 | 0.0001294 | 3.402e-05 | 0.00013119 | 0.0001294 | 0.00017613 | 0.00012349
1 | 16 | 11 | 0.00012868 | 4.0383e-05 | 0.00010869 | 0.00012868 | 0.00014831 | 0.00012387 | 0.00012868 | 4.0383e-05 | 0.00010869 | 0.00012868 | 0.00014831 | 0.00012387
1 | 16 | 12 | 0.00012662 | 5.0222e-05 | 9.5191e-05 | 0.00012662 | 0.00012795 | 0.00012422 | 0.00012662 | 5.0222e-05 | 9.5191e-05 | 0.00012662 | 0.00012795 | 0.00012422
1 | 16 | 13 | 0.00012402 | 7.2502e-05 | 0.00010228 | 0.00012402 | 0.00011901 | 0.00012314 | 0.00012402 | 7.2502e-05 | 0.00010228 | 0.00012402 | 0.00011901 | 0.00012314
1 | 16 | 14 | 0.00012303 | 8.766e-05 | 0.0001146 | 0.00012303 | 0.0001159 | 0.00012328 | 0.00012303 | 8.766e-05 | 0.0001146 | 0.00012303 | 0.0001159 | 0.00012328
1 | 16 | 15 | 0.00012084 | 0.0001007 | 0.00012004 | 0.00012084 | 0.00011776 | 0.00012146 | 0.00012084 | 0.0001007 | 0.00012004 | 0.00012084 | 0.00011776 | 0.00012146
1 | 16 | 16 | 0.00011938 | 0.00013518 | 0.0001423 | 0.00011938 | 0.00012174 | 0.00012052 | 0.00011938 | 0.00013518 | 0.0001423 | 0.00011938 | 0.00012174 | 0.00012052
1 | 16 | 17 | 0.00012243 | 0.00016898 | 0.0001598 | 0.00012243 | 0.00013566 | 0.00012365 | 0.00012243 | 0.00016898 | 0.0001598 | 0.00012243 | 0.00013566 | 0.00012365
1 | 16 | 18 | 0.00013558 | 0.00021257 | 0.0001864 | 0.00013558 | 0.00013988 | 0.00012841 | 0.00013558 | 0.00021257 | 0.0001864 | 0.00013558 | 0.00013988 | 0.00012841
1 | 16 | 19 | 0.00014117 | 0.00024415 | 0.00020354 | 0.00014117 | 0.00015011 | 0.0001283 | 0.00014117 | 0.00024415 | 0.00020354 | 0.00014117 | 0.00015011 | 0.0001283
1 | 16 | 20 | 0.00013984 | 0.00025123 | 0.00019874 | 0.00013984 | 0.0001515 | 0.00012542 | 0.00013984 | 0.00025123 | 0.00019874 | 0.00013984 | 0.0001515 | 0.00012542
1 | 16 | 21 | 0.00013595 | 0.00024445 | 0.00018308 | 0.00013595 | 0.00015342 | 0.00012037 | 0.00013595 | 0.00024445 | 0.00018308 | 0.00013595 | 0.00015342 | 0.00012037
1 | 16 | 22 | 0.00012727 | 0.00023206 | 0.00016977 | 0.00012727 | 0.00016073 | 0.00011032 | 0.00012727 | 0.00023206 | 0.00016977 | 0.00012727 | 0.00016073 | 0.00011032
1 | 16 | 23 | 0.00011632 | 0.00021552 | 0.0001537 | 0.00011632 | 0.00016963 | 0.00010061 | 0.00011632 | 0.00021552 | 0.0001537 | 0.00011632 | 0.00016963 | 0.00010061
1 | 16 | 24 | 0.00010648 | 0.00018052 | 0.00012466 | 0.00010648 | 0.00017719 | 9.2987e-05 | 0.00010648 | 0.00018052 | 0.00012466 | 0.00010648 | 0.00017719 | 9.2987e-05
1 | 17 | 1 | 0.00010013 | 0.00013825 | 8.7285e-05 | 0.00010013 | 0.00018459 | 8.9811e-05 | 0.00010013 | 0.00013825 | 8.7285e-05 | 0.00010013 | 0.00018459 | 8.9811e-05
1 | 17 | 2 | 9.6161e-05 | 0.00010307 | 6.6412e-05 | 9.6161e-05 | 0.00018964 | 8.7511e-05 | 9.6161e-05 | 0.00010307 | 6.6412e-05 | 9.6161e-05 | 0.00018964 | 8.7511e-05
1 | 17 | 3 | 9.46e-05 | 7.1086e-05 | 4.7779e-05 | 9.46e-05 | 0.00019368 | 8.5813e-05 | 9.46e-05 | 7.1086e-05 | 4.7779e-05 | 9.46e-05 | 0.00019368 | 8.5813e-05
1 | 17 | 4 | 9.4717e-05 | 4.7828e-05 | 3.3129e-05 | 9.4717e-05 | 0.00019675 | 8.6691e-05 | 9.4717e-05 | 4.7828e-05 | 3.3129e-05 | 9.4717e-05 | 0.00019675 | 8.6691e-05
1 | 17 | 5 | 9.7584e-05 | 2.9833e-05 | 2.2439e-05 | 9.7584e-05 | 0.00019881 | 9.0737e-05 | 9.7584e-05 | 2.9833e-05 | 2.2439e-05 | 9.7584e-05 | 0.00019881 | 9.0737e-05
1 | 17 | 6 | 0.00010529 | 1.7982e-05 | 2.1912e-05 | 0.00010529 | 0.00020515 | 0.00010088 | 0.00010529 | 1.7982e-05 | 2.1912e-05 | 0.00010529 | 0.00020515 | 0.00010088
1 | 17 | 7 | 0.00011891 | 1.0474e-05 | 3.9359e-05 | 0.00011891 | 0.00022309 | 0.00011047 | 0.00011891 | 1.0474e-05 | 3.9359e-05 | 0.00011891 | 0.00022309 | 0.00011047
1 | 17 | 8 | 0.00012599 | 1.5064e-05 | 8.3741e-05 | 0.00012599 | 0.00022288 | 0.00011788 | 0.00012599 | 1.5064e-05 | 8.3741e-05 | 0.00012599 | 0.00022288 | 0.00011788
1 | 17 | 9 | 0.00012471 | 3.029e-05 | 0.00013245 | 0.00012471 | 0.00020471 | 0.00012158 | 0.00012471 | 3.029e-05 | 0.00013245 | 0.00012471 | 0.00020471 | 0.00012158
1 | 17 | 10 | 0.00012432 | 3.402e-05 | 0.00013119 | 0.00012432 | 0.00017613 | 0.00012349 | 0.00012432 | 3.402e-05 | 0.00013119 | 0.00012432 | 0.00017613 | 0.00012349
1 | 17 | 11 | 0.00012374 | 4.0383e-05 | 0.00010869 | 0.00012374 | 0.00014831 | 0.00012387 | 0.00012374 | 4.0383e-05 | 0.00010869 | 0.00012374 | 0.00014831 | 0.00012387
1 | 17 | 12 | 0.00012192 | 5.0222e-05 | 9.5191e-05 | 0.00012192 | 0.00012795 | 0.00012422 | 0.00012192 | 5.0222e-05 | 9.5191e-05 | 0.00012192 | 0.00012795 | 0.00012422
1 | 17 | 13 | 0.00011896 | 7.2502e-05 | 0.00010228 | 0.00011896 | 0.00011901 | 0.00012314 | 0.00011896 | 7.2502e-05 | 0.00010228 | 0.00011896 | 0.00011901 | 0.00012314
1 | 17 | 14 | 0.00011943 | 8.766e-05 | 0.0001146 | 0.00011943 | 0.0001159 | 0.00012328 | 0.00011943 | 8.766e-05 | 0.0001146 | 0.00011943 | 0.0001159 | 0.00012328
1 | 17 | 15 | 0.0001178 | 0.0001007 | 0.00012004 | 0.0001178 | 0.00011776 | 0.00012146 | 0.0001178 | 0.0001007 | 0.00012004 | 0.0001178 | 0.00011776 | 0.00012146
1 | 17 | 16 | 0.00011649 | 0.00013518 | 0.0001423 | 0.00011649 | 0.00012174 | 0.00012052 | 0.00011649 | 0.00013518 | 0.0001423 | 0.00011649 | 0.00012174 | 0.00012052
1 | 17 | 17 | 0.00011866 | 0.00016898 | 0.0001598 | 0.00011866 | 0.00013566 | 0.00012365 | 0.00011866 | 0.00016898 | 0.0001598 | 0.00011866 | 0.00013566 | 0.00012365
1 | 17 | 18 | 0.00013188 | 0.00021257 | 0.0001864 | 0.00013188 | 0.00013988 | 0.00012841 | 0.00013188 | 0.00021257 | 0.0001864 | 0.00013188 | 0.00013988 | 0.00012841
1 | 17 | 19 | 0.00013709 | 0.00024415 | 0.00020354 | 0.00013709 | 0.00015011 | 0.0001283 | 0.00013709 | 0.00024415 | 0.00020354 | 0.00013709 | 0.00015011 | 0.0001283
1 | 17 | 20 | 0.00013508 | 0.00025123 | 0.00019874 | 0.00013508 | 0.0001515 | 0.00012542 | 0.00013508 | 0.00025123 | 0.00019874 | 0.00013508 | 0.0001515 | 0.00012542
1 | 17 | 21 | 0.00013192 | 0.00024445 | 0.00018308 | 0.00013192 | 0.00015342 | 0.00012037 | 0.00013192 | 0.00024445 | 0.00018308 | 0.00013192 | 0.00015342 | 0.00012037
1 | 17 | 22 | 0.00012363 | 0.00023206 | 0.00016977 | 0.00012363 | 0.00016073 | 0.00011032 | 0.00012363 | 0.00023206 | 0.00016977 | 0.00012363 | 0.00016073 | 0.00011032
1 | 17 | 23 | 0.00011452 | 0.00021552 | 0.0001537 | 0.00011452 | 0.00016963 | 0.00010061 | 0.00011452 | 0.00021552 | 0.0001537 | 0.00011452 | 0.00016963 | 0.00010061
1 | 17 | 24 | 0.00010556 | 0.00018052 | 0.00012466 | 0.00010556 | 0.00017719 | 9.2987e-05 | 0.00010556 | 0.00018052 | 0.00012466 | 0.00010556 | 0.00017719 | 9.2987e-05
1 | 18 | 1 | 9.8333e-05 | 0.00013825 | 8.7285e-05 | 9.8333e-05 | 0.00018459 | 8.9811e-05 | 9.8333e-05 | 0.00013825 | 8.7285e-05 | 9.8333e-05 | 0.00018459 | 8.9811e-05
1 | 18 | 2 | 9.4392e-05 | 0.00010307 | 6.6412e-05 | 9.4392e-05 | 0.00018964 | 8.7511e-05 | 9.4392e-05 | 0.00010307 | 6.6412e-05 | 9.4392e-05 | 0.00018964 | 8.7511e-05
1 | 18 | 3 | 9.2748e-05 | 7.1086e-05 | 4.7779e-05 | 9.2748e-05 | 0.00019368 | 8.5813e-05 | 9.2748e-05 | 7.1086e-05 | 4.7779e-05 | 9.2748e-05 | 0.00019368 | 8.5813e-05
1 | 18 | 4 | 9.217e-05 | 4.7828e-05 | 3.3129e-05 | 9.217e-05 | 0.00019675 | 8.6691e-05 | 9.217e-05 | 4.7828e-05 | 3.3129e-05 | 9.217e-05 | 0.00019675 | 8.6691e-05
1 | 18 | 5 | 9.4633e-05 | 2.9833e-05 | 2.2439e-05 | 9.4633e-05 | 0.00019881 | 9.0737e-05 | 9.4633e-05 | 2.9833e-05 | 2.2439e-05 | 9.4633e-05 | 0.00019881 | 9.0737e-05
1 | 18 | 6 | 0.00010244 | 1.7982e-05 | 2.1912e-05 | 0.00010244 | 0.00020515 | 0.00010088 | 0.00010244 | 1.7982e-05 | 2.1912e-05 | 0.00010244 | 0.00020515 | 0.00010088
1 | 18 | 7 | 0.0001179 | 1.0474e-05 | 3.9359e-05 | 0.0001179 | 0.00022309 | 0.00011047 | 0.0001179 | 1.0474e-05 | 3.9359e-05 | 0.0001179 | 0.00022309 | 0.00011047
1 | 18 | 8 | 0.00012493 | 1.5064e-05 | 8.3741e-05 | 0.00012493 | 0.00022288 | 0.00011788 | 0.00012493 | 1.5064e-05 | 8.3741e-05 | 0.00012493 | 0.00022288 | 0.00011788
1 | 18 | 9 | 0.00012479 | 3.029e-05 | 0.00013245 | 0.00012479 | 0.00020471 | 0.00012158 | 0.00012479 | 3.029e-05 | 0.00013245 | 0.00012479 | 0.00020471 | 0.00012158
1 | 18 | 10 | 0.00012458 | 3.402e-05 | 0.00013119 | 0.00012458 | 0.00017613 | 0.00012349 | 0.00012458 | 3.402e-05 | 0.00013119 | 0.00012458 | 0.00017613 | 0.00012349
1 | 18 | 11 | 0.00012352 | 4.0383e-05 | 0.00010869 | 0.00012352 | 0.00014831 | 0.00012387 | 0.00012352 | 4.0383e-05 | 0.00010869 | 0.00012352 | 0.00014831 | 0.00012387
1 | 18 | 12 | 0.00012102 | 5.0222e-05 | 9.5191e-05 | 0.00012102 | 0.00012795 | 0.00012422 | 0.00012102 | 5.0222e-05 | 9.5191e-05 | 0.00012102 | 0.00012795 | 0.00012422
1 | 18 | 13 | 0.00011901 | 7.2502e-05 | 0.00010228 | 0.00011901 | 0.00011901 | 0.00012314 | 0.00011901 | 7.2502e-05 | 0.00010228 | 0.00011901 | 0.00011901 | 0.00012314
1 | 18 | 14 | 0.00011747 | 8.766e-05 | 0.0001146 | 0.00011747 | 0.0001159 | 0.00012328 | 0.00011747 | 8.766e-05 | 0.0001146 | 0.00011747 | 0.0001159 | 0.00012328
1 | 18 | 15 | 0.00011555 | 0.0001007 | 0.00012004 | 0.00011555 | 0.00011776 | 0.00012146 | 0.00011555 | 0.0001007 | 0.00012004 | 0.00011555 | 0.00011776 | 0.00012146
1 | 18 | 16 | 0.00011405 | 0.00013518 | 0.0001423 | 0.00011405 | 0.00012174 | 0.00012052 | 0.00011405 | 0.00013518 | 0.0001423 | 0.00011405 | 0.00012174 | 0.00012052
1 | 18 | 17 | 0.00011596 | 0.00016898 | 0.0001598 | 0.00011596 | 0.00013566 | 0.00012365 | 0.00011596 | 0.00016898 | 0.0001598 | 0.00011596 | 0.00013566 | 0.00012365
1 | 18 | 18 | 0.00012709 | 0.00021257 | 0.0001864 | 0.00012709 | 0.00013988 | 0.00012841 | 0.00012709 | 0.00021257 | 0.0001864 | 0.00012709 | 0.00013988 | 0.00012841
1 | 18 | 19 | 0.00013346 | 0.00024415 | 0.00020354 | 0.00013346 | 0.00015011 | 0.0001283 | 0.00013346 | 0.00024415 | 0.00020354 | 0.00013346 | 0.00015011 | 0.0001283
1 | 18 | 20 | 0.00013173 | 0.00025123 | 0.00019874 | 0.00013173 | 0.0001515 | 0.00012542 | 0.00013173 | 0.00025123 | 0.00019874 | 0.00013173 | 0.0001515 | 0.00012542
1 | 18 | 21 | 0.00012727 | 0.00024445 | 0.00018308 | 0.00012727 | 0.00015342 | 0.00012037 | 0.00012727 | 0.00024445 | 0.00018308 | 0.00012727 | 0.00015342 | 0.00012037
1 | 18 | 22 | 0.00011997 | 0.00023206 | 0.00016977 | 0.00011997 | 0.00016073 | 0.00011032 | 0.00011997 | 0.00023206 | 0.00016977 | 0.00011997 | 0.00016073 | 0.00011032
1 | 18 | 23 | 0.00011055 | 0.00021552 | 0.0001537 | 0.00011055 | 0.00016963 | 0.00010061 | 0.00011055 | 0.00021552 | 0.0001537 | 0.00011055 | 0.00016963 | 0.00010061
1 | 18 | 24 | 0.00010019 | 0.00018052 | 0.00012466 | 0.00010019 | 0.00017719 | 9.2987e-05 | 0.00010019 | 0.00018052 | 0.00012466 | 0.00010019 | 0.00017719 | 9.2987e-05
1 | 19 | 1 | 9.3714e-05 | 0.00013825 | 8.7285e-05 | 9.3714e-05 | 0.00018459 | 8.9811e-05 | 9.3714e-05 | 0.00013825 | 8.7285e-05 | 9.3714e-05 | 0.00018459 | 8.9811e-05
1 | 19 | 2 | 9.041e-05 | 0.00010307 | 6.6412e-05 | 9.041e-05 | 0.00018964 | 8.7511e-05 | 9.041e-05 | 0.00010307 | 6.6412e-05 | 9.041e-05 | 0.00018964 | 8.7511e-05
1 | 19 | 3 | 8.8745e-05 | 7.1086e-05 | 4.7779e-05 | 8.8745e-05 | 0.00019368 | 8.5813e-05 | 8.8745e-05 | 7.1086e-05 | 4.7779e-05 | 8.8745e-05 | 0.00019368 | 8.5813e-05
1 | 19 | 4 | 8.9507e-05 | 4.7828e-05 | 3.3129e-05 | 8.9507e-05 | 0.00019675 | 8.6691e-05 | 8.9507e-05 | 4.7828e-05 | 3.3129e-05 | 8.9507e-05 | 0.00019675 | 8.6691e-05
1 | 19 | 5 | 9.2262e-05 | 2.9833e-05 | 2.2439e-05 | 9.2262e-05 | 0.00019881 | 9.0737e-05 | 9.2262e-05 | 2.9833e-05 | 2.2439e-05 | 9.2262e-05 | 0.00019881 | 9.0737e-05
1 | 19 | 6 | 0.00010029 | 1.7982e-05 | 2.1912e-05 | 0.00010029 | 0.00020515 | 0.00010088 | 0.00010029 | 1.7982e-05 | 2.1912e-05 | 0.00010029 | 0.00020515 | 0.00010088
1 | 19 | 7 | 0.0001136 | 1.0474e-05 | 3.9359e-05 | 0.0001136 | 0.00022309 | 0.00011047 | 0.0001136 | 1.0474e-05 | 3.9359e-05 | 0.0001136 | 0.00022309 | 0.00011047
1 | 19 | 8 | 0.00012115 | 1.5064e-05 | 8.3741e-05 | 0.00012115 | 0.00022288 | 0.00011788 | 0.00012115 | 1.5064e-05 | 8.3741e-05 | 0.00012115 | 0.00022288 | 0.00011788
1 | 19 | 9 | 0.00012148 | 3.029e-05 | 0.00013245 | 0.00012148 | 0.00020471 | 0.00012158 | 0.00012148 | 3.029e-05 | 0.00013245 | 0.00012148 | 0.00020471 | 0.00012158
1 | 19 | 10 | 0.00012185 | 3.402e-05 | 0.00013119 | 0.00012185 | 0.00017613 | 0.00012349 | 0.00012185 | 3.402e-05 | 0.00013119 | 0.00012185 | 0.00017613 | 0.00012349
1 | 19 | 11 | 0.00012264 | 4.0383e-05 | 0.00010869 | 0.00012264 | 0.00014831 | 0.00012387 | 0.00012264 | 4.0383e-05 | 0.00010869 | 0.00012264 | 0.00014831 | 0.00012387
1 | 19 | 12 | 0.00012044 | 5.0222e-05 | 9.5191e-05 | 0.00012044 | 0.00012795 | 0.00012422 | 0.00012044 | 5.0222e-05 | 9.5191e-05 | 0.00012044 | 0.00012795 | 0.00012422
1 | 19 | 13 | 0.00011855 | 7.2502e-05 | 0.00010228 | 0.00011855 | 0.00011901 | 0.00012314 | 0.00011855 | 7.2502e-05 | 0.00010228 | 0.00011855 | 0.00011901 | 0.00012314
1 | 19 | 14 | 0.00011809 | 8.766e-05 | 0.0001146 | 0.00011809 | 0.0001159 | 0.00012328 | 0.00011809 | 8.766e-05 | 0.0001146 | 0.00011809 | 0.0001159 | 0.00012328
1 | 19 | 15 | 0.00011546 | 0.0001007 | 0.00012004 | 0.00011546 | 0.00011776 | 0.00012146 | 0.00011546 | 0.0001007 | 0.00012004 | 0.00011546 | 0.00011776 | 0.00012146
1 | 19 | 16 | 0.00011293 | 0.00013518 | 0.0001423 | 0.00011293 | 0.00012174 | 0.00012052 | 0.00011293 | 0.00013518 | 0.0001423 | 0.00011293 | 0.00012174 | 0.00012052
1 | 19 | 17 | 0.00011362 | 0.00016898 | 0.0001598 | 0.00011362 | 0.00013566 | 0.00012365 | 0.00011362 | 0.00016898 | 0.0001598 | 0.00011362 | 0.00013566 | 0.00012365
1 | 19 | 18 | 0.00012441 | 0.00021257 | 0.0001864 | 0.00012441 | 0.00013988 | 0.00012841 | 0.00012441 | 0.00021257 | 0.0001864 | 0.00012441 | 0.00013988 | 0.00012841
1 | 19 | 19 | 0.00012918 | 0.00024415 | 0.00020354 | 0.00012918 | 0.00015011 | 0.0001283 | 0.00012918 | 0.00024415 | 0.00020354 | 0.00012918 | 0.00015011 | 0.0001283
1 | 19 | 20 | 0.00012575 | 0.00025123 | 0.00019874 | 0.00012575 | 0.0001515 | 0.00012542 | 0.00012575 | 0.00025123 | 0.00019874 | 0.00012575 | 0.0001515 | 0.00012542
1 | 19 | 21 | 0.00012312 | 0.00024445 | 0.00018308 | 0.00012312 | 0.00015342 | 0.00012037 | 0.00012312 | 0.00024445 | 0.00018308 | 0.00012312 | 0.00015342 | 0.00012037
1 | 19 | 22 | 0.0001172 | 0.00023206 | 0.00016977 | 0.0001172 | 0.00016073 | 0.00011032 | 0.0001172 | 0.00023206 | 0.00016977 | 0.0001172 | 0.00016073 | 0.00011032
1 | 19 | 23 | 0.00010933 | 0.00021552 | 0.0001537 | 0.00010933 | 0.00016963 | 0.00010061 | 0.00010933 | 0.00021552 | 0.0001537 | 0.00010933 | 0.00016963 | 0.00010061
1 | 19 | 24 | 0.00010094 | 0.00018052 | 0.00012466 | 0.00010094 | 0.00017719 | 9.2987e-05 | 0.00010094 | 0.00018052 | 0.00012466 | 0.00010094 | 0.00017719 | 9.2987e-05
1 | 20 | 1 | 9.3814e-05 | 0.00013825 | 8.7285e-05 | 9.3814e-05 | 0.00018459 | 8.9811e-05 | 9.3814e-05 | 0.00013825 | 8.7285e-05 | 9.3814e-05 | 0.00018459 | 8.9811e-05
1 | 20 | 2 | 9.0019e-05 | 0.00010307 | 6.6412e-05 | 9.0019e-05 | 0.00018964 | 8.7511e-05 | 9.0019e-05 | 0.00010307 | 6.6412e-05 | 9.0019e-05 | 0.00018964 | 8.7511e-05
1 | 20 | 3 | 8.7921e-05 | 7.1086e-05 | 4.7779e-05 | 8.7921e-05 | 0.00019368 | 8.5813e-05 | 8.7921e-05 | 7.1086e-05 | 4.7779e-05 | 8.7921e-05 | 0.00019368 | 8.5813e-05
1 | 20 | 4 | 8.7418e-05 | 4.7828e-05 | 3.3129e-05 | 8.7418e-05 | 0.00019675 | 8.6691e-05 | 8.7418e-05 | 4.7828e-05 | 3.3129e-05 | 8.7418e-05 | 0.00019675 | 8.6691e-05
1 | 20 | 5 | 8.8329e-05 | 2.9833e-05 | 2.2439e-05 | 8.8329e-05 | 0.00019881 | 9.0737e-05 | 8.8329e-05 | 2.9833e-05 | 2.2439e-05 | 8.8329e-05 | 0.00019881 | 9.0737e-05
1 | 20 | 6 | 9.1088e-05 | 1.7982e-05 | 2.1912e-05 | 9.1088e-05 | 0.00020515 | 0.00010088 | 9.1088e-05 | 1.7982e-05 | 2.1912e-05 | 9.1088e-05 | 0.00020515 | 0.00010088
1 | 20 | 7 | 9.5886e-05 | 1.0474e-05 | 3.9359e-05 | 9.5886e-05 | 0.00022309 | 0.00011047 | 9.5886e-05 | 1.0474e-05 | 3.9359e-05 | 9.5886e-05 | 0.00022309 | 0.00011047
1 | 20 | 8 | 9.9065e-05 | 1.5064e-05 | 8.3741e-05 | 9.9065e-05 | 0.00022288 | 0.00011788 | 9.9065e-05 | 1.5064e-05 | 8.3741e-05 | 9.9065e-05 | 0.00022288 | 0.00011788
1 | 20 | 9 | 0.00010413 | 3.029e-05 | 0.00013245 | 0.00010413 | 0.00020471 | 0.00012158 | 0.00010413 | 3.029e-05 | 0.00013245 | 0.00010413 | 0.00020471 | 0.00012158
1 | 20 | 10 | 0.00010708 | 3.402e-05 | 0.00013119 | 0.00010708 | 0.00017613 | 0.00012349 | 0.00010708 | 3.402e-05 | 0.00013119 | 0.00010708 | 0.00017613 | 0.00012349
1 | 20 | 11 | 0.00010805 | 4.0383e-05 | 0.00010869 | 0.00010805 | 0.00014831 | 0.00012387 | 0.00010805 | 4.0383e-05 | 0.00010869 | 0.00010805 | 0.00014831 | 0.00012387
1 | 20 | 12 | 0.00010692 | 5.0222e-05 | 9.5191e-05 | 0.00010692 | 0.00012795 | 0.00012422 | 0.00010692 | 5.0222e-05 | 9.5191e-05 | 0.00010692 | 0.00012795 | 0.00012422
1 | 20 | 13 | 0.00010457 | 7.2502e-05 | 0.00010228 | 0.00010457 | 0.00011901 | 0.00012314 | 0.00010457 | 7.2502e-05 | 0.00010228 | 0.00010457 | 0.00011901 | 0.00012314
1 | 20 | 14 | 0.00010195 | 8.766e-05 | 0.0001146 | 0.00010195 | 0.0001159 | 0.00012328 | 0.00010195 | 8.766e-05 | 0.0001146 | 0.00010195 | 0.0001159 | 0.00012328
1 | 20 | 15 | 0.00010006 | 0.0001007 | 0.00012004 | 0.00010006 | 0.00011776 | 0.00012146 | 0.00010006 | 0.0001007 | 0.00012004 | 0.00010006 | 0.00011776 | 0.00012146
1 | 20 | 16 | 9.9169e-05 | 0.00013518 | 0.0001423 | 9.9169e-05 | 0.00012174 | 0.00012052 | 9.9169e-05 | 0.00013518 | 0.0001423 | 9.9169e-05 | 0.00012174 | 0.00012052
1 | 20 | 17 | 0.00010144 | 0.00016898 | 0.0001598 | 0.00010144 | 0.00013566 | 0.00012365 | 0.00010144 | 0.00016898 | 0.0001598 | 0.00010144 | 0.00013566 | 0.00012365
1 | 20 | 18 | 0.00011424 | 0.00021257 | 0.0001864 | 0.00011424 | 0.00013988 | 0.00012841 | 0.00011424 | 0.00021257 | 0.0001864 | 0.00011424 | 0.00013988 | 0.00012841
1 | 20 | 19 | 0.00011945 | 0.00024415 | 0.00020354 | 0.00011945 | 0.00015011 | 0.0001283 | 0.00011945 | 0.00024415 | 0.00020354 | 0.00011945 | 0.00015011 | 0.0001283
1 | 20 | 20 | 0.0001177 | 0.00025123 | 0.00019874 | 0.0001177 | 0.0001515 | 0.00012542 | 0.0001177 | 0.00025123 | 0.00019874 | 0.0001177 | 0.0001515 | 0.00012542
1 | 20 | 21 | 0.00011494 | 0.00024445 | 0.00018308 | 0.00011494 | 0.00015342 | 0.00012037 | 0.00011494 | 0.00024445 | 0.00018308 | 0.00011494 | 0.00015342 | 0.00012037
1 | 20 | 22 | 0.00010935 | 0.00023206 | 0.00016977 | 0.00010935 | 0.00016073 | 0.00011032 | 0.00010935 | 0.00023206 | 0.00016977 | 0.00010935 | 0.00016073 | 0.00011032
1 | 20 | 23 | 0.00010332 | 0.00021552 | 0.0001537 | 0.00010332 | 0.00016963 | 0.00010061 | 0.00010332 | 0.00021552 | 0.0001537 | 0.00010332 | 0.00016963 | 0.00010061
1 | 20 | 24 | 9.6098e-05 | 0.00018052 | 0.00012466 | 9.6098e-05 | 0.00017719 | 9.2987e-05 | 9.6098e-05 | 0.00018052 | 0.00012466 | 9.6098e-05 | 0.00017719 | 9.2987e-05
1 | 21 | 1 | 9.0838e-05 | 0.00013825 | 8.7285e-05 | 9.0838e-05 | 0.00018459 | 8.9811e-05 | 9.0838e-05 | 0.00013825 | 8.7285e-05 | 9.0838e-05 | 0.00018459 | 8.9811e-05
1 | 21 | 2 | 8.7048e-05 | 0.00010307 | 6.6412e-05 | 8.7048e-05 | 0.00018964 | 8.7511e-05 | 8.7048e-05 | 0.00010307 | 6.6412e-05 | 8.7048e-05 | 0.00018964 | 8.7511e-05
1 | 21 | 3 | 8.505e-05 | 7.1086e-05 | 4.7779e-05 | 8.505e-05 | 0.00019368 | 8.5813e-05 | 8.505e-05 | 7.1086e-05 | 4.7779e-05 | 8.505e-05 | 0.00019368 | 8.5813e-05
1 | 21 | 4 | 8.4376e-05 | 4.7828e-05 | 3.3129e-05 | 8.4376e-05 | 0.00019675 | 8.6691e-05 | 8.4376e-05 | 4.7828e-05 | 3.3129e-05 | 8.4376e-05 | 0.00019675 | 8.6691e-05
1 | 21 | 5 | 8.5466e-05 | 2.9833e-05 | 2.2439e-05 | 8.5466e-05 | 0.00019881 | 9.0737e-05 | 8.5466e-05 | 2.9833e-05 | 2.2439e-05 | 8.5466e-05 | 0.00019881 | 9.0737e-05
1 | 21 | 6 | 8.7347e-05 | 1.7982e-05 | 2.1912e-05 | 8.7347e-05 | 0.00020515 | 0.00010088 | 8.7347e-05 | 1.7982e-05 | 2.1912e-05 | 8.7347e-05 | 0.00020515 | 0.00010088
1 | 21 | 7 | 8.9611e-05 | 1.0474e-05 | 3.9359e-05 | 8.9611e-05 | 0.00022309 | 0.00011047 | 8.9611e-05 | 1.0474e-05 | 3.9359e-05 | 8.9611e-05 | 0.00022309 | 0.00011047
1 | 21 | 8 | 9.1683e-05 | 1.5064e-05 | 8.3741e-05 | 9.1683e-05 | 0.00022288 | 0.00011788 | 9.1683e-05 | 1.5064e-05 | 8.3741e-05 | 9.1683e-05 | 0.00022288 | 0.00011788
1 | 21 | 9 | 9.6015e-05 | 3.029e-05 | 0.00013245 | 9.6015e-05 | 0.00020471 | 0.00012158 | 9.6015e-05 | 3.029e-05 | 0.00013245 | 9.6015e-05 | 0.00020471 | 0.00012158
1 | 21 | 10 | 9.8799e-05 | 3.402e-05 | 0.00013119 | 9.8799e-05 | 0.00017613 | 0.00012349 | 9.8799e-05 | 3.402e-05 | 0.00013119 | 9.8799e-05 | 0.00017613 | 0.00012349
1 | 21 | 11 | 9.9922e-05 | 4.0383e-05 | 0.00010869 | 9.9922e-05 | 0.00014831 | 0.00012387 | 9.9922e-05 | 4.0383e-05 | 0.00010869 | 9.9922e-05 | 0.00014831 | 0.00012387
1 | 21 | 12 | 9.9793e-05 | 5.0222e-05 | 9.5191e-05 | 9.9793e-05 | 0.00012795 | 0.00012422 | 9.9793e-05 | 5.0222e-05 | 9.5191e-05 | 9.9793e-05 | 0.00012795 | 0.00012422
1 | 21 | 13 | 9.9057e-05 | 7.2502e-05 | 0.00010228 | 9.9057e-05 | 0.00011901 | 0.00012314 | 9.9057e-05 | 7.2502e-05 | 0.00010228 | 9.9057e-05 | 0.00011901 | 0.00012314
1 | 21 | 14 | 9.7904e-05 | 8.766e-05 | 0.0001146 | 9.7904e-05 | 0.0001159 | 0.00012328 | 9.7904e-05 | 8.766e-05 | 0.0001146 | 9.7904e-05 | 0.0001159 | 0.00012328
1 | 21 | 15 | 9.6889e-05 | 0.0001007 | 0.00012004 | 9.6889e-05 | 0.00011776 | 0.00012146 | 9.6889e-05 | 0.0001007 | 0.00012004 | 9.6889e-05 | 0.00011776 | 0.00012146
1 | 21 | 16 | 9.688e-05 | 0.00013518 | 0.0001423 | 9.688e-05 | 0.00012174 | 0.00012052 | 9.688e-05 | 0.00013518 | 0.0001423 | 9.688e-05 | 0.00012174 | 0.00012052
1 | 21 | 17 | 9.9648e-05 | 0.00016898 | 0.0001598 | 9.9648e-05 | 0.00013566 | 0.00012365 | 9.9648e-05 | 0.00016898 | 0.0001598 | 9.9648e-05 | 0.00013566 | 0.00012365
1 | 21 | 18 | 0.00011346 | 0.00021257 | 0.0001864 | 0.00011346 | 0.00013988 | 0.00012841 | 0.00011346 | 0.00021257 | 0.0001864 | 0.00011346 | 0.00013988 | 0.00012841
1 | 21 | 19 | 0.00012112 | 0.00024415 | 0.00020354 | 0.00012112 | 0.00015011 | 0.0001283 | 0.00012112 | 0.00024415 | 0.00020354 | 0.00012112 | 0.00015011 | 0.0001283
1 | 21 | 20 | 0.0001196 | 0.00025123 | 0.00019874 | 0.0001196 | 0.0001515 | 0.00012542 | 0.0001196 | 0.00025123 | 0.00019874 | 0.0001196 | 0.0001515 | 0.00012542
1 | 21 | 21 | 0.0001178 | 0.00024445 | 0.00018308 | 0.0001178 | 0.00015342 | 0.00012037 | 0.0001178 | 0.00024445 | 0.00018308 | 0.0001178 | 0.00015342 | 0.00012037
1 | 21 | 22 | 0.00011091 | 0.00023206 | 0.00016977 | 0.00011091 | 0.00016073 | 0.00011032 | 0.00011091 | 0.00023206 | 0.00016977 | 0.00011091 | 0.00016073 | 0.00011032
1 | 21 | 23 | 0.00010204 | 0.00021552 | 0.0001537 | 0.00010204 | 0.00016963 | 0.00010061 | 0.00010204 | 0.00021552 | 0.0001537 | 0.00010204 | 0.00016963 | 0.00010061
1 | 21 | 24 | 9.3772e-05 | 0.00018052 | 0.00012466 | 9.3772e-05 | 0.00017719 | 9.2987e-05 | 9.3772e-05 | 0.00018052 | 0.00012466 | 9.3772e-05 | 0.00017719 | 9.2987e-05
1 | 22 | 1 | 8.9211e-05 | 0.00013825 | 8.7285e-05 | 8.9211e-05 | 0.00018459 | 8.9811e-05 | 8.9211e-05 | 0.00013825 | 8.7285e-05 | 8.9211e-05 | 0.00018459 | 8.9811e-05
1 | 22 | 2 | 8.582e-05 | 0.00010307 | 6.6412e-05 | 8.582e-05 | 0.00018964 | 8.7511e-05 | 8.582e-05 | 0.00010307 | 6.6412e-05 | 8.582e-05 | 0.00018964 | 8.7511e-05
1 | 22 | 3 | 8.4959e-05 | 7.1086e-05 | 4.7779e-05 | 8.4959e-05 | 0.00019368 | 8.5813e-05 | 8.4959e-05 | 7.1086e-05 | 4.7779e-05 | 8.4959e-05 | 0.00019368 | 8.5813e-05
1 | 22 | 4 | 8.5516e-05 | 4.7828e-05 | 3.3129e-05 | 8.5516e-05 | 0.00019675 | 8.6691e-05 | 8.5516e-05 | 4.7828e-05 | 3.3129e-05 | 8.5516e-05 | 0.00019675 | 8.6691e-05
1 | 22 | 5 | 8.9145e-05 | 2.9833e-05 | 2.2439e-05 | 8.9145e-05 | 0.00019881 | 9.0737e-05 | 8.9145e-05 | 2.9833e-05 | 2.2439e-05 | 8.9145e-05 | 0.00019881 | 9.0737e-05
1 | 22 | 6 | 9.7064e-05 | 1.7982e-05 | 2.1912e-05 | 9.7064e-05 | 0.00020515 | 0.00010088 | 9.7064e-05 | 1.7982e-05 | 2.1912e-05 | 9.7064e-05 | 0.00020515 | 0.00010088
1 | 22 | 7 | 0.00011204 | 1.0474e-05 | 3.9359e-05 | 0.00011204 | 0.00022309 | 0.00011047 | 0.00011204 | 1.0474e-05 | 3.9359e-05 | 0.00011204 | 0.00022309 | 0.00011047
1 | 22 | 8 | 0.00011971 | 1.5064e-05 | 8.3741e-05 | 0.00011971 | 0.00022288 | 0.00011788 | 0.00011971 | 1.5064e-05 | 8.3741e-05 | 0.00011971 | 0.00022288 | 0.00011788
1 | 22 | 9 | 0.00012047 | 3.029e-05 | 0.00013245 | 0.00012047 | 0.00020471 | 0.00012158 | 0.00012047 | 3.029e-05 | 0.00013245 | 0.00012047 | 0.00020471 | 0.00012158
1 | 22 | 10 | 0.00012074 | 3.402e-05 | 0.00013119 | 0.00012074 | 0.00017613 | 0.00012349 | 0.00012074 | 3.402e-05 | 0.00013119 | 0.00012074 | 0.00017613 | 0.00012349
1 | 22 | 11 | 0.00012079 | 4.0383e-05 | 0.00010869 | 0.00012079 | 0.00014831 | 0.00012387 | 0.00012079 | 4.0383e-05 | 0.00010869 | 0.00012079 | 0.00014831 | 0.00012387
1 | 22 | 12 | 0.00011933 | 5.0222e-05 | 9.5191e-05 | 0.00011933 | 0.00012795 | 0.00012422 | 0.00011933 | 5.0222e-05 | 9.5191e-05 | 0.00011933 | 0.00012795 | 0.00012422
1 | 22 | 13 | 0.00011811 | 7.2502e-05 | 0.00010228 | 0.00011811 | 0.00011901 | 0.00012314 | 0.00011811 | 7.2502e-05 | 0.00010228 | 0.00011811 | 0.00011901 | 0.00012314
1 | 22 | 14 | 0.00011702 | 8.766e-05 | 0.0001146 | 0.00011702 | 0.0001159 | 0.00012328 | 0.00011702 | 8.766e-05 | 0.0001146 | 0.00011702 | 0.0001159 | 0.00012328
1 | 22 | 15 | 0.00011502 | 0.0001007 | 0.00012004 | 0.00011502 | 0.00011776 | 0.00012146 | 0.00011502 | 0.0001007 | 0.00012004 | 0.00011502 | 0.00011776 | 0.00012146
1 | 22 | 16 | 0.00011324 | 0.00013518 | 0.0001423 | 0.00011324 | 0.00012174 | 0.00012052 | 0.00011324 | 0.00013518 | 0.0001423 | 0.00011324 | 0.00012174 | 0.00012052
1 | 22 | 17 | 0.00011398 | 0.00016898 | 0.0001598 | 0.00011398 | 0.00013566 | 0.00012365 | 0.00011398 | 0.00016898 | 0.0001598 | 0.00011398 | 0.00013566 | 0.00012365
1 | 22 | 18 | 0.00012547 | 0.00021257 | 0.0001864 | 0.00012547 | 0.00013988 | 0.00012841 | 0.00012547 | 0.00021257 | 0.0001864 | 0.00012547 | 0.00013988 | 0.00012841
1 | 22 | 19 | 0.00013248 | 0.00024415 | 0.00020354 | 0.00013248 | 0.00015011 | 0.0001283 | 0.00013248 | 0.00024415 | 0.00020354 | 0.00013248 | 0.00015011 | 0.0001283
1 | 22 | 20 | 0.00013067 | 0.00025123 | 0.00019874 | 0.00013067 | 0.0001515 | 0.00012542 | 0.00013067 | 0.00025123 | 0.00019874 | 0.00013067 | 0.0001515 | 0.00012542
1 | 22 | 21 | 0.00012688 | 0.00024445 | 0.00018308 | 0.00012688 | 0.00015342 | 0.00012037 | 0.00012688 | 0.00024445 | 0.00018308 | 0.00012688 | 0.00015342 | 0.00012037
1 | 22 | 22 | 0.00011933 | 0.00023206 | 0.00016977 | 0.00011933 | 0.00016073 | 0.00011032 | 0.00011933 | 0.00023206 | 0.00016977 | 0.00011933 | 0.00016073 | 0.00011032
1 | 22 | 23 | 0.00010911 | 0.00021552 | 0.0001537 | 0.00010911 | 0.00016963 | 0.00010061 | 0.00010911 | 0.00021552 | 0.0001537 | 0.00010911 | 0.00016963 | 0.00010061
1 | 22 | 24 | 9.9623e-05 | 0.00018052 | 0.00012466 | 9.9623e-05 | 0.00017719 | 9.2987e-05 | 9.9623e-05 | 0.00018052 | 0.00012466 | 9.9623e-05 | 0.00017719 | 9.2987e-05
1 | 23 | 1 | 9.3418e-05 | 0.00013825 | 8.7285e-05 | 9.3418e-05 | 0.00018459 | 8.9811e-05 | 9.3418e-05 | 0.00013825 | 8.7285e-05 | 9.3418e-05 | 0.00018459 | 8.9811e-05
1 | 23 | 2 | 9.0435e-05 | 0.00010307 | 6.6412e-05 | 9.0435e-05 | 0.00018964 | 8.7511e-05 | 9.0435e-05 | 0.00010307 | 6.6412e-05 | 9.0435e-05 | 0.00018964 | 8.7511e-05
1 | 23 | 3 | 8.9166e-05 | 7.1086e-05 | 4.7779e-05 | 8.9166e-05 | 0.00019368 | 8.5813e-05 | 8.9166e-05 | 7.1086e-05 | 4.7779e-05 | 8.9166e-05 | 0.00019368 | 8.5813e-05
1 | 23 | 4 | 8.9211e-05 | 4.7828e-05 | 3.3129e-05 | 8.9211e-05 | 0.00019675 | 8.6691e-05 | 8.9211e-05 | 4.7828e-05 | 3.3129e-05 | 8.9211e-05 | 0.00019675 | 8.6691e-05
1 | 23 | 5 | 9.2207e-05 | 2.9833e-05 | 2.2439e-05 | 9.2207e-05 | 0.00019881 | 9.0737e-05 | 9.2207e-05 | 2.9833e-05 | 2.2439e-05 | 9.2207e-05 | 0.00019881 | 9.0737e-05
1 | 23 | 6 | 0.00010028 | 1.7982e-05 | 2.1912e-05 | 0.00010028 | 0.00020515 | 0.00010088 | 0.00010028 | 1.7982e-05 | 2.1912e-05 | 0.00010028 | 0.00020515 | 0.00010088
1 | 23 | 7 | 0.00011499 | 1.0474e-05 | 3.9359e-05 | 0.00011499 | 0.00022309 | 0.00011047 | 0.00011499 | 1.0474e-05 | 3.9359e-05 | 0.00011499 | 0.00022309 | 0.00011047
1 | 23 | 8 | 0.00012181 | 1.5064e-05 | 8.3741e-05 | 0.00012181 | 0.00022288 | 0.00011788 | 0.00012181 | 1.5064e-05 | 8.3741e-05 | 0.00012181 | 0.00022288 | 0.00011788
1 | 23 | 9 | 0.00012145 | 3.029e-05 | 0.00013245 | 0.00012145 | 0.00020471 | 0.00012158 | 0.00012145 | 3.029e-05 | 0.00013245 | 0.00012145 | 0.00020471 | 0.00012158
1 | 23 | 10 | 0.0001212 | 3.402e-05 | 0.00013119 | 0.0001212 | 0.00017613 | 0.00012349 | 0.0001212 | 3.402e-05 | 0.00013119 | 0.0001212 | 0.00017613 | 0.00012349
1 | 23 | 11 | 0.00012085 | 4.0383e-05 | 0.00010869 | 0.00012085 | 0.00014831 | 0.00012387 | 0.00012085 | 4.0383e-05 | 0.00010869 | 0.00012085 | 0.00014831 | 0.00012387
1 | 23 | 12 | 0.00011979 | 5.0222e-05 | 9.5191e-05 | 0.00011979 | 0.00012795 | 0.00012422 | 0.00011979 | 5.0222e-05 | 9.5191e-05 | 0.00011979 | 0.00012795 | 0.00012422
1 | 23 | 13 | 0.00011732 | 7.2502e-05 | 0.00010228 | 0.00011732 | 0.00011901 | 0.00012314 | 0.00011732 | 7.2502e-05 | 0.00010228 | 0.00011732 | 0.00011901 | 0.00012314
1 | 23 | 14 | 0.00011596 | 8.766e-05 | 0.0001146 | 0.00011596 | 0.0001159 | 0.00012328 | 0.00011596 | 8.766e-05 | 0.0001146 | 0.00011596 | 0.0001159 | 0.00012328
1 | 23 | 15 | 0.00011433 | 0.0001007 | 0.00012004 | 0.00011433 | 0.00011776 | 0.00012146 | 0.00011433 | 0.0001007 | 0.00012004 | 0.00011433 | 0.00011776 | 0.00012146
1 | 23 | 16 | 0.00011355 | 0.00013518 | 0.0001423 | 0.00011355 | 0.00012174 | 0.00012052 | 0.00011355 | 0.00013518 | 0.0001423 | 0.00011355 | 0.00012174 | 0.00012052
1 | 23 | 17 | 0.00011412 | 0.00016898 | 0.0001598 | 0.00011412 | 0.00013566 | 0.00012365 | 0.00011412 | 0.00016898 | 0.0001598 | 0.00011412 | 0.00013566 | 0.00012365
1 | 23 | 18 | 0.00012543 | 0.00021257 | 0.0001864 | 0.00012543 | 0.00013988 | 0.00012841 | 0.00012543 | 0.00021257 | 0.0001864 | 0.00012543 | 0.00013988 | 0.00012841
1 | 23 | 19 | 0.00013257 | 0.00024415 | 0.00020354 | 0.00013257 | 0.00015011 | 0.0001283 | 0.00013257 | 0.00024415 | 0.00020354 | 0.00013257 | 0.00015011 | 0.0001283
1 | 23 | 20 | 0.00013049 | 0.00025123 | 0.00019874 | 0.00013049 | 0.0001515 | 0.00012542 | 0.00013049 | 0.00025123 | 0.00019874 | 0.00013049 | 0.0001515 | 0.00012542
1 | 23 | 21 | 0.00012704 | 0.00024445 | 0.00018308 | 0.00012704 | 0.00015342 | 0.00012037 | 0.00012704 | 0.00024445 | 0.00018308 | 0.00012704 | 0.00015342 | 0.00012037
1 | 23 | 22 | 0.00011988 | 0.00023206 | 0.00016977 | 0.00011988 | 0.00016073 | 0.00011032 | 0.00011988 | 0.00023206 | 0.00016977 | 0.00011988 | 0.00016073 | 0.00011032
1 | 23 | 23 | 0.00010985 | 0.00021552 | 0.0001537 | 0.00010985 | 0.00016963 | 0.00010061 | 0.00010985 | 0.00021552 | 0.0001537 | 0.00010985 | 0.00016963 | 0.00010061
1 | 23 | 24 | 0.00010068 | 0.00018052 | 0.00012466 | 0.00010068 | 0.00017719 | 9.2987e-05 | 0.00010068 | 0.00018052 | 0.00012466 | 0.00010068 | 0.00017719 | 9.2987e-05
1 | 24 | 1 | 9.4646e-05 | 0.00013825 | 8.7285e-05 | 9.4646e-05 | 0.00018459 | 8.9811e-05 | 9.4646e-05 | 0.00013825 | 8.7285e-05 | 9.4646e-05 | 0.00018459 | 8.9811e-05
1 | 24 | 2 | 9.17e-05 | 0.00010307 | 6.6412e-05 | 9.17e-05 | 0.00018964 | 8.7511e-05 | 9.17e-05 | 0.00010307 | 6.6412e-05 | 9.17e-05 | 0.00018964 | 8.7511e-05
1 | 24 | 3 | 9.0189e-05 | 7.1086e-05 | 4.7779e-05 | 9.0189e-05 | 0.00019368 | 8.5813e-05 | 9.0189e-05 | 7.1086e-05 | 4.7779e-05 | 9.0189e-05 | 0.00019368 | 8.5813e-05
1 | 24 | 4 | 9.0372e-05 | 4.7828e-05 | 3.3129e-05 | 9.0372e-05 | 0.00019675 | 8.6691e-05 | 9.0372e-05 | 4.7828e-05 | 3.3129e-05 | 9.0372e-05 | 0.00019675 | 8.6691e-05
1 | 24 | 5 | 9.3527e-05 | 2.9833e-05 | 2.2439e-05 | 9.3527e-05 | 0.00019881 | 9.0737e-05 | 9.3527e-05 | 2.9833e-05 | 2.2439e-05 | 9.3527e-05 | 0.00019881 | 9.0737e-05
1 | 24 | 6 | 0.00010232 | 1.7982e-05 | 2.1912e-05 | 0.00010232 | 0.00020515 | 0.00010088 | 0.00010232 | 1.7982e-05 | 2.1912e-05 | 0.00010232 | 0.00020515 | 0.00010088
1 | 24 | 7 | 0.00011603 | 1.0474e-05 | 3.9359e-05 | 0.00011603 | 0.00022309 | 0.00011047 | 0.00011603 | 1.0474e-05 | 3.9359e-05 | 0.00011603 | 0.00022309 | 0.00011047
1 | 24 | 8 | 0.0001234 | 1.5064e-05 | 8.3741e-05 | 0.0001234 | 0.00022288 | 0.00011788 | 0.0001234 | 1.5064e-05 | 8.3741e-05 | 0.0001234 | 0.00022288 | 0.00011788
1 | 24 | 9 | 0.00012329 | 3.029e-05 | 0.00013245 | 0.00012329 | 0.00020471 | 0.00012158 | 0.00012329 | 3.029e-05 | 0.00013245 | 0.00012329 | 0.00020471 | 0.00012158
1 | 24 | 10 | 0.00012312 | 3.402e-05 | 0.00013119 | 0.00012312 | 0.00017613 | 0.00012349 | 0.00012312 | 3.402e-05 | 0.00013119 | 0.00012312 | 0.00017613 | 0.00012349
1 | 24 | 11 | 0.00012278 | 4.0383e-05 | 0.00010869 | 0.00012278 | 0.00014831 | 0.00012387 | 0.00012278 | 4.0383e-05 | 0.00010869 | 0.00012278 | 0.00014831 | 0.00012387
1 | 24 | 12 | 0.00012213 | 5.0222e-05 | 9.5191e-05 | 0.00012213 | 0.00012795 | 0.00012422 | 0.00012213 | 5.0222e-05 | 9.5191e-05 | 0.00012213 | 0.00012795 | 0.00012422
1 | 24 | 13 | 0.00012044 | 7.2502e-05 | 0.00010228 | 0.00012044 | 0.00011901 | 0.00012314 | 0.00012044 | 7.2502e-05 | 0.00010228 | 0.00012044 | 0.00011901 | 0.00012314
1 | 24 | 14 | 0.00011995 | 8.766e-05 | 0.0001146 | 0.00011995 | 0.0001159 | 0.00012328 | 0.00011995 | 8.766e-05 | 0.0001146 | 0.00011995 | 0.0001159 | 0.00012328
1 | 24 | 15 | 0.00011882 | 0.0001007 | 0.00012004 | 0.00011882 | 0.00011776 | 0.00012146 | 0.00011882 | 0.0001007 | 0.00012004 | 0.00011882 | 0.00011776 | 0.00012146
1 | 24 | 16 | 0.00011694 | 0.00013518 | 0.0001423 | 0.00011694 | 0.00012174 | 0.00012052 | 0.00011694 | 0.00013518 | 0.0001423 | 0.00011694 | 0.00012174 | 0.00012052
1 | 24 | 17 | 0.00011707 | 0.00016898 | 0.0001598 | 0.00011707 | 0.00013566 | 0.00012365 | 0.00011707 | 0.00016898 | 0.0001598 | 0.00011707 | 0.00013566 | 0.00012365
1 | 24 | 18 | 0.00012626 | 0.00021257 | 0.0001864 | 0.00012626 | 0.00013988 | 0.00012841 | 0.00012626 | 0.00021257 | 0.0001864 | 0.00012626 | 0.00013988 | 0.00012841
1 | 24 | 19 | 0.0001332 | 0.00024415 | 0.00020354 | 0.0001332 | 0.00015011 | 0.0001283 | 0.0001332 | 0.00024415 | 0.00020354 | 0.0001332 | 0.00015011 | 0.0001283
1 | 24 | 20 | 0.00013101 | 0.00025123 | 0.00019874 | 0.00013101 | 0.0001515 | 0.00012542 | 0.00013101 | 0.00025123 | 0.00019874 | 0.00013101 | 0.0001515 | 0.00012542
1 | 24 | 21 | 0.00012794 | 0.00024445 | 0.00018308 | 0.00012794 | 0.00015342 | 0.00012037 | 0.00012794 | 0.00024445 | 0.00018308 | 0.00012794 | 0.00015342 | 0.00012037
1 | 24 | 22 | 0.00012073 | 0.00023206 | 0.00016977 | 0.00012073 | 0.00016073 | 0.00011032 | 0.00012073 | 0.00023206 | 0.00016977 | 0.00012073 | 0.00016073 | 0.00011032
1 | 24 | 23 | 0.0001105 | 0.00021552 | 0.0001537 | 0.0001105 | 0.00016963 | 0.00010061 | 0.0001105 | 0.00021552 | 0.0001537 | 0.0001105 | 0.00016963 | 0.00010061
1 | 24 | 24 | 0.00010036 | 0.00018052 | 0.00012466 | 0.00010036 | 0.00017719 | 9.2987e-05 | 0.00010036 | 0.00018052 | 0.00012466 | 0.00010036 | 0.00017719 | 9.2987e-05
1 | 25 | 1 | 9.3522e-05 | 0.00013825 | 8.7285e-05 | 9.3522e-05 | 0.00018459 | 8.9811e-05 | 9.3522e-05 | 0.00013825 | 8.7285e-05 | 9.3522e-05 | 0.00018459 | 8.9811e-05
1 | 25 | 2 | 9.0235e-05 | 0.00010307 | 6.6412e-05 | 9.0235e-05 | 0.00018964 | 8.7511e-05 | 9.0235e-05 | 0.00010307 | 6.6412e-05 | 9.0235e-05 | 0.00018964 | 8.7511e-05
1 | 25 | 3 | 8.8583e-05 | 7.1086e-05 | 4.7779e-05 | 8.8583e-05 | 0.00019368 | 8.5813e-05 | 8.8583e-05 | 7.1086e-05 | 4.7779e-05 | 8.8583e-05 | 0.00019368 | 8.5813e-05
1 | 25 | 4 | 8.8621e-05 | 4.7828e-05 | 3.3129e-05 | 8.8621e-05 | 0.00019675 | 8.6691e-05 | 8.8621e-05 | 4.7828e-05 | 3.3129e-05 | 8.8621e-05 | 0.00019675 | 8.6691e-05
1 | 25 | 5 | 9.1558e-05 | 2.9833e-05 | 2.2439e-05 | 9.1558e-05 | 0.00019881 | 9.0737e-05 | 9.1558e-05 | 2.9833e-05 | 2.2439e-05 | 9.1558e-05 | 0.00019881 | 9.0737e-05
1 | 25 | 6 | 9.9777e-05 | 1.7982e-05 | 2.1912e-05 | 9.9777e-05 | 0.00020515 | 0.00010088 | 9.9777e-05 | 1.7982e-05 | 2.1912e-05 | 9.9777e-05 | 0.00020515 | 0.00010088
1 | 25 | 7 | 0.00011402 | 1.0474e-05 | 3.9359e-05 | 0.00011402 | 0.00022309 | 0.00011047 | 0.00011402 | 1.0474e-05 | 3.9359e-05 | 0.00011402 | 0.00022309 | 0.00011047
1 | 25 | 8 | 0.00012138 | 1.5064e-05 | 8.3741e-05 | 0.00012138 | 0.00022288 | 0.00011788 | 0.00012138 | 1.5064e-05 | 8.3741e-05 | 0.00012138 | 0.00022288 | 0.00011788
1 | 25 | 9 | 0.00012283 | 3.029e-05 | 0.00013245 | 0.00012283 | 0.00020471 | 0.00012158 | 0.00012283 | 3.029e-05 | 0.00013245 | 0.00012283 | 0.00020471 | 0.00012158
1 | 25 | 10 | 0.00012324 | 3.402e-05 | 0.00013119 | 0.00012324 | 0.00017613 | 0.00012349 | 0.00012324 | 3.402e-05 | 0.00013119 | 0.00012324 | 0.00017613 | 0.00012349
1 | 25 | 11 | 0.00012362 | 4.0383e-05 | 0.00010869 | 0.00012362 | 0.00014831 | 0.00012387 | 0.00012362 | 4.0383e-05 | 0.00010869 | 0.00012362 | 0.00014831 | 0.00012387
1 | 25 | 12 | 0.00012203 | 5.0222e-05 | 9.5191e-05 | 0.00012203 | 0.00012795 | 0.00012422 | 0.00012203 | 5.0222e-05 | 9.5191e-05 | 0.00012203 | 0.00012795 | 0.00012422
1 | 25 | 13 | 0.00012006 | 7.2502e-05 | 0.00010228 | 0.00012006 | 0.00011901 | 0.00012314 | 0.00012006 | 7.2502e-05 | 0.00010228 | 0.00012006 | 0.00011901 | 0.00012314
1 | 25 | 14 | 0.0001197 | 8.766e-05 | 0.0001146 | 0.0001197 | 0.0001159 | 0.00012328 | 0.0001197 | 8.766e-05 | 0.0001146 | 0.0001197 | 0.0001159 | 0.00012328
1 | 25 | 15 | 0.00011916 | 0.0001007 | 0.00012004 | 0.00011916 | 0.00011776 | 0.00012146 | 0.00011916 | 0.0001007 | 0.00012004 | 0.00011916 | 0.00011776 | 0.00012146
1 | 25 | 16 | 0.0001171 | 0.00013518 | 0.0001423 | 0.0001171 | 0.00012174 | 0.00012052 | 0.0001171 | 0.00013518 | 0.0001423 | 0.0001171 | 0.00012174 | 0.00012052
1 | 25 | 17 | 0.00011707 | 0.00016898 | 0.0001598 | 0.00011707 | 0.00013566 | 0.00012365 | 0.00011707 | 0.00016898 | 0.0001598 | 0.00011707 | 0.00013566 | 0.00012365
1 | 25 | 18 | 0.00012609 | 0.00021257 | 0.0001864 | 0.00012609 | 0.00013988 | 0.00012841 | 0.00012609 | 0.00021257 | 0.0001864 | 0.00012609 | 0.00013988 | 0.00012841
1 | 25 | 19 | 0.00013265 | 0.00024415 | 0.00020354 | 0.00013265 | 0.00015011 | 0.0001283 | 0.00013265 | 0.00024415 | 0.00020354 | 0.00013265 | 0.00015011 | 0.0001283
1 | 25 | 20 | 0.00012985 | 0.00025123 | 0.00019874 | 0.00012985 | 0.0001515 | 0.00012542 | 0.00012985 | 0.00025123 | 0.00019874 | 0.00012985 | 0.0001515 | 0.00012542
1 | 25 | 21 | 0.00012624 | 0.00024445 | 0.00018308 | 0.00012624 | 0.00015342 | 0.00012037 | 0.00012624 | 0.00024445 | 0.00018308 | 0.00012624 | 0.00015342 | 0.00012037
1 | 25 | 22 | 0.00011898 | 0.00023206 | 0.00016977 | 0.00011898 | 0.00016073 | 0.00011032 | 0.00011898 | 0.00023206 | 0.00016977 | 0.00011898 | 0.00016073 | 0.00011032
1 | 25 | 23 | 0.00010954 | 0.00021552 | 0.0001537 | 0.00010954 | 0.00016963 | 0.00010061 | 0.00010954 | 0.00021552 | 0.0001537 | 0.00010954 | 0.00016963 | 0.00010061
1 | 25 | 24 | 0.00010001 | 0.00018052 | 0.00012466 | 0.00010001 | 0.00017719 | 9.2987e-05 | 0.00010001 | 0.00018052 | 0.00012466 | 0.00010001 | 0.00017719 | 9.2987e-05
1 | 26 | 1 | 9.2736e-05 | 0.00013825 | 8.7285e-05 | 9.2736e-05 | 0.00018459 | 8.9811e-05 | 9.2736e-05 | 0.00013825 | 8.7285e-05 | 9.2736e-05 | 0.00018459 | 8.9811e-05
1 | 26 | 2 | 8.9494e-05 | 0.00010307 | 6.6412e-05 | 8.9494e-05 | 0.00018964 | 8.7511e-05 | 8.9494e-05 | 0.00010307 | 6.6412e-05 | 8.9494e-05 | 0.00018964 | 8.7511e-05
1 | 26 | 3 | 8.7955e-05 | 7.1086e-05 | 4.7779e-05 | 8.7955e-05 | 0.00019368 | 8.5813e-05 | 8.7955e-05 | 7.1086e-05 | 4.7779e-05 | 8.7955e-05 | 0.00019368 | 8.5813e-05
1 | 26 | 4 | 8.7792e-05 | 4.7828e-05 | 3.3129e-05 | 8.7792e-05 | 0.00019675 | 8.6691e-05 | 8.7792e-05 | 4.7828e-05 | 3.3129e-05 | 8.7792e-05 | 0.00019675 | 8.6691e-05
1 | 26 | 5 | 9.056e-05 | 2.9833e-05 | 2.2439e-05 | 9.056e-05 | 0.00019881 | 9.0737e-05 | 9.056e-05 | 2.9833e-05 | 2.2439e-05 | 9.056e-05 | 0.00019881 | 9.0737e-05
1 | 26 | 6 | 9.8483e-05 | 1.7982e-05 | 2.1912e-05 | 9.8483e-05 | 0.00020515 | 0.00010088 | 9.8483e-05 | 1.7982e-05 | 2.1912e-05 | 9.8483e-05 | 0.00020515 | 0.00010088
1 | 26 | 7 | 0.00011187 | 1.0474e-05 | 3.9359e-05 | 0.00011187 | 0.00022309 | 0.00011047 | 0.00011187 | 1.0474e-05 | 3.9359e-05 | 0.00011187 | 0.00022309 | 0.00011047
1 | 26 | 8 | 0.00011951 | 1.5064e-05 | 8.3741e-05 | 0.00011951 | 0.00022288 | 0.00011788 | 0.00011951 | 1.5064e-05 | 8.3741e-05 | 0.00011951 | 0.00022288 | 0.00011788
1 | 26 | 9 | 0.00012102 | 3.029e-05 | 0.00013245 | 0.00012102 | 0.00020471 | 0.00012158 | 0.00012102 | 3.029e-05 | 0.00013245 | 0.00012102 | 0.00020471 | 0.00012158
1 | 26 | 10 | 0.00012193 | 3.402e-05 | 0.00013119 | 0.00012193 | 0.00017613 | 0.00012349 | 0.00012193 | 3.402e-05 | 0.00013119 | 0.00012193 | 0.00017613 | 0.00012349
1 | 26 | 11 | 0.00012211 | 4.0383e-05 | 0.00010869 | 0.00012211 | 0.00014831 | 0.00012387 | 0.00012211 | 4.0383e-05 | 0.00010869 | 0.00012211 | 0.00014831 | 0.00012387
1 | 26 | 12 | 0.00012157 | 5.0222e-05 | 9.5191e-05 | 0.00012157 | 0.00012795 | 0.00012422 | 0.00012157 | 5.0222e-05 | 9.5191e-05 | 0.00012157 | 0.00012795 | 0.00012422
1 | 26 | 13 | 0.0001199 | 7.2502e-05 | 0.00010228 | 0.0001199 | 0.00011901 | 0.00012314 | 0.0001199 | 7.2502e-05 | 0.00010228 | 0.0001199 | 0.00011901 | 0.00012314
1 | 26 | 14 | 0.00011924 | 8.766e-05 | 0.0001146 | 0.00011924 | 0.0001159 | 0.00012328 | 0.00011924 | 8.766e-05 | 0.0001146 | 0.00011924 | 0.0001159 | 0.00012328
1 | 26 | 15 | 0.00011695 | 0.0001007 | 0.00012004 | 0.00011695 | 0.00011776 | 0.00012146 | 0.00011695 | 0.0001007 | 0.00012004 | 0.00011695 | 0.00011776 | 0.00012146
1 | 26 | 16 | 0.00011534 | 0.00013518 | 0.0001423 | 0.00011534 | 0.00012174 | 0.00012052 | 0.00011534 | 0.00013518 | 0.0001423 | 0.00011534 | 0.00012174 | 0.00012052
1 | 26 | 17 | 0.00011607 | 0.00016898 | 0.0001598 | 0.00011607 | 0.00013566 | 0.00012365 | 0.00011607 | 0.00016898 | 0.0001598 | 0.00011607 | 0.00013566 | 0.00012365
1 | 26 | 18 | 0.00012516 | 0.00021257 | 0.0001864 | 0.00012516 | 0.00013988 | 0.00012841 | 0.00012516 | 0.00021257 | 0.0001864 | 0.00012516 | 0.00013988 | 0.00012841
1 | 26 | 19 | 0.00012972 | 0.00024415 | 0.00020354 | 0.00012972 | 0.00015011 | 0.0001283 | 0.00012972 | 0.00024415 | 0.00020354 | 0.00012972 | 0.00015011 | 0.0001283
1 | 26 | 20 | 0.00012614 | 0.00025123 | 0.00019874 | 0.00012614 | 0.0001515 | 0.00012542 | 0.00012614 | 0.00025123 | 0.00019874 | 0.00012614 | 0.0001515 | 0.00012542
1 | 26 | 21 | 0.00012233 | 0.00024445 | 0.00018308 | 0.00012233 | 0.00015342 | 0.00012037 | 0.00012233 | 0.00024445 | 0.00018308 | 0.00012233 | 0.00015342 | 0.00012037
1 | 26 | 22 | 0.00011706 | 0.00023206 | 0.00016977 | 0.00011706 | 0.00016073 | 0.00011032 | 0.00011706 | 0.00023206 | 0.00016977 | 0.00011706 | 0.00016073 | 0.00011032
1 | 26 | 23 | 0.00010912 | 0.00021552 | 0.0001537 | 0.00010912 | 0.00016963 | 0.00010061 | 0.00010912 | 0.00021552 | 0.0001537 | 0.00010912 | 0.00016963 | 0.00010061
1 | 26 | 24 | 0.00010003 | 0.00018052 | 0.00012466 | 0.00010003 | 0.00017719 | 9.2987e-05 | 0.00010003 | 0.00018052 | 0.00012466 | 0.00010003 | 0.00017719 | 9.2987e-05
1 | 27 | 1 | 9.2499e-05 | 0.00013825 | 8.7285e-05 | 9.2499e-05 | 0.00018459 | 8.9811e-05 | 9.2499e-05 | 0.00013825 | 8.7285e-05 | 9.2499e-05 | 0.00018459 | 8.9811e-05
1 | 27 | 2 | 8.8854e-05 | 0.00010307 | 6.6412e-05 | 8.8854e-05 | 0.00018964 | 8.7511e-05 | 8.8854e-05 | 0.00010307 | 6.6412e-05 | 8.8854e-05 | 0.00018964 | 8.7511e-05
1 | 27 | 3 | 8.622e-05 | 7.1086e-05 | 4.7779e-05 | 8.622e-05 | 0.00019368 | 8.5813e-05 | 8.622e-05 | 7.1086e-05 | 4.7779e-05 | 8.622e-05 | 0.00019368 | 8.5813e-05
1 | 27 | 4 | 8.5188e-05 | 4.7828e-05 | 3.3129e-05 | 8.5188e-05 | 0.00019675 | 8.6691e-05 | 8.5188e-05 | 4.7828e-05 | 3.3129e-05 | 8.5188e-05 | 0.00019675 | 8.6691e-05
1 | 27 | 5 | 8.5849e-05 | 2.9833e-05 | 2.2439e-05 | 8.5849e-05 | 0.00019881 | 9.0737e-05 | 8.5849e-05 | 2.9833e-05 | 2.2439e-05 | 8.5849e-05 | 0.00019881 | 9.0737e-05
1 | 27 | 6 | 8.8354e-05 | 1.7982e-05 | 2.1912e-05 | 8.8354e-05 | 0.00020515 | 0.00010088 | 8.8354e-05 | 1.7982e-05 | 2.1912e-05 | 8.8354e-05 | 0.00020515 | 0.00010088
1 | 27 | 7 | 9.3364e-05 | 1.0474e-05 | 3.9359e-05 | 9.3364e-05 | 0.00022309 | 0.00011047 | 9.3364e-05 | 1.0474e-05 | 3.9359e-05 | 9.3364e-05 | 0.00022309 | 0.00011047
1 | 27 | 8 | 9.671e-05 | 1.5064e-05 | 8.3741e-05 | 9.671e-05 | 0.00022288 | 0.00011788 | 9.671e-05 | 1.5064e-05 | 8.3741e-05 | 9.671e-05 | 0.00022288 | 0.00011788
1 | 27 | 9 | 0.00010268 | 3.029e-05 | 0.00013245 | 0.00010268 | 0.00020471 | 0.00012158 | 0.00010268 | 3.029e-05 | 0.00013245 | 0.00010268 | 0.00020471 | 0.00012158
1 | 27 | 10 | 0.00010675 | 3.402e-05 | 0.00013119 | 0.00010675 | 0.00017613 | 0.00012349 | 0.00010675 | 3.402e-05 | 0.00013119 | 0.00010675 | 0.00017613 | 0.00012349
1 | 27 | 11 | 0.00010726 | 4.0383e-05 | 0.00010869 | 0.00010726 | 0.00014831 | 0.00012387 | 0.00010726 | 4.0383e-05 | 0.00010869 | 0.00010726 | 0.00014831 | 0.00012387
1 | 27 | 12 | 0.00010729 | 5.0222e-05 | 9.5191e-05 | 0.00010729 | 0.00012795 | 0.00012422 | 0.00010729 | 5.0222e-05 | 9.5191e-05 | 0.00010729 | 0.00012795 | 0.00012422
1 | 27 | 13 | 0.0001067 | 7.2502e-05 | 0.00010228 | 0.0001067 | 0.00011901 | 0.00012314 | 0.0001067 | 7.2502e-05 | 0.00010228 | 0.0001067 | 0.00011901 | 0.00012314
1 | 27 | 14 | 0.0001043 | 8.766e-05 | 0.0001146 | 0.0001043 | 0.0001159 | 0.00012328 | 0.0001043 | 8.766e-05 | 0.0001146 | 0.0001043 | 0.0001159 | 0.00012328
1 | 27 | 15 | 0.0001028 | 0.0001007 | 0.00012004 | 0.0001028 | 0.00011776 | 0.00012146 | 0.0001028 | 0.0001007 | 0.00012004 | 0.0001028 | 0.00011776 | 0.00012146
1 | 27 | 16 | 0.00010224 | 0.00013518 | 0.0001423 | 0.00010224 | 0.00012174 | 0.00012052 | 0.00010224 | 0.00013518 | 0.0001423 | 0.00010224 | 0.00012174 | 0.00012052
1 | 27 | 17 | 0.00010469 | 0.00016898 | 0.0001598 | 0.00010469 | 0.00013566 | 0.00012365 | 0.00010469 | 0.00016898 | 0.0001598 | 0.00010469 | 0.00013566 | 0.00012365
1 | 27 | 18 | 0.0001151 | 0.00021257 | 0.0001864 | 0.0001151 | 0.00013988 | 0.00012841 | 0.0001151 | 0.00021257 | 0.0001864 | 0.0001151 | 0.00013988 | 0.00012841
1 | 27 | 19 | 0.00012002 | 0.00024415 | 0.00020354 | 0.00012002 | 0.00015011 | 0.0001283 | 0.00012002 | 0.00024415 | 0.00020354 | 0.00012002 | 0.00015011 | 0.0001283
1 | 27 | 20 | 0.00011764 | 0.00025123 | 0.00019874 | 0.00011764 | 0.0001515 | 0.00012542 | 0.00011764 | 0.00025123 | 0.00019874 | 0.00011764 | 0.0001515 | 0.00012542
1 | 27 | 21 | 0.00011491 | 0.00024445 | 0.00018308 | 0.00011491 | 0.00015342 | 0.00012037 | 0.00011491 | 0.00024445 | 0.00018308 | 0.00011491 | 0.00015342 | 0.00012037
1 | 27 | 22 | 0.00011036 | 0.00023206 | 0.00016977 | 0.00011036 | 0.00016073 | 0.00011032 | 0.00011036 | 0.00023206 | 0.00016977 | 0.00011036 | 0.00016073 | 0.00011032
1 | 27 | 23 | 0.00010372 | 0.00021552 | 0.0001537 | 0.00010372 | 0.00016963 | 0.00010061 | 0.00010372 | 0.00021552 | 0.0001537 | 0.00010372 | 0.00016963 | 0.00010061
1 | 27 | 24 | 9.557e-05 | 0.00018052 | 0.00012466 | 9.557e-05 | 0.00017719 | 9.2987e-05 | 9.557e-05 | 0.00018052 | 0.00012466 | 9.557e-05 | 0.00017719 | 9.2987e-05
1 | 28 | 1 | 9.0135e-05 | 0.00013825 | 8.7285e-05 | 9.0135e-05 | 0.00018459 | 8.9811e-05 | 9.0135e-05 | 0.00013825 | 8.7285e-05 | 9.0135e-05 | 0.00018459 | 8.9811e-05
1 | 28 | 2 | 8.6374e-05 | 0.00010307 | 6.6412e-05 | 8.6374e-05 | 0.00018964 | 8.7511e-05 | 8.6374e-05 | 0.00010307 | 6.6412e-05 | 8.6374e-05 | 0.00018964 | 8.7511e-05
1 | 28 | 3 | 8.401e-05 | 7.1086e-05 | 4.7779e-05 | 8.401e-05 | 0.00019368 | 8.5813e-05 | 8.401e-05 | 7.1086e-05 | 4.7779e-05 | 8.401e-05 | 0.00019368 | 8.5813e-05
1 | 28 | 4 | 8.3024e-05 | 4.7828e-05 | 3.3129e-05 | 8.3024e-05 | 0.00019675 | 8.6691e-05 | 8.3024e-05 | 4.7828e-05 | 3.3129e-05 | 8.3024e-05 | 0.00019675 | 8.6691e-05
1 | 28 | 5 | 8.3144e-05 | 2.9833e-05 | 2.2439e-05 | 8.3144e-05 | 0.00019881 | 9.0737e-05 | 8.3144e-05 | 2.9833e-05 | 2.2439e-05 | 8.3144e-05 | 0.00019881 | 9.0737e-05
1 | 28 | 6 | 8.5009e-05 | 1.7982e-05 | 2.1912e-05 | 8.5009e-05 | 0.00020515 | 0.00010088 | 8.5009e-05 | 1.7982e-05 | 2.1912e-05 | 8.5009e-05 | 0.00020515 | 0.00010088
1 | 28 | 7 | 8.8333e-05 | 1.0474e-05 | 3.9359e-05 | 8.8333e-05 | 0.00022309 | 0.00011047 | 8.8333e-05 | 1.0474e-05 | 3.9359e-05 | 8.8333e-05 | 0.00022309 | 0.00011047
1 | 28 | 8 | 9.0547e-05 | 1.5064e-05 | 8.3741e-05 | 9.0547e-05 | 0.00022288 | 0.00011788 | 9.0547e-05 | 1.5064e-05 | 8.3741e-05 | 9.0547e-05 | 0.00022288 | 0.00011788
1 | 28 | 9 | 9.5586e-05 | 3.029e-05 | 0.00013245 | 9.5586e-05 | 0.00020471 | 0.00012158 | 9.5586e-05 | 3.029e-05 | 0.00013245 | 9.5586e-05 | 0.00020471 | 0.00012158
1 | 28 | 10 | 9.949e-05 | 3.402e-05 | 0.00013119 | 9.949e-05 | 0.00017613 | 0.00012349 | 9.949e-05 | 3.402e-05 | 0.00013119 | 9.949e-05 | 0.00017613 | 0.00012349
1 | 28 | 11 | 0.00010033 | 4.0383e-05 | 0.00010869 | 0.00010033 | 0.00014831 | 0.00012387 | 0.00010033 | 4.0383e-05 | 0.00010869 | 0.00010033 | 0.00014831 | 0.00012387
1 | 28 | 12 | 0.00010063 | 5.0222e-05 | 9.5191e-05 | 0.00010063 | 0.00012795 | 0.00012422 | 0.00010063 | 5.0222e-05 | 9.5191e-05 | 0.00010063 | 0.00012795 | 0.00012422
1 | 28 | 13 | 0.00010024 | 7.2502e-05 | 0.00010228 | 0.00010024 | 0.00011901 | 0.00012314 | 0.00010024 | 7.2502e-05 | 0.00010228 | 0.00010024 | 0.00011901 | 0.00012314
1 | 28 | 14 | 9.9386e-05 | 8.766e-05 | 0.0001146 | 9.9386e-05 | 0.0001159 | 0.00012328 | 9.9386e-05 | 8.766e-05 | 0.0001146 | 9.9386e-05 | 0.0001159 | 0.00012328
1 | 28 | 15 | 9.9227e-05 | 0.0001007 | 0.00012004 | 9.9227e-05 | 0.00011776 | 0.00012146 | 9.9227e-05 | 0.0001007 | 0.00012004 | 9.9227e-05 | 0.00011776 | 0.00012146
1 | 28 | 16 | 9.8661e-05 | 0.00013518 | 0.0001423 | 9.8661e-05 | 0.00012174 | 0.00012052 | 9.8661e-05 | 0.00013518 | 0.0001423 | 9.8661e-05 | 0.00012174 | 0.00012052
1 | 28 | 17 | 0.00010146 | 0.00016898 | 0.0001598 | 0.00010146 | 0.00013566 | 0.00012365 | 0.00010146 | 0.00016898 | 0.0001598 | 0.00010146 | 0.00013566 | 0.00012365
1 | 28 | 18 | 0.00011341 | 0.00021257 | 0.0001864 | 0.00011341 | 0.00013988 | 0.00012841 | 0.00011341 | 0.00021257 | 0.0001864 | 0.00011341 | 0.00013988 | 0.00012841
1 | 28 | 19 | 0.0001207 | 0.00024415 | 0.00020354 | 0.0001207 | 0.00015011 | 0.0001283 | 0.0001207 | 0.00024415 | 0.00020354 | 0.0001207 | 0.00015011 | 0.0001283
1 | 28 | 20 | 0.00011954 | 0.00025123 | 0.00019874 | 0.00011954 | 0.0001515 | 0.00012542 | 0.00011954 | 0.00025123 | 0.00019874 | 0.00011954 | 0.0001515 | 0.00012542
1 | 28 | 21 | 0.00011664 | 0.00024445 | 0.00018308 | 0.00011664 | 0.00015342 | 0.00012037 | 0.00011664 | 0.00024445 | 0.00018308 | 0.00011664 | 0.00015342 | 0.00012037
1 | 28 | 22 | 0.00010978 | 0.00023206 | 0.00016977 | 0.00010978 | 0.00016073 | 0.00011032 | 0.00010978 | 0.00023206 | 0.00016977 | 0.00010978 | 0.00016073 | 0.00011032
1 | 28 | 23 | 0.0001012 | 0.00021552 | 0.0001537 | 0.0001012 | 0.00016963 | 0.00010061 | 0.0001012 | 0.00021552 | 0.0001537 | 0.0001012 | 0.00016963 | 0.00010061
1 | 28 | 24 | 9.2312e-05 | 0.00018052 | 0.00012466 | 9.2312e-05 | 0.00017719 | 9.2987e-05 | 9.2312e-05 | 0.00018052 | 0.00012466 | 9.2312e-05 | 0.00017719 | 9.2987e-05
1 | 29 | 1 | 8.5612e-05 | 0.00013825 | 8.7285e-05 | 8.5612e-05 | 0.00018459 | 8.9811e-05 | 8.5612e-05 | 0.00013825 | 8.7285e-05 | 8.5612e-05 | 0.00018459 | 8.9811e-05
1 | 29 | 2 | 8.2699e-05 | 0.00010307 | 6.6412e-05 | 8.2699e-05 | 0.00018964 | 8.7511e-05 | 8.2699e-05 | 0.00010307 | 6.6412e-05 | 8.2699e-05 | 0.00018964 | 8.7511e-05
1 | 29 | 3 | 8.1443e-05 | 7.1086e-05 | 4.7779e-05 | 8.1443e-05 | 0.00019368 | 8.5813e-05 | 8.1443e-05 | 7.1086e-05 | 4.7779e-05 | 8.1443e-05 | 0.00019368 | 8.5813e-05
1 | 29 | 4 | 8.1775e-05 | 4.7828e-05 | 3.3129e-05 | 8.1775e-05 | 0.00019675 | 8.6691e-05 | 8.1775e-05 | 4.7828e-05 | 3.3129e-05 | 8.1775e-05 | 0.00019675 | 8.6691e-05
1 | 29 | 5 | 8.505e-05 | 2.9833e-05 | 2.2439e-05 | 8.505e-05 | 0.00019881 | 9.0737e-05 | 8.505e-05 | 2.9833e-05 | 2.2439e-05 | 8.505e-05 | 0.00019881 | 9.0737e-05
1 | 29 | 6 | 9.3855e-05 | 1.7982e-05 | 2.1912e-05 | 9.3855e-05 | 0.00020515 | 0.00010088 | 9.3855e-05 | 1.7982e-05 | 2.1912e-05 | 9.3855e-05 | 0.00020515 | 0.00010088
1 | 29 | 7 | 0.00010874 | 1.0474e-05 | 3.9359e-05 | 0.00010874 | 0.00022309 | 0.00011047 | 0.00010874 | 1.0474e-05 | 3.9359e-05 | 0.00010874 | 0.00022309 | 0.00011047
1 | 29 | 8 | 0.00011563 | 1.5064e-05 | 8.3741e-05 | 0.00011563 | 0.00022288 | 0.00011788 | 0.00011563 | 1.5064e-05 | 8.3741e-05 | 0.00011563 | 0.00022288 | 0.00011788
1 | 29 | 9 | 0.00011618 | 3.029e-05 | 0.00013245 | 0.00011618 | 0.00020471 | 0.00012158 | 0.00011618 | 3.029e-05 | 0.00013245 | 0.00011618 | 0.00020471 | 0.00012158
1 | 29 | 10 | 0.00011797 | 3.402e-05 | 0.00013119 | 0.00011797 | 0.00017613 | 0.00012349 | 0.00011797 | 3.402e-05 | 0.00013119 | 0.00011797 | 0.00017613 | 0.00012349
1 | 29 | 11 | 0.00011854 | 4.0383e-05 | 0.00010869 | 0.00011854 | 0.00014831 | 0.00012387 | 0.00011854 | 4.0383e-05 | 0.00010869 | 0.00011854 | 0.00014831 | 0.00012387
1 | 29 | 12 | 0.00011755 | 5.0222e-05 | 9.5191e-05 | 0.00011755 | 0.00012795 | 0.00012422 | 0.00011755 | 5.0222e-05 | 9.5191e-05 | 0.00011755 | 0.00012795 | 0.00012422
1 | 29 | 13 | 0.00011699 | 7.2502e-05 | 0.00010228 | 0.00011699 | 0.00011901 | 0.00012314 | 0.00011699 | 7.2502e-05 | 0.00010228 | 0.00011699 | 0.00011901 | 0.00012314
1 | 29 | 14 | 0.00011581 | 8.766e-05 | 0.0001146 | 0.00011581 | 0.0001159 | 0.00012328 | 0.00011581 | 8.766e-05 | 0.0001146 | 0.00011581 | 0.0001159 | 0.00012328
1 | 29 | 15 | 0.00011498 | 0.0001007 | 0.00012004 | 0.00011498 | 0.00011776 | 0.00012146 | 0.00011498 | 0.0001007 | 0.00012004 | 0.00011498 | 0.00011776 | 0.00012146
1 | 29 | 16 | 0.0001139 | 0.00013518 | 0.0001423 | 0.0001139 | 0.00012174 | 0.00012052 | 0.0001139 | 0.00013518 | 0.0001423 | 0.0001139 | 0.00012174 | 0.00012052
1 | 29 | 17 | 0.00011512 | 0.00016898 | 0.0001598 | 0.00011512 | 0.00013566 | 0.00012365 | 0.00011512 | 0.00016898 | 0.0001598 | 0.00011512 | 0.00013566 | 0.00012365
1 | 29 | 18 | 0.00012465 | 0.00021257 | 0.0001864 | 0.00012465 | 0.00013988 | 0.00012841 | 0.00012465 | 0.00021257 | 0.0001864 | 0.00012465 | 0.00013988 | 0.00012841
1 | 29 | 19 | 0.00013092 | 0.00024415 | 0.00020354 | 0.00013092 | 0.00015011 | 0.0001283 | 0.00013092 | 0.00024415 | 0.00020354 | 0.00013092 | 0.00015011 | 0.0001283
1 | 29 | 20 | 0.00012872 | 0.00025123 | 0.00019874 | 0.00012872 | 0.0001515 | 0.00012542 | 0.00012872 | 0.00025123 | 0.00019874 | 0.00012872 | 0.0001515 | 0.00012542
1 | 29 | 21 | 0.00012444 | 0.00024445 | 0.00018308 | 0.00012444 | 0.00015342 | 0.00012037 | 0.00012444 | 0.00024445 | 0.00018308 | 0.00012444 | 0.00015342 | 0.00012037
1 | 29 | 22 | 0.0001161 | 0.00023206 | 0.00016977 | 0.0001161 | 0.00016073 | 0.00011032 | 0.0001161 | 0.00023206 | 0.00016977 | 0.0001161 | 0.00016073 | 0.00011032
1 | 29 | 23 | 0.00010527 | 0.00021552 | 0.0001537 | 0.00010527 | 0.00016963 | 0.00010061 | 0.00010527 | 0.00021552 | 0.0001537 | 0.00010527 | 0.00016963 | 0.00010061
1 | 29 | 24 | 9.5266e-05 | 0.00018052 | 0.00012466 | 9.5266e-05 | 0.00017719 | 9.2987e-05 | 9.5266e-05 | 0.00018052 | 0.00012466 | 9.5266e-05 | 0.00017719 | 9.2987e-05
1 | 30 | 1 | 8.8666e-05 | 0.00013825 | 8.7285e-05 | 8.8666e-05 | 0.00018459 | 8.9811e-05 | 8.8666e-05 | 0.00013825 | 8.7285e-05 | 8.8666e-05 | 0.00018459 | 8.9811e-05
1 | 30 | 2 | 8.5783e-05 | 0.00010307 | 6.6412e-05 | 8.5783e-05 | 0.00018964 | 8.7511e-05 | 8.5783e-05 | 0.00010307 | 6.6412e-05 | 8.5783e-05 | 0.00018964 | 8.7511e-05
1 | 30 | 3 | 8.396e-05 | 7.1086e-05 | 4.7779e-05 | 8.396e-05 | 0.00019368 | 8.5813e-05 | 8.396e-05 | 7.1086e-05 | 4.7779e-05 | 8.396e-05 | 0.00019368 | 8.5813e-05
1 | 30 | 4 | 8.3835e-05 | 4.7828e-05 | 3.3129e-05 | 8.3835e-05 | 0.00019675 | 8.6691e-05 | 8.3835e-05 | 4.7828e-05 | 3.3129e-05 | 8.3835e-05 | 0.00019675 | 8.6691e-05
1 | 30 | 5 | 8.6432e-05 | 2.9833e-05 | 2.2439e-05 | 8.6432e-05 | 0.00019881 | 9.0737e-05 | 8.6432e-05 | 2.9833e-05 | 2.2439e-05 | 8.6432e-05 | 0.00019881 | 9.0737e-05
1 | 30 | 6 | 9.4259e-05 | 1.7982e-05 | 2.1912e-05 | 9.4259e-05 | 0.00020515 | 0.00010088 | 9.4259e-05 | 1.7982e-05 | 2.1912e-05 | 9.4259e-05 | 0.00020515 | 0.00010088
1 | 30 | 7 | 0.00010792 | 1.0474e-05 | 3.9359e-05 | 0.00010792 | 0.00022309 | 0.00011047 | 0.00010792 | 1.0474e-05 | 3.9359e-05 | 0.00010792 | 0.00022309 | 0.00011047
1 | 30 | 8 | 0.00011502 | 1.5064e-05 | 8.3741e-05 | 0.00011502 | 0.00022288 | 0.00011788 | 0.00011502 | 1.5064e-05 | 8.3741e-05 | 0.00011502 | 0.00022288 | 0.00011788
1 | 30 | 9 | 0.00011753 | 3.029e-05 | 0.00013245 | 0.00011753 | 0.00020471 | 0.00012158 | 0.00011753 | 3.029e-05 | 0.00013245 | 0.00011753 | 0.00020471 | 0.00012158
1 | 30 | 10 | 0.00011913 | 3.402e-05 | 0.00013119 | 0.00011913 | 0.00017613 | 0.00012349 | 0.00011913 | 3.402e-05 | 0.00013119 | 0.00011913 | 0.00017613 | 0.00012349
1 | 30 | 11 | 0.00012042 | 4.0383e-05 | 0.00010869 | 0.00012042 | 0.00014831 | 0.00012387 | 0.00012042 | 4.0383e-05 | 0.00010869 | 0.00012042 | 0.00014831 | 0.00012387
1 | 30 | 12 | 0.0001198 | 5.0222e-05 | 9.5191e-05 | 0.0001198 | 0.00012795 | 0.00012422 | 0.0001198 | 5.0222e-05 | 9.5191e-05 | 0.0001198 | 0.00012795 | 0.00012422
1 | 30 | 13 | 0.00011885 | 7.2502e-05 | 0.00010228 | 0.00011885 | 0.00011901 | 0.00012314 | 0.00011885 | 7.2502e-05 | 0.00010228 | 0.00011885 | 0.00011901 | 0.00012314
1 | 30 | 14 | 0.00011831 | 8.766e-05 | 0.0001146 | 0.00011831 | 0.0001159 | 0.00012328 | 0.00011831 | 8.766e-05 | 0.0001146 | 0.00011831 | 0.0001159 | 0.00012328
1 | 30 | 15 | 0.00011678 | 0.0001007 | 0.00012004 | 0.00011678 | 0.00011776 | 0.00012146 | 0.00011678 | 0.0001007 | 0.00012004 | 0.00011678 | 0.00011776 | 0.00012146
1 | 30 | 16 | 0.0001158 | 0.00013518 | 0.0001423 | 0.0001158 | 0.00012174 | 0.00012052 | 0.0001158 | 0.00013518 | 0.0001423 | 0.0001158 | 0.00012174 | 0.00012052
1 | 30 | 17 | 0.00011724 | 0.00016898 | 0.0001598 | 0.00011724 | 0.00013566 | 0.00012365 | 0.00011724 | 0.00016898 | 0.0001598 | 0.00011724 | 0.00013566 | 0.00012365
1 | 30 | 18 | 0.00012619 | 0.00021257 | 0.0001864 | 0.00012619 | 0.00013988 | 0.00012841 | 0.00012619 | 0.00021257 | 0.0001864 | 0.00012619 | 0.00013988 | 0.00012841
1 | 30 | 19 | 0.00013164 | 0.00024415 | 0.00020354 | 0.00013164 | 0.00015011 | 0.0001283 | 0.00013164 | 0.00024415 | 0.00020354 | 0.00013164 | 0.00015011 | 0.0001283
1 | 30 | 20 | 0.00012966 | 0.00025123 | 0.00019874 | 0.00012966 | 0.0001515 | 0.00012542 | 0.00012966 | 0.00025123 | 0.00019874 | 0.00012966 | 0.0001515 | 0.00012542
1 | 30 | 21 | 0.00012563 | 0.00024445 | 0.00018308 | 0.00012563 | 0.00015342 | 0.00012037 | 0.00012563 | 0.00024445 | 0.00018308 | 0.00012563 | 0.00015342 | 0.00012037
1 | 30 | 22 | 0.00011813 | 0.00023206 | 0.00016977 | 0.00011813 | 0.00016073 | 0.00011032 | 0.00011813 | 0.00023206 | 0.00016977 | 0.00011813 | 0.00016073 | 0.00011032
1 | 30 | 23 | 0.00010742 | 0.00021552 | 0.0001537 | 0.00010742 | 0.00016963 | 0.00010061 | 0.00010742 | 0.00021552 | 0.0001537 | 0.00010742 | 0.00016963 | 0.00010061
1 | 30 | 24 | 9.7575e-05 | 0.00018052 | 0.00012466 | 9.7575e-05 | 0.00017719 | 9.2987e-05 | 9.7575e-05 | 0.00018052 | 0.00012466 | 9.7575e-05 | 0.00017719 | 9.2987e-05
1 | 31 | 1 | 9.0751e-05 | 0.00013825 | 8.7285e-05 | 9.0751e-05 | 0.00018459 | 8.9811e-05 | 9.0751e-05 | 0.00013825 | 8.7285e-05 | 9.0751e-05 | 0.00018459 | 8.9811e-05
1 | 31 | 2 | 8.7343e-05 | 0.00010307 | 6.6412e-05 | 8.7343e-05 | 0.00018964 | 8.7511e-05 | 8.7343e-05 | 0.00010307 | 6.6412e-05 | 8.7343e-05 | 0.00018964 | 8.7511e-05
1 | 31 | 3 | 8.5654e-05 | 7.1086e-05 | 4.7779e-05 | 8.5654e-05 | 0.00019368 | 8.5813e-05 | 8.5654e-05 | 7.1086e-05 | 4.7779e-05 | 8.5654e-05 | 0.00019368 | 8.5813e-05
1 | 31 | 4 | 8.5537e-05 | 4.7828e-05 | 3.3129e-05 | 8.5537e-05 | 0.00019675 | 8.6691e-05 | 8.5537e-05 | 4.7828e-05 | 3.3129e-05 | 8.5537e-05 | 0.00019675 | 8.6691e-05
1 | 31 | 5 | 8.8246e-05 | 2.9833e-05 | 2.2439e-05 | 8.8246e-05 | 0.00019881 | 9.0737e-05 | 8.8246e-05 | 2.9833e-05 | 2.2439e-05 | 8.8246e-05 | 0.00019881 | 9.0737e-05
1 | 31 | 6 | 9.6639e-05 | 1.7982e-05 | 2.1912e-05 | 9.6639e-05 | 0.00020515 | 0.00010088 | 9.6639e-05 | 1.7982e-05 | 2.1912e-05 | 9.6639e-05 | 0.00020515 | 0.00010088
1 | 31 | 7 | 0.00010998 | 1.0474e-05 | 3.9359e-05 | 0.00010998 | 0.00022309 | 0.00011047 | 0.00010998 | 1.0474e-05 | 3.9359e-05 | 0.00010998 | 0.00022309 | 0.00011047
1 | 31 | 8 | 0.00011721 | 1.5064e-05 | 8.3741e-05 | 0.00011721 | 0.00022288 | 0.00011788 | 0.00011721 | 1.5064e-05 | 8.3741e-05 | 0.00011721 | 0.00022288 | 0.00011788
1 | 31 | 9 | 0.00011789 | 3.029e-05 | 0.00013245 | 0.00011789 | 0.00020471 | 0.00012158 | 0.00011789 | 3.029e-05 | 0.00013245 | 0.00011789 | 0.00020471 | 0.00012158
1 | 31 | 10 | 0.0001195 | 3.402e-05 | 0.00013119 | 0.0001195 | 0.00017613 | 0.00012349 | 0.0001195 | 3.402e-05 | 0.00013119 | 0.0001195 | 0.00017613 | 0.00012349
1 | 31 | 11 | 0.00011963 | 4.0383e-05 | 0.00010869 | 0.00011963 | 0.00014831 | 0.00012387 | 0.00011963 | 4.0383e-05 | 0.00010869 | 0.00011963 | 0.00014831 | 0.00012387
1 | 31 | 12 | 0.00011929 | 5.0222e-05 | 9.5191e-05 | 0.00011929 | 0.00012795 | 0.00012422 | 0.00011929 | 5.0222e-05 | 9.5191e-05 | 0.00011929 | 0.00012795 | 0.00012422
1 | 31 | 13 | 0.00011773 | 7.2502e-05 | 0.00010228 | 0.00011773 | 0.00011901 | 0.00012314 | 0.00011773 | 7.2502e-05 | 0.00010228 | 0.00011773 | 0.00011901 | 0.00012314
1 | 31 | 14 | 0.00011674 | 8.766e-05 | 0.0001146 | 0.00011674 | 0.0001159 | 0.00012328 | 0.00011674 | 8.766e-05 | 0.0001146 | 0.00011674 | 0.0001159 | 0.00012328
1 | 31 | 15 | 0.00011528 | 0.0001007 | 0.00012004 | 0.00011528 | 0.00011776 | 0.00012146 | 0.00011528 | 0.0001007 | 0.00012004 | 0.00011528 | 0.00011776 | 0.00012146
1 | 31 | 16 | 0.00011429 | 0.00013518 | 0.0001423 | 0.00011429 | 0.00012174 | 0.00012052 | 0.00011429 | 0.00013518 | 0.0001423 | 0.00011429 | 0.00012174 | 0.00012052
1 | 31 | 17 | 0.00011451 | 0.00016898 | 0.0001598 | 0.00011451 | 0.00013566 | 0.00012365 | 0.00011451 | 0.00016898 | 0.0001598 | 0.00011451 | 0.00013566 | 0.00012365
1 | 31 | 18 | 0.0001251 | 0.00021257 | 0.0001864 | 0.0001251 | 0.00013988 | 0.00012841 | 0.0001251 | 0.00021257 | 0.0001864 | 0.0001251 | 0.00013988 | 0.00012841
1 | 31 | 19 | 0.00013227 | 0.00024415 | 0.00020354 | 0.00013227 | 0.00015011 | 0.0001283 | 0.00013227 | 0.00024415 | 0.00020354 | 0.00013227 | 0.00015011 | 0.0001283
1 | 31 | 20 | 0.00012948 | 0.00025123 | 0.00019874 | 0.00012948 | 0.0001515 | 0.00012542 | 0.00012948 | 0.00025123 | 0.00019874 | 0.00012948 | 0.0001515 | 0.00012542
1 | 31 | 21 | 0.0001262 | 0.00024445 | 0.00018308 | 0.0001262 | 0.00015342 | 0.00012037 | 0.0001262 | 0.00024445 | 0.00018308 | 0.0001262 | 0.00015342 | 0.00012037
1 | 31 | 22 | 0.00011916 | 0.00023206 | 0.00016977 | 0.00011916 | 0.00016073 | 0.00011032 | 0.00011916 | 0.00023206 | 0.00016977 | 0.00011916 | 0.00016073 | 0.00011032
1 | 31 | 23 | 0.00010869 | 0.00021552 | 0.0001537 | 0.00010869 | 0.00016963 | 0.00010061 | 0.00010869 | 0.00021552 | 0.0001537 | 0.00010869 | 0.00016963 | 0.00010061
1 | 31 | 24 | 9.8395e-05 | 0.00018052 | 0.00012466 | 9.8395e-05 | 0.00017719 | 9.2987e-05 | 9.8395e-05 | 0.00018052 | 0.00012466 | 9.8395e-05 | 0.00017719 | 9.2987e-05
2 | 1 | 1 | 9.1446e-05 | 0.00013823 | 8.7111e-05 | 9.1446e-05 | 0.0001626 | 8.6628e-05 | 9.1446e-05 | 0.00013823 | 8.7111e-05 | 9.1446e-05 | 0.0001626 | 8.6628e-05
2 | 1 | 2 | 8.7738e-05 | 0.00010264 | 6.5202e-05 | 8.7738e-05 | 0.00017038 | 8.4471e-05 | 8.7738e-05 | 0.00010264 | 6.5202e-05 | 8.7738e-05 | 0.00017038 | 8.4471e-05
2 | 1 | 3 | 8.582e-05 | 7.0255e-05 | 4.6674e-05 | 8.582e-05 | 0.00017859 | 8.3535e-05 | 8.582e-05 | 7.0255e-05 | 4.6674e-05 | 8.582e-05 | 0.00017859 | 8.3535e-05
2 | 1 | 4 | 8.562e-05 | 4.6935e-05 | 3.21e-05 | 8.562e-05 | 0.00018095 | 8.4454e-05 | 8.562e-05 | 4.6935e-05 | 3.21e-05 | 8.562e-05 | 0.00018095 | 8.4454e-05
2 | 1 | 5 | 8.8367e-05 | 2.9031e-05 | 2.1766e-05 | 8.8367e-05 | 0.00018601 | 8.9474e-05 | 8.8367e-05 | 2.9031e-05 | 2.1766e-05 | 8.8367e-05 | 0.00018601 | 8.9474e-05
2 | 1 | 6 | 9.6315e-05 | 1.7296e-05 | 2.1762e-05 | 9.6315e-05 | 0.00019142 | 9.9442e-05 | 9.6315e-05 | 1.7296e-05 | 2.1762e-05 | 9.6315e-05 | 0.00019142 | 9.9442e-05
2 | 1 | 7 | 0.00010975 | 1.0222e-05 | 4.0424e-05 | 0.00010975 | 0.00019862 | 0.00010804 | 0.00010975 | 1.0222e-05 | 4.0424e-05 | 0.00010975 | 0.00019862 | 0.00010804
2 | 1 | 8 | 0.00011645 | 1.4966e-05 | 8.6619e-05 | 0.00011645 | 0.00019461 | 0.00011531 | 0.00011645 | 1.4966e-05 | 8.6619e-05 | 0.00011645 | 0.00019461 | 0.00011531
2 | 1 | 9 | 0.00011858 | 3.0673e-05 | 0.0001376 | 0.00011858 | 0.00017929 | 0.00011912 | 0.00011858 | 3.0673e-05 | 0.0001376 | 0.00011858 | 0.00017929 | 0.00011912
2 | 1 | 10 | 0.00011999 | 3.3991e-05 | 0.00013555 | 0.00011999 | 0.00015321 | 0.00012095 | 0.00011999 | 3.3991e-05 | 0.00013555 | 0.00011999 | 0.00015321 | 0.00012095
2 | 1 | 11 | 0.00012068 | 4.0179e-05 | 0.00011103 | 0.00012068 | 0.0001293 | 0.00012156 | 0.00012068 | 4.0179e-05 | 0.00011103 | 0.00012068 | 0.0001293 | 0.00012156
2 | 1 | 12 | 0.00012015 | 4.9892e-05 | 9.6247e-05 | 0.00012015 | 0.0001154 | 0.0001212 | 0.00012015 | 4.9892e-05 | 9.6247e-05 | 0.00012015 | 0.0001154 | 0.0001212
2 | 1 | 13 | 0.00011869 | 7.1977e-05 | 0.00010237 | 0.00011869 | 0.0001095 | 0.00012037 | 0.00011869 | 7.1977e-05 | 0.00010237 | 0.00011869 | 0.0001095 | 0.00012037
2 | 1 | 14 | 0.00011806 | 8.6234e-05 | 0.00011419 | 0.00011806 | 0.0001062 | 0.00012023 | 0.00011806 | 8.6234e-05 | 0.00011419 | 0.00011806 | 0.0001062 | 0.00012023
2 | 1 | 15 | 0.00011611 | 9.9301e-05 | 0.00011944 | 0.00011611 | 0.00010487 | 0.00011899 | 0.00011611 | 9.9301e-05 | 0.00011944 | 0.00011611 | 0.00010487 | 0.00011899
2 | 1 | 16 | 0.00011573 | 0.00013469 | 0.00014211 | 0.00011573 | 0.00010711 | 0.00011642 | 0.00011573 | 0.00013469 | 0.00014211 | 0.00011573 | 0.00010711 | 0.00011642
2 | 1 | 17 | 0.00011799 | 0.00016948 | 0.00016005 | 0.00011799 | 0.00011686 | 0.00011552 | 0.00011799 | 0.00016948 | 0.00016005 | 0.00011799 | 0.00011686 | 0.00011552
2 | 1 | 18 | 0.00012564 | 0.00021479 | 0.00018776 | 0.00012564 | 0.00012326 | 0.00012263 | 0.00012564 | 0.00021479 | 0.00018776 | 0.00012564 | 0.00012326 | 0.00012263
2 | 1 | 19 | 0.00013188 | 0.00024763 | 0.00020537 | 0.00013188 | 0.00012921 | 0.00012365 | 0.00013188 | 0.00024763 | 0.00020537 | 0.00013188 | 0.00012921 | 0.00012365
2 | 1 | 20 | 0.00013032 | 0.00025465 | 0.00020007 | 0.00013032 | 0.00012788 | 0.00012463 | 0.00013032 | 0.00025465 | 0.00020007 | 0.00013032 | 0.00012788 | 0.00012463
2 | 1 | 21 | 0.00012658 | 0.00024707 | 0.00018308 | 0.00012658 | 0.00012803 | 0.00011847 | 0.00012658 | 0.00024707 | 0.00018308 | 0.00012658 | 0.00012803 | 0.00011847
2 | 1 | 22 | 0.00011903 | 0.00023332 | 0.00016879 | 0.00011903 | 0.00013368 | 0.00011041 | 0.00011903 | 0.00023332 | 0.00016879 | 0.00011903 | 0.00013368 | 0.00011041
2 | 1 | 23 | 0.00010881 | 0.00021647 | 0.00015271 | 0.00010881 | 0.00014305 | 9.8398e-05 | 0.00010881 | 0.00021647 | 0.00015271 | 0.00010881 | 0.00014305 | 9.8398e-05
2 | 1 | 24 | 9.8695e-05 | 0.00018059 | 0.00012311 | 9.8695e-05 | 0.00015312 | 9.13e-05 | 9.8695e-05 | 0.00018059 | 0.00012311 | 9.8695e-05 | 0.00015312 | 9.13e-05
2 | 2 | 1 | 9.1375e-05 | 0.00013823 | 8.7111e-05 | 9.1375e-05 | 0.0001626 | 8.6628e-05 | 9.1375e-05 | 0.00013823 | 8.7111e-05 | 9.1375e-05 | 0.0001626 | 8.6628e-05
2 | 2 | 2 | 8.7805e-05 | 0.00010264 | 6.5202e-05 | 8.7805e-05 | 0.00017038 | 8.4471e-05 | 8.7805e-05 | 0.00010264 | 6.5202e-05 | 8.7805e-05 | 0.00017038 | 8.4471e-05
2 | 2 | 3 | 8.5783e-05 | 7.0255e-05 | 4.6674e-05 | 8.5783e-05 | 0.00017859 | 8.3535e-05 | 8.5783e-05 | 7.0255e-05 | 4.6674e-05 | 8.5783e-05 | 0.00017859 | 8.3535e-05
2 | 2 | 4 | 8.5687e-05 | 4.6935e-05 | 3.21e-05 | 8.5687e-05 | 0.00018095 | 8.4454e-05 | 8.5687e-05 | 4.6935e-05 | 3.21e-05 | 8.5687e-05 | 0.00018095 | 8.4454e-05
2 | 2 | 5 | 8.8566e-05 | 2.9031e-05 | 2.1766e-05 | 8.8566e-05 | 0.00018601 | 8.9474e-05 | 8.8566e-05 | 2.9031e-05 | 2.1766e-05 | 8.8566e-05 | 0.00018601 | 8.9474e-05
2 | 2 | 6 | 9.6647e-05 | 1.7296e-05 | 2.1762e-05 | 9.6647e-05 | 0.00019142 | 9.9442e-05 | 9.6647e-05 | 1.7296e-05 | 2.1762e-05 | 9.6647e-05 | 0.00019142 | 9.9442e-05
2 | 2 | 7 | 0.00010909 | 1.0222e-05 | 4.0424e-05 | 0.00010909 | 0.00019862 | 0.00010804 | 0.00010909 | 1.0222e-05 | 4.0424e-05 | 0.00010909 | 0.00019862 | 0.00010804
2 | 2 | 8 | 0.00011645 | 1.4966e-05 | 8.6619e-05 | 0.00011645 | 0.00019461 | 0.00011531 | 0.00011645 | 1.4966e-05 | 8.6619e-05 | 0.00011645 | 0.00019461 | 0.00011531
2 | 2 | 9 | 0.00011833 | 3.0673e-05 | 0.0001376 | 0.00011833 | 0.00017929 | 0.00011912 | 0.00011833 | 3.0673e-05 | 0.0001376 | 0.00011833 | 0.00017929 | 0.00011912
2 | 2 | 10 | 0.00011894 | 3.3991e-05 | 0.00013555 | 0.00011894 | 0.00015321 | 0.00012095 | 0.00011894 | 3.3991e-05 | 0.00013555 | 0.00011894 | 0.00015321 | 0.00012095
2 | 2 | 11 | 0.00011894 | 4.0179e-05 | 0.00011103 | 0.00011894 | 0.0001293 | 0.00012156 | 0.00011894 | 4.0179e-05 | 0.00011103 | 0.00011894 | 0.0001293 | 0.00012156
2 | 2 | 12 | 0.0001181 | 4.9892e-05 | 9.6247e-05 | 0.0001181 | 0.0001154 | 0.0001212 | 0.0001181 | 4.9892e-05 | 9.6247e-05 | 0.0001181 | 0.0001154 | 0.0001212
2 | 2 | 13 | 0.00011581 | 7.1977e-05 | 0.00010237 | 0.00011581 | 0.0001095 | 0.00012037 | 0.00011581 | 7.1977e-05 | 0.00010237 | 0.00011581 | 0.0001095 | 0.00012037
2 | 2 | 14 | 0.0001147 | 8.6234e-05 | 0.00011419 | 0.0001147 | 0.0001062 | 0.00012023 | 0.0001147 | 8.6234e-05 | 0.00011419 | 0.0001147 | 0.0001062 | 0.00012023
2 | 2 | 15 | 0.00011221 | 9.9301e-05 | 0.00011944 | 0.00011221 | 0.00010487 | 0.00011899 | 0.00011221 | 9.9301e-05 | 0.00011944 | 0.00011221 | 0.00010487 | 0.00011899
2 | 2 | 16 | 0.00011045 | 0.00013469 | 0.00014211 | 0.00011045 | 0.00010711 | 0.00011642 | 0.00011045 | 0.00013469 | 0.00014211 | 0.00011045 | 0.00010711 | 0.00011642
2 | 2 | 17 | 0.00011076 | 0.00016948 | 0.00016005 | 0.00011076 | 0.00011686 | 0.00011552 | 0.00011076 | 0.00016948 | 0.00016005 | 0.00011076 | 0.00011686 | 0.00011552
2 | 2 | 18 | 0.00011951 | 0.00021479 | 0.00018776 | 0.00011951 | 0.00012326 | 0.00012263 | 0.00011951 | 0.00021479 | 0.00018776 | 0.00011951 | 0.00012326 | 0.00012263
2 | 2 | 19 | 0.00012618 | 0.00024763 | 0.00020537 | 0.00012618 | 0.00012921 | 0.00012365 | 0.00012618 | 0.00024763 | 0.00020537 | 0.00012618 | 0.00012921 | 0.00012365
2 | 2 | 20 | 0.00012314 | 0.00025465 | 0.00020007 | 0.00012314 | 0.00012788 | 0.00012463 | 0.00012314 | 0.00025465 | 0.00020007 | 0.00012314 | 0.00012788 | 0.00012463
2 | 2 | 21 | 0.00011955 | 0.00024707 | 0.00018308 | 0.00011955 | 0.00012803 | 0.00011847 | 0.00011955 | 0.00024707 | 0.00018308 | 0.00011955 | 0.00012803 | 0.00011847
2 | 2 | 22 | 0.00011487 | 0.00023332 | 0.00016879 | 0.00011487 | 0.00013368 | 0.00011041 | 0.00011487 | 0.00023332 | 0.00016879 | 0.00011487 | 0.00013368 | 0.00011041
2 | 2 | 23 | 0.00010756 | 0.00021647 | 0.00015271 | 0.00010756 | 0.00014305 | 9.8398e-05 | 0.00010756 | 0.00021647 | 0.00015271 | 0.00010756 | 0.00014305 | 9.8398e-05
2 | 2 | 24 | 9.9336e-05 | 0.00018059 | 0.00012311 | 9.9336e-05 | 0.00015312 | 9.13e-05 | 9.9336e-05 | 0.00018059 | 0.00012311 | 9.9336e-05 | 0.00015312 | 9.13e-05
2 | 3 | 1 | 9.2062e-05 | 0.00013823 | 8.7111e-05 | 9.2062e-05 | 0.0001626 | 8.6628e-05 | 9.2062e-05 | 0.00013823 | 8.7111e-05 | 9.2062e-05 | 0.0001626 | 8.6628e-05
2 | 3 | 2 | 8.7763e-05 | 0.00010264 | 6.5202e-05 | 8.7763e-05 | 0.00017038 | 8.4471e-05 | 8.7763e-05 | 0.00010264 | 6.5202e-05 | 8.7763e-05 | 0.00017038 | 8.4471e-05
2 | 3 | 3 | 8.5658e-05 | 7.0255e-05 | 4.6674e-05 | 8.5658e-05 | 0.00017859 | 8.3535e-05 | 8.5658e-05 | 7.0255e-05 | 4.6674e-05 | 8.5658e-05 | 0.00017859 | 8.3535e-05
2 | 3 | 4 | 8.4763e-05 | 4.6935e-05 | 3.21e-05 | 8.4763e-05 | 0.00018095 | 8.4454e-05 | 8.4763e-05 | 4.6935e-05 | 3.21e-05 | 8.4763e-05 | 0.00018095 | 8.4454e-05
2 | 3 | 5 | 8.5683e-05 | 2.9031e-05 | 2.1766e-05 | 8.5683e-05 | 0.00018601 | 8.9474e-05 | 8.5683e-05 | 2.9031e-05 | 2.1766e-05 | 8.5683e-05 | 0.00018601 | 8.9474e-05
2 | 3 | 6 | 8.8712e-05 | 1.7296e-05 | 2.1762e-05 | 8.8712e-05 | 0.00019142 | 9.9442e-05 | 8.8712e-05 | 1.7296e-05 | 2.1762e-05 | 8.8712e-05 | 0.00019142 | 9.9442e-05
2 | 3 | 7 | 9.2782e-05 | 1.0222e-05 | 4.0424e-05 | 9.2782e-05 | 0.00019862 | 0.00010804 | 9.2782e-05 | 1.0222e-05 | 4.0424e-05 | 9.2782e-05 | 0.00019862 | 0.00010804
2 | 3 | 8 | 9.4504e-05 | 1.4966e-05 | 8.6619e-05 | 9.4504e-05 | 0.00019461 | 0.00011531 | 9.4504e-05 | 1.4966e-05 | 8.6619e-05 | 9.4504e-05 | 0.00019461 | 0.00011531
2 | 3 | 9 | 0.00010083 | 3.0673e-05 | 0.0001376 | 0.00010083 | 0.00017929 | 0.00011912 | 0.00010083 | 3.0673e-05 | 0.0001376 | 0.00010083 | 0.00017929 | 0.00011912
2 | 3 | 10 | 0.00010219 | 3.3991e-05 | 0.00013555 | 0.00010219 | 0.00015321 | 0.00012095 | 0.00010219 | 3.3991e-05 | 0.00013555 | 0.00010219 | 0.00015321 | 0.00012095
2 | 3 | 11 | 0.00010288 | 4.0179e-05 | 0.00011103 | 0.00010288 | 0.0001293 | 0.00012156 | 0.00010288 | 4.0179e-05 | 0.00011103 | 0.00010288 | 0.0001293 | 0.00012156
2 | 3 | 12 | 0.00010188 | 4.9892e-05 | 9.6247e-05 | 0.00010188 | 0.0001154 | 0.0001212 | 0.00010188 | 4.9892e-05 | 9.6247e-05 | 0.00010188 | 0.0001154 | 0.0001212
2 | 3 | 13 | 0.00010017 | 7.1977e-05 | 0.00010237 | 0.00010017 | 0.0001095 | 0.00012037 | 0.00010017 | 7.1977e-05 | 0.00010237 | 0.00010017 | 0.0001095 | 0.00012037
2 | 3 | 14 | 9.8333e-05 | 8.6234e-05 | 0.00011419 | 9.8333e-05 | 0.0001062 | 0.00012023 | 9.8333e-05 | 8.6234e-05 | 0.00011419 | 9.8333e-05 | 0.0001062 | 0.00012023
2 | 3 | 15 | 9.6797e-05 | 9.9301e-05 | 0.00011944 | 9.6797e-05 | 0.00010487 | 0.00011899 | 9.6797e-05 | 9.9301e-05 | 0.00011944 | 9.6797e-05 | 0.00010487 | 0.00011899
2 | 3 | 16 | 9.5832e-05 | 0.00013469 | 0.00014211 | 9.5832e-05 | 0.00010711 | 0.00011642 | 9.5832e-05 | 0.00013469 | 0.00014211 | 9.5832e-05 | 0.00010711 | 0.00011642
2 | 3 | 17 | 9.7039e-05 | 0.00016948 | 0.00016005 | 9.7039e-05 | 0.00011686 | 0.00011552 | 9.7039e-05 | 0.00016948 | 0.00016005 | 9.7039e-05 | 0.00011686 | 0.00011552
2 | 3 | 18 | 0.00010585 | 0.00021479 | 0.00018776 | 0.00010585 | 0.00012326 | 0.00012263 | 0.00010585 | 0.00021479 | 0.00018776 | 0.00010585 | 0.00012326 | 0.00012263
2 | 3 | 19 | 0.00011619 | 0.00024763 | 0.00020537 | 0.00011619 | 0.00012921 | 0.00012365 | 0.00011619 | 0.00024763 | 0.00020537 | 0.00011619 | 0.00012921 | 0.00012365
2 | 3 | 20 | 0.00011431 | 0.00025465 | 0.00020007 | 0.00011431 | 0.00012788 | 0.00012463 | 0.00011431 | 0.00025465 | 0.00020007 | 0.00011431 | 0.00012788 | 0.00012463
2 | 3 | 21 | 0.00011137 | 0.00024707 | 0.00018308 | 0.00011137 | 0.00012803 | 0.00011847 | 0.00011137 | 0.00024707 | 0.00018308 | 0.00011137 | 0.00012803 | 0.00011847
2 | 3 | 22 | 0.00010756 | 0.00023332 | 0.00016879 | 0.00010756 | 0.00013368 | 0.00011041 | 0.00010756 | 0.00023332 | 0.00016879 | 0.00010756 | 0.00013368 | 0.00011041
2 | 3 | 23 | 0.00010098 | 0.00021647 | 0.00015271 | 0.00010098 | 0.00014305 | 9.8398e-05 | 0.00010098 | 0.00021647 | 0.00015271 | 0.00010098 | 0.00014305 | 9.8398e-05
2 | 3 | 24 | 9.3901e-05 | 0.00018059 | 0.00012311 | 9.3901e-05 | 0.00015312 | 9.13e-05 | 9.3901e-05 | 0.00018059 | 0.00012311 | 9.3901e-05 | 0.00015312 | 9.13e-05
2 | 4 | 1 | 8.8204e-05 | 0.00013823 | 8.7111e-05 | 8.8204e-05 | 0.0001626 | 8.6628e-05 | 8.8204e-05 | 0.00013823 | 8.7111e-05 | 8.8204e-05 | 0.0001626 | 8.6628e-05
2 | 4 | 2 | 8.463e-05 | 0.00010264 | 6.5202e-05 | 8.463e-05 | 0.00017038 | 8.4471e-05 | 8.463e-05 | 0.00010264 | 6.5202e-05 | 8.463e-05 | 0.00017038 | 8.4471e-05
2 | 4 | 3 | 8.173e-05 | 7.0255e-05 | 4.6674e-05 | 8.173e-05 | 0.00017859 | 8.3535e-05 | 8.173e-05 | 7.0255e-05 | 4.6674e-05 | 8.173e-05 | 0.00017859 | 8.3535e-05
2 | 4 | 4 | 8.091e-05 | 4.6935e-05 | 3.21e-05 | 8.091e-05 | 0.00018095 | 8.4454e-05 | 8.091e-05 | 4.6935e-05 | 3.21e-05 | 8.091e-05 | 0.00018095 | 8.4454e-05
2 | 4 | 5 | 8.1247e-05 | 2.9031e-05 | 2.1766e-05 | 8.1247e-05 | 0.00018601 | 8.9474e-05 | 8.1247e-05 | 2.9031e-05 | 2.1766e-05 | 8.1247e-05 | 0.00018601 | 8.9474e-05
2 | 4 | 6 | 8.3348e-05 | 1.7296e-05 | 2.1762e-05 | 8.3348e-05 | 0.00019142 | 9.9442e-05 | 8.3348e-05 | 1.7296e-05 | 2.1762e-05 | 8.3348e-05 | 0.00019142 | 9.9442e-05
2 | 4 | 7 | 8.6045e-05 | 1.0222e-05 | 4.0424e-05 | 8.6045e-05 | 0.00019862 | 0.00010804 | 8.6045e-05 | 1.0222e-05 | 4.0424e-05 | 8.6045e-05 | 0.00019862 | 0.00010804
2 | 4 | 8 | 8.7817e-05 | 1.4966e-05 | 8.6619e-05 | 8.7817e-05 | 0.00019461 | 0.00011531 | 8.7817e-05 | 1.4966e-05 | 8.6619e-05 | 8.7817e-05 | 0.00019461 | 0.00011531
2 | 4 | 9 | 9.2653e-05 | 3.0673e-05 | 0.0001376 | 9.2653e-05 | 0.00017929 | 0.00011912 | 9.2653e-05 | 3.0673e-05 | 0.0001376 | 9.2653e-05 | 0.00017929 | 0.00011912
2 | 4 | 10 | 9.5412e-05 | 3.3991e-05 | 0.00013555 | 9.5412e-05 | 0.00015321 | 0.00012095 | 9.5412e-05 | 3.3991e-05 | 0.00013555 | 9.5412e-05 | 0.00015321 | 0.00012095
2 | 4 | 11 | 9.6893e-05 | 4.0179e-05 | 0.00011103 | 9.6893e-05 | 0.0001293 | 0.00012156 | 9.6893e-05 | 4.0179e-05 | 0.00011103 | 9.6893e-05 | 0.0001293 | 0.00012156
2 | 4 | 12 | 9.7667e-05 | 4.9892e-05 | 9.6247e-05 | 9.7667e-05 | 0.0001154 | 0.0001212 | 9.7667e-05 | 4.9892e-05 | 9.6247e-05 | 9.7667e-05 | 0.0001154 | 0.0001212
2 | 4 | 13 | 9.8229e-05 | 7.1977e-05 | 0.00010237 | 9.8229e-05 | 0.0001095 | 0.00012037 | 9.8229e-05 | 7.1977e-05 | 0.00010237 | 9.8229e-05 | 0.0001095 | 0.00012037
2 | 4 | 14 | 9.7276e-05 | 8.6234e-05 | 0.00011419 | 9.7276e-05 | 0.0001062 | 0.00012023 | 9.7276e-05 | 8.6234e-05 | 0.00011419 | 9.7276e-05 | 0.0001062 | 0.00012023
2 | 4 | 15 | 9.6631e-05 | 9.9301e-05 | 0.00011944 | 9.6631e-05 | 0.00010487 | 0.00011899 | 9.6631e-05 | 9.9301e-05 | 0.00011944 | 9.6631e-05 | 0.00010487 | 0.00011899
2 | 4 | 16 | 9.5761e-05 | 0.00013469 | 0.00014211 | 9.5761e-05 | 0.00010711 | 0.00011642 | 9.5761e-05 | 0.00013469 | 0.00014211 | 9.5761e-05 | 0.00010711 | 0.00011642
2 | 4 | 17 | 9.5794e-05 | 0.00016948 | 0.00016005 | 9.5794e-05 | 0.00011686 | 0.00011552 | 9.5794e-05 | 0.00016948 | 0.00016005 | 9.5794e-05 | 0.00011686 | 0.00011552
2 | 4 | 18 | 0.00010349 | 0.00021479 | 0.00018776 | 0.00010349 | 0.00012326 | 0.00012263 | 0.00010349 | 0.00021479 | 0.00018776 | 0.00010349 | 0.00012326 | 0.00012263
2 | 4 | 19 | 0.00011112 | 0.00024763 | 0.00020537 | 0.00011112 | 0.00012921 | 0.00012365 | 0.00011112 | 0.00024763 | 0.00020537 | 0.00011112 | 0.00012921 | 0.00012365
2 | 4 | 20 | 0.00011135 | 0.00025465 | 0.00020007 | 0.00011135 | 0.00012788 | 0.00012463 | 0.00011135 | 0.00025465 | 0.00020007 | 0.00011135 | 0.00012788 | 0.00012463
2 | 4 | 21 | 0.00010973 | 0.00024707 | 0.00018308 | 0.00010973 | 0.00012803 | 0.00011847 | 0.00010973 | 0.00024707 | 0.00018308 | 0.00010973 | 0.00012803 | 0.00011847
2 | 4 | 22 | 0.00010457 | 0.00023332 | 0.00016879 | 0.00010457 | 0.00013368 | 0.00011041 | 0.00010457 | 0.00023332 | 0.00016879 | 0.00010457 | 0.00013368 | 0.00011041
2 | 4 | 23 | 9.6111e-05 | 0.00021647 | 0.00015271 | 9.6111e-05 | 0.00014305 | 9.8398e-05 | 9.6111e-05 | 0.00021647 | 0.00015271 | 9.6111e-05 | 0.00014305 | 9.8398e-05
2 | 4 | 24 | 8.8005e-05 | 0.00018059 | 0.00012311 | 8.8005e-05 | 0.00015312 | 9.13e-05 | 8.8005e-05 | 0.00018059 | 0.00012311 | 8.8005e-05 | 0.00015312 | 9.13e-05
2 | 5 | 1 | 8.3057e-05 | 0.00013823 | 8.7111e-05 | 8.3057e-05 | 0.0001626 | 8.6628e-05 | 8.3057e-05 | 0.00013823 | 8.7111e-05 | 8.3057e-05 | 0.0001626 | 8.6628e-05
2 | 5 | 2 | 8.066e-05 | 0.00010264 | 6.5202e-05 | 8.066e-05 | 0.00017038 | 8.4471e-05 | 8.066e-05 | 0.00010264 | 6.5202e-05 | 8.066e-05 | 0.00017038 | 8.4471e-05
2 | 5 | 3 | 7.9237e-05 | 7.0255e-05 | 4.6674e-05 | 7.9237e-05 | 0.00017859 | 8.3535e-05 | 7.9237e-05 | 7.0255e-05 | 4.6674e-05 | 7.9237e-05 | 0.00017859 | 8.3535e-05
2 | 5 | 4 | 7.9495e-05 | 4.6935e-05 | 3.21e-05 | 7.9495e-05 | 0.00018095 | 8.4454e-05 | 7.9495e-05 | 4.6935e-05 | 3.21e-05 | 7.9495e-05 | 0.00018095 | 8.4454e-05
2 | 5 | 5 | 8.2853e-05 | 2.9031e-05 | 2.1766e-05 | 8.2853e-05 | 0.00018601 | 8.9474e-05 | 8.2853e-05 | 2.9031e-05 | 2.1766e-05 | 8.2853e-05 | 0.00018601 | 8.9474e-05
2 | 5 | 6 | 9.0668e-05 | 1.7296e-05 | 2.1762e-05 | 9.0668e-05 | 0.00019142 | 9.9442e-05 | 9.0668e-05 | 1.7296e-05 | 2.1762e-05 | 9.0668e-05 | 0.00019142 | 9.9442e-05
2 | 5 | 7 | 0.00010311 | 1.0222e-05 | 4.0424e-05 | 0.00010311 | 0.00019862 | 0.00010804 | 0.00010311 | 1.0222e-05 | 4.0424e-05 | 0.00010311 | 0.00019862 | 0.00010804
2 | 5 | 8 | 0.00011015 | 1.4966e-05 | 8.6619e-05 | 0.00011015 | 0.00019461 | 0.00011531 | 0.00011015 | 1.4966e-05 | 8.6619e-05 | 0.00011015 | 0.00019461 | 0.00011531
2 | 5 | 9 | 0.00011212 | 3.0673e-05 | 0.0001376 | 0.00011212 | 0.00017929 | 0.00011912 | 0.00011212 | 3.0673e-05 | 0.0001376 | 0.00011212 | 0.00017929 | 0.00011912
2 | 5 | 10 | 0.00011489 | 3.3991e-05 | 0.00013555 | 0.00011489 | 0.00015321 | 0.00012095 | 0.00011489 | 3.3991e-05 | 0.00013555 | 0.00011489 | 0.00015321 | 0.00012095
2 | 5 | 11 | 0.00011714 | 4.0179e-05 | 0.00011103 | 0.00011714 | 0.0001293 | 0.00012156 | 0.00011714 | 4.0179e-05 | 0.00011103 | 0.00011714 | 0.0001293 | 0.00012156
2 | 5 | 12 | 0.00011876 | 4.9892e-05 | 9.6247e-05 | 0.00011876 | 0.0001154 | 0.0001212 | 0.00011876 | 4.9892e-05 | 9.6247e-05 | 0.00011876 | 0.0001154 | 0.0001212
2 | 5 | 13 | 0.00011809 | 7.1977e-05 | 0.00010237 | 0.00011809 | 0.0001095 | 0.00012037 | 0.00011809 | 7.1977e-05 | 0.00010237 | 0.00011809 | 0.0001095 | 0.00012037
2 | 5 | 14 | 0.00011827 | 8.6234e-05 | 0.00011419 | 0.00011827 | 0.0001062 | 0.00012023 | 0.00011827 | 8.6234e-05 | 0.00011419 | 0.00011827 | 0.0001062 | 0.00012023
2 | 5 | 15 | 0.00011693 | 9.9301e-05 | 0.00011944 | 0.00011693 | 0.00010487 | 0.00011899 | 0.00011693 | 9.9301e-05 | 0.00011944 | 0.00011693 | 0.00010487 | 0.00011899
2 | 5 | 16 | 0.00011472 | 0.00013469 | 0.00014211 | 0.00011472 | 0.00010711 | 0.00011642 | 0.00011472 | 0.00013469 | 0.00014211 | 0.00011472 | 0.00010711 | 0.00011642
2 | 5 | 17 | 0.00011378 | 0.00016948 | 0.00016005 | 0.00011378 | 0.00011686 | 0.00011552 | 0.00011378 | 0.00016948 | 0.00016005 | 0.00011378 | 0.00011686 | 0.00011552
2 | 5 | 18 | 0.00012197 | 0.00021479 | 0.00018776 | 0.00012197 | 0.00012326 | 0.00012263 | 0.00012197 | 0.00021479 | 0.00018776 | 0.00012197 | 0.00012326 | 0.00012263
2 | 5 | 19 | 0.00012906 | 0.00024763 | 0.00020537 | 0.00012906 | 0.00012921 | 0.00012365 | 0.00012906 | 0.00024763 | 0.00020537 | 0.00012906 | 0.00012921 | 0.00012365
2 | 5 | 20 | 0.00012602 | 0.00025465 | 0.00020007 | 0.00012602 | 0.00012788 | 0.00012463 | 0.00012602 | 0.00025465 | 0.00020007 | 0.00012602 | 0.00012788 | 0.00012463
2 | 5 | 21 | 0.00012109 | 0.00024707 | 0.00018308 | 0.00012109 | 0.00012803 | 0.00011847 | 0.00012109 | 0.00024707 | 0.00018308 | 0.00012109 | 0.00012803 | 0.00011847
2 | 5 | 22 | 0.00011327 | 0.00023332 | 0.00016879 | 0.00011327 | 0.00013368 | 0.00011041 | 0.00011327 | 0.00023332 | 0.00016879 | 0.00011327 | 0.00013368 | 0.00011041
2 | 5 | 23 | 0.00010361 | 0.00021647 | 0.00015271 | 0.00010361 | 0.00014305 | 9.8398e-05 | 0.00010361 | 0.00021647 | 0.00015271 | 0.00010361 | 0.00014305 | 9.8398e-05
2 | 5 | 24 | 9.346e-05 | 0.00018059 | 0.00012311 | 9.346e-05 | 0.00015312 | 9.13e-05 | 9.346e-05 | 0.00018059 | 0.00012311 | 9.346e-05 | 0.00015312 | 9.13e-05
2 | 6 | 1 | 8.7127e-05 | 0.00013823 | 8.7111e-05 | 8.7127e-05 | 0.0001626 | 8.6628e-05 | 8.7127e-05 | 0.00013823 | 8.7111e-05 | 8.7127e-05 | 0.0001626 | 8.6628e-05
2 | 6 | 2 | 8.3831e-05 | 0.00010264 | 6.5202e-05 | 8.3831e-05 | 0.00017038 | 8.4471e-05 | 8.3831e-05 | 0.00010264 | 6.5202e-05 | 8.3831e-05 | 0.00017038 | 8.4471e-05
2 | 6 | 3 | 8.2104e-05 | 7.0255e-05 | 4.6674e-05 | 8.2104e-05 | 0.00017859 | 8.3535e-05 | 8.2104e-05 | 7.0255e-05 | 4.6674e-05 | 8.2104e-05 | 0.00017859 | 8.3535e-05
2 | 6 | 4 | 8.1971e-05 | 4.6935e-05 | 3.21e-05 | 8.1971e-05 | 0.00018095 | 8.4454e-05 | 8.1971e-05 | 4.6935e-05 | 3.21e-05 | 8.1971e-05 | 0.00018095 | 8.4454e-05
2 | 6 | 5 | 8.4484e-05 | 2.9031e-05 | 2.1766e-05 | 8.4484e-05 | 0.00018601 | 8.9474e-05 | 8.4484e-05 | 2.9031e-05 | 2.1766e-05 | 8.4484e-05 | 0.00018601 | 8.9474e-05
2 | 6 | 6 | 9.2757e-05 | 1.7296e-05 | 2.1762e-05 | 9.2757e-05 | 0.00019142 | 9.9442e-05 | 9.2757e-05 | 1.7296e-05 | 2.1762e-05 | 9.2757e-05 | 0.00019142 | 9.9442e-05
2 | 6 | 7 | 0.00010545 | 1.0222e-05 | 4.0424e-05 | 0.00010545 | 0.00019862 | 0.00010804 | 0.00010545 | 1.0222e-05 | 4.0424e-05 | 0.00010545 | 0.00019862 | 0.00010804
2 | 6 | 8 | 0.00011175 | 1.4966e-05 | 8.6619e-05 | 0.00011175 | 0.00019461 | 0.00011531 | 0.00011175 | 1.4966e-05 | 8.6619e-05 | 0.00011175 | 0.00019461 | 0.00011531
2 | 6 | 9 | 0.00011291 | 3.0673e-05 | 0.0001376 | 0.00011291 | 0.00017929 | 0.00011912 | 0.00011291 | 3.0673e-05 | 0.0001376 | 0.00011291 | 0.00017929 | 0.00011912
2 | 6 | 10 | 0.00011545 | 3.3991e-05 | 0.00013555 | 0.00011545 | 0.00015321 | 0.00012095 | 0.00011545 | 3.3991e-05 | 0.00013555 | 0.00011545 | 0.00015321 | 0.00012095
2 | 6 | 11 | 0.00011769 | 4.0179e-05 | 0.00011103 | 0.00011769 | 0.0001293 | 0.00012156 | 0.00011769 | 4.0179e-05 | 0.00011103 | 0.00011769 | 0.0001293 | 0.00012156
2 | 6 | 12 | 0.00011695 | 4.9892e-05 | 9.6247e-05 | 0.00011695 | 0.0001154 | 0.0001212 | 0.00011695 | 4.9892e-05 | 9.6247e-05 | 0.00011695 | 0.0001154 | 0.0001212
2 | 6 | 13 | 0.00011749 | 7.1977e-05 | 0.00010237 | 0.00011749 | 0.0001095 | 0.00012037 | 0.00011749 | 7.1977e-05 | 0.00010237 | 0.00011749 | 0.0001095 | 0.00012037
2 | 6 | 14 | 0.00011764 | 8.6234e-05 | 0.00011419 | 0.00011764 | 0.0001062 | 0.00012023 | 0.00011764 | 8.6234e-05 | 0.00011419 | 0.00011764 | 0.0001062 | 0.00012023
2 | 6 | 15 | 0.00011562 | 9.9301e-05 | 0.00011944 | 0.00011562 | 0.00010487 | 0.00011899 | 0.00011562 | 9.9301e-05 | 0.00011944 | 0.00011562 | 0.00010487 | 0.00011899
2 | 6 | 16 | 0.00011376 | 0.00013469 | 0.00014211 | 0.00011376 | 0.00010711 | 0.00011642 | 0.00011376 | 0.00013469 | 0.00014211 | 0.00011376 | 0.00010711 | 0.00011642
2 | 6 | 17 | 0.00011288 | 0.00016948 | 0.00016005 | 0.00011288 | 0.00011686 | 0.00011552 | 0.00011288 | 0.00016948 | 0.00016005 | 0.00011288 | 0.00011686 | 0.00011552
2 | 6 | 18 | 0.00012029 | 0.00021479 | 0.00018776 | 0.00012029 | 0.00012326 | 0.00012263 | 0.00012029 | 0.00021479 | 0.00018776 | 0.00012029 | 0.00012326 | 0.00012263
2 | 6 | 19 | 0.0001277 | 0.00024763 | 0.00020537 | 0.0001277 | 0.00012921 | 0.00012365 | 0.0001277 | 0.00024763 | 0.00020537 | 0.0001277 | 0.00012921 | 0.00012365
2 | 6 | 20 | 0.00012462 | 0.00025465 | 0.00020007 | 0.00012462 | 0.00012788 | 0.00012463 | 0.00012462 | 0.00025465 | 0.00020007 | 0.00012462 | 0.00012788 | 0.00012463
2 | 6 | 21 | 0.00012026 | 0.00024707 | 0.00018308 | 0.00012026 | 0.00012803 | 0.00011847 | 0.00012026 | 0.00024707 | 0.00018308 | 0.00012026 | 0.00012803 | 0.00011847
2 | 6 | 22 | 0.00011296 | 0.00023332 | 0.00016879 | 0.00011296 | 0.00013368 | 0.00011041 | 0.00011296 | 0.00023332 | 0.00016879 | 0.00011296 | 0.00013368 | 0.00011041
2 | 6 | 23 | 0.00010378 | 0.00021647 | 0.00015271 | 0.00010378 | 0.00014305 | 9.8398e-05 | 0.00010378 | 0.00021647 | 0.00015271 | 0.00010378 | 0.00014305 | 9.8398e-05
2 | 6 | 24 | 9.4821e-05 | 0.00018059 | 0.00012311 | 9.4821e-05 | 0.00015312 | 9.13e-05 | 9.4821e-05 | 0.00018059 | 0.00012311 | 9.4821e-05 | 0.00015312 | 9.13e-05
2 | 7 | 1 | 8.7859e-05 | 0.00013823 | 8.7111e-05 | 8.7859e-05 | 0.0001626 | 8.6628e-05 | 8.7859e-05 | 0.00013823 | 8.7111e-05 | 8.7859e-05 | 0.0001626 | 8.6628e-05
2 | 7 | 2 | 8.4002e-05 | 0.00010264 | 6.5202e-05 | 8.4002e-05 | 0.00017038 | 8.4471e-05 | 8.4002e-05 | 0.00010264 | 6.5202e-05 | 8.4002e-05 | 0.00017038 | 8.4471e-05
2 | 7 | 3 | 8.242e-05 | 7.0255e-05 | 4.6674e-05 | 8.242e-05 | 0.00017859 | 8.3535e-05 | 8.242e-05 | 7.0255e-05 | 4.6674e-05 | 8.242e-05 | 0.00017859 | 8.3535e-05
2 | 7 | 4 | 8.2612e-05 | 4.6935e-05 | 3.21e-05 | 8.2612e-05 | 0.00018095 | 8.4454e-05 | 8.2612e-05 | 4.6935e-05 | 3.21e-05 | 8.2612e-05 | 0.00018095 | 8.4454e-05
2 | 7 | 5 | 8.4647e-05 | 2.9031e-05 | 2.1766e-05 | 8.4647e-05 | 0.00018601 | 8.9474e-05 | 8.4647e-05 | 2.9031e-05 | 2.1766e-05 | 8.4647e-05 | 0.00018601 | 8.9474e-05
2 | 7 | 6 | 9.2911e-05 | 1.7296e-05 | 2.1762e-05 | 9.2911e-05 | 0.00019142 | 9.9442e-05 | 9.2911e-05 | 1.7296e-05 | 2.1762e-05 | 9.2911e-05 | 0.00019142 | 9.9442e-05
2 | 7 | 7 | 0.000105 | 1.0222e-05 | 4.0424e-05 | 0.000105 | 0.00019862 | 0.00010804 | 0.000105 | 1.0222e-05 | 4.0424e-05 | 0.000105 | 0.00019862 | 0.00010804
2 | 7 | 8 | 0.0001107 | 1.4966e-05 | 8.6619e-05 | 0.0001107 | 0.00019461 | 0.00011531 | 0.0001107 | 1.4966e-05 | 8.6619e-05 | 0.0001107 | 0.00019461 | 0.00011531
2 | 7 | 9 | 0.00011336 | 3.0673e-05 | 0.0001376 | 0.00011336 | 0.00017929 | 0.00011912 | 0.00011336 | 3.0673e-05 | 0.0001376 | 0.00011336 | 0.00017929 | 0.00011912
2 | 7 | 10 | 0.00011545 | 3.3991e-05 | 0.00013555 | 0.00011545 | 0.00015321 | 0.00012095 | 0.00011545 | 3.3991e-05 | 0.00013555 | 0.00011545 | 0.00015321 | 0.00012095
2 | 7 | 11 | 0.00011692 | 4.0179e-05 | 0.00011103 | 0.00011692 | 0.0001293 | 0.00012156 | 0.00011692 | 4.0179e-05 | 0.00011103 | 0.00011692 | 0.0001293 | 0.00012156
2 | 7 | 12 | 0.00011769 | 4.9892e-05 | 9.6247e-05 | 0.00011769 | 0.0001154 | 0.0001212 | 0.00011769 | 4.9892e-05 | 9.6247e-05 | 0.00011769 | 0.0001154 | 0.0001212
2 | 7 | 13 | 0.00011631 | 7.1977e-05 | 0.00010237 | 0.00011631 | 0.0001095 | 0.00012037 | 0.00011631 | 7.1977e-05 | 0.00010237 | 0.00011631 | 0.0001095 | 0.00012037
2 | 7 | 14 | 0.00011534 | 8.6234e-05 | 0.00011419 | 0.00011534 | 0.0001062 | 0.00012023 | 0.00011534 | 8.6234e-05 | 0.00011419 | 0.00011534 | 0.0001062 | 0.00012023
2 | 7 | 15 | 0.00011477 | 9.9301e-05 | 0.00011944 | 0.00011477 | 0.00010487 | 0.00011899 | 0.00011477 | 9.9301e-05 | 0.00011944 | 0.00011477 | 0.00010487 | 0.00011899
2 | 7 | 16 | 0.00011367 | 0.00013469 | 0.00014211 | 0.00011367 | 0.00010711 | 0.00011642 | 0.00011367 | 0.00013469 | 0.00014211 | 0.00011367 | 0.00010711 | 0.00011642
2 | 7 | 17 | 0.00011414 | 0.00016948 | 0.00016005 | 0.00011414 | 0.00011686 | 0.00011552 | 0.00011414 | 0.00016948 | 0.00016005 | 0.00011414 | 0.00011686 | 0.00011552
2 | 7 | 18 | 0.0001202 | 0.00021479 | 0.00018776 | 0.0001202 | 0.00012326 | 0.00012263 | 0.0001202 | 0.00021479 | 0.00018776 | 0.0001202 | 0.00012326 | 0.00012263
2 | 7 | 19 | 0.00012767 | 0.00024763 | 0.00020537 | 0.00012767 | 0.00012921 | 0.00012365 | 0.00012767 | 0.00024763 | 0.00020537 | 0.00012767 | 0.00012921 | 0.00012365
2 | 7 | 20 | 0.00012646 | 0.00025465 | 0.00020007 | 0.00012646 | 0.00012788 | 0.00012463 | 0.00012646 | 0.00025465 | 0.00020007 | 0.00012646 | 0.00012788 | 0.00012463
2 | 7 | 21 | 0.00012264 | 0.00024707 | 0.00018308 | 0.00012264 | 0.00012803 | 0.00011847 | 0.00012264 | 0.00024707 | 0.00018308 | 0.00012264 | 0.00012803 | 0.00011847
2 | 7 | 22 | 0.0001159 | 0.00023332 | 0.00016879 | 0.0001159 | 0.00013368 | 0.00011041 | 0.0001159 | 0.00023332 | 0.00016879 | 0.0001159 | 0.00013368 | 0.00011041
2 | 7 | 23 | 0.00010585 | 0.00021647 | 0.00015271 | 0.00010585 | 0.00014305 | 9.8398e-05 | 0.00010585 | 0.00021647 | 0.00015271 | 0.00010585 | 0.00014305 | 9.8398e-05
2 | 7 | 24 | 9.6306e-05 | 0.00018059 | 0.00012311 | 9.6306e-05 | 0.00015312 | 9.13e-05 | 9.6306e-05 | 0.00018059 | 0.00012311 | 9.6306e-05 | 0.00015312 | 9.13e-05
2 | 8 | 1 | 8.8924e-05 | 0.00013823 | 8.7111e-05 | 8.8924e-05 | 0.0001626 | 8.6628e-05 | 8.8924e-05 | 0.00013823 | 8.7111e-05 | 8.8924e-05 | 0.0001626 | 8.6628e-05
2 | 8 | 2 | 8.5005e-05 | 0.00010264 | 6.5202e-05 | 8.5005e-05 | 0.00017038 | 8.4471e-05 | 8.5005e-05 | 0.00010264 | 6.5202e-05 | 8.5005e-05 | 0.00017038 | 8.4471e-05
2 | 8 | 3 | 8.329e-05 | 7.0255e-05 | 4.6674e-05 | 8.329e-05 | 0.00017859 | 8.3535e-05 | 8.329e-05 | 7.0255e-05 | 4.6674e-05 | 8.329e-05 | 0.00017859 | 8.3535e-05
2 | 8 | 4 | 8.3099e-05 | 4.6935e-05 | 3.21e-05 | 8.3099e-05 | 0.00018095 | 8.4454e-05 | 8.3099e-05 | 4.6935e-05 | 3.21e-05 | 8.3099e-05 | 0.00018095 | 8.4454e-05
2 | 8 | 5 | 8.5529e-05 | 2.9031e-05 | 2.1766e-05 | 8.5529e-05 | 0.00018601 | 8.9474e-05 | 8.5529e-05 | 2.9031e-05 | 2.1766e-05 | 8.5529e-05 | 0.00018601 | 8.9474e-05
2 | 8 | 6 | 9.3884e-05 | 1.7296e-05 | 2.1762e-05 | 9.3884e-05 | 0.00019142 | 9.9442e-05 | 9.3884e-05 | 1.7296e-05 | 2.1762e-05 | 9.3884e-05 | 0.00019142 | 9.9442e-05
2 | 8 | 7 | 0.00010561 | 1.0222e-05 | 4.0424e-05 | 0.00010561 | 0.00019862 | 0.00010804 | 0.00010561 | 1.0222e-05 | 4.0424e-05 | 0.00010561 | 0.00019862 | 0.00010804
2 | 8 | 8 | 0.00011261 | 1.4966e-05 | 8.6619e-05 | 0.00011261 | 0.00019461 | 0.00011531 | 0.00011261 | 1.4966e-05 | 8.6619e-05 | 0.00011261 | 0.00019461 | 0.00011531
2 | 8 | 9 | 0.00011422 | 3.0673e-05 | 0.0001376 | 0.00011422 | 0.00017929 | 0.00011912 | 0.00011422 | 3.0673e-05 | 0.0001376 | 0.00011422 | 0.00017929 | 0.00011912
2 | 8 | 10 | 0.00011685 | 3.3991e-05 | 0.00013555 | 0.00011685 | 0.00015321 | 0.00012095 | 0.00011685 | 3.3991e-05 | 0.00013555 | 0.00011685 | 0.00015321 | 0.00012095
2 | 8 | 11 | 0.0001184 | 4.0179e-05 | 0.00011103 | 0.0001184 | 0.0001293 | 0.00012156 | 0.0001184 | 4.0179e-05 | 0.00011103 | 0.0001184 | 0.0001293 | 0.00012156
2 | 8 | 12 | 0.00011832 | 4.9892e-05 | 9.6247e-05 | 0.00011832 | 0.0001154 | 0.0001212 | 0.00011832 | 4.9892e-05 | 9.6247e-05 | 0.00011832 | 0.0001154 | 0.0001212
2 | 8 | 13 | 0.00011781 | 7.1977e-05 | 0.00010237 | 0.00011781 | 0.0001095 | 0.00012037 | 0.00011781 | 7.1977e-05 | 0.00010237 | 0.00011781 | 0.0001095 | 0.00012037
2 | 8 | 14 | 0.00011725 | 8.6234e-05 | 0.00011419 | 0.00011725 | 0.0001062 | 0.00012023 | 0.00011725 | 8.6234e-05 | 0.00011419 | 0.00011725 | 0.0001062 | 0.00012023
2 | 8 | 15 | 0.00011608 | 9.9301e-05 | 0.00011944 | 0.00011608 | 0.00010487 | 0.00011899 | 0.00011608 | 9.9301e-05 | 0.00011944 | 0.00011608 | 0.00010487 | 0.00011899
2 | 8 | 16 | 0.00011566 | 0.00013469 | 0.00014211 | 0.00011566 | 0.00010711 | 0.00011642 | 0.00011566 | 0.00013469 | 0.00014211 | 0.00011566 | 0.00010711 | 0.00011642
2 | 8 | 17 | 0.00011654 | 0.00016948 | 0.00016005 | 0.00011654 | 0.00011686 | 0.00011552 | 0.00011654 | 0.00016948 | 0.00016005 | 0.00011654 | 0.00011686 | 0.00011552
2 | 8 | 18 | 0.00012353 | 0.00021479 | 0.00018776 | 0.00012353 | 0.00012326 | 0.00012263 | 0.00012353 | 0.00021479 | 0.00018776 | 0.00012353 | 0.00012326 | 0.00012263
2 | 8 | 19 | 0.00012897 | 0.00024763 | 0.00020537 | 0.00012897 | 0.00012921 | 0.00012365 | 0.00012897 | 0.00024763 | 0.00020537 | 0.00012897 | 0.00012921 | 0.00012365
2 | 8 | 20 | 0.000126 | 0.00025465 | 0.00020007 | 0.000126 | 0.00012788 | 0.00012463 | 0.000126 | 0.00025465 | 0.00020007 | 0.000126 | 0.00012788 | 0.00012463
2 | 8 | 21 | 0.00012281 | 0.00024707 | 0.00018308 | 0.00012281 | 0.00012803 | 0.00011847 | 0.00012281 | 0.00024707 | 0.00018308 | 0.00012281 | 0.00012803 | 0.00011847
2 | 8 | 22 | 0.00011585 | 0.00023332 | 0.00016879 | 0.00011585 | 0.00013368 | 0.00011041 | 0.00011585 | 0.00023332 | 0.00016879 | 0.00011585 | 0.00013368 | 0.00011041
2 | 8 | 23 | 0.00010601 | 0.00021647 | 0.00015271 | 0.00010601 | 0.00014305 | 9.8398e-05 | 0.00010601 | 0.00021647 | 0.00015271 | 0.00010601 | 0.00014305 | 9.8398e-05
2 | 8 | 24 | 9.5757e-05 | 0.00018059 | 0.00012311 | 9.5757e-05 | 0.00015312 | 9.13e-05 | 9.5757e-05 | 0.00018059 | 0.00012311 | 9.5757e-05 | 0.00015312 | 9.13e-05
2 | 9 | 1 | 8.8945e-05 | 0.00013823 | 8.7111e-05 | 8.8945e-05 | 0.0001626 | 8.6628e-05 | 8.8945e-05 | 0.00013823 | 8.7111e-05 | 8.8945e-05 | 0.0001626 | 8.6628e-05
2 | 9 | 2 | 8.4867e-05 | 0.00010264 | 6.5202e-05 | 8.4867e-05 | 0.00017038 | 8.4471e-05 | 8.4867e-05 | 0.00010264 | 6.5202e-05 | 8.4867e-05 | 0.00017038 | 8.4471e-05
2 | 9 | 3 | 8.324e-05 | 7.0255e-05 | 4.6674e-05 | 8.324e-05 | 0.00017859 | 8.3535e-05 | 8.324e-05 | 7.0255e-05 | 4.6674e-05 | 8.324e-05 | 0.00017859 | 8.3535e-05
2 | 9 | 4 | 8.237e-05 | 4.6935e-05 | 3.21e-05 | 8.237e-05 | 0.00018095 | 8.4454e-05 | 8.237e-05 | 4.6935e-05 | 3.21e-05 | 8.237e-05 | 0.00018095 | 8.4454e-05
2 | 9 | 5 | 8.4884e-05 | 2.9031e-05 | 2.1766e-05 | 8.4884e-05 | 0.00018601 | 8.9474e-05 | 8.4884e-05 | 2.9031e-05 | 2.1766e-05 | 8.4884e-05 | 0.00018601 | 8.9474e-05
2 | 9 | 6 | 9.1908e-05 | 1.7296e-05 | 2.1762e-05 | 9.1908e-05 | 0.00019142 | 9.9442e-05 | 9.1908e-05 | 1.7296e-05 | 2.1762e-05 | 9.1908e-05 | 0.00019142 | 9.9442e-05
2 | 9 | 7 | 0.00010395 | 1.0222e-05 | 4.0424e-05 | 0.00010395 | 0.00019862 | 0.00010804 | 0.00010395 | 1.0222e-05 | 4.0424e-05 | 0.00010395 | 0.00019862 | 0.00010804
2 | 9 | 8 | 0.00011013 | 1.4966e-05 | 8.6619e-05 | 0.00011013 | 0.00019461 | 0.00011531 | 0.00011013 | 1.4966e-05 | 8.6619e-05 | 0.00011013 | 0.00019461 | 0.00011531
2 | 9 | 9 | 0.0001135 | 3.0673e-05 | 0.0001376 | 0.0001135 | 0.00017929 | 0.00011912 | 0.0001135 | 3.0673e-05 | 0.0001376 | 0.0001135 | 0.00017929 | 0.00011912
2 | 9 | 10 | 0.00011604 | 3.3991e-05 | 0.00013555 | 0.00011604 | 0.00015321 | 0.00012095 | 0.00011604 | 3.3991e-05 | 0.00013555 | 0.00011604 | 0.00015321 | 0.00012095
2 | 9 | 11 | 0.00011816 | 4.0179e-05 | 0.00011103 | 0.00011816 | 0.0001293 | 0.00012156 | 0.00011816 | 4.0179e-05 | 0.00011103 | 0.00011816 | 0.0001293 | 0.00012156
2 | 9 | 12 | 0.00011808 | 4.9892e-05 | 9.6247e-05 | 0.00011808 | 0.0001154 | 0.0001212 | 0.00011808 | 4.9892e-05 | 9.6247e-05 | 0.00011808 | 0.0001154 | 0.0001212
2 | 9 | 13 | 0.00011685 | 7.1977e-05 | 0.00010237 | 0.00011685 | 0.0001095 | 0.00012037 | 0.00011685 | 7.1977e-05 | 0.00010237 | 0.00011685 | 0.0001095 | 0.00012037
2 | 9 | 14 | 0.00011617 | 8.6234e-05 | 0.00011419 | 0.00011617 | 0.0001062 | 0.00012023 | 0.00011617 | 8.6234e-05 | 0.00011419 | 0.00011617 | 0.0001062 | 0.00012023
2 | 9 | 15 | 0.00011464 | 9.9301e-05 | 0.00011944 | 0.00011464 | 0.00010487 | 0.00011899 | 0.00011464 | 9.9301e-05 | 0.00011944 | 0.00011464 | 0.00010487 | 0.00011899
2 | 9 | 16 | 0.00011373 | 0.00013469 | 0.00014211 | 0.00011373 | 0.00010711 | 0.00011642 | 0.00011373 | 0.00013469 | 0.00014211 | 0.00011373 | 0.00010711 | 0.00011642
2 | 9 | 17 | 0.00011371 | 0.00016948 | 0.00016005 | 0.00011371 | 0.00011686 | 0.00011552 | 0.00011371 | 0.00016948 | 0.00016005 | 0.00011371 | 0.00011686 | 0.00011552
2 | 9 | 18 | 0.00011994 | 0.00021479 | 0.00018776 | 0.00011994 | 0.00012326 | 0.00012263 | 0.00011994 | 0.00021479 | 0.00018776 | 0.00011994 | 0.00012326 | 0.00012263
2 | 9 | 19 | 0.00012412 | 0.00024763 | 0.00020537 | 0.00012412 | 0.00012921 | 0.00012365 | 0.00012412 | 0.00024763 | 0.00020537 | 0.00012412 | 0.00012921 | 0.00012365
2 | 9 | 20 | 0.00012058 | 0.00025465 | 0.00020007 | 0.00012058 | 0.00012788 | 0.00012463 | 0.00012058 | 0.00025465 | 0.00020007 | 0.00012058 | 0.00012788 | 0.00012463
2 | 9 | 21 | 0.0001168 | 0.00024707 | 0.00018308 | 0.0001168 | 0.00012803 | 0.00011847 | 0.0001168 | 0.00024707 | 0.00018308 | 0.0001168 | 0.00012803 | 0.00011847
2 | 9 | 22 | 0.00011182 | 0.00023332 | 0.00016879 | 0.00011182 | 0.00013368 | 0.00011041 | 0.00011182 | 0.00023332 | 0.00016879 | 0.00011182 | 0.00013368 | 0.00011041
2 | 9 | 23 | 0.0001041 | 0.00021647 | 0.00015271 | 0.0001041 | 0.00014305 | 9.8398e-05 | 0.0001041 | 0.00021647 | 0.00015271 | 0.0001041 | 0.00014305 | 9.8398e-05
2 | 9 | 24 | 9.512e-05 | 0.00018059 | 0.00012311 | 9.512e-05 | 0.00015312 | 9.13e-05 | 9.512e-05 | 0.00018059 | 0.00012311 | 9.512e-05 | 0.00015312 | 9.13e-05
2 | 10 | 1 | 8.793e-05 | 0.00013823 | 8.7111e-05 | 8.793e-05 | 0.0001626 | 8.6628e-05 | 8.793e-05 | 0.00013823 | 8.7111e-05 | 8.793e-05 | 0.0001626 | 8.6628e-05
2 | 10 | 2 | 8.3744e-05 | 0.00010264 | 6.5202e-05 | 8.3744e-05 | 0.00017038 | 8.4471e-05 | 8.3744e-05 | 0.00010264 | 6.5202e-05 | 8.3744e-05 | 0.00017038 | 8.4471e-05
2 | 10 | 3 | 8.1792e-05 | 7.0255e-05 | 4.6674e-05 | 8.1792e-05 | 0.00017859 | 8.3535e-05 | 8.1792e-05 | 7.0255e-05 | 4.6674e-05 | 8.1792e-05 | 0.00017859 | 8.3535e-05
2 | 10 | 4 | 8.0477e-05 | 4.6935e-05 | 3.21e-05 | 8.0477e-05 | 0.00018095 | 8.4454e-05 | 8.0477e-05 | 4.6935e-05 | 3.21e-05 | 8.0477e-05 | 0.00018095 | 8.4454e-05
2 | 10 | 5 | 8.0993e-05 | 2.9031e-05 | 2.1766e-05 | 8.0993e-05 | 0.00018601 | 8.9474e-05 | 8.0993e-05 | 2.9031e-05 | 2.1766e-05 | 8.0993e-05 | 0.00018601 | 8.9474e-05
2 | 10 | 6 | 8.3594e-05 | 1.7296e-05 | 2.1762e-05 | 8.3594e-05 | 0.00019142 | 9.9442e-05 | 8.3594e-05 | 1.7296e-05 | 2.1762e-05 | 8.3594e-05 | 0.00019142 | 9.9442e-05
2 | 10 | 7 | 8.7118e-05 | 1.0222e-05 | 4.0424e-05 | 8.7118e-05 | 0.00019862 | 0.00010804 | 8.7118e-05 | 1.0222e-05 | 4.0424e-05 | 8.7118e-05 | 0.00019862 | 0.00010804
2 | 10 | 8 | 9.0618e-05 | 1.4966e-05 | 8.6619e-05 | 9.0618e-05 | 0.00019461 | 0.00011531 | 9.0618e-05 | 1.4966e-05 | 8.6619e-05 | 9.0618e-05 | 0.00019461 | 0.00011531
2 | 10 | 9 | 9.6198e-05 | 3.0673e-05 | 0.0001376 | 9.6198e-05 | 0.00017929 | 0.00011912 | 9.6198e-05 | 3.0673e-05 | 0.0001376 | 9.6198e-05 | 0.00017929 | 0.00011912
2 | 10 | 10 | 0.00010078 | 3.3991e-05 | 0.00013555 | 0.00010078 | 0.00015321 | 0.00012095 | 0.00010078 | 3.3991e-05 | 0.00013555 | 0.00010078 | 0.00015321 | 0.00012095
2 | 10 | 11 | 0.00010326 | 4.0179e-05 | 0.00011103 | 0.00010326 | 0.0001293 | 0.00012156 | 0.00010326 | 4.0179e-05 | 0.00011103 | 0.00010326 | 0.0001293 | 0.00012156
2 | 10 | 12 | 0.00010363 | 4.9892e-05 | 9.6247e-05 | 0.00010363 | 0.0001154 | 0.0001212 | 0.00010363 | 4.9892e-05 | 9.6247e-05 | 0.00010363 | 0.0001154 | 0.0001212
2 | 10 | 13 | 0.0001027 | 7.1977e-05 | 0.00010237 | 0.0001027 | 0.0001095 | 0.00012037 | 0.0001027 | 7.1977e-05 | 0.00010237 | 0.0001027 | 0.0001095 | 0.00012037
2 | 10 | 14 | 0.0001013 | 8.6234e-05 | 0.00011419 | 0.0001013 | 0.0001062 | 0.00012023 | 0.0001013 | 8.6234e-05 | 0.00011419 | 0.0001013 | 0.0001062 | 0.00012023
2 | 10 | 15 | 9.9856e-05 | 9.9301e-05 | 0.00011944 | 9.9856e-05 | 0.00010487 | 0.00011899 | 9.9856e-05 | 9.9301e-05 | 0.00011944 | 9.9856e-05 | 0.00010487 | 0.00011899
2 | 10 | 16 | 9.9377e-05 | 0.00013469 | 0.00014211 | 9.9377e-05 | 0.00010711 | 0.00011642 | 9.9377e-05 | 0.00013469 | 0.00014211 | 9.9377e-05 | 0.00010711 | 0.00011642
2 | 10 | 17 | 0.00010129 | 0.00016948 | 0.00016005 | 0.00010129 | 0.00011686 | 0.00011552 | 0.00010129 | 0.00016948 | 0.00016005 | 0.00010129 | 0.00011686 | 0.00011552
2 | 10 | 18 | 0.00010921 | 0.00021479 | 0.00018776 | 0.00010921 | 0.00012326 | 0.00012263 | 0.00010921 | 0.00021479 | 0.00018776 | 0.00010921 | 0.00012326 | 0.00012263
2 | 10 | 19 | 0.00011471 | 0.00024763 | 0.00020537 | 0.00011471 | 0.00012921 | 0.00012365 | 0.00011471 | 0.00024763 | 0.00020537 | 0.00011471 | 0.00012921 | 0.00012365
2 | 10 | 20 | 0.00011247 | 0.00025465 | 0.00020007 | 0.00011247 | 0.00012788 | 0.00012463 | 0.00011247 | 0.00025465 | 0.00020007 | 0.00011247 | 0.00012788 | 0.00012463
2 | 10 | 21 | 0.00010911 | 0.00024707 | 0.00018308 | 0.00010911 | 0.00012803 | 0.00011847 | 0.00010911 | 0.00024707 | 0.00018308 | 0.00010911 | 0.00012803 | 0.00011847
2 | 10 | 22 | 0.00010507 | 0.00023332 | 0.00016879 | 0.00010507 | 0.00013368 | 0.00011041 | 0.00010507 | 0.00023332 | 0.00016879 | 0.00010507 | 0.00013368 | 0.00011041
2 | 10 | 23 | 9.8815e-05 | 0.00021647 | 0.00015271 | 9.8815e-05 | 0.00014305 | 9.8398e-05 | 9.8815e-05 | 0.00021647 | 0.00015271 | 9.8815e-05 | 0.00014305 | 9.8398e-05
2 | 10 | 24 | 9.113e-05 | 0.00018059 | 0.00012311 | 9.113e-05 | 0.00015312 | 9.13e-05 | 9.113e-05 | 0.00018059 | 0.00012311 | 9.113e-05 | 0.00015312 | 9.13e-05
2 | 11 | 1 | 8.5541e-05 | 0.00013823 | 8.7111e-05 | 8.5541e-05 | 0.0001626 | 8.6628e-05 | 8.5541e-05 | 0.00013823 | 8.7111e-05 | 8.5541e-05 | 0.0001626 | 8.6628e-05
2 | 11 | 2 | 8.1526e-05 | 0.00010264 | 6.5202e-05 | 8.1526e-05 | 0.00017038 | 8.4471e-05 | 8.1526e-05 | 0.00010264 | 6.5202e-05 | 8.1526e-05 | 0.00017038 | 8.4471e-05
2 | 11 | 3 | 7.9012e-05 | 7.0255e-05 | 4.6674e-05 | 7.9012e-05 | 0.00017859 | 8.3535e-05 | 7.9012e-05 | 7.0255e-05 | 4.6674e-05 | 7.9012e-05 | 0.00017859 | 8.3535e-05
2 | 11 | 4 | 7.7664e-05 | 4.6935e-05 | 3.21e-05 | 7.7664e-05 | 0.00018095 | 8.4454e-05 | 7.7664e-05 | 4.6935e-05 | 3.21e-05 | 7.7664e-05 | 0.00018095 | 8.4454e-05
2 | 11 | 5 | 7.7568e-05 | 2.9031e-05 | 2.1766e-05 | 7.7568e-05 | 0.00018601 | 8.9474e-05 | 7.7568e-05 | 2.9031e-05 | 2.1766e-05 | 7.7568e-05 | 0.00018601 | 8.9474e-05
2 | 11 | 6 | 7.9429e-05 | 1.7296e-05 | 2.1762e-05 | 7.9429e-05 | 0.00019142 | 9.9442e-05 | 7.9429e-05 | 1.7296e-05 | 2.1762e-05 | 7.9429e-05 | 0.00019142 | 9.9442e-05
2 | 11 | 7 | 8.2196e-05 | 1.0222e-05 | 4.0424e-05 | 8.2196e-05 | 0.00019862 | 0.00010804 | 8.2196e-05 | 1.0222e-05 | 4.0424e-05 | 8.2196e-05 | 0.00019862 | 0.00010804
2 | 11 | 8 | 8.4368e-05 | 1.4966e-05 | 8.6619e-05 | 8.4368e-05 | 0.00019461 | 0.00011531 | 8.4368e-05 | 1.4966e-05 | 8.6619e-05 | 8.4368e-05 | 0.00019461 | 0.00011531
2 | 11 | 9 | 8.9965e-05 | 3.0673e-05 | 0.0001376 | 8.9965e-05 | 0.00017929 | 0.00011912 | 8.9965e-05 | 3.0673e-05 | 0.0001376 | 8.9965e-05 | 0.00017929 | 0.00011912
2 | 11 | 10 | 9.4384e-05 | 3.3991e-05 | 0.00013555 | 9.4384e-05 | 0.00015321 | 0.00012095 | 9.4384e-05 | 3.3991e-05 | 0.00013555 | 9.4384e-05 | 0.00015321 | 0.00012095
2 | 11 | 11 | 9.6939e-05 | 4.0179e-05 | 0.00011103 | 9.6939e-05 | 0.0001293 | 0.00012156 | 9.6939e-05 | 4.0179e-05 | 0.00011103 | 9.6939e-05 | 0.0001293 | 0.00012156
2 | 11 | 12 | 9.7738e-05 | 4.9892e-05 | 9.6247e-05 | 9.7738e-05 | 0.0001154 | 0.0001212 | 9.7738e-05 | 4.9892e-05 | 9.6247e-05 | 9.7738e-05 | 0.0001154 | 0.0001212
2 | 11 | 13 | 9.7426e-05 | 7.1977e-05 | 0.00010237 | 9.7426e-05 | 0.0001095 | 0.00012037 | 9.7426e-05 | 7.1977e-05 | 0.00010237 | 9.7426e-05 | 0.0001095 | 0.00012037
2 | 11 | 14 | 9.6514e-05 | 8.6234e-05 | 0.00011419 | 9.6514e-05 | 0.0001062 | 0.00012023 | 9.6514e-05 | 8.6234e-05 | 0.00011419 | 9.6514e-05 | 0.0001062 | 0.00012023
2 | 11 | 15 | 9.5611e-05 | 9.9301e-05 | 0.00011944 | 9.5611e-05 | 0.00010487 | 0.00011899 | 9.5611e-05 | 9.9301e-05 | 0.00011944 | 9.5611e-05 | 0.00010487 | 0.00011899
2 | 11 | 16 | 9.4925e-05 | 0.00013469 | 0.00014211 | 9.4925e-05 | 0.00010711 | 0.00011642 | 9.4925e-05 | 0.00013469 | 0.00014211 | 9.4925e-05 | 0.00010711 | 0.00011642
2 | 11 | 17 | 9.5957e-05 | 0.00016948 | 0.00016005 | 9.5957e-05 | 0.00011686 | 0.00011552 | 9.5957e-05 | 0.00016948 | 0.00016005 | 9.5957e-05 | 0.00011686 | 0.00011552
2 | 11 | 18 | 0.00010459 | 0.00021479 | 0.00018776 | 0.00010459 | 0.00012326 | 0.00012263 | 0.00010459 | 0.00021479 | 0.00018776 | 0.00010459 | 0.00012326 | 0.00012263
2 | 11 | 19 | 0.00011685 | 0.00024763 | 0.00020537 | 0.00011685 | 0.00012921 | 0.00012365 | 0.00011685 | 0.00024763 | 0.00020537 | 0.00011685 | 0.00012921 | 0.00012365
2 | 11 | 20 | 0.00011526 | 0.00025465 | 0.00020007 | 0.00011526 | 0.00012788 | 0.00012463 | 0.00011526 | 0.00025465 | 0.00020007 | 0.00011526 | 0.00012788 | 0.00012463
2 | 11 | 21 | 0.00011218 | 0.00024707 | 0.00018308 | 0.00011218 | 0.00012803 | 0.00011847 | 0.00011218 | 0.00024707 | 0.00018308 | 0.00011218 | 0.00012803 | 0.00011847
2 | 11 | 22 | 0.00010673 | 0.00023332 | 0.00016879 | 0.00010673 | 0.00013368 | 0.00011041 | 0.00010673 | 0.00023332 | 0.00016879 | 0.00010673 | 0.00013368 | 0.00011041
2 | 11 | 23 | 9.8641e-05 | 0.00021647 | 0.00015271 | 9.8641e-05 | 0.00014305 | 9.8398e-05 | 9.8641e-05 | 0.00021647 | 0.00015271 | 9.8641e-05 | 0.00014305 | 9.8398e-05
2 | 11 | 24 | 9.0056e-05 | 0.00018059 | 0.00012311 | 9.0056e-05 | 0.00015312 | 9.13e-05 | 9.0056e-05 | 0.00018059 | 0.00012311 | 9.0056e-05 | 0.00015312 | 9.13e-05
2 | 12 | 1 | 8.438e-05 | 0.00013823 | 8.7111e-05 | 8.438e-05 | 0.0001626 | 8.6628e-05 | 8.438e-05 | 0.00013823 | 8.7111e-05 | 8.438e-05 | 0.0001626 | 8.6628e-05
2 | 12 | 2 | 8.1151e-05 | 0.00010264 | 6.5202e-05 | 8.1151e-05 | 0.00017038 | 8.4471e-05 | 8.1151e-05 | 0.00010264 | 6.5202e-05 | 8.1151e-05 | 0.00017038 | 8.4471e-05
2 | 12 | 3 | 7.9732e-05 | 7.0255e-05 | 4.6674e-05 | 7.9732e-05 | 0.00017859 | 8.3535e-05 | 7.9732e-05 | 7.0255e-05 | 4.6674e-05 | 7.9732e-05 | 0.00017859 | 8.3535e-05
2 | 12 | 4 | 7.9861e-05 | 4.6935e-05 | 3.21e-05 | 7.9861e-05 | 0.00018095 | 8.4454e-05 | 7.9861e-05 | 4.6935e-05 | 3.21e-05 | 7.9861e-05 | 0.00018095 | 8.4454e-05
2 | 12 | 5 | 8.2936e-05 | 2.9031e-05 | 2.1766e-05 | 8.2936e-05 | 0.00018601 | 8.9474e-05 | 8.2936e-05 | 2.9031e-05 | 2.1766e-05 | 8.2936e-05 | 0.00018601 | 8.9474e-05
2 | 12 | 6 | 9.0081e-05 | 1.7296e-05 | 2.1762e-05 | 9.0081e-05 | 0.00019142 | 9.9442e-05 | 9.0081e-05 | 1.7296e-05 | 2.1762e-05 | 9.0081e-05 | 0.00019142 | 9.9442e-05
2 | 12 | 7 | 0.0001008 | 1.0222e-05 | 4.0424e-05 | 0.0001008 | 0.00019862 | 0.00010804 | 0.0001008 | 1.0222e-05 | 4.0424e-05 | 0.0001008 | 0.00019862 | 0.00010804
2 | 12 | 8 | 0.00010753 | 1.4966e-05 | 8.6619e-05 | 0.00010753 | 0.00019461 | 0.00011531 | 0.00010753 | 1.4966e-05 | 8.6619e-05 | 0.00010753 | 0.00019461 | 0.00011531
2 | 12 | 9 | 0.00011265 | 3.0673e-05 | 0.0001376 | 0.00011265 | 0.00017929 | 0.00011912 | 0.00011265 | 3.0673e-05 | 0.0001376 | 0.00011265 | 0.00017929 | 0.00011912
2 | 12 | 10 | 0.00011599 | 3.3991e-05 | 0.00013555 | 0.00011599 | 0.00015321 | 0.00012095 | 0.00011599 | 3.3991e-05 | 0.00013555 | 0.00011599 | 0.00015321 | 0.00012095
2 | 12 | 11 | 0.00011705 | 4.0179e-05 | 0.00011103 | 0.00011705 | 0.0001293 | 0.00012156 | 0.00011705 | 4.0179e-05 | 0.00011103 | 0.00011705 | 0.0001293 | 0.00012156
2 | 12 | 12 | 0.00011678 | 4.9892e-05 | 9.6247e-05 | 0.00011678 | 0.0001154 | 0.0001212 | 0.00011678 | 4.9892e-05 | 9.6247e-05 | 0.00011678 | 0.0001154 | 0.0001212
2 | 12 | 13 | 0.00011578 | 7.1977e-05 | 0.00010237 | 0.00011578 | 0.0001095 | 0.00012037 | 0.00011578 | 7.1977e-05 | 0.00010237 | 0.00011578 | 0.0001095 | 0.00012037
2 | 12 | 14 | 0.00011519 | 8.6234e-05 | 0.00011419 | 0.00011519 | 0.0001062 | 0.00012023 | 0.00011519 | 8.6234e-05 | 0.00011419 | 0.00011519 | 0.0001062 | 0.00012023
2 | 12 | 15 | 0.00011344 | 9.9301e-05 | 0.00011944 | 0.00011344 | 0.00010487 | 0.00011899 | 0.00011344 | 9.9301e-05 | 0.00011944 | 0.00011344 | 0.00010487 | 0.00011899
2 | 12 | 16 | 0.00011253 | 0.00013469 | 0.00014211 | 0.00011253 | 0.00010711 | 0.00011642 | 0.00011253 | 0.00013469 | 0.00014211 | 0.00011253 | 0.00010711 | 0.00011642
2 | 12 | 17 | 0.00011363 | 0.00016948 | 0.00016005 | 0.00011363 | 0.00011686 | 0.00011552 | 0.00011363 | 0.00016948 | 0.00016005 | 0.00011363 | 0.00011686 | 0.00011552
2 | 12 | 18 | 0.00012146 | 0.00021479 | 0.00018776 | 0.00012146 | 0.00012326 | 0.00012263 | 0.00012146 | 0.00021479 | 0.00018776 | 0.00012146 | 0.00012326 | 0.00012263
2 | 12 | 19 | 0.00012965 | 0.00024763 | 0.00020537 | 0.00012965 | 0.00012921 | 0.00012365 | 0.00012965 | 0.00024763 | 0.00020537 | 0.00012965 | 0.00012921 | 0.00012365
2 | 12 | 20 | 0.00012782 | 0.00025465 | 0.00020007 | 0.00012782 | 0.00012788 | 0.00012463 | 0.00012782 | 0.00025465 | 0.00020007 | 0.00012782 | 0.00012788 | 0.00012463
2 | 12 | 21 | 0.00012351 | 0.00024707 | 0.00018308 | 0.00012351 | 0.00012803 | 0.00011847 | 0.00012351 | 0.00024707 | 0.00018308 | 0.00012351 | 0.00012803 | 0.00011847
2 | 12 | 22 | 0.00011613 | 0.00023332 | 0.00016879 | 0.00011613 | 0.00013368 | 0.00011041 | 0.00011613 | 0.00023332 | 0.00016879 | 0.00011613 | 0.00013368 | 0.00011041
2 | 12 | 23 | 0.00010599 | 0.00021647 | 0.00015271 | 0.00010599 | 0.00014305 | 9.8398e-05 | 0.00010599 | 0.00021647 | 0.00015271 | 0.00010599 | 0.00014305 | 9.8398e-05
2 | 12 | 24 | 9.5578e-05 | 0.00018059 | 0.00012311 | 9.5578e-05 | 0.00015312 | 9.13e-05 | 9.5578e-05 | 0.00018059 | 0.00012311 | 9.5578e-05 | 0.00015312 | 9.13e-05
2 | 13 | 1 | 8.835e-05 | 0.00013823 | 8.7111e-05 | 8.835e-05 | 0.0001626 | 8.6628e-05 | 8.835e-05 | 0.00013823 | 8.7111e-05 | 8.835e-05 | 0.0001626 | 8.6628e-05
2 | 13 | 2 | 8.4734e-05 | 0.00010264 | 6.5202e-05 | 8.4734e-05 | 0.00017038 | 8.4471e-05 | 8.4734e-05 | 0.00010264 | 6.5202e-05 | 8.4734e-05 | 0.00017038 | 8.4471e-05
2 | 13 | 3 | 8.344e-05 | 7.0255e-05 | 4.6674e-05 | 8.344e-05 | 0.00017859 | 8.3535e-05 | 8.344e-05 | 7.0255e-05 | 4.6674e-05 | 8.344e-05 | 0.00017859 | 8.3535e-05
2 | 13 | 4 | 8.3049e-05 | 4.6935e-05 | 3.21e-05 | 8.3049e-05 | 0.00018095 | 8.4454e-05 | 8.3049e-05 | 4.6935e-05 | 3.21e-05 | 8.3049e-05 | 0.00018095 | 8.4454e-05
2 | 13 | 5 | 8.555e-05 | 2.9031e-05 | 2.1766e-05 | 8.555e-05 | 0.00018601 | 8.9474e-05 | 8.555e-05 | 2.9031e-05 | 2.1766e-05 | 8.555e-05 | 0.00018601 | 8.9474e-05
2 | 13 | 6 | 9.2998e-05 | 1.7296e-05 | 2.1762e-05 | 9.2998e-05 | 0.00019142 | 9.9442e-05 | 9.2998e-05 | 1.7296e-05 | 2.1762e-05 | 9.2998e-05 | 0.00019142 | 9.9442e-05
2 | 13 | 7 | 0.00010517 | 1.0222e-05 | 4.0424e-05 | 0.00010517 | 0.00019862 | 0.00010804 | 0.00010517 | 1.0222e-05 | 4.0424e-05 | 0.00010517 | 0.00019862 | 0.00010804
2 | 13 | 8 | 0.00011189 | 1.4966e-05 | 8.6619e-05 | 0.00011189 | 0.00019461 | 0.00011531 | 0.00011189 | 1.4966e-05 | 8.6619e-05 | 0.00011189 | 0.00019461 | 0.00011531
2 | 13 | 9 | 0.00011431 | 3.0673e-05 | 0.0001376 | 0.00011431 | 0.00017929 | 0.00011912 | 0.00011431 | 3.0673e-05 | 0.0001376 | 0.00011431 | 0.00017929 | 0.00011912
2 | 13 | 10 | 0.00011589 | 3.3991e-05 | 0.00013555 | 0.00011589 | 0.00015321 | 0.00012095 | 0.00011589 | 3.3991e-05 | 0.00013555 | 0.00011589 | 0.00015321 | 0.00012095
2 | 13 | 11 | 0.00011753 | 4.0179e-05 | 0.00011103 | 0.00011753 | 0.0001293 | 0.00012156 | 0.00011753 | 4.0179e-05 | 0.00011103 | 0.00011753 | 0.0001293 | 0.00012156
2 | 13 | 12 | 0.0001168 | 4.9892e-05 | 9.6247e-05 | 0.0001168 | 0.0001154 | 0.0001212 | 0.0001168 | 4.9892e-05 | 9.6247e-05 | 0.0001168 | 0.0001154 | 0.0001212
2 | 13 | 13 | 0.00011559 | 7.1977e-05 | 0.00010237 | 0.00011559 | 0.0001095 | 0.00012037 | 0.00011559 | 7.1977e-05 | 0.00010237 | 0.00011559 | 0.0001095 | 0.00012037
2 | 13 | 14 | 0.00011527 | 8.6234e-05 | 0.00011419 | 0.00011527 | 0.0001062 | 0.00012023 | 0.00011527 | 8.6234e-05 | 0.00011419 | 0.00011527 | 0.0001062 | 0.00012023
2 | 13 | 15 | 0.0001136 | 9.9301e-05 | 0.00011944 | 0.0001136 | 0.00010487 | 0.00011899 | 0.0001136 | 9.9301e-05 | 0.00011944 | 0.0001136 | 0.00010487 | 0.00011899
2 | 13 | 16 | 0.00011202 | 0.00013469 | 0.00014211 | 0.00011202 | 0.00010711 | 0.00011642 | 0.00011202 | 0.00013469 | 0.00014211 | 0.00011202 | 0.00010711 | 0.00011642
2 | 13 | 17 | 0.00011206 | 0.00016948 | 0.00016005 | 0.00011206 | 0.00011686 | 0.00011552 | 0.00011206 | 0.00016948 | 0.00016005 | 0.00011206 | 0.00011686 | 0.00011552
2 | 13 | 18 | 0.00011796 | 0.00021479 | 0.00018776 | 0.00011796 | 0.00012326 | 0.00012263 | 0.00011796 | 0.00021479 | 0.00018776 | 0.00011796 | 0.00012326 | 0.00012263
2 | 13 | 19 | 0.00012865 | 0.00024763 | 0.00020537 | 0.00012865 | 0.00012921 | 0.00012365 | 0.00012865 | 0.00024763 | 0.00020537 | 0.00012865 | 0.00012921 | 0.00012365
2 | 13 | 20 | 0.00012732 | 0.00025465 | 0.00020007 | 0.00012732 | 0.00012788 | 0.00012463 | 0.00012732 | 0.00025465 | 0.00020007 | 0.00012732 | 0.00012788 | 0.00012463
2 | 13 | 21 | 0.00012386 | 0.00024707 | 0.00018308 | 0.00012386 | 0.00012803 | 0.00011847 | 0.00012386 | 0.00024707 | 0.00018308 | 0.00012386 | 0.00012803 | 0.00011847
2 | 13 | 22 | 0.00011715 | 0.00023332 | 0.00016879 | 0.00011715 | 0.00013368 | 0.00011041 | 0.00011715 | 0.00023332 | 0.00016879 | 0.00011715 | 0.00013368 | 0.00011041
2 | 13 | 23 | 0.00010703 | 0.00021647 | 0.00015271 | 0.00010703 | 0.00014305 | 9.8398e-05 | 0.00010703 | 0.00021647 | 0.00015271 | 0.00010703 | 0.00014305 | 9.8398e-05
2 | 13 | 24 | 9.7138e-05 | 0.00018059 | 0.00012311 | 9.7138e-05 | 0.00015312 | 9.13e-05 | 9.7138e-05 | 0.00018059 | 0.00012311 | 9.7138e-05 | 0.00015312 | 9.13e-05
2 | 14 | 1 | 8.9444e-05 | 0.00013823 | 8.7111e-05 | 8.9444e-05 | 0.0001626 | 8.6628e-05 | 8.9444e-05 | 0.00013823 | 8.7111e-05 | 8.9444e-05 | 0.0001626 | 8.6628e-05
2 | 14 | 2 | 8.6124e-05 | 0.00010264 | 6.5202e-05 | 8.6124e-05 | 0.00017038 | 8.4471e-05 | 8.6124e-05 | 0.00010264 | 6.5202e-05 | 8.6124e-05 | 0.00017038 | 8.4471e-05
2 | 14 | 3 | 8.4451e-05 | 7.0255e-05 | 4.6674e-05 | 8.4451e-05 | 0.00017859 | 8.3535e-05 | 8.4451e-05 | 7.0255e-05 | 4.6674e-05 | 8.4451e-05 | 0.00017859 | 8.3535e-05
2 | 14 | 4 | 8.4077e-05 | 4.6935e-05 | 3.21e-05 | 8.4077e-05 | 0.00018095 | 8.4454e-05 | 8.4077e-05 | 4.6935e-05 | 3.21e-05 | 8.4077e-05 | 0.00018095 | 8.4454e-05
2 | 14 | 5 | 8.6132e-05 | 2.9031e-05 | 2.1766e-05 | 8.6132e-05 | 0.00018601 | 8.9474e-05 | 8.6132e-05 | 2.9031e-05 | 2.1766e-05 | 8.6132e-05 | 0.00018601 | 8.9474e-05
2 | 14 | 6 | 9.0709e-05 | 1.7296e-05 | 2.1762e-05 | 9.0709e-05 | 0.00019142 | 9.9442e-05 | 9.0709e-05 | 1.7296e-05 | 2.1762e-05 | 9.0709e-05 | 0.00019142 | 9.9442e-05
2 | 14 | 7 | 0.0001045 | 1.0222e-05 | 4.0424e-05 | 0.0001045 | 0.00019862 | 0.00010804 | 0.0001045 | 1.0222e-05 | 4.0424e-05 | 0.0001045 | 0.00019862 | 0.00010804
2 | 14 | 8 | 0.00011148 | 1.4966e-05 | 8.6619e-05 | 0.00011148 | 0.00019461 | 0.00011531 | 0.00011148 | 1.4966e-05 | 8.6619e-05 | 0.00011148 | 0.00019461 | 0.00011531
2 | 14 | 9 | 0.0001132 | 3.0673e-05 | 0.0001376 | 0.0001132 | 0.00017929 | 0.00011912 | 0.0001132 | 3.0673e-05 | 0.0001376 | 0.0001132 | 0.00017929 | 0.00011912
2 | 14 | 10 | 0.00011675 | 3.3991e-05 | 0.00013555 | 0.00011675 | 0.00015321 | 0.00012095 | 0.00011675 | 3.3991e-05 | 0.00013555 | 0.00011675 | 0.00015321 | 0.00012095
2 | 14 | 11 | 0.00011652 | 4.0179e-05 | 0.00011103 | 0.00011652 | 0.0001293 | 0.00012156 | 0.00011652 | 4.0179e-05 | 0.00011103 | 0.00011652 | 0.0001293 | 0.00012156
2 | 14 | 12 | 0.00011646 | 4.9892e-05 | 9.6247e-05 | 0.00011646 | 0.0001154 | 0.0001212 | 0.00011646 | 4.9892e-05 | 9.6247e-05 | 0.00011646 | 0.0001154 | 0.0001212
2 | 14 | 13 | 0.0001153 | 7.1977e-05 | 0.00010237 | 0.0001153 | 0.0001095 | 0.00012037 | 0.0001153 | 7.1977e-05 | 0.00010237 | 0.0001153 | 0.0001095 | 0.00012037
2 | 14 | 14 | 0.00011463 | 8.6234e-05 | 0.00011419 | 0.00011463 | 0.0001062 | 0.00012023 | 0.00011463 | 8.6234e-05 | 0.00011419 | 0.00011463 | 0.0001062 | 0.00012023
2 | 14 | 15 | 0.00011415 | 9.9301e-05 | 0.00011944 | 0.00011415 | 0.00010487 | 0.00011899 | 0.00011415 | 9.9301e-05 | 0.00011944 | 0.00011415 | 0.00010487 | 0.00011899
2 | 14 | 16 | 0.00011213 | 0.00013469 | 0.00014211 | 0.00011213 | 0.00010711 | 0.00011642 | 0.00011213 | 0.00013469 | 0.00014211 | 0.00011213 | 0.00010711 | 0.00011642
2 | 14 | 17 | 0.00011186 | 0.00016948 | 0.00016005 | 0.00011186 | 0.00011686 | 0.00011552 | 0.00011186 | 0.00016948 | 0.00016005 | 0.00011186 | 0.00011686 | 0.00011552
2 | 14 | 18 | 0.00011797 | 0.00021479 | 0.00018776 | 0.00011797 | 0.00012326 | 0.00012263 | 0.00011797 | 0.00021479 | 0.00018776 | 0.00011797 | 0.00012326 | 0.00012263
2 | 14 | 19 | 0.00012782 | 0.00024763 | 0.00020537 | 0.00012782 | 0.00012921 | 0.00012365 | 0.00012782 | 0.00024763 | 0.00020537 | 0.00012782 | 0.00012921 | 0.00012365
2 | 14 | 20 | 0.00012587 | 0.00025465 | 0.00020007 | 0.00012587 | 0.00012788 | 0.00012463 | 0.00012587 | 0.00025465 | 0.00020007 | 0.00012587 | 0.00012788 | 0.00012463
2 | 14 | 21 | 0.00012259 | 0.00024707 | 0.00018308 | 0.00012259 | 0.00012803 | 0.00011847 | 0.00012259 | 0.00024707 | 0.00018308 | 0.00012259 | 0.00012803 | 0.00011847
2 | 14 | 22 | 0.00011595 | 0.00023332 | 0.00016879 | 0.00011595 | 0.00013368 | 0.00011041 | 0.00011595 | 0.00023332 | 0.00016879 | 0.00011595 | 0.00013368 | 0.00011041
2 | 14 | 23 | 0.00010725 | 0.00021647 | 0.00015271 | 0.00010725 | 0.00014305 | 9.8398e-05 | 0.00010725 | 0.00021647 | 0.00015271 | 0.00010725 | 0.00014305 | 9.8398e-05
2 | 14 | 24 | 9.8345e-05 | 0.00018059 | 0.00012311 | 9.8345e-05 | 0.00015312 | 9.13e-05 | 9.8345e-05 | 0.00018059 | 0.00012311 | 9.8345e-05 | 0.00015312 | 9.13e-05
2 | 15 | 1 | 9.1263e-05 | 0.00013823 | 8.7111e-05 | 9.1263e-05 | 0.0001626 | 8.6628e-05 | 9.1263e-05 | 0.00013823 | 8.7111e-05 | 9.1263e-05 | 0.0001626 | 8.6628e-05
2 | 15 | 2 | 8.6935e-05 | 0.00010264 | 6.5202e-05 | 8.6935e-05 | 0.00017038 | 8.4471e-05 | 8.6935e-05 | 0.00010264 | 6.5202e-05 | 8.6935e-05 | 0.00017038 | 8.4471e-05
2 | 15 | 3 | 8.557e-05 | 7.0255e-05 | 4.6674e-05 | 8.557e-05 | 0.00017859 | 8.3535e-05 | 8.557e-05 | 7.0255e-05 | 4.6674e-05 | 8.557e-05 | 0.00017859 | 8.3535e-05
2 | 15 | 4 | 8.52e-05 | 4.6935e-05 | 3.21e-05 | 8.52e-05 | 0.00018095 | 8.4454e-05 | 8.52e-05 | 4.6935e-05 | 3.21e-05 | 8.52e-05 | 0.00018095 | 8.4454e-05
2 | 15 | 5 | 8.7422e-05 | 2.9031e-05 | 2.1766e-05 | 8.7422e-05 | 0.00018601 | 8.9474e-05 | 8.7422e-05 | 2.9031e-05 | 2.1766e-05 | 8.7422e-05 | 0.00018601 | 8.9474e-05
2 | 15 | 6 | 9.5095e-05 | 1.7296e-05 | 2.1762e-05 | 9.5095e-05 | 0.00019142 | 9.9442e-05 | 9.5095e-05 | 1.7296e-05 | 2.1762e-05 | 9.5095e-05 | 0.00019142 | 9.9442e-05
2 | 15 | 7 | 0.00010611 | 1.0222e-05 | 4.0424e-05 | 0.00010611 | 0.00019862 | 0.00010804 | 0.00010611 | 1.0222e-05 | 4.0424e-05 | 0.00010611 | 0.00019862 | 0.00010804
2 | 15 | 8 | 0.00011248 | 1.4966e-05 | 8.6619e-05 | 0.00011248 | 0.00019461 | 0.00011531 | 0.00011248 | 1.4966e-05 | 8.6619e-05 | 0.00011248 | 0.00019461 | 0.00011531
2 | 15 | 9 | 0.00011407 | 3.0673e-05 | 0.0001376 | 0.00011407 | 0.00017929 | 0.00011912 | 0.00011407 | 3.0673e-05 | 0.0001376 | 0.00011407 | 0.00017929 | 0.00011912
2 | 15 | 10 | 0.00011567 | 3.3991e-05 | 0.00013555 | 0.00011567 | 0.00015321 | 0.00012095 | 0.00011567 | 3.3991e-05 | 0.00013555 | 0.00011567 | 0.00015321 | 0.00012095
2 | 15 | 11 | 0.00011752 | 4.0179e-05 | 0.00011103 | 0.00011752 | 0.0001293 | 0.00012156 | 0.00011752 | 4.0179e-05 | 0.00011103 | 0.00011752 | 0.0001293 | 0.00012156
2 | 15 | 12 | 0.00011787 | 4.9892e-05 | 9.6247e-05 | 0.00011787 | 0.0001154 | 0.0001212 | 0.00011787 | 4.9892e-05 | 9.6247e-05 | 0.00011787 | 0.0001154 | 0.0001212
2 | 15 | 13 | 0.00011674 | 7.1977e-05 | 0.00010237 | 0.00011674 | 0.0001095 | 0.00012037 | 0.00011674 | 7.1977e-05 | 0.00010237 | 0.00011674 | 0.0001095 | 0.00012037
2 | 15 | 14 | 0.0001162 | 8.6234e-05 | 0.00011419 | 0.0001162 | 0.0001062 | 0.00012023 | 0.0001162 | 8.6234e-05 | 0.00011419 | 0.0001162 | 0.0001062 | 0.00012023
2 | 15 | 15 | 0.00011515 | 9.9301e-05 | 0.00011944 | 0.00011515 | 0.00010487 | 0.00011899 | 0.00011515 | 9.9301e-05 | 0.00011944 | 0.00011515 | 0.00010487 | 0.00011899
2 | 15 | 16 | 0.00011359 | 0.00013469 | 0.00014211 | 0.00011359 | 0.00010711 | 0.00011642 | 0.00011359 | 0.00013469 | 0.00014211 | 0.00011359 | 0.00010711 | 0.00011642
2 | 15 | 17 | 0.00011333 | 0.00016948 | 0.00016005 | 0.00011333 | 0.00011686 | 0.00011552 | 0.00011333 | 0.00016948 | 0.00016005 | 0.00011333 | 0.00011686 | 0.00011552
2 | 15 | 18 | 0.00011743 | 0.00021479 | 0.00018776 | 0.00011743 | 0.00012326 | 0.00012263 | 0.00011743 | 0.00021479 | 0.00018776 | 0.00011743 | 0.00012326 | 0.00012263
2 | 15 | 19 | 0.00012753 | 0.00024763 | 0.00020537 | 0.00012753 | 0.00012921 | 0.00012365 | 0.00012753 | 0.00024763 | 0.00020537 | 0.00012753 | 0.00012921 | 0.00012365
2 | 15 | 20 | 0.00012615 | 0.00025465 | 0.00020007 | 0.00012615 | 0.00012788 | 0.00012463 | 0.00012615 | 0.00025465 | 0.00020007 | 0.00012615 | 0.00012788 | 0.00012463
2 | 15 | 21 | 0.00012185 | 0.00024707 | 0.00018308 | 0.00012185 | 0.00012803 | 0.00011847 | 0.00012185 | 0.00024707 | 0.00018308 | 0.00012185 | 0.00012803 | 0.00011847
2 | 15 | 22 | 0.00011494 | 0.00023332 | 0.00016879 | 0.00011494 | 0.00013368 | 0.00011041 | 0.00011494 | 0.00023332 | 0.00016879 | 0.00011494 | 0.00013368 | 0.00011041
2 | 15 | 23 | 0.00010504 | 0.00021647 | 0.00015271 | 0.00010504 | 0.00014305 | 9.8398e-05 | 0.00010504 | 0.00021647 | 0.00015271 | 0.00010504 | 0.00014305 | 9.8398e-05
2 | 15 | 24 | 9.5761e-05 | 0.00018059 | 0.00012311 | 9.5761e-05 | 0.00015312 | 9.13e-05 | 9.5761e-05 | 0.00018059 | 0.00012311 | 9.5761e-05 | 0.00015312 | 9.13e-05
2 | 16 | 1 | 9.0173e-05 | 0.00013823 | 8.7111e-05 | 9.0173e-05 | 0.0001626 | 8.6628e-05 | 9.0173e-05 | 0.00013823 | 8.7111e-05 | 9.0173e-05 | 0.0001626 | 8.6628e-05
2 | 16 | 2 | 8.6661e-05 | 0.00010264 | 6.5202e-05 | 8.6661e-05 | 0.00017038 | 8.4471e-05 | 8.6661e-05 | 0.00010264 | 6.5202e-05 | 8.6661e-05 | 0.00017038 | 8.4471e-05
2 | 16 | 3 | 8.5092e-05 | 7.0255e-05 | 4.6674e-05 | 8.5092e-05 | 0.00017859 | 8.3535e-05 | 8.5092e-05 | 7.0255e-05 | 4.6674e-05 | 8.5092e-05 | 0.00017859 | 8.3535e-05
2 | 16 | 4 | 8.4676e-05 | 4.6935e-05 | 3.21e-05 | 8.4676e-05 | 0.00018095 | 8.4454e-05 | 8.4676e-05 | 4.6935e-05 | 3.21e-05 | 8.4676e-05 | 0.00018095 | 8.4454e-05
2 | 16 | 5 | 8.7372e-05 | 2.9031e-05 | 2.1766e-05 | 8.7372e-05 | 0.00018601 | 8.9474e-05 | 8.7372e-05 | 2.9031e-05 | 2.1766e-05 | 8.7372e-05 | 0.00018601 | 8.9474e-05
2 | 16 | 6 | 9.4521e-05 | 1.7296e-05 | 2.1762e-05 | 9.4521e-05 | 0.00019142 | 9.9442e-05 | 9.4521e-05 | 1.7296e-05 | 2.1762e-05 | 9.4521e-05 | 0.00019142 | 9.9442e-05
2 | 16 | 7 | 0.00010549 | 1.0222e-05 | 4.0424e-05 | 0.00010549 | 0.00019862 | 0.00010804 | 0.00010549 | 1.0222e-05 | 4.0424e-05 | 0.00010549 | 0.00019862 | 0.00010804
2 | 16 | 8 | 0.00011033 | 1.4966e-05 | 8.6619e-05 | 0.00011033 | 0.00019461 | 0.00011531 | 0.00011033 | 1.4966e-05 | 8.6619e-05 | 0.00011033 | 0.00019461 | 0.00011531
2 | 16 | 9 | 0.00011337 | 3.0673e-05 | 0.0001376 | 0.00011337 | 0.00017929 | 0.00011912 | 0.00011337 | 3.0673e-05 | 0.0001376 | 0.00011337 | 0.00017929 | 0.00011912
2 | 16 | 10 | 0.0001163 | 3.3991e-05 | 0.00013555 | 0.0001163 | 0.00015321 | 0.00012095 | 0.0001163 | 3.3991e-05 | 0.00013555 | 0.0001163 | 0.00015321 | 0.00012095
2 | 16 | 11 | 0.00011826 | 4.0179e-05 | 0.00011103 | 0.00011826 | 0.0001293 | 0.00012156 | 0.00011826 | 4.0179e-05 | 0.00011103 | 0.00011826 | 0.0001293 | 0.00012156
2 | 16 | 12 | 0.00011869 | 4.9892e-05 | 9.6247e-05 | 0.00011869 | 0.0001154 | 0.0001212 | 0.00011869 | 4.9892e-05 | 9.6247e-05 | 0.00011869 | 0.0001154 | 0.0001212
2 | 16 | 13 | 0.00011847 | 7.1977e-05 | 0.00010237 | 0.00011847 | 0.0001095 | 0.00012037 | 0.00011847 | 7.1977e-05 | 0.00010237 | 0.00011847 | 0.0001095 | 0.00012037
2 | 16 | 14 | 0.00011807 | 8.6234e-05 | 0.00011419 | 0.00011807 | 0.0001062 | 0.00012023 | 0.00011807 | 8.6234e-05 | 0.00011419 | 0.00011807 | 0.0001062 | 0.00012023
2 | 16 | 15 | 0.000118 | 9.9301e-05 | 0.00011944 | 0.000118 | 0.00010487 | 0.00011899 | 0.000118 | 9.9301e-05 | 0.00011944 | 0.000118 | 0.00010487 | 0.00011899
2 | 16 | 16 | 0.00011592 | 0.00013469 | 0.00014211 | 0.00011592 | 0.00010711 | 0.00011642 | 0.00011592 | 0.00013469 | 0.00014211 | 0.00011592 | 0.00010711 | 0.00011642
2 | 16 | 17 | 0.00011417 | 0.00016948 | 0.00016005 | 0.00011417 | 0.00011686 | 0.00011552 | 0.00011417 | 0.00016948 | 0.00016005 | 0.00011417 | 0.00011686 | 0.00011552
2 | 16 | 18 | 0.00011686 | 0.00021479 | 0.00018776 | 0.00011686 | 0.00012326 | 0.00012263 | 0.00011686 | 0.00021479 | 0.00018776 | 0.00011686 | 0.00012326 | 0.00012263
2 | 16 | 19 | 0.00012526 | 0.00024763 | 0.00020537 | 0.00012526 | 0.00012921 | 0.00012365 | 0.00012526 | 0.00024763 | 0.00020537 | 0.00012526 | 0.00012921 | 0.00012365
2 | 16 | 20 | 0.00012181 | 0.00025465 | 0.00020007 | 0.00012181 | 0.00012788 | 0.00012463 | 0.00012181 | 0.00025465 | 0.00020007 | 0.00012181 | 0.00012788 | 0.00012463
2 | 16 | 21 | 0.00011825 | 0.00024707 | 0.00018308 | 0.00011825 | 0.00012803 | 0.00011847 | 0.00011825 | 0.00024707 | 0.00018308 | 0.00011825 | 0.00012803 | 0.00011847
2 | 16 | 22 | 0.00011169 | 0.00023332 | 0.00016879 | 0.00011169 | 0.00013368 | 0.00011041 | 0.00011169 | 0.00023332 | 0.00016879 | 0.00011169 | 0.00013368 | 0.00011041
2 | 16 | 23 | 0.00010439 | 0.00021647 | 0.00015271 | 0.00010439 | 0.00014305 | 9.8398e-05 | 0.00010439 | 0.00021647 | 0.00015271 | 0.00010439 | 0.00014305 | 9.8398e-05
2 | 16 | 24 | 9.6722e-05 | 0.00018059 | 0.00012311 | 9.6722e-05 | 0.00015312 | 9.13e-05 | 9.6722e-05 | 0.00018059 | 0.00012311 | 9.6722e-05 | 0.00015312 | 9.13e-05
2 | 17 | 1 | 9.0938e-05 | 0.00013823 | 8.7111e-05 | 9.0938e-05 | 0.0001626 | 8.6628e-05 | 9.0938e-05 | 0.00013823 | 8.7111e-05 | 9.0938e-05 | 0.0001626 | 8.6628e-05
2 | 17 | 2 | 8.6061e-05 | 0.00010264 | 6.5202e-05 | 8.6061e-05 | 0.00017038 | 8.4471e-05 | 8.6061e-05 | 0.00010264 | 6.5202e-05 | 8.6061e-05 | 0.00017038 | 8.4471e-05
2 | 17 | 3 | 8.3186e-05 | 7.0255e-05 | 4.6674e-05 | 8.3186e-05 | 0.00017859 | 8.3535e-05 | 8.3186e-05 | 7.0255e-05 | 4.6674e-05 | 8.3186e-05 | 0.00017859 | 8.3535e-05
2 | 17 | 4 | 8.2258e-05 | 4.6935e-05 | 3.21e-05 | 8.2258e-05 | 0.00018095 | 8.4454e-05 | 8.2258e-05 | 4.6935e-05 | 3.21e-05 | 8.2258e-05 | 0.00018095 | 8.4454e-05
2 | 17 | 5 | 8.2787e-05 | 2.9031e-05 | 2.1766e-05 | 8.2787e-05 | 0.00018601 | 8.9474e-05 | 8.2787e-05 | 2.9031e-05 | 2.1766e-05 | 8.2787e-05 | 0.00018601 | 8.9474e-05
2 | 17 | 6 | 8.4393e-05 | 1.7296e-05 | 2.1762e-05 | 8.4393e-05 | 0.00019142 | 9.9442e-05 | 8.4393e-05 | 1.7296e-05 | 2.1762e-05 | 8.4393e-05 | 0.00019142 | 9.9442e-05
2 | 17 | 7 | 8.6865e-05 | 1.0222e-05 | 4.0424e-05 | 8.6865e-05 | 0.00019862 | 0.00010804 | 8.6865e-05 | 1.0222e-05 | 4.0424e-05 | 8.6865e-05 | 0.00019862 | 0.00010804
2 | 17 | 8 | 8.937e-05 | 1.4966e-05 | 8.6619e-05 | 8.937e-05 | 0.00019461 | 0.00011531 | 8.937e-05 | 1.4966e-05 | 8.6619e-05 | 8.937e-05 | 0.00019461 | 0.00011531
2 | 17 | 9 | 9.5953e-05 | 3.0673e-05 | 0.0001376 | 9.5953e-05 | 0.00017929 | 0.00011912 | 9.5953e-05 | 3.0673e-05 | 0.0001376 | 9.5953e-05 | 0.00017929 | 0.00011912
2 | 17 | 10 | 0.00010094 | 3.3991e-05 | 0.00013555 | 0.00010094 | 0.00015321 | 0.00012095 | 0.00010094 | 3.3991e-05 | 0.00013555 | 0.00010094 | 0.00015321 | 0.00012095
2 | 17 | 11 | 0.00010399 | 4.0179e-05 | 0.00011103 | 0.00010399 | 0.0001293 | 0.00012156 | 0.00010399 | 4.0179e-05 | 0.00011103 | 0.00010399 | 0.0001293 | 0.00012156
2 | 17 | 12 | 0.00010527 | 4.9892e-05 | 9.6247e-05 | 0.00010527 | 0.0001154 | 0.0001212 | 0.00010527 | 4.9892e-05 | 9.6247e-05 | 0.00010527 | 0.0001154 | 0.0001212
2 | 17 | 13 | 0.00010531 | 7.1977e-05 | 0.00010237 | 0.00010531 | 0.0001095 | 0.00012037 | 0.00010531 | 7.1977e-05 | 0.00010237 | 0.00010531 | 0.0001095 | 0.00012037
2 | 17 | 14 | 0.00010399 | 8.6234e-05 | 0.00011419 | 0.00010399 | 0.0001062 | 0.00012023 | 0.00010399 | 8.6234e-05 | 0.00011419 | 0.00010399 | 0.0001062 | 0.00012023
2 | 17 | 15 | 0.00010283 | 9.9301e-05 | 0.00011944 | 0.00010283 | 0.00010487 | 0.00011899 | 0.00010283 | 9.9301e-05 | 0.00011944 | 0.00010283 | 0.00010487 | 0.00011899
2 | 17 | 16 | 0.00010142 | 0.00013469 | 0.00014211 | 0.00010142 | 0.00010711 | 0.00011642 | 0.00010142 | 0.00013469 | 0.00014211 | 0.00010142 | 0.00010711 | 0.00011642
2 | 17 | 17 | 0.00010128 | 0.00016948 | 0.00016005 | 0.00010128 | 0.00011686 | 0.00011552 | 0.00010128 | 0.00016948 | 0.00016005 | 0.00010128 | 0.00011686 | 0.00011552
2 | 17 | 18 | 0.00010658 | 0.00021479 | 0.00018776 | 0.00010658 | 0.00012326 | 0.00012263 | 0.00010658 | 0.00021479 | 0.00018776 | 0.00010658 | 0.00012326 | 0.00012263
2 | 17 | 19 | 0.00011602 | 0.00024763 | 0.00020537 | 0.00011602 | 0.00012921 | 0.00012365 | 0.00011602 | 0.00024763 | 0.00020537 | 0.00011602 | 0.00012921 | 0.00012365
2 | 17 | 20 | 0.00011335 | 0.00025465 | 0.00020007 | 0.00011335 | 0.00012788 | 0.00012463 | 0.00011335 | 0.00025465 | 0.00020007 | 0.00011335 | 0.00012788 | 0.00012463
2 | 17 | 21 | 0.00010976 | 0.00024707 | 0.00018308 | 0.00010976 | 0.00012803 | 0.00011847 | 0.00010976 | 0.00024707 | 0.00018308 | 0.00010976 | 0.00012803 | 0.00011847
2 | 17 | 22 | 0.00010445 | 0.00023332 | 0.00016879 | 0.00010445 | 0.00013368 | 0.00011041 | 0.00010445 | 0.00023332 | 0.00016879 | 0.00010445 | 0.00013368 | 0.00011041
2 | 17 | 23 | 9.889e-05 | 0.00021647 | 0.00015271 | 9.889e-05 | 0.00014305 | 9.8398e-05 | 9.889e-05 | 0.00021647 | 0.00015271 | 9.889e-05 | 0.00014305 | 9.8398e-05
2 | 17 | 24 | 9.2282e-05 | 0.00018059 | 0.00012311 | 9.2282e-05 | 0.00015312 | 9.13e-05 | 9.2282e-05 | 0.00018059 | 0.00012311 | 9.2282e-05 | 0.00015312 | 9.13e-05
2 | 18 | 1 | 8.6016e-05 | 0.00013823 | 8.7111e-05 | 8.6016e-05 | 0.0001626 | 8.6628e-05 | 8.6016e-05 | 0.00013823 | 8.7111e-05 | 8.6016e-05 | 0.0001626 | 8.6628e-05
2 | 18 | 2 | 8.23e-05 | 0.00010264 | 6.5202e-05 | 8.23e-05 | 0.00017038 | 8.4471e-05 | 8.23e-05 | 0.00010264 | 6.5202e-05 | 8.23e-05 | 0.00017038 | 8.4471e-05
2 | 18 | 3 | 8.0273e-05 | 7.0255e-05 | 4.6674e-05 | 8.0273e-05 | 0.00017859 | 8.3535e-05 | 8.0273e-05 | 7.0255e-05 | 4.6674e-05 | 8.0273e-05 | 0.00017859 | 8.3535e-05
2 | 18 | 4 | 7.9657e-05 | 4.6935e-05 | 3.21e-05 | 7.9657e-05 | 0.00018095 | 8.4454e-05 | 7.9657e-05 | 4.6935e-05 | 3.21e-05 | 7.9657e-05 | 0.00018095 | 8.4454e-05
2 | 18 | 5 | 7.9345e-05 | 2.9031e-05 | 2.1766e-05 | 7.9345e-05 | 0.00018601 | 8.9474e-05 | 7.9345e-05 | 2.9031e-05 | 2.1766e-05 | 7.9345e-05 | 0.00018601 | 8.9474e-05
2 | 18 | 6 | 8.1026e-05 | 1.7296e-05 | 2.1762e-05 | 8.1026e-05 | 0.00019142 | 9.9442e-05 | 8.1026e-05 | 1.7296e-05 | 2.1762e-05 | 8.1026e-05 | 0.00019142 | 9.9442e-05
2 | 18 | 7 | 8.3502e-05 | 1.0222e-05 | 4.0424e-05 | 8.3502e-05 | 0.00019862 | 0.00010804 | 8.3502e-05 | 1.0222e-05 | 4.0424e-05 | 8.3502e-05 | 0.00019862 | 0.00010804
2 | 18 | 8 | 8.572e-05 | 1.4966e-05 | 8.6619e-05 | 8.572e-05 | 0.00019461 | 0.00011531 | 8.572e-05 | 1.4966e-05 | 8.6619e-05 | 8.572e-05 | 0.00019461 | 0.00011531
2 | 18 | 9 | 9.0156e-05 | 3.0673e-05 | 0.0001376 | 9.0156e-05 | 0.00017929 | 0.00011912 | 9.0156e-05 | 3.0673e-05 | 0.0001376 | 9.0156e-05 | 0.00017929 | 0.00011912
2 | 18 | 10 | 9.4367e-05 | 3.3991e-05 | 0.00013555 | 9.4367e-05 | 0.00015321 | 0.00012095 | 9.4367e-05 | 3.3991e-05 | 0.00013555 | 9.4367e-05 | 0.00015321 | 0.00012095
2 | 18 | 11 | 9.7068e-05 | 4.0179e-05 | 0.00011103 | 9.7068e-05 | 0.0001293 | 0.00012156 | 9.7068e-05 | 4.0179e-05 | 0.00011103 | 9.7068e-05 | 0.0001293 | 0.00012156
2 | 18 | 12 | 9.8016e-05 | 4.9892e-05 | 9.6247e-05 | 9.8016e-05 | 0.0001154 | 0.0001212 | 9.8016e-05 | 4.9892e-05 | 9.6247e-05 | 9.8016e-05 | 0.0001154 | 0.0001212
2 | 18 | 13 | 9.8145e-05 | 7.1977e-05 | 0.00010237 | 9.8145e-05 | 0.0001095 | 0.00012037 | 9.8145e-05 | 7.1977e-05 | 0.00010237 | 9.8145e-05 | 0.0001095 | 0.00012037
2 | 18 | 14 | 9.755e-05 | 8.6234e-05 | 0.00011419 | 9.755e-05 | 0.0001062 | 0.00012023 | 9.755e-05 | 8.6234e-05 | 0.00011419 | 9.755e-05 | 0.0001062 | 0.00012023
2 | 18 | 15 | 9.6535e-05 | 9.9301e-05 | 0.00011944 | 9.6535e-05 | 0.00010487 | 0.00011899 | 9.6535e-05 | 9.9301e-05 | 0.00011944 | 9.6535e-05 | 0.00010487 | 0.00011899
2 | 18 | 16 | 9.5586e-05 | 0.00013469 | 0.00014211 | 9.5586e-05 | 0.00010711 | 0.00011642 | 9.5586e-05 | 0.00013469 | 0.00014211 | 9.5586e-05 | 0.00010711 | 0.00011642
2 | 18 | 17 | 9.7176e-05 | 0.00016948 | 0.00016005 | 9.7176e-05 | 0.00011686 | 0.00011552 | 9.7176e-05 | 0.00016948 | 0.00016005 | 9.7176e-05 | 0.00011686 | 0.00011552
2 | 18 | 18 | 0.00010432 | 0.00021479 | 0.00018776 | 0.00010432 | 0.00012326 | 0.00012263 | 0.00010432 | 0.00021479 | 0.00018776 | 0.00010432 | 0.00012326 | 0.00012263
2 | 18 | 19 | 0.00011478 | 0.00024763 | 0.00020537 | 0.00011478 | 0.00012921 | 0.00012365 | 0.00011478 | 0.00024763 | 0.00020537 | 0.00011478 | 0.00012921 | 0.00012365
2 | 18 | 20 | 0.00011345 | 0.00025465 | 0.00020007 | 0.00011345 | 0.00012788 | 0.00012463 | 0.00011345 | 0.00025465 | 0.00020007 | 0.00011345 | 0.00012788 | 0.00012463
2 | 18 | 21 | 0.00010986 | 0.00024707 | 0.00018308 | 0.00010986 | 0.00012803 | 0.00011847 | 0.00010986 | 0.00024707 | 0.00018308 | 0.00010986 | 0.00012803 | 0.00011847
2 | 18 | 22 | 0.00010475 | 0.00023332 | 0.00016879 | 0.00010475 | 0.00013368 | 0.00011041 | 0.00010475 | 0.00023332 | 0.00016879 | 0.00010475 | 0.00013368 | 0.00011041
2 | 18 | 23 | 9.7675e-05 | 0.00021647 | 0.00015271 | 9.7675e-05 | 0.00014305 | 9.8398e-05 | 9.7675e-05 | 0.00021647 | 0.00015271 | 9.7675e-05 | 0.00014305 | 9.8398e-05
2 | 18 | 24 | 9.0418e-05 | 0.00018059 | 0.00012311 | 9.0418e-05 | 0.00015312 | 9.13e-05 | 9.0418e-05 | 0.00018059 | 0.00012311 | 9.0418e-05 | 0.00015312 | 9.13e-05
2 | 19 | 1 | 8.5088e-05 | 0.00013823 | 8.7111e-05 | 8.5088e-05 | 0.0001626 | 8.6628e-05 | 8.5088e-05 | 0.00013823 | 8.7111e-05 | 8.5088e-05 | 0.0001626 | 8.6628e-05
2 | 19 | 2 | 8.2117e-05 | 0.00010264 | 6.5202e-05 | 8.2117e-05 | 0.00017038 | 8.4471e-05 | 8.2117e-05 | 0.00010264 | 6.5202e-05 | 8.2117e-05 | 0.00017038 | 8.4471e-05
2 | 19 | 3 | 8.0565e-05 | 7.0255e-05 | 4.6674e-05 | 8.0565e-05 | 0.00017859 | 8.3535e-05 | 8.0565e-05 | 7.0255e-05 | 4.6674e-05 | 8.0565e-05 | 0.00017859 | 8.3535e-05
2 | 19 | 4 | 8.0469e-05 | 4.6935e-05 | 3.21e-05 | 8.0469e-05 | 0.00018095 | 8.4454e-05 | 8.0469e-05 | 4.6935e-05 | 3.21e-05 | 8.0469e-05 | 0.00018095 | 8.4454e-05
2 | 19 | 5 | 8.247e-05 | 2.9031e-05 | 2.1766e-05 | 8.247e-05 | 0.00018601 | 8.9474e-05 | 8.247e-05 | 2.9031e-05 | 2.1766e-05 | 8.247e-05 | 0.00018601 | 8.9474e-05
2 | 19 | 6 | 8.726e-05 | 1.7296e-05 | 2.1762e-05 | 8.726e-05 | 0.00019142 | 9.9442e-05 | 8.726e-05 | 1.7296e-05 | 2.1762e-05 | 8.726e-05 | 0.00019142 | 9.9442e-05
2 | 19 | 7 | 9.47e-05 | 1.0222e-05 | 4.0424e-05 | 9.47e-05 | 0.00019862 | 0.00010804 | 9.47e-05 | 1.0222e-05 | 4.0424e-05 | 9.47e-05 | 0.00019862 | 0.00010804
2 | 19 | 8 | 9.9244e-05 | 1.4966e-05 | 8.6619e-05 | 9.9244e-05 | 0.00019461 | 0.00011531 | 9.9244e-05 | 1.4966e-05 | 8.6619e-05 | 9.9244e-05 | 0.00019461 | 0.00011531
2 | 19 | 9 | 0.00010644 | 3.0673e-05 | 0.0001376 | 0.00010644 | 0.00017929 | 0.00011912 | 0.00010644 | 3.0673e-05 | 0.0001376 | 0.00010644 | 0.00017929 | 0.00011912
2 | 19 | 10 | 0.00011176 | 3.3991e-05 | 0.00013555 | 0.00011176 | 0.00015321 | 0.00012095 | 0.00011176 | 3.3991e-05 | 0.00013555 | 0.00011176 | 0.00015321 | 0.00012095
2 | 19 | 11 | 0.0001148 | 4.0179e-05 | 0.00011103 | 0.0001148 | 0.0001293 | 0.00012156 | 0.0001148 | 4.0179e-05 | 0.00011103 | 0.0001148 | 0.0001293 | 0.00012156
2 | 19 | 12 | 0.00011567 | 4.9892e-05 | 9.6247e-05 | 0.00011567 | 0.0001154 | 0.0001212 | 0.00011567 | 4.9892e-05 | 9.6247e-05 | 0.00011567 | 0.0001154 | 0.0001212
2 | 19 | 13 | 0.00011505 | 7.1977e-05 | 0.00010237 | 0.00011505 | 0.0001095 | 0.00012037 | 0.00011505 | 7.1977e-05 | 0.00010237 | 0.00011505 | 0.0001095 | 0.00012037
2 | 19 | 14 | 0.00011354 | 8.6234e-05 | 0.00011419 | 0.00011354 | 0.0001062 | 0.00012023 | 0.00011354 | 8.6234e-05 | 0.00011419 | 0.00011354 | 0.0001062 | 0.00012023
2 | 19 | 15 | 0.00011209 | 9.9301e-05 | 0.00011944 | 0.00011209 | 0.00010487 | 0.00011899 | 0.00011209 | 9.9301e-05 | 0.00011944 | 0.00011209 | 0.00010487 | 0.00011899
2 | 19 | 16 | 0.00011087 | 0.00013469 | 0.00014211 | 0.00011087 | 0.00010711 | 0.00011642 | 0.00011087 | 0.00013469 | 0.00014211 | 0.00011087 | 0.00010711 | 0.00011642
2 | 19 | 17 | 0.00010956 | 0.00016948 | 0.00016005 | 0.00010956 | 0.00011686 | 0.00011552 | 0.00010956 | 0.00016948 | 0.00016005 | 0.00010956 | 0.00011686 | 0.00011552
2 | 19 | 18 | 0.00011496 | 0.00021479 | 0.00018776 | 0.00011496 | 0.00012326 | 0.00012263 | 0.00011496 | 0.00021479 | 0.00018776 | 0.00011496 | 0.00012326 | 0.00012263
2 | 19 | 19 | 0.00012665 | 0.00024763 | 0.00020537 | 0.00012665 | 0.00012921 | 0.00012365 | 0.00012665 | 0.00024763 | 0.00020537 | 0.00012665 | 0.00012921 | 0.00012365
2 | 19 | 20 | 0.00012578 | 0.00025465 | 0.00020007 | 0.00012578 | 0.00012788 | 0.00012463 | 0.00012578 | 0.00025465 | 0.00020007 | 0.00012578 | 0.00012788 | 0.00012463
2 | 19 | 21 | 0.00012149 | 0.00024707 | 0.00018308 | 0.00012149 | 0.00012803 | 0.00011847 | 0.00012149 | 0.00024707 | 0.00018308 | 0.00012149 | 0.00012803 | 0.00011847
2 | 19 | 22 | 0.00011422 | 0.00023332 | 0.00016879 | 0.00011422 | 0.00013368 | 0.00011041 | 0.00011422 | 0.00023332 | 0.00016879 | 0.00011422 | 0.00013368 | 0.00011041
2 | 19 | 23 | 0.00010391 | 0.00021647 | 0.00015271 | 0.00010391 | 0.00014305 | 9.8398e-05 | 0.00010391 | 0.00021647 | 0.00015271 | 0.00010391 | 0.00014305 | 9.8398e-05
2 | 19 | 24 | 9.4267e-05 | 0.00018059 | 0.00012311 | 9.4267e-05 | 0.00015312 | 9.13e-05 | 9.4267e-05 | 0.00018059 | 0.00012311 | 9.4267e-05 | 0.00015312 | 9.13e-05
2 | 20 | 1 | 8.8005e-05 | 0.00013823 | 8.7111e-05 | 8.8005e-05 | 0.0001626 | 8.6628e-05 | 8.8005e-05 | 0.00013823 | 8.7111e-05 | 8.8005e-05 | 0.0001626 | 8.6628e-05
2 | 20 | 2 | 8.5021e-05 | 0.00010264 | 6.5202e-05 | 8.5021e-05 | 0.00017038 | 8.4471e-05 | 8.5021e-05 | 0.00010264 | 6.5202e-05 | 8.5021e-05 | 0.00017038 | 8.4471e-05
2 | 20 | 3 | 8.3394e-05 | 7.0255e-05 | 4.6674e-05 | 8.3394e-05 | 0.00017859 | 8.3535e-05 | 8.3394e-05 | 7.0255e-05 | 4.6674e-05 | 8.3394e-05 | 0.00017859 | 8.3535e-05
2 | 20 | 4 | 8.3819e-05 | 4.6935e-05 | 3.21e-05 | 8.3819e-05 | 0.00018095 | 8.4454e-05 | 8.3819e-05 | 4.6935e-05 | 3.21e-05 | 8.3819e-05 | 0.00018095 | 8.4454e-05
2 | 20 | 5 | 8.6598e-05 | 2.9031e-05 | 2.1766e-05 | 8.6598e-05 | 0.00018601 | 8.9474e-05 | 8.6598e-05 | 2.9031e-05 | 2.1766e-05 | 8.6598e-05 | 0.00018601 | 8.9474e-05
2 | 20 | 6 | 9.4954e-05 | 1.7296e-05 | 2.1762e-05 | 9.4954e-05 | 0.00019142 | 9.9442e-05 | 9.4954e-05 | 1.7296e-05 | 2.1762e-05 | 9.4954e-05 | 0.00019142 | 9.9442e-05
2 | 20 | 7 | 0.00010788 | 1.0222e-05 | 4.0424e-05 | 0.00010788 | 0.00019862 | 0.00010804 | 0.00010788 | 1.0222e-05 | 4.0424e-05 | 0.00010788 | 0.00019862 | 0.00010804
2 | 20 | 8 | 0.00011404 | 1.4966e-05 | 8.6619e-05 | 0.00011404 | 0.00019461 | 0.00011531 | 0.00011404 | 1.4966e-05 | 8.6619e-05 | 0.00011404 | 0.00019461 | 0.00011531
2 | 20 | 9 | 0.00011735 | 3.0673e-05 | 0.0001376 | 0.00011735 | 0.00017929 | 0.00011912 | 0.00011735 | 3.0673e-05 | 0.0001376 | 0.00011735 | 0.00017929 | 0.00011912
2 | 20 | 10 | 0.00011952 | 3.3991e-05 | 0.00013555 | 0.00011952 | 0.00015321 | 0.00012095 | 0.00011952 | 3.3991e-05 | 0.00013555 | 0.00011952 | 0.00015321 | 0.00012095
2 | 20 | 11 | 0.0001199 | 4.0179e-05 | 0.00011103 | 0.0001199 | 0.0001293 | 0.00012156 | 0.0001199 | 4.0179e-05 | 0.00011103 | 0.0001199 | 0.0001293 | 0.00012156
2 | 20 | 12 | 0.00012007 | 4.9892e-05 | 9.6247e-05 | 0.00012007 | 0.0001154 | 0.0001212 | 0.00012007 | 4.9892e-05 | 9.6247e-05 | 0.00012007 | 0.0001154 | 0.0001212
2 | 20 | 13 | 0.00011902 | 7.1977e-05 | 0.00010237 | 0.00011902 | 0.0001095 | 0.00012037 | 0.00011902 | 7.1977e-05 | 0.00010237 | 0.00011902 | 0.0001095 | 0.00012037
2 | 20 | 14 | 0.00011928 | 8.6234e-05 | 0.00011419 | 0.00011928 | 0.0001062 | 0.00012023 | 0.00011928 | 8.6234e-05 | 0.00011419 | 0.00011928 | 0.0001062 | 0.00012023
2 | 20 | 15 | 0.00011725 | 9.9301e-05 | 0.00011944 | 0.00011725 | 0.00010487 | 0.00011899 | 0.00011725 | 9.9301e-05 | 0.00011944 | 0.00011725 | 0.00010487 | 0.00011899
2 | 20 | 16 | 0.00011561 | 0.00013469 | 0.00014211 | 0.00011561 | 0.00010711 | 0.00011642 | 0.00011561 | 0.00013469 | 0.00014211 | 0.00011561 | 0.00010711 | 0.00011642
2 | 20 | 17 | 0.00011529 | 0.00016948 | 0.00016005 | 0.00011529 | 0.00011686 | 0.00011552 | 0.00011529 | 0.00016948 | 0.00016005 | 0.00011529 | 0.00011686 | 0.00011552
2 | 20 | 18 | 0.00012042 | 0.00021479 | 0.00018776 | 0.00012042 | 0.00012326 | 0.00012263 | 0.00012042 | 0.00021479 | 0.00018776 | 0.00012042 | 0.00012326 | 0.00012263
2 | 20 | 19 | 0.00013088 | 0.00024763 | 0.00020537 | 0.00013088 | 0.00012921 | 0.00012365 | 0.00013088 | 0.00024763 | 0.00020537 | 0.00013088 | 0.00012921 | 0.00012365
2 | 20 | 20 | 0.00012951 | 0.00025465 | 0.00020007 | 0.00012951 | 0.00012788 | 0.00012463 | 0.00012951 | 0.00025465 | 0.00020007 | 0.00012951 | 0.00012788 | 0.00012463
2 | 20 | 21 | 0.00012545 | 0.00024707 | 0.00018308 | 0.00012545 | 0.00012803 | 0.00011847 | 0.00012545 | 0.00024707 | 0.00018308 | 0.00012545 | 0.00012803 | 0.00011847
2 | 20 | 22 | 0.00011773 | 0.00023332 | 0.00016879 | 0.00011773 | 0.00013368 | 0.00011041 | 0.00011773 | 0.00023332 | 0.00016879 | 0.00011773 | 0.00013368 | 0.00011041
2 | 20 | 23 | 0.0001076 | 0.00021647 | 0.00015271 | 0.0001076 | 0.00014305 | 9.8398e-05 | 0.0001076 | 0.00021647 | 0.00015271 | 0.0001076 | 0.00014305 | 9.8398e-05
2 | 20 | 24 | 9.7796e-05 | 0.00018059 | 0.00012311 | 9.7796e-05 | 0.00015312 | 9.13e-05 | 9.7796e-05 | 0.00018059 | 0.00012311 | 9.7796e-05 | 0.00015312 | 9.13e-05
2 | 21 | 1 | 9.058e-05 | 0.00013823 | 8.7111e-05 | 9.058e-05 | 0.0001626 | 8.6628e-05 | 9.058e-05 | 0.00013823 | 8.7111e-05 | 9.058e-05 | 0.0001626 | 8.6628e-05
2 | 21 | 2 | 8.7534e-05 | 0.00010264 | 6.5202e-05 | 8.7534e-05 | 0.00017038 | 8.4471e-05 | 8.7534e-05 | 0.00010264 | 6.5202e-05 | 8.7534e-05 | 0.00017038 | 8.4471e-05
2 | 21 | 3 | 8.5716e-05 | 7.0255e-05 | 4.6674e-05 | 8.5716e-05 | 0.00017859 | 8.3535e-05 | 8.5716e-05 | 7.0255e-05 | 4.6674e-05 | 8.5716e-05 | 0.00017859 | 8.3535e-05
2 | 21 | 4 | 8.5425e-05 | 4.6935e-05 | 3.21e-05 | 8.5425e-05 | 0.00018095 | 8.4454e-05 | 8.5425e-05 | 4.6935e-05 | 3.21e-05 | 8.5425e-05 | 0.00018095 | 8.4454e-05
2 | 21 | 5 | 8.8075e-05 | 2.9031e-05 | 2.1766e-05 | 8.8075e-05 | 0.00018601 | 8.9474e-05 | 8.8075e-05 | 2.9031e-05 | 2.1766e-05 | 8.8075e-05 | 0.00018601 | 8.9474e-05
2 | 21 | 6 | 9.5258e-05 | 1.7296e-05 | 2.1762e-05 | 9.5258e-05 | 0.00019142 | 9.9442e-05 | 9.5258e-05 | 1.7296e-05 | 2.1762e-05 | 9.5258e-05 | 0.00019142 | 9.9442e-05
2 | 21 | 7 | 0.00010714 | 1.0222e-05 | 4.0424e-05 | 0.00010714 | 0.00019862 | 0.00010804 | 0.00010714 | 1.0222e-05 | 4.0424e-05 | 0.00010714 | 0.00019862 | 0.00010804
2 | 21 | 8 | 0.00011353 | 1.4966e-05 | 8.6619e-05 | 0.00011353 | 0.00019461 | 0.00011531 | 0.00011353 | 1.4966e-05 | 8.6619e-05 | 0.00011353 | 0.00019461 | 0.00011531
2 | 21 | 9 | 0.00011606 | 3.0673e-05 | 0.0001376 | 0.00011606 | 0.00017929 | 0.00011912 | 0.00011606 | 3.0673e-05 | 0.0001376 | 0.00011606 | 0.00017929 | 0.00011912
2 | 21 | 10 | 0.00011845 | 3.3991e-05 | 0.00013555 | 0.00011845 | 0.00015321 | 0.00012095 | 0.00011845 | 3.3991e-05 | 0.00013555 | 0.00011845 | 0.00015321 | 0.00012095
2 | 21 | 11 | 0.00011984 | 4.0179e-05 | 0.00011103 | 0.00011984 | 0.0001293 | 0.00012156 | 0.00011984 | 4.0179e-05 | 0.00011103 | 0.00011984 | 0.0001293 | 0.00012156
2 | 21 | 12 | 0.00011988 | 4.9892e-05 | 9.6247e-05 | 0.00011988 | 0.0001154 | 0.0001212 | 0.00011988 | 4.9892e-05 | 9.6247e-05 | 0.00011988 | 0.0001154 | 0.0001212
2 | 21 | 13 | 0.0001186 | 7.1977e-05 | 0.00010237 | 0.0001186 | 0.0001095 | 0.00012037 | 0.0001186 | 7.1977e-05 | 0.00010237 | 0.0001186 | 0.0001095 | 0.00012037
2 | 21 | 14 | 0.00011828 | 8.6234e-05 | 0.00011419 | 0.00011828 | 0.0001062 | 0.00012023 | 0.00011828 | 8.6234e-05 | 0.00011419 | 0.00011828 | 0.0001062 | 0.00012023
2 | 21 | 15 | 0.00011803 | 9.9301e-05 | 0.00011944 | 0.00011803 | 0.00010487 | 0.00011899 | 0.00011803 | 9.9301e-05 | 0.00011944 | 0.00011803 | 0.00010487 | 0.00011899
2 | 21 | 16 | 0.00011614 | 0.00013469 | 0.00014211 | 0.00011614 | 0.00010711 | 0.00011642 | 0.00011614 | 0.00013469 | 0.00014211 | 0.00011614 | 0.00010711 | 0.00011642
2 | 21 | 17 | 0.00011582 | 0.00016948 | 0.00016005 | 0.00011582 | 0.00011686 | 0.00011552 | 0.00011582 | 0.00016948 | 0.00016005 | 0.00011582 | 0.00011686 | 0.00011552
2 | 21 | 18 | 0.00012015 | 0.00021479 | 0.00018776 | 0.00012015 | 0.00012326 | 0.00012263 | 0.00012015 | 0.00021479 | 0.00018776 | 0.00012015 | 0.00012326 | 0.00012263
2 | 21 | 19 | 0.00013005 | 0.00024763 | 0.00020537 | 0.00013005 | 0.00012921 | 0.00012365 | 0.00013005 | 0.00024763 | 0.00020537 | 0.00013005 | 0.00012921 | 0.00012365
2 | 21 | 20 | 0.00012829 | 0.00025465 | 0.00020007 | 0.00012829 | 0.00012788 | 0.00012463 | 0.00012829 | 0.00025465 | 0.00020007 | 0.00012829 | 0.00012788 | 0.00012463
2 | 21 | 21 | 0.0001249 | 0.00024707 | 0.00018308 | 0.0001249 | 0.00012803 | 0.00011847 | 0.0001249 | 0.00024707 | 0.00018308 | 0.0001249 | 0.00012803 | 0.00011847
2 | 21 | 22 | 0.00011803 | 0.00023332 | 0.00016879 | 0.00011803 | 0.00013368 | 0.00011041 | 0.00011803 | 0.00023332 | 0.00016879 | 0.00011803 | 0.00013368 | 0.00011041
2 | 21 | 23 | 0.00010783 | 0.00021647 | 0.00015271 | 0.00010783 | 0.00014305 | 9.8398e-05 | 0.00010783 | 0.00021647 | 0.00015271 | 0.00010783 | 0.00014305 | 9.8398e-05
2 | 21 | 24 | 9.775e-05 | 0.00018059 | 0.00012311 | 9.775e-05 | 0.00015312 | 9.13e-05 | 9.775e-05 | 0.00018059 | 0.00012311 | 9.775e-05 | 0.00015312 | 9.13e-05
2 | 22 | 1 | 9.1404e-05 | 0.00013823 | 8.7111e-05 | 9.1404e-05 | 0.0001626 | 8.6628e-05 | 9.1404e-05 | 0.00013823 | 8.7111e-05 | 9.1404e-05 | 0.0001626 | 8.6628e-05
2 | 22 | 2 | 8.7888e-05 | 0.00010264 | 6.5202e-05 | 8.7888e-05 | 0.00017038 | 8.4471e-05 | 8.7888e-05 | 0.00010264 | 6.5202e-05 | 8.7888e-05 | 0.00017038 | 8.4471e-05
2 | 22 | 3 | 8.5841e-05 | 7.0255e-05 | 4.6674e-05 | 8.5841e-05 | 0.00017859 | 8.3535e-05 | 8.5841e-05 | 7.0255e-05 | 4.6674e-05 | 8.5841e-05 | 0.00017859 | 8.3535e-05
2 | 22 | 4 | 8.5816e-05 | 4.6935e-05 | 3.21e-05 | 8.5816e-05 | 0.00018095 | 8.4454e-05 | 8.5816e-05 | 4.6935e-05 | 3.21e-05 | 8.5816e-05 | 0.00018095 | 8.4454e-05
2 | 22 | 5 | 8.8238e-05 | 2.9031e-05 | 2.1766e-05 | 8.8238e-05 | 0.00018601 | 8.9474e-05 | 8.8238e-05 | 2.9031e-05 | 2.1766e-05 | 8.8238e-05 | 0.00018601 | 8.9474e-05
2 | 22 | 6 | 9.5457e-05 | 1.7296e-05 | 2.1762e-05 | 9.5457e-05 | 0.00019142 | 9.9442e-05 | 9.5457e-05 | 1.7296e-05 | 2.1762e-05 | 9.5457e-05 | 0.00019142 | 9.9442e-05
2 | 22 | 7 | 0.00010725 | 1.0222e-05 | 4.0424e-05 | 0.00010725 | 0.00019862 | 0.00010804 | 0.00010725 | 1.0222e-05 | 4.0424e-05 | 0.00010725 | 0.00019862 | 0.00010804
2 | 22 | 8 | 0.00011475 | 1.4966e-05 | 8.6619e-05 | 0.00011475 | 0.00019461 | 0.00011531 | 0.00011475 | 1.4966e-05 | 8.6619e-05 | 0.00011475 | 0.00019461 | 0.00011531
2 | 22 | 9 | 0.00011842 | 3.0673e-05 | 0.0001376 | 0.00011842 | 0.00017929 | 0.00011912 | 0.00011842 | 3.0673e-05 | 0.0001376 | 0.00011842 | 0.00017929 | 0.00011912
2 | 22 | 10 | 0.00012188 | 3.3991e-05 | 0.00013555 | 0.00012188 | 0.00015321 | 0.00012095 | 0.00012188 | 3.3991e-05 | 0.00013555 | 0.00012188 | 0.00015321 | 0.00012095
2 | 22 | 11 | 0.00012315 | 4.0179e-05 | 0.00011103 | 0.00012315 | 0.0001293 | 0.00012156 | 0.00012315 | 4.0179e-05 | 0.00011103 | 0.00012315 | 0.0001293 | 0.00012156
2 | 22 | 12 | 0.00012252 | 4.9892e-05 | 9.6247e-05 | 0.00012252 | 0.0001154 | 0.0001212 | 0.00012252 | 4.9892e-05 | 9.6247e-05 | 0.00012252 | 0.0001154 | 0.0001212
2 | 22 | 13 | 0.00012085 | 7.1977e-05 | 0.00010237 | 0.00012085 | 0.0001095 | 0.00012037 | 0.00012085 | 7.1977e-05 | 0.00010237 | 0.00012085 | 0.0001095 | 0.00012037
2 | 22 | 14 | 0.00011964 | 8.6234e-05 | 0.00011419 | 0.00011964 | 0.0001062 | 0.00012023 | 0.00011964 | 8.6234e-05 | 0.00011419 | 0.00011964 | 0.0001062 | 0.00012023
2 | 22 | 15 | 0.00011838 | 9.9301e-05 | 0.00011944 | 0.00011838 | 0.00010487 | 0.00011899 | 0.00011838 | 9.9301e-05 | 0.00011944 | 0.00011838 | 0.00010487 | 0.00011899
2 | 22 | 16 | 0.00011762 | 0.00013469 | 0.00014211 | 0.00011762 | 0.00010711 | 0.00011642 | 0.00011762 | 0.00013469 | 0.00014211 | 0.00011762 | 0.00010711 | 0.00011642
2 | 22 | 17 | 0.00011973 | 0.00016948 | 0.00016005 | 0.00011973 | 0.00011686 | 0.00011552 | 0.00011973 | 0.00016948 | 0.00016005 | 0.00011973 | 0.00011686 | 0.00011552
2 | 22 | 18 | 0.00012532 | 0.00021479 | 0.00018776 | 0.00012532 | 0.00012326 | 0.00012263 | 0.00012532 | 0.00021479 | 0.00018776 | 0.00012532 | 0.00012326 | 0.00012263
2 | 22 | 19 | 0.00013329 | 0.00024763 | 0.00020537 | 0.00013329 | 0.00012921 | 0.00012365 | 0.00013329 | 0.00024763 | 0.00020537 | 0.00013329 | 0.00012921 | 0.00012365
2 | 22 | 20 | 0.00013212 | 0.00025465 | 0.00020007 | 0.00013212 | 0.00012788 | 0.00012463 | 0.00013212 | 0.00025465 | 0.00020007 | 0.00013212 | 0.00012788 | 0.00012463
2 | 22 | 21 | 0.00012858 | 0.00024707 | 0.00018308 | 0.00012858 | 0.00012803 | 0.00011847 | 0.00012858 | 0.00024707 | 0.00018308 | 0.00012858 | 0.00012803 | 0.00011847
2 | 22 | 22 | 0.00012075 | 0.00023332 | 0.00016879 | 0.00012075 | 0.00013368 | 0.00011041 | 0.00012075 | 0.00023332 | 0.00016879 | 0.00012075 | 0.00013368 | 0.00011041
2 | 22 | 23 | 0.00011019 | 0.00021647 | 0.00015271 | 0.00011019 | 0.00014305 | 9.8398e-05 | 0.00011019 | 0.00021647 | 0.00015271 | 0.00011019 | 0.00014305 | 9.8398e-05
2 | 22 | 24 | 0.00010043 | 0.00018059 | 0.00012311 | 0.00010043 | 0.00015312 | 9.13e-05 | 0.00010043 | 0.00018059 | 0.00012311 | 0.00010043 | 0.00015312 | 9.13e-05
2 | 23 | 1 | 9.3339e-05 | 0.00013823 | 8.7111e-05 | 9.3339e-05 | 0.0001626 | 8.6628e-05 | 9.3339e-05 | 0.00013823 | 8.7111e-05 | 9.3339e-05 | 0.0001626 | 8.6628e-05
2 | 23 | 2 | 8.8833e-05 | 0.00010264 | 6.5202e-05 | 8.8833e-05 | 0.00017038 | 8.4471e-05 | 8.8833e-05 | 0.00010264 | 6.5202e-05 | 8.8833e-05 | 0.00017038 | 8.4471e-05
2 | 23 | 3 | 8.7089e-05 | 7.0255e-05 | 4.6674e-05 | 8.7089e-05 | 0.00017859 | 8.3535e-05 | 8.7089e-05 | 7.0255e-05 | 4.6674e-05 | 8.7089e-05 | 0.00017859 | 8.3535e-05
2 | 23 | 4 | 8.6607e-05 | 4.6935e-05 | 3.21e-05 | 8.6607e-05 | 0.00018095 | 8.4454e-05 | 8.6607e-05 | 4.6935e-05 | 3.21e-05 | 8.6607e-05 | 0.00018095 | 8.4454e-05
2 | 23 | 5 | 8.9132e-05 | 2.9031e-05 | 2.1766e-05 | 8.9132e-05 | 0.00018601 | 8.9474e-05 | 8.9132e-05 | 2.9031e-05 | 2.1766e-05 | 8.9132e-05 | 0.00018601 | 8.9474e-05
2 | 23 | 6 | 9.6693e-05 | 1.7296e-05 | 2.1762e-05 | 9.6693e-05 | 0.00019142 | 9.9442e-05 | 9.6693e-05 | 1.7296e-05 | 2.1762e-05 | 9.6693e-05 | 0.00019142 | 9.9442e-05
2 | 23 | 7 | 0.00010934 | 1.0222e-05 | 4.0424e-05 | 0.00010934 | 0.00019862 | 0.00010804 | 0.00010934 | 1.0222e-05 | 4.0424e-05 | 0.00010934 | 0.00019862 | 0.00010804
2 | 23 | 8 | 0.00011555 | 1.4966e-05 | 8.6619e-05 | 0.00011555 | 0.00019461 | 0.00011531 | 0.00011555 | 1.4966e-05 | 8.6619e-05 | 0.00011555 | 0.00019461 | 0.00011531
2 | 23 | 9 | 0.00011802 | 3.0673e-05 | 0.0001376 | 0.00011802 | 0.00017929 | 0.00011912 | 0.00011802 | 3.0673e-05 | 0.0001376 | 0.00011802 | 0.00017929 | 0.00011912
2 | 23 | 10 | 0.00011901 | 3.3991e-05 | 0.00013555 | 0.00011901 | 0.00015321 | 0.00012095 | 0.00011901 | 3.3991e-05 | 0.00013555 | 0.00011901 | 0.00015321 | 0.00012095
2 | 23 | 11 | 0.00012019 | 4.0179e-05 | 0.00011103 | 0.00012019 | 0.0001293 | 0.00012156 | 0.00012019 | 4.0179e-05 | 0.00011103 | 0.00012019 | 0.0001293 | 0.00012156
2 | 23 | 12 | 0.0001201 | 4.9892e-05 | 9.6247e-05 | 0.0001201 | 0.0001154 | 0.0001212 | 0.0001201 | 4.9892e-05 | 9.6247e-05 | 0.0001201 | 0.0001154 | 0.0001212
2 | 23 | 13 | 0.00011917 | 7.1977e-05 | 0.00010237 | 0.00011917 | 0.0001095 | 0.00012037 | 0.00011917 | 7.1977e-05 | 0.00010237 | 0.00011917 | 0.0001095 | 0.00012037
2 | 23 | 14 | 0.00011733 | 8.6234e-05 | 0.00011419 | 0.00011733 | 0.0001062 | 0.00012023 | 0.00011733 | 8.6234e-05 | 0.00011419 | 0.00011733 | 0.0001062 | 0.00012023
2 | 23 | 15 | 0.00011475 | 9.9301e-05 | 0.00011944 | 0.00011475 | 0.00010487 | 0.00011899 | 0.00011475 | 9.9301e-05 | 0.00011944 | 0.00011475 | 0.00010487 | 0.00011899
2 | 23 | 16 | 0.00011278 | 0.00013469 | 0.00014211 | 0.00011278 | 0.00010711 | 0.00011642 | 0.00011278 | 0.00013469 | 0.00014211 | 0.00011278 | 0.00010711 | 0.00011642
2 | 23 | 17 | 0.00011295 | 0.00016948 | 0.00016005 | 0.00011295 | 0.00011686 | 0.00011552 | 0.00011295 | 0.00016948 | 0.00016005 | 0.00011295 | 0.00011686 | 0.00011552
2 | 23 | 18 | 0.00011696 | 0.00021479 | 0.00018776 | 0.00011696 | 0.00012326 | 0.00012263 | 0.00011696 | 0.00021479 | 0.00018776 | 0.00011696 | 0.00012326 | 0.00012263
2 | 23 | 19 | 0.00012878 | 0.00024763 | 0.00020537 | 0.00012878 | 0.00012921 | 0.00012365 | 0.00012878 | 0.00024763 | 0.00020537 | 0.00012878 | 0.00012921 | 0.00012365
2 | 23 | 20 | 0.00012711 | 0.00025465 | 0.00020007 | 0.00012711 | 0.00012788 | 0.00012463 | 0.00012711 | 0.00025465 | 0.00020007 | 0.00012711 | 0.00012788 | 0.00012463
2 | 23 | 21 | 0.00012487 | 0.00024707 | 0.00018308 | 0.00012487 | 0.00012803 | 0.00011847 | 0.00012487 | 0.00024707 | 0.00018308 | 0.00012487 | 0.00012803 | 0.00011847
2 | 23 | 22 | 0.00011863 | 0.00023332 | 0.00016879 | 0.00011863 | 0.00013368 | 0.00011041 | 0.00011863 | 0.00023332 | 0.00016879 | 0.00011863 | 0.00013368 | 0.00011041
2 | 23 | 23 | 0.00011029 | 0.00021647 | 0.00015271 | 0.00011029 | 0.00014305 | 9.8398e-05 | 0.00011029 | 0.00021647 | 0.00015271 | 0.00011029 | 0.00014305 | 9.8398e-05
2 | 23 | 24 | 0.00010122 | 0.00018059 | 0.00012311 | 0.00010122 | 0.00015312 | 9.13e-05 | 0.00010122 | 0.00018059 | 0.00012311 | 0.00010122 | 0.00015312 | 9.13e-05
2 | 24 | 1 | 9.3572e-05 | 0.00013823 | 8.7111e-05 | 9.3572e-05 | 0.0001626 | 8.6628e-05 | 9.3572e-05 | 0.00013823 | 8.7111e-05 | 9.3572e-05 | 0.0001626 | 8.6628e-05
2 | 24 | 2 | 8.9511e-05 | 0.00010264 | 6.5202e-05 | 8.9511e-05 | 0.00017038 | 8.4471e-05 | 8.9511e-05 | 0.00010264 | 6.5202e-05 | 8.9511e-05 | 0.00017038 | 8.4471e-05
2 | 24 | 3 | 8.726e-05 | 7.0255e-05 | 4.6674e-05 | 8.726e-05 | 0.00017859 | 8.3535e-05 | 8.726e-05 | 7.0255e-05 | 4.6674e-05 | 8.726e-05 | 0.00017859 | 8.3535e-05
2 | 24 | 4 | 8.6482e-05 | 4.6935e-05 | 3.21e-05 | 8.6482e-05 | 0.00018095 | 8.4454e-05 | 8.6482e-05 | 4.6935e-05 | 3.21e-05 | 8.6482e-05 | 0.00018095 | 8.4454e-05
2 | 24 | 5 | 8.7501e-05 | 2.9031e-05 | 2.1766e-05 | 8.7501e-05 | 0.00018601 | 8.9474e-05 | 8.7501e-05 | 2.9031e-05 | 2.1766e-05 | 8.7501e-05 | 0.00018601 | 8.9474e-05
2 | 24 | 6 | 9.0784e-05 | 1.7296e-05 | 2.1762e-05 | 9.0784e-05 | 0.00019142 | 9.9442e-05 | 9.0784e-05 | 1.7296e-05 | 2.1762e-05 | 9.0784e-05 | 0.00019142 | 9.9442e-05
2 | 24 | 7 | 9.4688e-05 | 1.0222e-05 | 4.0424e-05 | 9.4688e-05 | 0.00019862 | 0.00010804 | 9.4688e-05 | 1.0222e-05 | 4.0424e-05 | 9.4688e-05 | 0.00019862 | 0.00010804
2 | 24 | 8 | 9.8116e-05 | 1.4966e-05 | 8.6619e-05 | 9.8116e-05 | 0.00019461 | 0.00011531 | 9.8116e-05 | 1.4966e-05 | 8.6619e-05 | 9.8116e-05 | 0.00019461 | 0.00011531
2 | 24 | 9 | 0.00010359 | 3.0673e-05 | 0.0001376 | 0.00010359 | 0.00017929 | 0.00011912 | 0.00010359 | 3.0673e-05 | 0.0001376 | 0.00010359 | 0.00017929 | 0.00011912
2 | 24 | 10 | 0.00010778 | 3.3991e-05 | 0.00013555 | 0.00010778 | 0.00015321 | 0.00012095 | 0.00010778 | 3.3991e-05 | 0.00013555 | 0.00010778 | 0.00015321 | 0.00012095
2 | 24 | 11 | 0.00010995 | 4.0179e-05 | 0.00011103 | 0.00010995 | 0.0001293 | 0.00012156 | 0.00010995 | 4.0179e-05 | 0.00011103 | 0.00010995 | 0.0001293 | 0.00012156
2 | 24 | 12 | 0.0001084 | 4.9892e-05 | 9.6247e-05 | 0.0001084 | 0.0001154 | 0.0001212 | 0.0001084 | 4.9892e-05 | 9.6247e-05 | 0.0001084 | 0.0001154 | 0.0001212
2 | 24 | 13 | 0.0001063 | 7.1977e-05 | 0.00010237 | 0.0001063 | 0.0001095 | 0.00012037 | 0.0001063 | 7.1977e-05 | 0.00010237 | 0.0001063 | 0.0001095 | 0.00012037
2 | 24 | 14 | 0.00010419 | 8.6234e-05 | 0.00011419 | 0.00010419 | 0.0001062 | 0.00012023 | 0.00010419 | 8.6234e-05 | 0.00011419 | 0.00010419 | 0.0001062 | 0.00012023
2 | 24 | 15 | 0.00010241 | 9.9301e-05 | 0.00011944 | 0.00010241 | 0.00010487 | 0.00011899 | 0.00010241 | 9.9301e-05 | 0.00011944 | 0.00010241 | 0.00010487 | 0.00011899
2 | 24 | 16 | 0.00010152 | 0.00013469 | 0.00014211 | 0.00010152 | 0.00010711 | 0.00011642 | 0.00010152 | 0.00013469 | 0.00014211 | 0.00010152 | 0.00010711 | 0.00011642
2 | 24 | 17 | 0.00010068 | 0.00016948 | 0.00016005 | 0.00010068 | 0.00011686 | 0.00011552 | 0.00010068 | 0.00016948 | 0.00016005 | 0.00010068 | 0.00011686 | 0.00011552
2 | 24 | 18 | 0.00010516 | 0.00021479 | 0.00018776 | 0.00010516 | 0.00012326 | 0.00012263 | 0.00010516 | 0.00021479 | 0.00018776 | 0.00010516 | 0.00012326 | 0.00012263
2 | 24 | 19 | 0.00011559 | 0.00024763 | 0.00020537 | 0.00011559 | 0.00012921 | 0.00012365 | 0.00011559 | 0.00024763 | 0.00020537 | 0.00011559 | 0.00012921 | 0.00012365
2 | 24 | 20 | 0.00011418 | 0.00025465 | 0.00020007 | 0.00011418 | 0.00012788 | 0.00012463 | 0.00011418 | 0.00025465 | 0.00020007 | 0.00011418 | 0.00012788 | 0.00012463
2 | 24 | 21 | 0.00011169 | 0.00024707 | 0.00018308 | 0.00011169 | 0.00012803 | 0.00011847 | 0.00011169 | 0.00024707 | 0.00018308 | 0.00011169 | 0.00012803 | 0.00011847
2 | 24 | 22 | 0.00010697 | 0.00023332 | 0.00016879 | 0.00010697 | 0.00013368 | 0.00011041 | 0.00010697 | 0.00023332 | 0.00016879 | 0.00010697 | 0.00013368 | 0.00011041
2 | 24 | 23 | 0.00010031 | 0.00021647 | 0.00015271 | 0.00010031 | 0.00014305 | 9.8398e-05 | 0.00010031 | 0.00021647 | 0.00015271 | 0.00010031 | 0.00014305 | 9.8398e-05
2 | 24 | 24 | 9.3231e-05 | 0.00018059 | 0.00012311 | 9.3231e-05 | 0.00015312 | 9.13e-05 | 9.3231e-05 | 0.00018059 | 0.00012311 | 9.3231e-05 | 0.00015312 | 9.13e-05
2 | 25 | 1 | 8.9174e-05 | 0.00013823 | 8.7111e-05 | 8.9174e-05 | 0.0001626 | 8.6628e-05 | 8.9174e-05 | 0.00013823 | 8.7111e-05 | 8.9174e-05 | 0.0001626 | 8.6628e-05
2 | 25 | 2 | 8.5591e-05 | 0.00010264 | 6.5202e-05 | 8.5591e-05 | 0.00017038 | 8.4471e-05 | 8.5591e-05 | 0.00010264 | 6.5202e-05 | 8.5591e-05 | 0.00017038 | 8.4471e-05
2 | 25 | 3 | 8.3748e-05 | 7.0255e-05 | 4.6674e-05 | 8.3748e-05 | 0.00017859 | 8.3535e-05 | 8.3748e-05 | 7.0255e-05 | 4.6674e-05 | 8.3748e-05 | 0.00017859 | 8.3535e-05
2 | 25 | 4 | 8.2849e-05 | 4.6935e-05 | 3.21e-05 | 8.2849e-05 | 0.00018095 | 8.4454e-05 | 8.2849e-05 | 4.6935e-05 | 3.21e-05 | 8.2849e-05 | 0.00018095 | 8.4454e-05
2 | 25 | 5 | 8.3049e-05 | 2.9031e-05 | 2.1766e-05 | 8.3049e-05 | 0.00018601 | 8.9474e-05 | 8.3049e-05 | 2.9031e-05 | 2.1766e-05 | 8.3049e-05 | 0.00018601 | 8.9474e-05
2 | 25 | 6 | 8.4563e-05 | 1.7296e-05 | 2.1762e-05 | 8.4563e-05 | 0.00019142 | 9.9442e-05 | 8.4563e-05 | 1.7296e-05 | 2.1762e-05 | 8.4563e-05 | 0.00019142 | 9.9442e-05
2 | 25 | 7 | 8.7085e-05 | 1.0222e-05 | 4.0424e-05 | 8.7085e-05 | 0.00019862 | 0.00010804 | 8.7085e-05 | 1.0222e-05 | 4.0424e-05 | 8.7085e-05 | 0.00019862 | 0.00010804
2 | 25 | 8 | 9.0393e-05 | 1.4966e-05 | 8.6619e-05 | 9.0393e-05 | 0.00019461 | 0.00011531 | 9.0393e-05 | 1.4966e-05 | 8.6619e-05 | 9.0393e-05 | 0.00019461 | 0.00011531
2 | 25 | 9 | 9.5549e-05 | 3.0673e-05 | 0.0001376 | 9.5549e-05 | 0.00017929 | 0.00011912 | 9.5549e-05 | 3.0673e-05 | 0.0001376 | 9.5549e-05 | 0.00017929 | 0.00011912
2 | 25 | 10 | 9.9386e-05 | 3.3991e-05 | 0.00013555 | 9.9386e-05 | 0.00015321 | 0.00012095 | 9.9386e-05 | 3.3991e-05 | 0.00013555 | 9.9386e-05 | 0.00015321 | 0.00012095
2 | 25 | 11 | 0.00010176 | 4.0179e-05 | 0.00011103 | 0.00010176 | 0.0001293 | 0.00012156 | 0.00010176 | 4.0179e-05 | 0.00011103 | 0.00010176 | 0.0001293 | 0.00012156
2 | 25 | 12 | 0.00010188 | 4.9892e-05 | 9.6247e-05 | 0.00010188 | 0.0001154 | 0.0001212 | 0.00010188 | 4.9892e-05 | 9.6247e-05 | 0.00010188 | 0.0001154 | 0.0001212
2 | 25 | 13 | 0.00010155 | 7.1977e-05 | 0.00010237 | 0.00010155 | 0.0001095 | 0.00012037 | 0.00010155 | 7.1977e-05 | 0.00010237 | 0.00010155 | 0.0001095 | 0.00012037
2 | 25 | 14 | 0.00010093 | 8.6234e-05 | 0.00011419 | 0.00010093 | 0.0001062 | 0.00012023 | 0.00010093 | 8.6234e-05 | 0.00011419 | 0.00010093 | 0.0001062 | 0.00012023
2 | 25 | 15 | 0.00010078 | 9.9301e-05 | 0.00011944 | 0.00010078 | 0.00010487 | 0.00011899 | 0.00010078 | 9.9301e-05 | 0.00011944 | 0.00010078 | 0.00010487 | 0.00011899
2 | 25 | 16 | 0.00010101 | 0.00013469 | 0.00014211 | 0.00010101 | 0.00010711 | 0.00011642 | 0.00010101 | 0.00013469 | 0.00014211 | 0.00010101 | 0.00010711 | 0.00011642
2 | 25 | 17 | 0.00010266 | 0.00016948 | 0.00016005 | 0.00010266 | 0.00011686 | 0.00011552 | 0.00010266 | 0.00016948 | 0.00016005 | 0.00010266 | 0.00011686 | 0.00011552
2 | 25 | 18 | 0.00011005 | 0.00021479 | 0.00018776 | 0.00011005 | 0.00012326 | 0.00012263 | 0.00011005 | 0.00021479 | 0.00018776 | 0.00011005 | 0.00012326 | 0.00012263
2 | 25 | 19 | 0.00012006 | 0.00024763 | 0.00020537 | 0.00012006 | 0.00012921 | 0.00012365 | 0.00012006 | 0.00024763 | 0.00020537 | 0.00012006 | 0.00012921 | 0.00012365
2 | 25 | 20 | 0.00011875 | 0.00025465 | 0.00020007 | 0.00011875 | 0.00012788 | 0.00012463 | 0.00011875 | 0.00025465 | 0.00020007 | 0.00011875 | 0.00012788 | 0.00012463
2 | 25 | 21 | 0.00011644 | 0.00024707 | 0.00018308 | 0.00011644 | 0.00012803 | 0.00011847 | 0.00011644 | 0.00024707 | 0.00018308 | 0.00011644 | 0.00012803 | 0.00011847
2 | 25 | 22 | 0.00011062 | 0.00023332 | 0.00016879 | 0.00011062 | 0.00013368 | 0.00011041 | 0.00011062 | 0.00023332 | 0.00016879 | 0.00011062 | 0.00013368 | 0.00011041
2 | 25 | 23 | 0.00010171 | 0.00021647 | 0.00015271 | 0.00010171 | 0.00014305 | 9.8398e-05 | 0.00010171 | 0.00021647 | 0.00015271 | 0.00010171 | 0.00014305 | 9.8398e-05
2 | 25 | 24 | 9.2291e-05 | 0.00018059 | 0.00012311 | 9.2291e-05 | 0.00015312 | 9.13e-05 | 9.2291e-05 | 0.00018059 | 0.00012311 | 9.2291e-05 | 0.00015312 | 9.13e-05
2 | 26 | 1 | 8.6652e-05 | 0.00013823 | 8.7111e-05 | 8.6652e-05 | 0.0001626 | 8.6628e-05 | 8.6652e-05 | 0.00013823 | 8.7111e-05 | 8.6652e-05 | 0.0001626 | 8.6628e-05
2 | 26 | 2 | 8.3656e-05 | 0.00010264 | 6.5202e-05 | 8.3656e-05 | 0.00017038 | 8.4471e-05 | 8.3656e-05 | 0.00010264 | 6.5202e-05 | 8.3656e-05 | 0.00017038 | 8.4471e-05
2 | 26 | 3 | 8.2558e-05 | 7.0255e-05 | 4.6674e-05 | 8.2558e-05 | 0.00017859 | 8.3535e-05 | 8.2558e-05 | 7.0255e-05 | 4.6674e-05 | 8.2558e-05 | 0.00017859 | 8.3535e-05
2 | 26 | 4 | 8.3182e-05 | 4.6935e-05 | 3.21e-05 | 8.3182e-05 | 0.00018095 | 8.4454e-05 | 8.3182e-05 | 4.6935e-05 | 3.21e-05 | 8.3182e-05 | 0.00018095 | 8.4454e-05
2 | 26 | 5 | 8.5949e-05 | 2.9031e-05 | 2.1766e-05 | 8.5949e-05 | 0.00018601 | 8.9474e-05 | 8.5949e-05 | 2.9031e-05 | 2.1766e-05 | 8.5949e-05 | 0.00018601 | 8.9474e-05
2 | 26 | 6 | 9.3202e-05 | 1.7296e-05 | 2.1762e-05 | 9.3202e-05 | 0.00019142 | 9.9442e-05 | 9.3202e-05 | 1.7296e-05 | 2.1762e-05 | 9.3202e-05 | 0.00019142 | 9.9442e-05
2 | 26 | 7 | 0.00010591 | 1.0222e-05 | 4.0424e-05 | 0.00010591 | 0.00019862 | 0.00010804 | 0.00010591 | 1.0222e-05 | 4.0424e-05 | 0.00010591 | 0.00019862 | 0.00010804
2 | 26 | 8 | 0.00011367 | 1.4966e-05 | 8.6619e-05 | 0.00011367 | 0.00019461 | 0.00011531 | 0.00011367 | 1.4966e-05 | 8.6619e-05 | 0.00011367 | 0.00019461 | 0.00011531
2 | 26 | 9 | 0.00011727 | 3.0673e-05 | 0.0001376 | 0.00011727 | 0.00017929 | 0.00011912 | 0.00011727 | 3.0673e-05 | 0.0001376 | 0.00011727 | 0.00017929 | 0.00011912
2 | 26 | 10 | 0.00011969 | 3.3991e-05 | 0.00013555 | 0.00011969 | 0.00015321 | 0.00012095 | 0.00011969 | 3.3991e-05 | 0.00013555 | 0.00011969 | 0.00015321 | 0.00012095
2 | 26 | 11 | 0.00012149 | 4.0179e-05 | 0.00011103 | 0.00012149 | 0.0001293 | 0.00012156 | 0.00012149 | 4.0179e-05 | 0.00011103 | 0.00012149 | 0.0001293 | 0.00012156
2 | 26 | 12 | 0.00012135 | 4.9892e-05 | 9.6247e-05 | 0.00012135 | 0.0001154 | 0.0001212 | 0.00012135 | 4.9892e-05 | 9.6247e-05 | 0.00012135 | 0.0001154 | 0.0001212
2 | 26 | 13 | 0.00012095 | 7.1977e-05 | 0.00010237 | 0.00012095 | 0.0001095 | 0.00012037 | 0.00012095 | 7.1977e-05 | 0.00010237 | 0.00012095 | 0.0001095 | 0.00012037
2 | 26 | 14 | 0.00012039 | 8.6234e-05 | 0.00011419 | 0.00012039 | 0.0001062 | 0.00012023 | 0.00012039 | 8.6234e-05 | 0.00011419 | 0.00012039 | 0.0001062 | 0.00012023
2 | 26 | 15 | 0.00011922 | 9.9301e-05 | 0.00011944 | 0.00011922 | 0.00010487 | 0.00011899 | 0.00011922 | 9.9301e-05 | 0.00011944 | 0.00011922 | 0.00010487 | 0.00011899
2 | 26 | 16 | 0.00011842 | 0.00013469 | 0.00014211 | 0.00011842 | 0.00010711 | 0.00011642 | 0.00011842 | 0.00013469 | 0.00014211 | 0.00011842 | 0.00010711 | 0.00011642
2 | 26 | 17 | 0.0001187 | 0.00016948 | 0.00016005 | 0.0001187 | 0.00011686 | 0.00011552 | 0.0001187 | 0.00016948 | 0.00016005 | 0.0001187 | 0.00011686 | 0.00011552
2 | 26 | 18 | 0.00012347 | 0.00021479 | 0.00018776 | 0.00012347 | 0.00012326 | 0.00012263 | 0.00012347 | 0.00021479 | 0.00018776 | 0.00012347 | 0.00012326 | 0.00012263
2 | 26 | 19 | 0.00013389 | 0.00024763 | 0.00020537 | 0.00013389 | 0.00012921 | 0.00012365 | 0.00013389 | 0.00024763 | 0.00020537 | 0.00013389 | 0.00012921 | 0.00012365
2 | 26 | 20 | 0.00013222 | 0.00025465 | 0.00020007 | 0.00013222 | 0.00012788 | 0.00012463 | 0.00013222 | 0.00025465 | 0.00020007 | 0.00013222 | 0.00012788 | 0.00012463
2 | 26 | 21 | 0.00012851 | 0.00024707 | 0.00018308 | 0.00012851 | 0.00012803 | 0.00011847 | 0.00012851 | 0.00024707 | 0.00018308 | 0.00012851 | 0.00012803 | 0.00011847
2 | 26 | 22 | 0.00012048 | 0.00023332 | 0.00016879 | 0.00012048 | 0.00013368 | 0.00011041 | 0.00012048 | 0.00023332 | 0.00016879 | 0.00012048 | 0.00013368 | 0.00011041
2 | 26 | 23 | 0.00010925 | 0.00021647 | 0.00015271 | 0.00010925 | 0.00014305 | 9.8398e-05 | 0.00010925 | 0.00021647 | 0.00015271 | 0.00010925 | 0.00014305 | 9.8398e-05
2 | 26 | 24 | 9.8691e-05 | 0.00018059 | 0.00012311 | 9.8691e-05 | 0.00015312 | 9.13e-05 | 9.8691e-05 | 0.00018059 | 0.00012311 | 9.8691e-05 | 0.00015312 | 9.13e-05
2 | 27 | 1 | 9.1005e-05 | 0.00013823 | 8.7111e-05 | 9.1005e-05 | 0.0001626 | 8.6628e-05 | 9.1005e-05 | 0.00013823 | 8.7111e-05 | 9.1005e-05 | 0.0001626 | 8.6628e-05
2 | 27 | 2 | 8.7755e-05 | 0.00010264 | 6.5202e-05 | 8.7755e-05 | 0.00017038 | 8.4471e-05 | 8.7755e-05 | 0.00010264 | 6.5202e-05 | 8.7755e-05 | 0.00017038 | 8.4471e-05
2 | 27 | 3 | 8.6324e-05 | 7.0255e-05 | 4.6674e-05 | 8.6324e-05 | 0.00017859 | 8.3535e-05 | 8.6324e-05 | 7.0255e-05 | 4.6674e-05 | 8.6324e-05 | 0.00017859 | 8.3535e-05
2 | 27 | 4 | 8.6061e-05 | 4.6935e-05 | 3.21e-05 | 8.6061e-05 | 0.00018095 | 8.4454e-05 | 8.6061e-05 | 4.6935e-05 | 3.21e-05 | 8.6061e-05 | 0.00018095 | 8.4454e-05
2 | 27 | 5 | 8.8571e-05 | 2.9031e-05 | 2.1766e-05 | 8.8571e-05 | 0.00018601 | 8.9474e-05 | 8.8571e-05 | 2.9031e-05 | 2.1766e-05 | 8.8571e-05 | 0.00018601 | 8.9474e-05
2 | 27 | 6 | 9.7043e-05 | 1.7296e-05 | 2.1762e-05 | 9.7043e-05 | 0.00019142 | 9.9442e-05 | 9.7043e-05 | 1.7296e-05 | 2.1762e-05 | 9.7043e-05 | 0.00019142 | 9.9442e-05
2 | 27 | 7 | 0.00011009 | 1.0222e-05 | 4.0424e-05 | 0.00011009 | 0.00019862 | 0.00010804 | 0.00011009 | 1.0222e-05 | 4.0424e-05 | 0.00011009 | 0.00019862 | 0.00010804
2 | 27 | 8 | 0.00011612 | 1.4966e-05 | 8.6619e-05 | 0.00011612 | 0.00019461 | 0.00011531 | 0.00011612 | 1.4966e-05 | 8.6619e-05 | 0.00011612 | 0.00019461 | 0.00011531
2 | 27 | 9 | 0.00011921 | 3.0673e-05 | 0.0001376 | 0.00011921 | 0.00017929 | 0.00011912 | 0.00011921 | 3.0673e-05 | 0.0001376 | 0.00011921 | 0.00017929 | 0.00011912
2 | 27 | 10 | 0.00012104 | 3.3991e-05 | 0.00013555 | 0.00012104 | 0.00015321 | 0.00012095 | 0.00012104 | 3.3991e-05 | 0.00013555 | 0.00012104 | 0.00015321 | 0.00012095
2 | 27 | 11 | 0.00012231 | 4.0179e-05 | 0.00011103 | 0.00012231 | 0.0001293 | 0.00012156 | 0.00012231 | 4.0179e-05 | 0.00011103 | 0.00012231 | 0.0001293 | 0.00012156
2 | 27 | 12 | 0.00012247 | 4.9892e-05 | 9.6247e-05 | 0.00012247 | 0.0001154 | 0.0001212 | 0.00012247 | 4.9892e-05 | 9.6247e-05 | 0.00012247 | 0.0001154 | 0.0001212
2 | 27 | 13 | 0.00012157 | 7.1977e-05 | 0.00010237 | 0.00012157 | 0.0001095 | 0.00012037 | 0.00012157 | 7.1977e-05 | 0.00010237 | 0.00012157 | 0.0001095 | 0.00012037
2 | 27 | 14 | 0.00012107 | 8.6234e-05 | 0.00011419 | 0.00012107 | 0.0001062 | 0.00012023 | 0.00012107 | 8.6234e-05 | 0.00011419 | 0.00012107 | 0.0001062 | 0.00012023
2 | 27 | 15 | 0.00012 | 9.9301e-05 | 0.00011944 | 0.00012 | 0.00010487 | 0.00011899 | 0.00012 | 9.9301e-05 | 0.00011944 | 0.00012 | 0.00010487 | 0.00011899
2 | 27 | 16 | 0.00011941 | 0.00013469 | 0.00014211 | 0.00011941 | 0.00010711 | 0.00011642 | 0.00011941 | 0.00013469 | 0.00014211 | 0.00011941 | 0.00010711 | 0.00011642
2 | 27 | 17 | 0.00012027 | 0.00016948 | 0.00016005 | 0.00012027 | 0.00011686 | 0.00011552 | 0.00012027 | 0.00016948 | 0.00016005 | 0.00012027 | 0.00011686 | 0.00011552
2 | 27 | 18 | 0.00012579 | 0.00021479 | 0.00018776 | 0.00012579 | 0.00012326 | 0.00012263 | 0.00012579 | 0.00021479 | 0.00018776 | 0.00012579 | 0.00012326 | 0.00012263
2 | 27 | 19 | 0.00013617 | 0.00024763 | 0.00020537 | 0.00013617 | 0.00012921 | 0.00012365 | 0.00013617 | 0.00024763 | 0.00020537 | 0.00013617 | 0.00012921 | 0.00012365
2 | 27 | 20 | 0.00013514 | 0.00025465 | 0.00020007 | 0.00013514 | 0.00012788 | 0.00012463 | 0.00013514 | 0.00025465 | 0.00020007 | 0.00013514 | 0.00012788 | 0.00012463
2 | 27 | 21 | 0.00013107 | 0.00024707 | 0.00018308 | 0.00013107 | 0.00012803 | 0.00011847 | 0.00013107 | 0.00024707 | 0.00018308 | 0.00013107 | 0.00012803 | 0.00011847
2 | 27 | 22 | 0.00012286 | 0.00023332 | 0.00016879 | 0.00012286 | 0.00013368 | 0.00011041 | 0.00012286 | 0.00023332 | 0.00016879 | 0.00012286 | 0.00013368 | 0.00011041
2 | 27 | 23 | 0.00011183 | 0.00021647 | 0.00015271 | 0.00011183 | 0.00014305 | 9.8398e-05 | 0.00011183 | 0.00021647 | 0.00015271 | 0.00011183 | 0.00014305 | 9.8398e-05
2 | 27 | 24 | 0.00010178 | 0.00018059 | 0.00012311 | 0.00010178 | 0.00015312 | 9.13e-05 | 0.00010178 | 0.00018059 | 0.00012311 | 0.00010178 | 0.00015312 | 9.13e-05
2 | 28 | 1 | 9.4629e-05 | 0.00013823 | 8.7111e-05 | 9.4629e-05 | 0.0001626 | 8.6628e-05 | 9.4629e-05 | 0.00013823 | 8.7111e-05 | 9.4629e-05 | 0.0001626 | 8.6628e-05
2 | 28 | 2 | 9.0905e-05 | 0.00010264 | 6.5202e-05 | 9.0905e-05 | 0.00017038 | 8.4471e-05 | 9.0905e-05 | 0.00010264 | 6.5202e-05 | 9.0905e-05 | 0.00017038 | 8.4471e-05
2 | 28 | 3 | 9.0206e-05 | 7.0255e-05 | 4.6674e-05 | 9.0206e-05 | 0.00017859 | 8.3535e-05 | 9.0206e-05 | 7.0255e-05 | 4.6674e-05 | 9.0206e-05 | 0.00017859 | 8.3535e-05
2 | 28 | 4 | 8.8849e-05 | 4.6935e-05 | 3.21e-05 | 8.8849e-05 | 0.00018095 | 8.4454e-05 | 8.8849e-05 | 4.6935e-05 | 3.21e-05 | 8.8849e-05 | 0.00018095 | 8.4454e-05
2 | 28 | 5 | 9.1458e-05 | 2.9031e-05 | 2.1766e-05 | 9.1458e-05 | 0.00018601 | 8.9474e-05 | 9.1458e-05 | 2.9031e-05 | 2.1766e-05 | 9.1458e-05 | 0.00018601 | 8.9474e-05
2 | 28 | 6 | 0.00010021 | 1.7296e-05 | 2.1762e-05 | 0.00010021 | 0.00019142 | 9.9442e-05 | 0.00010021 | 1.7296e-05 | 2.1762e-05 | 0.00010021 | 0.00019142 | 9.9442e-05
2 | 28 | 7 | 0.00011217 | 1.0222e-05 | 4.0424e-05 | 0.00011217 | 0.00019862 | 0.00010804 | 0.00011217 | 1.0222e-05 | 4.0424e-05 | 0.00011217 | 0.00019862 | 0.00010804
2 | 28 | 8 | 0.00011767 | 1.4966e-05 | 8.6619e-05 | 0.00011767 | 0.00019461 | 0.00011531 | 0.00011767 | 1.4966e-05 | 8.6619e-05 | 0.00011767 | 0.00019461 | 0.00011531
2 | 28 | 9 | 0.00011992 | 3.0673e-05 | 0.0001376 | 0.00011992 | 0.00017929 | 0.00011912 | 0.00011992 | 3.0673e-05 | 0.0001376 | 0.00011992 | 0.00017929 | 0.00011912
2 | 28 | 10 | 0.00012115 | 3.3991e-05 | 0.00013555 | 0.00012115 | 0.00015321 | 0.00012095 | 0.00012115 | 3.3991e-05 | 0.00013555 | 0.00012115 | 0.00015321 | 0.00012095
2 | 28 | 11 | 0.00012164 | 4.0179e-05 | 0.00011103 | 0.00012164 | 0.0001293 | 0.00012156 | 0.00012164 | 4.0179e-05 | 0.00011103 | 0.00012164 | 0.0001293 | 0.00012156
2 | 28 | 12 | 0.00012013 | 4.9892e-05 | 9.6247e-05 | 0.00012013 | 0.0001154 | 0.0001212 | 0.00012013 | 4.9892e-05 | 9.6247e-05 | 0.00012013 | 0.0001154 | 0.0001212
2 | 28 | 13 | 0.00011863 | 7.1977e-05 | 0.00010237 | 0.00011863 | 0.0001095 | 0.00012037 | 0.00011863 | 7.1977e-05 | 0.00010237 | 0.00011863 | 0.0001095 | 0.00012037
2 | 28 | 14 | 0.0001175 | 8.6234e-05 | 0.00011419 | 0.0001175 | 0.0001062 | 0.00012023 | 0.0001175 | 8.6234e-05 | 0.00011419 | 0.0001175 | 0.0001062 | 0.00012023
2 | 28 | 15 | 0.00011698 | 9.9301e-05 | 0.00011944 | 0.00011698 | 0.00010487 | 0.00011899 | 0.00011698 | 9.9301e-05 | 0.00011944 | 0.00011698 | 0.00010487 | 0.00011899
2 | 28 | 16 | 0.00011606 | 0.00013469 | 0.00014211 | 0.00011606 | 0.00010711 | 0.00011642 | 0.00011606 | 0.00013469 | 0.00014211 | 0.00011606 | 0.00010711 | 0.00011642
2 | 28 | 17 | 0.00011586 | 0.00016948 | 0.00016005 | 0.00011586 | 0.00011686 | 0.00011552 | 0.00011586 | 0.00016948 | 0.00016005 | 0.00011586 | 0.00011686 | 0.00011552
2 | 28 | 18 | 0.00012077 | 0.00021479 | 0.00018776 | 0.00012077 | 0.00012326 | 0.00012263 | 0.00012077 | 0.00021479 | 0.00018776 | 0.00012077 | 0.00012326 | 0.00012263
2 | 28 | 19 | 0.00013356 | 0.00024763 | 0.00020537 | 0.00013356 | 0.00012921 | 0.00012365 | 0.00013356 | 0.00024763 | 0.00020537 | 0.00013356 | 0.00012921 | 0.00012365
2 | 28 | 20 | 0.00013341 | 0.00025465 | 0.00020007 | 0.00013341 | 0.00012788 | 0.00012463 | 0.00013341 | 0.00025465 | 0.00020007 | 0.00013341 | 0.00012788 | 0.00012463
2 | 28 | 21 | 0.00013002 | 0.00024707 | 0.00018308 | 0.00013002 | 0.00012803 | 0.00011847 | 0.00013002 | 0.00024707 | 0.00018308 | 0.00013002 | 0.00012803 | 0.00011847
2 | 28 | 22 | 0.00012223 | 0.00023332 | 0.00016879 | 0.00012223 | 0.00013368 | 0.00011041 | 0.00012223 | 0.00023332 | 0.00016879 | 0.00012223 | 0.00013368 | 0.00011041
2 | 28 | 23 | 0.00011217 | 0.00021647 | 0.00015271 | 0.00011217 | 0.00014305 | 9.8398e-05 | 0.00011217 | 0.00021647 | 0.00015271 | 0.00011217 | 0.00014305 | 9.8398e-05
2 | 28 | 24 | 0.00010147 | 0.00018059 | 0.00012311 | 0.00010147 | 0.00015312 | 9.13e-05 | 0.00010147 | 0.00018059 | 0.00012311 | 0.00010147 | 0.00015312 | 9.13e-05
3 | 1 | 1 | 9.5204e-05 | 0.00013825 | 8.7285e-05 | 9.5204e-05 | 0.00014878 | 8.5914e-05 | 9.5204e-05 | 0.00013825 | 8.7285e-05 | 9.5204e-05 | 0.00014878 | 8.5914e-05
3 | 1 | 2 | 9.2249e-05 | 0.00010232 | 6.4294e-05 | 9.2249e-05 | 0.00016001 | 8.3788e-05 | 9.2249e-05 | 0.00010232 | 6.4294e-05 | 9.2249e-05 | 0.00016001 | 8.3788e-05
3 | 1 | 3 | 8.9694e-05 | 6.9632e-05 | 4.5845e-05 | 8.9694e-05 | 0.00017223 | 8.3459e-05 | 8.9694e-05 | 6.9632e-05 | 4.5845e-05 | 8.9694e-05 | 0.00017223 | 8.3459e-05
3 | 1 | 4 | 9.006e-05 | 4.6265e-05 | 3.1329e-05 | 9.006e-05 | 0.00018147 | 8.4645e-05 | 9.006e-05 | 4.6265e-05 | 3.1329e-05 | 9.006e-05 | 0.00018147 | 8.4645e-05
3 | 1 | 5 | 9.3061e-05 | 2.843e-05 | 2.126e-05 | 9.3061e-05 | 0.00018951 | 8.9805e-05 | 9.3061e-05 | 2.843e-05 | 2.126e-05 | 9.3061e-05 | 0.00018951 | 8.9805e-05
3 | 1 | 6 | 0.00010245 | 1.6782e-05 | 2.165e-05 | 0.00010245 | 0.00019227 | 9.7127e-05 | 0.00010245 | 1.6782e-05 | 2.165e-05 | 0.00010245 | 0.00019227 | 9.7127e-05
3 | 1 | 7 | 0.00011372 | 1.0032e-05 | 4.1223e-05 | 0.00011372 | 0.00018677 | 0.00010734 | 0.00011372 | 1.0032e-05 | 4.1223e-05 | 0.00011372 | 0.00018677 | 0.00010734
3 | 1 | 8 | 0.00012015 | 1.4892e-05 | 8.8777e-05 | 0.00012015 | 0.00017164 | 0.00011519 | 0.00012015 | 1.4892e-05 | 8.8777e-05 | 0.00012015 | 0.00017164 | 0.00011519
3 | 1 | 9 | 0.00012246 | 3.0961e-05 | 0.00014147 | 0.00012246 | 0.00014835 | 0.0001216 | 0.00012246 | 3.0961e-05 | 0.00014147 | 0.00012246 | 0.00014835 | 0.0001216
3 | 1 | 10 | 0.00012246 | 3.397e-05 | 0.00013883 | 0.00012246 | 0.0001235 | 0.00012398 | 0.00012246 | 3.397e-05 | 0.00013883 | 0.00012246 | 0.0001235 | 0.00012398
3 | 1 | 11 | 0.00012221 | 4.0025e-05 | 0.00011278 | 0.00012221 | 0.00010606 | 0.00012362 | 0.00012221 | 4.0025e-05 | 0.00011278 | 0.00012221 | 0.00010606 | 0.00012362
3 | 1 | 12 | 0.00012159 | 4.9644e-05 | 9.7038e-05 | 0.00012159 | 9.3846e-05 | 0.00012361 | 0.00012159 | 4.9644e-05 | 9.7038e-05 | 0.00012159 | 9.3846e-05 | 0.00012361
3 | 1 | 13 | 0.00011965 | 7.1583e-05 | 0.00010244 | 0.00011965 | 8.8642e-05 | 0.00012377 | 0.00011965 | 7.1583e-05 | 0.00010244 | 0.00011965 | 8.8642e-05 | 0.00012377
3 | 1 | 14 | 0.00011864 | 8.5165e-05 | 0.00011388 | 0.00011864 | 8.6709e-05 | 0.00012429 | 0.00011864 | 8.5165e-05 | 0.00011388 | 0.00011864 | 8.6709e-05 | 0.00012429
3 | 1 | 15 | 0.00011702 | 9.8251e-05 | 0.00011899 | 0.00011702 | 8.5819e-05 | 0.000123 | 0.00011702 | 9.8251e-05 | 0.00011899 | 0.00011702 | 8.5819e-05 | 0.000123
3 | 1 | 16 | 0.00011517 | 0.00013432 | 0.00014197 | 0.00011517 | 8.8147e-05 | 0.00012114 | 0.00011517 | 0.00013432 | 0.00014197 | 0.00011517 | 8.8147e-05 | 0.00012114
3 | 1 | 17 | 0.00011482 | 0.00016985 | 0.00016025 | 0.00011482 | 9.671e-05 | 0.00011661 | 0.00011482 | 0.00016985 | 0.00016025 | 0.00011482 | 9.671e-05 | 0.00011661
3 | 1 | 18 | 0.00011947 | 0.00021645 | 0.00018877 | 0.00011947 | 0.00010452 | 0.00011968 | 0.00011947 | 0.00021645 | 0.00018877 | 0.00011947 | 0.00010452 | 0.00011968
3 | 1 | 19 | 0.00013188 | 0.00025025 | 0.00020674 | 0.00013188 | 0.00011254 | 0.00012297 | 0.00013188 | 0.00025025 | 0.00020674 | 0.00013188 | 0.00011254 | 0.00012297
3 | 1 | 20 | 0.00013278 | 0.00025723 | 0.00020107 | 0.00013278 | 0.00011248 | 0.00012225 | 0.00013278 | 0.00025723 | 0.00020107 | 0.00013278 | 0.00011248 | 0.00012225
3 | 1 | 21 | 0.00012938 | 0.00024903 | 0.00018308 | 0.00012938 | 0.0001125 | 0.00011612 | 0.00012938 | 0.00024903 | 0.00018308 | 0.00012938 | 0.0001125 | 0.00011612
3 | 1 | 22 | 0.00012197 | 0.00023427 | 0.00016806 | 0.00012197 | 0.00011656 | 0.0001059 | 0.00012197 | 0.00023427 | 0.00016806 | 0.00012197 | 0.00011656 | 0.0001059
3 | 1 | 23 | 0.00011174 | 0.00021718 | 0.00015198 | 0.00011174 | 0.00012597 | 9.6198e-05 | 0.00011174 | 0.00021718 | 0.00015198 | 0.00011174 | 0.00012597 | 9.6198e-05
3 | 1 | 24 | 0.00010127 | 0.00018064 | 0.00012195 | 0.00010127 | 0.00013633 | 9.0134e-05 | 0.00010127 | 0.00018064 | 0.00012195 | 0.00010127 | 0.00013633 | 9.0134e-05
3 | 2 | 1 | 9.4105e-05 | 0.00013825 | 8.7285e-05 | 9.4105e-05 | 0.00014878 | 8.5914e-05 | 9.4105e-05 | 0.00013825 | 8.7285e-05 | 9.4105e-05 | 0.00014878 | 8.5914e-05
3 | 2 | 2 | 9.0793e-05 | 0.00010232 | 6.4294e-05 | 9.0793e-05 | 0.00016001 | 8.3788e-05 | 9.0793e-05 | 0.00010232 | 6.4294e-05 | 9.0793e-05 | 0.00016001 | 8.3788e-05
3 | 2 | 3 | 8.9232e-05 | 6.9632e-05 | 4.5845e-05 | 8.9232e-05 | 0.00017223 | 8.3459e-05 | 8.9232e-05 | 6.9632e-05 | 4.5845e-05 | 8.9232e-05 | 0.00017223 | 8.3459e-05
3 | 2 | 4 | 8.9132e-05 | 4.6265e-05 | 3.1329e-05 | 8.9132e-05 | 0.00018147 | 8.4645e-05 | 8.9132e-05 | 4.6265e-05 | 3.1329e-05 | 8.9132e-05 | 0.00018147 | 8.4645e-05
3 | 2 | 5 | 9.1858e-05 | 2.843e-05 | 2.126e-05 | 9.1858e-05 | 0.00018951 | 8.9805e-05 | 9.1858e-05 | 2.843e-05 | 2.126e-05 | 9.1858e-05 | 0.00018951 | 8.9805e-05
3 | 2 | 6 | 9.9885e-05 | 1.6782e-05 | 2.165e-05 | 9.9885e-05 | 0.00019227 | 9.7127e-05 | 9.9885e-05 | 1.6782e-05 | 2.165e-05 | 9.9885e-05 | 0.00019227 | 9.7127e-05
3 | 2 | 7 | 0.00011108 | 1.0032e-05 | 4.1223e-05 | 0.00011108 | 0.00018677 | 0.00010734 | 0.00011108 | 1.0032e-05 | 4.1223e-05 | 0.00011108 | 0.00018677 | 0.00010734
3 | 2 | 8 | 0.00011718 | 1.4892e-05 | 8.8777e-05 | 0.00011718 | 0.00017164 | 0.00011519 | 0.00011718 | 1.4892e-05 | 8.8777e-05 | 0.00011718 | 0.00017164 | 0.00011519
3 | 2 | 9 | 0.00011942 | 3.0961e-05 | 0.00014147 | 0.00011942 | 0.00014835 | 0.0001216 | 0.00011942 | 3.0961e-05 | 0.00014147 | 0.00011942 | 0.00014835 | 0.0001216
3 | 2 | 10 | 0.00011998 | 3.397e-05 | 0.00013883 | 0.00011998 | 0.0001235 | 0.00012398 | 0.00011998 | 3.397e-05 | 0.00013883 | 0.00011998 | 0.0001235 | 0.00012398
3 | 2 | 11 | 0.00012097 | 4.0025e-05 | 0.00011278 | 0.00012097 | 0.00010606 | 0.00012362 | 0.00012097 | 4.0025e-05 | 0.00011278 | 0.00012097 | 0.00010606 | 0.00012362
3 | 2 | 12 | 0.00011988 | 4.9644e-05 | 9.7038e-05 | 0.00011988 | 9.3846e-05 | 0.00012361 | 0.00011988 | 4.9644e-05 | 9.7038e-05 | 0.00011988 | 9.3846e-05 | 0.00012361
3 | 2 | 13 | 0.00011841 | 7.1583e-05 | 0.00010244 | 0.00011841 | 8.8642e-05 | 0.00012377 | 0.00011841 | 7.1583e-05 | 0.00010244 | 0.00011841 | 8.8642e-05 | 0.00012377
3 | 2 | 14 | 0.00011735 | 8.5165e-05 | 0.00011388 | 0.00011735 | 8.6709e-05 | 0.00012429 | 0.00011735 | 8.5165e-05 | 0.00011388 | 0.00011735 | 8.6709e-05 | 0.00012429
3 | 2 | 15 | 0.00011566 | 9.8251e-05 | 0.00011899 | 0.00011566 | 8.5819e-05 | 0.000123 | 0.00011566 | 9.8251e-05 | 0.00011899 | 0.00011566 | 8.5819e-05 | 0.000123
3 | 2 | 16 | 0.00011342 | 0.00013432 | 0.00014197 | 0.00011342 | 8.8147e-05 | 0.00012114 | 0.00011342 | 0.00013432 | 0.00014197 | 0.00011342 | 8.8147e-05 | 0.00012114
3 | 2 | 17 | 0.0001119 | 0.00016985 | 0.00016025 | 0.0001119 | 9.671e-05 | 0.00011661 | 0.0001119 | 0.00016985 | 0.00016025 | 0.0001119 | 9.671e-05 | 0.00011661
3 | 2 | 18 | 0.00011469 | 0.00021645 | 0.00018877 | 0.00011469 | 0.00010452 | 0.00011968 | 0.00011469 | 0.00021645 | 0.00018877 | 0.00011469 | 0.00010452 | 0.00011968
3 | 2 | 19 | 0.00012532 | 0.00025025 | 0.00020674 | 0.00012532 | 0.00011254 | 0.00012297 | 0.00012532 | 0.00025025 | 0.00020674 | 0.00012532 | 0.00011254 | 0.00012297
3 | 2 | 20 | 0.00012454 | 0.00025723 | 0.00020107 | 0.00012454 | 0.00011248 | 0.00012225 | 0.00012454 | 0.00025723 | 0.00020107 | 0.00012454 | 0.00011248 | 0.00012225
3 | 2 | 21 | 0.00012109 | 0.00024903 | 0.00018308 | 0.00012109 | 0.0001125 | 0.00011612 | 0.00012109 | 0.00024903 | 0.00018308 | 0.00012109 | 0.0001125 | 0.00011612
3 | 2 | 22 | 0.00011576 | 0.00023427 | 0.00016806 | 0.00011576 | 0.00011656 | 0.0001059 | 0.00011576 | 0.00023427 | 0.00016806 | 0.00011576 | 0.00011656 | 0.0001059
3 | 2 | 23 | 0.00010774 | 0.00021718 | 0.00015198 | 0.00010774 | 0.00012597 | 9.6198e-05 | 0.00010774 | 0.00021718 | 0.00015198 | 0.00010774 | 0.00012597 | 9.6198e-05
3 | 2 | 24 | 9.8312e-05 | 0.00018064 | 0.00012195 | 9.8312e-05 | 0.00013633 | 9.0134e-05 | 9.8312e-05 | 0.00018064 | 0.00012195 | 9.8312e-05 | 0.00013633 | 9.0134e-05
3 | 3 | 1 | 9.1363e-05 | 0.00013825 | 8.7285e-05 | 9.1363e-05 | 0.00014878 | 8.5914e-05 | 9.1363e-05 | 0.00013825 | 8.7285e-05 | 9.1363e-05 | 0.00014878 | 8.5914e-05
3 | 3 | 2 | 8.721e-05 | 0.00010232 | 6.4294e-05 | 8.721e-05 | 0.00016001 | 8.3788e-05 | 8.721e-05 | 0.00010232 | 6.4294e-05 | 8.721e-05 | 0.00016001 | 8.3788e-05
3 | 3 | 3 | 8.5354e-05 | 6.9632e-05 | 4.5845e-05 | 8.5354e-05 | 0.00017223 | 8.3459e-05 | 8.5354e-05 | 6.9632e-05 | 4.5845e-05 | 8.5354e-05 | 0.00017223 | 8.3459e-05
3 | 3 | 4 | 8.4597e-05 | 4.6265e-05 | 3.1329e-05 | 8.4597e-05 | 0.00018147 | 8.4645e-05 | 8.4597e-05 | 4.6265e-05 | 3.1329e-05 | 8.4597e-05 | 0.00018147 | 8.4645e-05
3 | 3 | 5 | 8.5333e-05 | 2.843e-05 | 2.126e-05 | 8.5333e-05 | 0.00018951 | 8.9805e-05 | 8.5333e-05 | 2.843e-05 | 2.126e-05 | 8.5333e-05 | 0.00018951 | 8.9805e-05
3 | 3 | 6 | 8.8038e-05 | 1.6782e-05 | 2.165e-05 | 8.8038e-05 | 0.00019227 | 9.7127e-05 | 8.8038e-05 | 1.6782e-05 | 2.165e-05 | 8.8038e-05 | 0.00019227 | 9.7127e-05
3 | 3 | 7 | 9.0897e-05 | 1.0032e-05 | 4.1223e-05 | 9.0897e-05 | 0.00018677 | 0.00010734 | 9.0897e-05 | 1.0032e-05 | 4.1223e-05 | 9.0897e-05 | 0.00018677 | 0.00010734
3 | 3 | 8 | 9.4995e-05 | 1.4892e-05 | 8.8777e-05 | 9.4995e-05 | 0.00017164 | 0.00011519 | 9.4995e-05 | 1.4892e-05 | 8.8777e-05 | 9.4995e-05 | 0.00017164 | 0.00011519
3 | 3 | 9 | 0.00010014 | 3.0961e-05 | 0.00014147 | 0.00010014 | 0.00014835 | 0.0001216 | 0.00010014 | 3.0961e-05 | 0.00014147 | 0.00010014 | 0.00014835 | 0.0001216
3 | 3 | 10 | 0.00010336 | 3.397e-05 | 0.00013883 | 0.00010336 | 0.0001235 | 0.00012398 | 0.00010336 | 3.397e-05 | 0.00013883 | 0.00010336 | 0.0001235 | 0.00012398
3 | 3 | 11 | 0.0001054 | 4.0025e-05 | 0.00011278 | 0.0001054 | 0.00010606 | 0.00012362 | 0.0001054 | 4.0025e-05 | 0.00011278 | 0.0001054 | 0.00010606 | 0.00012362
3 | 3 | 12 | 0.00010522 | 4.9644e-05 | 9.7038e-05 | 0.00010522 | 9.3846e-05 | 0.00012361 | 0.00010522 | 4.9644e-05 | 9.7038e-05 | 0.00010522 | 9.3846e-05 | 0.00012361
3 | 3 | 13 | 0.00010362 | 7.1583e-05 | 0.00010244 | 0.00010362 | 8.8642e-05 | 0.00012377 | 0.00010362 | 7.1583e-05 | 0.00010244 | 0.00010362 | 8.8642e-05 | 0.00012377
3 | 3 | 14 | 0.00010211 | 8.5165e-05 | 0.00011388 | 0.00010211 | 8.6709e-05 | 0.00012429 | 0.00010211 | 8.5165e-05 | 0.00011388 | 0.00010211 | 8.6709e-05 | 0.00012429
3 | 3 | 15 | 0.00010081 | 9.8251e-05 | 0.00011899 | 0.00010081 | 8.5819e-05 | 0.000123 | 0.00010081 | 9.8251e-05 | 0.00011899 | 0.00010081 | 8.5819e-05 | 0.000123
3 | 3 | 16 | 9.9756e-05 | 0.00013432 | 0.00014197 | 9.9756e-05 | 8.8147e-05 | 0.00012114 | 9.9756e-05 | 0.00013432 | 0.00014197 | 9.9756e-05 | 8.8147e-05 | 0.00012114
3 | 3 | 17 | 0.00010013 | 0.00016985 | 0.00016025 | 0.00010013 | 9.671e-05 | 0.00011661 | 0.00010013 | 0.00016985 | 0.00016025 | 0.00010013 | 9.671e-05 | 0.00011661
3 | 3 | 18 | 0.00010462 | 0.00021645 | 0.00018877 | 0.00010462 | 0.00010452 | 0.00011968 | 0.00010462 | 0.00021645 | 0.00018877 | 0.00010462 | 0.00010452 | 0.00011968
3 | 3 | 19 | 0.00011531 | 0.00025025 | 0.00020674 | 0.00011531 | 0.00011254 | 0.00012297 | 0.00011531 | 0.00025025 | 0.00020674 | 0.00011531 | 0.00011254 | 0.00012297
3 | 3 | 20 | 0.00011487 | 0.00025723 | 0.00020107 | 0.00011487 | 0.00011248 | 0.00012225 | 0.00011487 | 0.00025723 | 0.00020107 | 0.00011487 | 0.00011248 | 0.00012225
3 | 3 | 21 | 0.00011172 | 0.00024903 | 0.00018308 | 0.00011172 | 0.0001125 | 0.00011612 | 0.00011172 | 0.00024903 | 0.00018308 | 0.00011172 | 0.0001125 | 0.00011612
3 | 3 | 22 | 0.00010722 | 0.00023427 | 0.00016806 | 0.00010722 | 0.00011656 | 0.0001059 | 0.00010722 | 0.00023427 | 0.00016806 | 0.00010722 | 0.00011656 | 0.0001059
3 | 3 | 23 | 0.00010031 | 0.00021718 | 0.00015198 | 0.00010031 | 0.00012597 | 9.6198e-05 | 0.00010031 | 0.00021718 | 0.00015198 | 0.00010031 | 0.00012597 | 9.6198e-05
3 | 3 | 24 | 9.2711e-05 | 0.00018064 | 0.00012195 | 9.2711e-05 | 0.00013633 | 9.0134e-05 | 9.2711e-05 | 0.00018064 | 0.00012195 | 9.2711e-05 | 0.00013633 | 9.0134e-05
3 | 4 | 1 | 8.6736e-05 | 0.00013825 | 8.7285e-05 | 8.6736e-05 | 0.00014878 | 8.5914e-05 | 8.6736e-05 | 0.00013825 | 8.7285e-05 | 8.6736e-05 | 0.00014878 | 8.5914e-05
3 | 4 | 2 | 8.3119e-05 | 0.00010232 | 6.4294e-05 | 8.3119e-05 | 0.00016001 | 8.3788e-05 | 8.3119e-05 | 0.00010232 | 6.4294e-05 | 8.3119e-05 | 0.00016001 | 8.3788e-05
3 | 4 | 3 | 8.1988e-05 | 6.9632e-05 | 4.5845e-05 | 8.1988e-05 | 0.00017223 | 8.3459e-05 | 8.1988e-05 | 6.9632e-05 | 4.5845e-05 | 8.1988e-05 | 0.00017223 | 8.3459e-05
3 | 4 | 4 | 8.0877e-05 | 4.6265e-05 | 3.1329e-05 | 8.0877e-05 | 0.00018147 | 8.4645e-05 | 8.0877e-05 | 4.6265e-05 | 3.1329e-05 | 8.0877e-05 | 0.00018147 | 8.4645e-05
3 | 4 | 5 | 8.0702e-05 | 2.843e-05 | 2.126e-05 | 8.0702e-05 | 0.00018951 | 8.9805e-05 | 8.0702e-05 | 2.843e-05 | 2.126e-05 | 8.0702e-05 | 0.00018951 | 8.9805e-05
3 | 4 | 6 | 8.2595e-05 | 1.6782e-05 | 2.165e-05 | 8.2595e-05 | 0.00019227 | 9.7127e-05 | 8.2595e-05 | 1.6782e-05 | 2.165e-05 | 8.2595e-05 | 0.00019227 | 9.7127e-05
3 | 4 | 7 | 8.3611e-05 | 1.0032e-05 | 4.1223e-05 | 8.3611e-05 | 0.00018677 | 0.00010734 | 8.3611e-05 | 1.0032e-05 | 4.1223e-05 | 8.3611e-05 | 0.00018677 | 0.00010734
3 | 4 | 8 | 8.8134e-05 | 1.4892e-05 | 8.8777e-05 | 8.8134e-05 | 0.00017164 | 0.00011519 | 8.8134e-05 | 1.4892e-05 | 8.8777e-05 | 8.8134e-05 | 0.00017164 | 0.00011519
3 | 4 | 9 | 9.2024e-05 | 3.0961e-05 | 0.00014147 | 9.2024e-05 | 0.00014835 | 0.0001216 | 9.2024e-05 | 3.0961e-05 | 0.00014147 | 9.2024e-05 | 0.00014835 | 0.0001216
3 | 4 | 10 | 9.4904e-05 | 3.397e-05 | 0.00013883 | 9.4904e-05 | 0.0001235 | 0.00012398 | 9.4904e-05 | 3.397e-05 | 0.00013883 | 9.4904e-05 | 0.0001235 | 0.00012398
3 | 4 | 11 | 9.7517e-05 | 4.0025e-05 | 0.00011278 | 9.7517e-05 | 0.00010606 | 0.00012362 | 9.7517e-05 | 4.0025e-05 | 0.00011278 | 9.7517e-05 | 0.00010606 | 0.00012362
3 | 4 | 12 | 9.8537e-05 | 4.9644e-05 | 9.7038e-05 | 9.8537e-05 | 9.3846e-05 | 0.00012361 | 9.8537e-05 | 4.9644e-05 | 9.7038e-05 | 9.8537e-05 | 9.3846e-05 | 0.00012361
3 | 4 | 13 | 9.8657e-05 | 7.1583e-05 | 0.00010244 | 9.8657e-05 | 8.8642e-05 | 0.00012377 | 9.8657e-05 | 7.1583e-05 | 0.00010244 | 9.8657e-05 | 8.8642e-05 | 0.00012377
3 | 4 | 14 | 9.832e-05 | 8.5165e-05 | 0.00011388 | 9.832e-05 | 8.6709e-05 | 0.00012429 | 9.832e-05 | 8.5165e-05 | 0.00011388 | 9.832e-05 | 8.6709e-05 | 0.00012429
3 | 4 | 15 | 9.7996e-05 | 9.8251e-05 | 0.00011899 | 9.7996e-05 | 8.5819e-05 | 0.000123 | 9.7996e-05 | 9.8251e-05 | 0.00011899 | 9.7996e-05 | 8.5819e-05 | 0.000123
3 | 4 | 16 | 9.7796e-05 | 0.00013432 | 0.00014197 | 9.7796e-05 | 8.8147e-05 | 0.00012114 | 9.7796e-05 | 0.00013432 | 0.00014197 | 9.7796e-05 | 8.8147e-05 | 0.00012114
3 | 4 | 17 | 9.9652e-05 | 0.00016985 | 0.00016025 | 9.9652e-05 | 9.671e-05 | 0.00011661 | 9.9652e-05 | 0.00016985 | 0.00016025 | 9.9652e-05 | 9.671e-05 | 0.00011661
3 | 4 | 18 | 0.00010646 | 0.00021645 | 0.00018877 | 0.00010646 | 0.00010452 | 0.00011968 | 0.00010646 | 0.00021645 | 0.00018877 | 0.00010646 | 0.00010452 | 0.00011968
3 | 4 | 19 | 0.00011748 | 0.00025025 | 0.00020674 | 0.00011748 | 0.00011254 | 0.00012297 | 0.00011748 | 0.00025025 | 0.00020674 | 0.00011748 | 0.00011254 | 0.00012297
3 | 4 | 20 | 0.00011699 | 0.00025723 | 0.00020107 | 0.00011699 | 0.00011248 | 0.00012225 | 0.00011699 | 0.00025723 | 0.00020107 | 0.00011699 | 0.00011248 | 0.00012225
3 | 4 | 21 | 0.00011382 | 0.00024903 | 0.00018308 | 0.00011382 | 0.0001125 | 0.00011612 | 0.00011382 | 0.00024903 | 0.00018308 | 0.00011382 | 0.0001125 | 0.00011612
3 | 4 | 22 | 0.00010784 | 0.00023427 | 0.00016806 | 0.00010784 | 0.00011656 | 0.0001059 | 0.00010784 | 0.00023427 | 0.00016806 | 0.00010784 | 0.00011656 | 0.0001059
3 | 4 | 23 | 9.8362e-05 | 0.00021718 | 0.00015198 | 9.8362e-05 | 0.00012597 | 9.6198e-05 | 9.8362e-05 | 0.00021718 | 0.00015198 | 9.8362e-05 | 0.00012597 | 9.6198e-05
3 | 4 | 24 | 8.9332e-05 | 0.00018064 | 0.00012195 | 8.9332e-05 | 0.00013633 | 9.0134e-05 | 8.9332e-05 | 0.00018064 | 0.00012195 | 8.9332e-05 | 0.00013633 | 9.0134e-05
3 | 5 | 1 | 8.4526e-05 | 0.00013825 | 8.7285e-05 | 8.4526e-05 | 0.00014878 | 8.5914e-05 | 8.4526e-05 | 0.00013825 | 8.7285e-05 | 8.4526e-05 | 0.00014878 | 8.5914e-05
3 | 5 | 2 | 8.1264e-05 | 0.00010232 | 6.4294e-05 | 8.1264e-05 | 0.00016001 | 8.3788e-05 | 8.1264e-05 | 0.00010232 | 6.4294e-05 | 8.1264e-05 | 0.00016001 | 8.3788e-05
3 | 5 | 3 | 8.0194e-05 | 6.9632e-05 | 4.5845e-05 | 8.0194e-05 | 0.00017223 | 8.3459e-05 | 8.0194e-05 | 6.9632e-05 | 4.5845e-05 | 8.0194e-05 | 0.00017223 | 8.3459e-05
3 | 5 | 4 | 8.0265e-05 | 4.6265e-05 | 3.1329e-05 | 8.0265e-05 | 0.00018147 | 8.4645e-05 | 8.0265e-05 | 4.6265e-05 | 3.1329e-05 | 8.0265e-05 | 0.00018147 | 8.4645e-05
3 | 5 | 5 | 8.3186e-05 | 2.843e-05 | 2.126e-05 | 8.3186e-05 | 0.00018951 | 8.9805e-05 | 8.3186e-05 | 2.843e-05 | 2.126e-05 | 8.3186e-05 | 0.00018951 | 8.9805e-05
3 | 5 | 6 | 9.0356e-05 | 1.6782e-05 | 2.165e-05 | 9.0356e-05 | 0.00019227 | 9.7127e-05 | 9.0356e-05 | 1.6782e-05 | 2.165e-05 | 9.0356e-05 | 0.00019227 | 9.7127e-05
3 | 5 | 7 | 0.00010058 | 1.0032e-05 | 4.1223e-05 | 0.00010058 | 0.00018677 | 0.00010734 | 0.00010058 | 1.0032e-05 | 4.1223e-05 | 0.00010058 | 0.00018677 | 0.00010734
3 | 5 | 8 | 0.00010788 | 1.4892e-05 | 8.8777e-05 | 0.00010788 | 0.00017164 | 0.00011519 | 0.00010788 | 1.4892e-05 | 8.8777e-05 | 0.00010788 | 0.00017164 | 0.00011519
3 | 5 | 9 | 0.00011215 | 3.0961e-05 | 0.00014147 | 0.00011215 | 0.00014835 | 0.0001216 | 0.00011215 | 3.0961e-05 | 0.00014147 | 0.00011215 | 0.00014835 | 0.0001216
3 | 5 | 10 | 0.00011593 | 3.397e-05 | 0.00013883 | 0.00011593 | 0.0001235 | 0.00012398 | 0.00011593 | 3.397e-05 | 0.00013883 | 0.00011593 | 0.0001235 | 0.00012398
3 | 5 | 11 | 0.00011921 | 4.0025e-05 | 0.00011278 | 0.00011921 | 0.00010606 | 0.00012362 | 0.00011921 | 4.0025e-05 | 0.00011278 | 0.00011921 | 0.00010606 | 0.00012362
3 | 5 | 12 | 0.00012057 | 4.9644e-05 | 9.7038e-05 | 0.00012057 | 9.3846e-05 | 0.00012361 | 0.00012057 | 4.9644e-05 | 9.7038e-05 | 0.00012057 | 9.3846e-05 | 0.00012361
3 | 5 | 13 | 0.00012133 | 7.1583e-05 | 0.00010244 | 0.00012133 | 8.8642e-05 | 0.00012377 | 0.00012133 | 7.1583e-05 | 0.00010244 | 0.00012133 | 8.8642e-05 | 0.00012377
3 | 5 | 14 | 0.00012162 | 8.5165e-05 | 0.00011388 | 0.00012162 | 8.6709e-05 | 0.00012429 | 0.00012162 | 8.5165e-05 | 0.00011388 | 0.00012162 | 8.6709e-05 | 0.00012429
3 | 5 | 15 | 0.00012167 | 9.8251e-05 | 0.00011899 | 0.00012167 | 8.5819e-05 | 0.000123 | 0.00012167 | 9.8251e-05 | 0.00011899 | 0.00012167 | 8.5819e-05 | 0.000123
3 | 5 | 16 | 0.00012016 | 0.00013432 | 0.00014197 | 0.00012016 | 8.8147e-05 | 0.00012114 | 0.00012016 | 0.00013432 | 0.00014197 | 0.00012016 | 8.8147e-05 | 0.00012114
3 | 5 | 17 | 0.00011806 | 0.00016985 | 0.00016025 | 0.00011806 | 9.671e-05 | 0.00011661 | 0.00011806 | 0.00016985 | 0.00016025 | 0.00011806 | 9.671e-05 | 0.00011661
3 | 5 | 18 | 0.00011902 | 0.00021645 | 0.00018877 | 0.00011902 | 0.00010452 | 0.00011968 | 0.00011902 | 0.00021645 | 0.00018877 | 0.00011902 | 0.00010452 | 0.00011968
3 | 5 | 19 | 0.0001291 | 0.00025025 | 0.00020674 | 0.0001291 | 0.00011254 | 0.00012297 | 0.0001291 | 0.00025025 | 0.00020674 | 0.0001291 | 0.00011254 | 0.00012297
3 | 5 | 20 | 0.0001285 | 0.00025723 | 0.00020107 | 0.0001285 | 0.00011248 | 0.00012225 | 0.0001285 | 0.00025723 | 0.00020107 | 0.0001285 | 0.00011248 | 0.00012225
3 | 5 | 21 | 0.00012363 | 0.00024903 | 0.00018308 | 0.00012363 | 0.0001125 | 0.00011612 | 0.00012363 | 0.00024903 | 0.00018308 | 0.00012363 | 0.0001125 | 0.00011612
3 | 5 | 22 | 0.00011483 | 0.00023427 | 0.00016806 | 0.00011483 | 0.00011656 | 0.0001059 | 0.00011483 | 0.00023427 | 0.00016806 | 0.00011483 | 0.00011656 | 0.0001059
3 | 5 | 23 | 0.00010528 | 0.00021718 | 0.00015198 | 0.00010528 | 0.00012597 | 9.6198e-05 | 0.00010528 | 0.00021718 | 0.00015198 | 0.00010528 | 0.00012597 | 9.6198e-05
3 | 5 | 24 | 9.5382e-05 | 0.00018064 | 0.00012195 | 9.5382e-05 | 0.00013633 | 9.0134e-05 | 9.5382e-05 | 0.00018064 | 0.00012195 | 9.5382e-05 | 0.00013633 | 9.0134e-05
3 | 6 | 1 | 8.8841e-05 | 0.00013825 | 8.7285e-05 | 8.8841e-05 | 0.00014878 | 8.5914e-05 | 8.8841e-05 | 0.00013825 | 8.7285e-05 | 8.8841e-05 | 0.00014878 | 8.5914e-05
3 | 6 | 2 | 8.5229e-05 | 0.00010232 | 6.4294e-05 | 8.5229e-05 | 0.00016001 | 8.3788e-05 | 8.5229e-05 | 0.00010232 | 6.4294e-05 | 8.5229e-05 | 0.00016001 | 8.3788e-05
3 | 6 | 3 | 8.3806e-05 | 6.9632e-05 | 4.5845e-05 | 8.3806e-05 | 0.00017223 | 8.3459e-05 | 8.3806e-05 | 6.9632e-05 | 4.5845e-05 | 8.3806e-05 | 0.00017223 | 8.3459e-05
3 | 6 | 4 | 8.302e-05 | 4.6265e-05 | 3.1329e-05 | 8.302e-05 | 0.00018147 | 8.4645e-05 | 8.302e-05 | 4.6265e-05 | 3.1329e-05 | 8.302e-05 | 0.00018147 | 8.4645e-05
3 | 6 | 5 | 8.5258e-05 | 2.843e-05 | 2.126e-05 | 8.5258e-05 | 0.00018951 | 8.9805e-05 | 8.5258e-05 | 2.843e-05 | 2.126e-05 | 8.5258e-05 | 0.00018951 | 8.9805e-05
3 | 6 | 6 | 9.2919e-05 | 1.6782e-05 | 2.165e-05 | 9.2919e-05 | 0.00019227 | 9.7127e-05 | 9.2919e-05 | 1.6782e-05 | 2.165e-05 | 9.2919e-05 | 0.00019227 | 9.7127e-05
3 | 6 | 7 | 0.00010307 | 1.0032e-05 | 4.1223e-05 | 0.00010307 | 0.00018677 | 0.00010734 | 0.00010307 | 1.0032e-05 | 4.1223e-05 | 0.00010307 | 0.00018677 | 0.00010734
3 | 6 | 8 | 0.00011 | 1.4892e-05 | 8.8777e-05 | 0.00011 | 0.00017164 | 0.00011519 | 0.00011 | 1.4892e-05 | 8.8777e-05 | 0.00011 | 0.00017164 | 0.00011519
3 | 6 | 9 | 0.00011362 | 3.0961e-05 | 0.00014147 | 0.00011362 | 0.00014835 | 0.0001216 | 0.00011362 | 3.0961e-05 | 0.00014147 | 0.00011362 | 0.00014835 | 0.0001216
3 | 6 | 10 | 0.000117 | 3.397e-05 | 0.00013883 | 0.000117 | 0.0001235 | 0.00012398 | 0.000117 | 3.397e-05 | 0.00013883 | 0.000117 | 0.0001235 | 0.00012398
3 | 6 | 11 | 0.0001208 | 4.0025e-05 | 0.00011278 | 0.0001208 | 0.00010606 | 0.00012362 | 0.0001208 | 4.0025e-05 | 0.00011278 | 0.0001208 | 0.00010606 | 0.00012362
3 | 6 | 12 | 0.00012293 | 4.9644e-05 | 9.7038e-05 | 0.00012293 | 9.3846e-05 | 0.00012361 | 0.00012293 | 4.9644e-05 | 9.7038e-05 | 0.00012293 | 9.3846e-05 | 0.00012361
3 | 6 | 13 | 0.00012308 | 7.1583e-05 | 0.00010244 | 0.00012308 | 8.8642e-05 | 0.00012377 | 0.00012308 | 7.1583e-05 | 0.00010244 | 0.00012308 | 8.8642e-05 | 0.00012377
3 | 6 | 14 | 0.00012468 | 8.5165e-05 | 0.00011388 | 0.00012468 | 8.6709e-05 | 0.00012429 | 0.00012468 | 8.5165e-05 | 0.00011388 | 0.00012468 | 8.6709e-05 | 0.00012429
3 | 6 | 15 | 0.00012451 | 9.8251e-05 | 0.00011899 | 0.00012451 | 8.5819e-05 | 0.000123 | 0.00012451 | 9.8251e-05 | 0.00011899 | 0.00012451 | 8.5819e-05 | 0.000123
3 | 6 | 16 | 0.00012213 | 0.00013432 | 0.00014197 | 0.00012213 | 8.8147e-05 | 0.00012114 | 0.00012213 | 0.00013432 | 0.00014197 | 0.00012213 | 8.8147e-05 | 0.00012114
3 | 6 | 17 | 0.00012022 | 0.00016985 | 0.00016025 | 0.00012022 | 9.671e-05 | 0.00011661 | 0.00012022 | 0.00016985 | 0.00016025 | 0.00012022 | 9.671e-05 | 0.00011661
3 | 6 | 18 | 0.00012077 | 0.00021645 | 0.00018877 | 0.00012077 | 0.00010452 | 0.00011968 | 0.00012077 | 0.00021645 | 0.00018877 | 0.00012077 | 0.00010452 | 0.00011968
3 | 6 | 19 | 0.00013015 | 0.00025025 | 0.00020674 | 0.00013015 | 0.00011254 | 0.00012297 | 0.00013015 | 0.00025025 | 0.00020674 | 0.00013015 | 0.00011254 | 0.00012297
3 | 6 | 20 | 0.00012928 | 0.00025723 | 0.00020107 | 0.00012928 | 0.00011248 | 0.00012225 | 0.00012928 | 0.00025723 | 0.00020107 | 0.00012928 | 0.00011248 | 0.00012225
3 | 6 | 21 | 0.00012444 | 0.00024903 | 0.00018308 | 0.00012444 | 0.0001125 | 0.00011612 | 0.00012444 | 0.00024903 | 0.00018308 | 0.00012444 | 0.0001125 | 0.00011612
3 | 6 | 22 | 0.00011566 | 0.00023427 | 0.00016806 | 0.00011566 | 0.00011656 | 0.0001059 | 0.00011566 | 0.00023427 | 0.00016806 | 0.00011566 | 0.00011656 | 0.0001059
3 | 6 | 23 | 0.00010566 | 0.00021718 | 0.00015198 | 0.00010566 | 0.00012597 | 9.6198e-05 | 0.00010566 | 0.00021718 | 0.00015198 | 0.00010566 | 0.00012597 | 9.6198e-05
3 | 6 | 24 | 9.5724e-05 | 0.00018064 | 0.00012195 | 9.5724e-05 | 0.00013633 | 9.0134e-05 | 9.5724e-05 | 0.00018064 | 0.00012195 | 9.5724e-05 | 0.00013633 | 9.0134e-05
3 | 7 | 1 | 8.9432e-05 | 0.00013825 | 8.7285e-05 | 8.9432e-05 | 0.00014878 | 8.5914e-05 | 8.9432e-05 | 0.00013825 | 8.7285e-05 | 8.9432e-05 | 0.00014878 | 8.5914e-05
3 | 7 | 2 | 8.5704e-05 | 0.00010232 | 6.4294e-05 | 8.5704e-05 | 0.00016001 | 8.3788e-05 | 8.5704e-05 | 0.00010232 | 6.4294e-05 | 8.5704e-05 | 0.00016001 | 8.3788e-05
3 | 7 | 3 | 8.4022e-05 | 6.9632e-05 | 4.5845e-05 | 8.4022e-05 | 0.00017223 | 8.3459e-05 | 8.4022e-05 | 6.9632e-05 | 4.5845e-05 | 8.4022e-05 | 0.00017223 | 8.3459e-05
3 | 7 | 4 | 8.3186e-05 | 4.6265e-05 | 3.1329e-05 | 8.3186e-05 | 0.00018147 | 8.4645e-05 | 8.3186e-05 | 4.6265e-05 | 3.1329e-05 | 8.3186e-05 | 0.00018147 | 8.4645e-05
3 | 7 | 5 | 8.5217e-05 | 2.843e-05 | 2.126e-05 | 8.5217e-05 | 0.00018951 | 8.9805e-05 | 8.5217e-05 | 2.843e-05 | 2.126e-05 | 8.5217e-05 | 0.00018951 | 8.9805e-05
3 | 7 | 6 | 9.2782e-05 | 1.6782e-05 | 2.165e-05 | 9.2782e-05 | 0.00019227 | 9.7127e-05 | 9.2782e-05 | 1.6782e-05 | 2.165e-05 | 9.2782e-05 | 0.00019227 | 9.7127e-05
3 | 7 | 7 | 0.0001022 | 1.0032e-05 | 4.1223e-05 | 0.0001022 | 0.00018677 | 0.00010734 | 0.0001022 | 1.0032e-05 | 4.1223e-05 | 0.0001022 | 0.00018677 | 0.00010734
3 | 7 | 8 | 0.00010947 | 1.4892e-05 | 8.8777e-05 | 0.00010947 | 0.00017164 | 0.00011519 | 0.00010947 | 1.4892e-05 | 8.8777e-05 | 0.00010947 | 0.00017164 | 0.00011519
3 | 7 | 9 | 0.00011373 | 3.0961e-05 | 0.00014147 | 0.00011373 | 0.00014835 | 0.0001216 | 0.00011373 | 3.0961e-05 | 0.00014147 | 0.00011373 | 0.00014835 | 0.0001216
3 | 7 | 10 | 0.0001178 | 3.397e-05 | 0.00013883 | 0.0001178 | 0.0001235 | 0.00012398 | 0.0001178 | 3.397e-05 | 0.00013883 | 0.0001178 | 0.0001235 | 0.00012398
3 | 7 | 11 | 0.00012057 | 4.0025e-05 | 0.00011278 | 0.00012057 | 0.00010606 | 0.00012362 | 0.00012057 | 4.0025e-05 | 0.00011278 | 0.00012057 | 0.00010606 | 0.00012362
3 | 7 | 12 | 0.00012131 | 4.9644e-05 | 9.7038e-05 | 0.00012131 | 9.3846e-05 | 0.00012361 | 0.00012131 | 4.9644e-05 | 9.7038e-05 | 0.00012131 | 9.3846e-05 | 0.00012361
3 | 7 | 13 | 0.00012196 | 7.1583e-05 | 0.00010244 | 0.00012196 | 8.8642e-05 | 0.00012377 | 0.00012196 | 7.1583e-05 | 0.00010244 | 0.00012196 | 8.8642e-05 | 0.00012377
3 | 7 | 14 | 0.00012259 | 8.5165e-05 | 0.00011388 | 0.00012259 | 8.6709e-05 | 0.00012429 | 0.00012259 | 8.5165e-05 | 0.00011388 | 0.00012259 | 8.6709e-05 | 0.00012429
3 | 7 | 15 | 0.00012235 | 9.8251e-05 | 0.00011899 | 0.00012235 | 8.5819e-05 | 0.000123 | 0.00012235 | 9.8251e-05 | 0.00011899 | 0.00012235 | 8.5819e-05 | 0.000123
3 | 7 | 16 | 0.00011853 | 0.00013432 | 0.00014197 | 0.00011853 | 8.8147e-05 | 0.00012114 | 0.00011853 | 0.00013432 | 0.00014197 | 0.00011853 | 8.8147e-05 | 0.00012114
3 | 7 | 17 | 0.00011782 | 0.00016985 | 0.00016025 | 0.00011782 | 9.671e-05 | 0.00011661 | 0.00011782 | 0.00016985 | 0.00016025 | 0.00011782 | 9.671e-05 | 0.00011661
3 | 7 | 18 | 0.00011985 | 0.00021645 | 0.00018877 | 0.00011985 | 0.00010452 | 0.00011968 | 0.00011985 | 0.00021645 | 0.00018877 | 0.00011985 | 0.00010452 | 0.00011968
3 | 7 | 19 | 0.00012918 | 0.00025025 | 0.00020674 | 0.00012918 | 0.00011254 | 0.00012297 | 0.00012918 | 0.00025025 | 0.00020674 | 0.00012918 | 0.00011254 | 0.00012297
3 | 7 | 20 | 0.00012833 | 0.00025723 | 0.00020107 | 0.00012833 | 0.00011248 | 0.00012225 | 0.00012833 | 0.00025723 | 0.00020107 | 0.00012833 | 0.00011248 | 0.00012225
3 | 7 | 21 | 0.00012389 | 0.00024903 | 0.00018308 | 0.00012389 | 0.0001125 | 0.00011612 | 0.00012389 | 0.00024903 | 0.00018308 | 0.00012389 | 0.0001125 | 0.00011612
3 | 7 | 22 | 0.00011567 | 0.00023427 | 0.00016806 | 0.00011567 | 0.00011656 | 0.0001059 | 0.00011567 | 0.00023427 | 0.00016806 | 0.00011567 | 0.00011656 | 0.0001059
3 | 7 | 23 | 0.00010466 | 0.00021718 | 0.00015198 | 0.00010466 | 0.00012597 | 9.6198e-05 | 0.00010466 | 0.00021718 | 0.00015198 | 0.00010466 | 0.00012597 | 9.6198e-05
3 | 7 | 24 | 9.5453e-05 | 0.00018064 | 0.00012195 | 9.5453e-05 | 0.00013633 | 9.0134e-05 | 9.5453e-05 | 0.00018064 | 0.00012195 | 9.5453e-05 | 0.00013633 | 9.0134e-05
3 | 8 | 1 | 8.8325e-05 | 0.00013825 | 8.7285e-05 | 8.8325e-05 | 0.00014878 | 8.5914e-05 | 8.8325e-05 | 0.00013825 | 8.7285e-05 | 8.8325e-05 | 0.00014878 | 8.5914e-05
3 | 8 | 2 | 8.4747e-05 | 0.00010232 | 6.4294e-05 | 8.4747e-05 | 0.00016001 | 8.3788e-05 | 8.4747e-05 | 0.00010232 | 6.4294e-05 | 8.4747e-05 | 0.00016001 | 8.3788e-05
3 | 8 | 3 | 8.2961e-05 | 6.9632e-05 | 4.5845e-05 | 8.2961e-05 | 0.00017223 | 8.3459e-05 | 8.2961e-05 | 6.9632e-05 | 4.5845e-05 | 8.2961e-05 | 0.00017223 | 8.3459e-05
3 | 8 | 4 | 8.282e-05 | 4.6265e-05 | 3.1329e-05 | 8.282e-05 | 0.00018147 | 8.4645e-05 | 8.282e-05 | 4.6265e-05 | 3.1329e-05 | 8.282e-05 | 0.00018147 | 8.4645e-05
3 | 8 | 5 | 8.4842e-05 | 2.843e-05 | 2.126e-05 | 8.4842e-05 | 0.00018951 | 8.9805e-05 | 8.4842e-05 | 2.843e-05 | 2.126e-05 | 8.4842e-05 | 0.00018951 | 8.9805e-05
3 | 8 | 6 | 9.2694e-05 | 1.6782e-05 | 2.165e-05 | 9.2694e-05 | 0.00019227 | 9.7127e-05 | 9.2694e-05 | 1.6782e-05 | 2.165e-05 | 9.2694e-05 | 0.00019227 | 9.7127e-05
3 | 8 | 7 | 0.00010303 | 1.0032e-05 | 4.1223e-05 | 0.00010303 | 0.00018677 | 0.00010734 | 0.00010303 | 1.0032e-05 | 4.1223e-05 | 0.00010303 | 0.00018677 | 0.00010734
3 | 8 | 8 | 0.00010986 | 1.4892e-05 | 8.8777e-05 | 0.00010986 | 0.00017164 | 0.00011519 | 0.00010986 | 1.4892e-05 | 8.8777e-05 | 0.00010986 | 0.00017164 | 0.00011519
3 | 8 | 9 | 0.00011264 | 3.0961e-05 | 0.00014147 | 0.00011264 | 0.00014835 | 0.0001216 | 0.00011264 | 3.0961e-05 | 0.00014147 | 0.00011264 | 0.00014835 | 0.0001216
3 | 8 | 10 | 0.00011678 | 3.397e-05 | 0.00013883 | 0.00011678 | 0.0001235 | 0.00012398 | 0.00011678 | 3.397e-05 | 0.00013883 | 0.00011678 | 0.0001235 | 0.00012398
3 | 8 | 11 | 0.00011956 | 4.0025e-05 | 0.00011278 | 0.00011956 | 0.00010606 | 0.00012362 | 0.00011956 | 4.0025e-05 | 0.00011278 | 0.00011956 | 0.00010606 | 0.00012362
3 | 8 | 12 | 0.00011985 | 4.9644e-05 | 9.7038e-05 | 0.00011985 | 9.3846e-05 | 0.00012361 | 0.00011985 | 4.9644e-05 | 9.7038e-05 | 0.00011985 | 9.3846e-05 | 0.00012361
3 | 8 | 13 | 0.00011961 | 7.1583e-05 | 0.00010244 | 0.00011961 | 8.8642e-05 | 0.00012377 | 0.00011961 | 7.1583e-05 | 0.00010244 | 0.00011961 | 8.8642e-05 | 0.00012377
3 | 8 | 14 | 0.0001201 | 8.5165e-05 | 0.00011388 | 0.0001201 | 8.6709e-05 | 0.00012429 | 0.0001201 | 8.5165e-05 | 0.00011388 | 0.0001201 | 8.6709e-05 | 0.00012429
3 | 8 | 15 | 0.00011908 | 9.8251e-05 | 0.00011899 | 0.00011908 | 8.5819e-05 | 0.000123 | 0.00011908 | 9.8251e-05 | 0.00011899 | 0.00011908 | 8.5819e-05 | 0.000123
3 | 8 | 16 | 0.00011685 | 0.00013432 | 0.00014197 | 0.00011685 | 8.8147e-05 | 0.00012114 | 0.00011685 | 0.00013432 | 0.00014197 | 0.00011685 | 8.8147e-05 | 0.00012114
3 | 8 | 17 | 0.0001155 | 0.00016985 | 0.00016025 | 0.0001155 | 9.671e-05 | 0.00011661 | 0.0001155 | 0.00016985 | 0.00016025 | 0.0001155 | 9.671e-05 | 0.00011661
3 | 8 | 18 | 0.00011719 | 0.00021645 | 0.00018877 | 0.00011719 | 0.00010452 | 0.00011968 | 0.00011719 | 0.00021645 | 0.00018877 | 0.00011719 | 0.00010452 | 0.00011968
3 | 8 | 19 | 0.00012786 | 0.00025025 | 0.00020674 | 0.00012786 | 0.00011254 | 0.00012297 | 0.00012786 | 0.00025025 | 0.00020674 | 0.00012786 | 0.00011254 | 0.00012297
3 | 8 | 20 | 0.00012775 | 0.00025723 | 0.00020107 | 0.00012775 | 0.00011248 | 0.00012225 | 0.00012775 | 0.00025723 | 0.00020107 | 0.00012775 | 0.00011248 | 0.00012225
3 | 8 | 21 | 0.00012298 | 0.00024903 | 0.00018308 | 0.00012298 | 0.0001125 | 0.00011612 | 0.00012298 | 0.00024903 | 0.00018308 | 0.00012298 | 0.0001125 | 0.00011612
3 | 8 | 22 | 0.00011532 | 0.00023427 | 0.00016806 | 0.00011532 | 0.00011656 | 0.0001059 | 0.00011532 | 0.00023427 | 0.00016806 | 0.00011532 | 0.00011656 | 0.0001059
3 | 8 | 23 | 0.00010458 | 0.00021718 | 0.00015198 | 0.00010458 | 0.00012597 | 9.6198e-05 | 0.00010458 | 0.00021718 | 0.00015198 | 0.00010458 | 0.00012597 | 9.6198e-05
3 | 8 | 24 | 9.4321e-05 | 0.00018064 | 0.00012195 | 9.4321e-05 | 0.00013633 | 9.0134e-05 | 9.4321e-05 | 0.00018064 | 0.00012195 | 9.4321e-05 | 0.00013633 | 9.0134e-05
3 | 9 | 1 | 8.8799e-05 | 0.00013825 | 8.7285e-05 | 8.8799e-05 | 0.00014878 | 8.5914e-05 | 8.8799e-05 | 0.00013825 | 8.7285e-05 | 8.8799e-05 | 0.00014878 | 8.5914e-05
3 | 9 | 2 | 8.5283e-05 | 0.00010232 | 6.4294e-05 | 8.5283e-05 | 0.00016001 | 8.3788e-05 | 8.5283e-05 | 0.00010232 | 6.4294e-05 | 8.5283e-05 | 0.00016001 | 8.3788e-05
3 | 9 | 3 | 8.3506e-05 | 6.9632e-05 | 4.5845e-05 | 8.3506e-05 | 0.00017223 | 8.3459e-05 | 8.3506e-05 | 6.9632e-05 | 4.5845e-05 | 8.3506e-05 | 0.00017223 | 8.3459e-05
3 | 9 | 4 | 8.3011e-05 | 4.6265e-05 | 3.1329e-05 | 8.3011e-05 | 0.00018147 | 8.4645e-05 | 8.3011e-05 | 4.6265e-05 | 3.1329e-05 | 8.3011e-05 | 0.00018147 | 8.4645e-05
3 | 9 | 5 | 8.5828e-05 | 2.843e-05 | 2.126e-05 | 8.5828e-05 | 0.00018951 | 8.9805e-05 | 8.5828e-05 | 2.843e-05 | 2.126e-05 | 8.5828e-05 | 0.00018951 | 8.9805e-05
3 | 9 | 6 | 9.2549e-05 | 1.6782e-05 | 2.165e-05 | 9.2549e-05 | 0.00019227 | 9.7127e-05 | 9.2549e-05 | 1.6782e-05 | 2.165e-05 | 9.2549e-05 | 0.00019227 | 9.7127e-05
3 | 9 | 7 | 0.0001031 | 1.0032e-05 | 4.1223e-05 | 0.0001031 | 0.00018677 | 0.00010734 | 0.0001031 | 1.0032e-05 | 4.1223e-05 | 0.0001031 | 0.00018677 | 0.00010734
3 | 9 | 8 | 0.00011268 | 1.4892e-05 | 8.8777e-05 | 0.00011268 | 0.00017164 | 0.00011519 | 0.00011268 | 1.4892e-05 | 8.8777e-05 | 0.00011268 | 0.00017164 | 0.00011519
3 | 9 | 9 | 0.0001147 | 3.0961e-05 | 0.00014147 | 0.0001147 | 0.00014835 | 0.0001216 | 0.0001147 | 3.0961e-05 | 0.00014147 | 0.0001147 | 0.00014835 | 0.0001216
3 | 9 | 10 | 0.00011748 | 3.397e-05 | 0.00013883 | 0.00011748 | 0.0001235 | 0.00012398 | 0.00011748 | 3.397e-05 | 0.00013883 | 0.00011748 | 0.0001235 | 0.00012398
3 | 9 | 11 | 0.00011948 | 4.0025e-05 | 0.00011278 | 0.00011948 | 0.00010606 | 0.00012362 | 0.00011948 | 4.0025e-05 | 0.00011278 | 0.00011948 | 0.00010606 | 0.00012362
3 | 9 | 12 | 0.00011962 | 4.9644e-05 | 9.7038e-05 | 0.00011962 | 9.3846e-05 | 0.00012361 | 0.00011962 | 4.9644e-05 | 9.7038e-05 | 0.00011962 | 9.3846e-05 | 0.00012361
3 | 9 | 13 | 0.00011783 | 7.1583e-05 | 0.00010244 | 0.00011783 | 8.8642e-05 | 0.00012377 | 0.00011783 | 7.1583e-05 | 0.00010244 | 0.00011783 | 8.8642e-05 | 0.00012377
3 | 9 | 14 | 0.00011778 | 8.5165e-05 | 0.00011388 | 0.00011778 | 8.6709e-05 | 0.00012429 | 0.00011778 | 8.5165e-05 | 0.00011388 | 0.00011778 | 8.6709e-05 | 0.00012429
3 | 9 | 15 | 0.00011695 | 9.8251e-05 | 0.00011899 | 0.00011695 | 8.5819e-05 | 0.000123 | 0.00011695 | 9.8251e-05 | 0.00011899 | 0.00011695 | 8.5819e-05 | 0.000123
3 | 9 | 16 | 0.00011456 | 0.00013432 | 0.00014197 | 0.00011456 | 8.8147e-05 | 0.00012114 | 0.00011456 | 0.00013432 | 0.00014197 | 0.00011456 | 8.8147e-05 | 0.00012114
3 | 9 | 17 | 0.00011318 | 0.00016985 | 0.00016025 | 0.00011318 | 9.671e-05 | 0.00011661 | 0.00011318 | 0.00016985 | 0.00016025 | 0.00011318 | 9.671e-05 | 0.00011661
3 | 9 | 18 | 0.00011479 | 0.00021645 | 0.00018877 | 0.00011479 | 0.00010452 | 0.00011968 | 0.00011479 | 0.00021645 | 0.00018877 | 0.00011479 | 0.00010452 | 0.00011968
3 | 9 | 19 | 0.00012384 | 0.00025025 | 0.00020674 | 0.00012384 | 0.00011254 | 0.00012297 | 0.00012384 | 0.00025025 | 0.00020674 | 0.00012384 | 0.00011254 | 0.00012297
3 | 9 | 20 | 0.00012339 | 0.00025723 | 0.00020107 | 0.00012339 | 0.00011248 | 0.00012225 | 0.00012339 | 0.00025723 | 0.00020107 | 0.00012339 | 0.00011248 | 0.00012225
3 | 9 | 21 | 0.00011961 | 0.00024903 | 0.00018308 | 0.00011961 | 0.0001125 | 0.00011612 | 0.00011961 | 0.00024903 | 0.00018308 | 0.00011961 | 0.0001125 | 0.00011612
3 | 9 | 22 | 0.00011352 | 0.00023427 | 0.00016806 | 0.00011352 | 0.00011656 | 0.0001059 | 0.00011352 | 0.00023427 | 0.00016806 | 0.00011352 | 0.00011656 | 0.0001059
3 | 9 | 23 | 0.00010526 | 0.00021718 | 0.00015198 | 0.00010526 | 0.00012597 | 9.6198e-05 | 0.00010526 | 0.00021718 | 0.00015198 | 0.00010526 | 0.00012597 | 9.6198e-05
3 | 9 | 24 | 9.5541e-05 | 0.00018064 | 0.00012195 | 9.5541e-05 | 0.00013633 | 9.0134e-05 | 9.5541e-05 | 0.00018064 | 0.00012195 | 9.5541e-05 | 0.00013633 | 9.0134e-05
3 | 10 | 1 | 8.9266e-05 | 0.00013825 | 8.7285e-05 | 8.9266e-05 | 0.00014878 | 8.5914e-05 | 8.9266e-05 | 0.00013825 | 8.7285e-05 | 8.9266e-05 | 0.00014878 | 8.5914e-05
3 | 10 | 2 | 8.5404e-05 | 0.00010232 | 6.4294e-05 | 8.5404e-05 | 0.00016001 | 8.3788e-05 | 8.5404e-05 | 0.00010232 | 6.4294e-05 | 8.5404e-05 | 0.00016001 | 8.3788e-05
3 | 10 | 3 | 8.3149e-05 | 6.9632e-05 | 4.5845e-05 | 8.3149e-05 | 0.00017223 | 8.3459e-05 | 8.3149e-05 | 6.9632e-05 | 4.5845e-05 | 8.3149e-05 | 0.00017223 | 8.3459e-05
3 | 10 | 4 | 8.2142e-05 | 4.6265e-05 | 3.1329e-05 | 8.2142e-05 | 0.00018147 | 8.4645e-05 | 8.2142e-05 | 4.6265e-05 | 3.1329e-05 | 8.2142e-05 | 0.00018147 | 8.4645e-05
3 | 10 | 5 | 8.2545e-05 | 2.843e-05 | 2.126e-05 | 8.2545e-05 | 0.00018951 | 8.9805e-05 | 8.2545e-05 | 2.843e-05 | 2.126e-05 | 8.2545e-05 | 0.00018951 | 8.9805e-05
3 | 10 | 6 | 8.5724e-05 | 1.6782e-05 | 2.165e-05 | 8.5724e-05 | 0.00019227 | 9.7127e-05 | 8.5724e-05 | 1.6782e-05 | 2.165e-05 | 8.5724e-05 | 0.00019227 | 9.7127e-05
3 | 10 | 7 | 8.7701e-05 | 1.0032e-05 | 4.1223e-05 | 8.7701e-05 | 0.00018677 | 0.00010734 | 8.7701e-05 | 1.0032e-05 | 4.1223e-05 | 8.7701e-05 | 0.00018677 | 0.00010734
3 | 10 | 8 | 9.3489e-05 | 1.4892e-05 | 8.8777e-05 | 9.3489e-05 | 0.00017164 | 0.00011519 | 9.3489e-05 | 1.4892e-05 | 8.8777e-05 | 9.3489e-05 | 0.00017164 | 0.00011519
3 | 10 | 9 | 0.00010022 | 3.0961e-05 | 0.00014147 | 0.00010022 | 0.00014835 | 0.0001216 | 0.00010022 | 3.0961e-05 | 0.00014147 | 0.00010022 | 0.00014835 | 0.0001216
3 | 10 | 10 | 0.00010326 | 3.397e-05 | 0.00013883 | 0.00010326 | 0.0001235 | 0.00012398 | 0.00010326 | 3.397e-05 | 0.00013883 | 0.00010326 | 0.0001235 | 0.00012398
3 | 10 | 11 | 0.00010616 | 4.0025e-05 | 0.00011278 | 0.00010616 | 0.00010606 | 0.00012362 | 0.00010616 | 4.0025e-05 | 0.00011278 | 0.00010616 | 0.00010606 | 0.00012362
3 | 10 | 12 | 0.00010521 | 4.9644e-05 | 9.7038e-05 | 0.00010521 | 9.3846e-05 | 0.00012361 | 0.00010521 | 4.9644e-05 | 9.7038e-05 | 0.00010521 | 9.3846e-05 | 0.00012361
3 | 10 | 13 | 0.0001043 | 7.1583e-05 | 0.00010244 | 0.0001043 | 8.8642e-05 | 0.00012377 | 0.0001043 | 7.1583e-05 | 0.00010244 | 0.0001043 | 8.8642e-05 | 0.00012377
3 | 10 | 14 | 0.00010345 | 8.5165e-05 | 0.00011388 | 0.00010345 | 8.6709e-05 | 0.00012429 | 0.00010345 | 8.5165e-05 | 0.00011388 | 0.00010345 | 8.6709e-05 | 0.00012429
3 | 10 | 15 | 0.00010248 | 9.8251e-05 | 0.00011899 | 0.00010248 | 8.5819e-05 | 0.000123 | 0.00010248 | 9.8251e-05 | 0.00011899 | 0.00010248 | 8.5819e-05 | 0.000123
3 | 10 | 16 | 0.00010182 | 0.00013432 | 0.00014197 | 0.00010182 | 8.8147e-05 | 0.00012114 | 0.00010182 | 0.00013432 | 0.00014197 | 0.00010182 | 8.8147e-05 | 0.00012114
3 | 10 | 17 | 0.00010241 | 0.00016985 | 0.00016025 | 0.00010241 | 9.671e-05 | 0.00011661 | 0.00010241 | 0.00016985 | 0.00016025 | 0.00010241 | 9.671e-05 | 0.00011661
3 | 10 | 18 | 0.0001041 | 0.00021645 | 0.00018877 | 0.0001041 | 0.00010452 | 0.00011968 | 0.0001041 | 0.00021645 | 0.00018877 | 0.0001041 | 0.00010452 | 0.00011968
3 | 10 | 19 | 0.00011472 | 0.00025025 | 0.00020674 | 0.00011472 | 0.00011254 | 0.00012297 | 0.00011472 | 0.00025025 | 0.00020674 | 0.00011472 | 0.00011254 | 0.00012297
3 | 10 | 20 | 0.00011602 | 0.00025723 | 0.00020107 | 0.00011602 | 0.00011248 | 0.00012225 | 0.00011602 | 0.00025723 | 0.00020107 | 0.00011602 | 0.00011248 | 0.00012225
3 | 10 | 21 | 0.00011302 | 0.00024903 | 0.00018308 | 0.00011302 | 0.0001125 | 0.00011612 | 0.00011302 | 0.00024903 | 0.00018308 | 0.00011302 | 0.0001125 | 0.00011612
3 | 10 | 22 | 0.00010757 | 0.00023427 | 0.00016806 | 0.00010757 | 0.00011656 | 0.0001059 | 0.00010757 | 0.00023427 | 0.00016806 | 0.00010757 | 0.00011656 | 0.0001059
3 | 10 | 23 | 0.0001001 | 0.00021718 | 0.00015198 | 0.0001001 | 0.00012597 | 9.6198e-05 | 0.0001001 | 0.00021718 | 0.00015198 | 0.0001001 | 0.00012597 | 9.6198e-05
3 | 10 | 24 | 9.2378e-05 | 0.00018064 | 0.00012195 | 9.2378e-05 | 0.00013633 | 9.0134e-05 | 9.2378e-05 | 0.00018064 | 0.00012195 | 9.2378e-05 | 0.00013633 | 9.0134e-05
3 | 11 | 1 | 8.5991e-05 | 0.00013825 | 8.7285e-05 | 8.5991e-05 | 0.00014878 | 8.5914e-05 | 8.5991e-05 | 0.00013825 | 8.7285e-05 | 8.5991e-05 | 0.00014878 | 8.5914e-05
3 | 11 | 2 | 8.2516e-05 | 0.00010232 | 6.4294e-05 | 8.2516e-05 | 0.00016001 | 8.3788e-05 | 8.2516e-05 | 0.00010232 | 6.4294e-05 | 8.2516e-05 | 0.00016001 | 8.3788e-05
3 | 11 | 3 | 8.1051e-05 | 6.9632e-05 | 4.5845e-05 | 8.1051e-05 | 0.00017223 | 8.3459e-05 | 8.1051e-05 | 6.9632e-05 | 4.5845e-05 | 8.1051e-05 | 0.00017223 | 8.3459e-05
3 | 11 | 4 | 7.9757e-05 | 4.6265e-05 | 3.1329e-05 | 7.9757e-05 | 0.00018147 | 8.4645e-05 | 7.9757e-05 | 4.6265e-05 | 3.1329e-05 | 7.9757e-05 | 0.00018147 | 8.4645e-05
3 | 11 | 5 | 8.0656e-05 | 2.843e-05 | 2.126e-05 | 8.0656e-05 | 0.00018951 | 8.9805e-05 | 8.0656e-05 | 2.843e-05 | 2.126e-05 | 8.0656e-05 | 0.00018951 | 8.9805e-05
3 | 11 | 6 | 8.3082e-05 | 1.6782e-05 | 2.165e-05 | 8.3082e-05 | 0.00019227 | 9.7127e-05 | 8.3082e-05 | 1.6782e-05 | 2.165e-05 | 8.3082e-05 | 0.00019227 | 9.7127e-05
3 | 11 | 7 | 8.4443e-05 | 1.0032e-05 | 4.1223e-05 | 8.4443e-05 | 0.00018677 | 0.00010734 | 8.4443e-05 | 1.0032e-05 | 4.1223e-05 | 8.4443e-05 | 0.00018677 | 0.00010734
3 | 11 | 8 | 8.8179e-05 | 1.4892e-05 | 8.8777e-05 | 8.8179e-05 | 0.00017164 | 0.00011519 | 8.8179e-05 | 1.4892e-05 | 8.8777e-05 | 8.8179e-05 | 0.00017164 | 0.00011519
3 | 11 | 9 | 9.2694e-05 | 3.0961e-05 | 0.00014147 | 9.2694e-05 | 0.00014835 | 0.0001216 | 9.2694e-05 | 3.0961e-05 | 0.00014147 | 9.2694e-05 | 0.00014835 | 0.0001216
3 | 11 | 10 | 9.6868e-05 | 3.397e-05 | 0.00013883 | 9.6868e-05 | 0.0001235 | 0.00012398 | 9.6868e-05 | 3.397e-05 | 0.00013883 | 9.6868e-05 | 0.0001235 | 0.00012398
3 | 11 | 11 | 0.00010023 | 4.0025e-05 | 0.00011278 | 0.00010023 | 0.00010606 | 0.00012362 | 0.00010023 | 4.0025e-05 | 0.00011278 | 0.00010023 | 0.00010606 | 0.00012362
3 | 11 | 12 | 0.00010202 | 4.9644e-05 | 9.7038e-05 | 0.00010202 | 9.3846e-05 | 0.00012361 | 0.00010202 | 4.9644e-05 | 9.7038e-05 | 0.00010202 | 9.3846e-05 | 0.00012361
3 | 11 | 13 | 0.00010321 | 7.1583e-05 | 0.00010244 | 0.00010321 | 8.8642e-05 | 0.00012377 | 0.00010321 | 7.1583e-05 | 0.00010244 | 0.00010321 | 8.8642e-05 | 0.00012377
3 | 11 | 14 | 0.00010405 | 8.5165e-05 | 0.00011388 | 0.00010405 | 8.6709e-05 | 0.00012429 | 0.00010405 | 8.5165e-05 | 0.00011388 | 0.00010405 | 8.6709e-05 | 0.00012429
3 | 11 | 15 | 0.00010497 | 9.8251e-05 | 0.00011899 | 0.00010497 | 8.5819e-05 | 0.000123 | 0.00010497 | 9.8251e-05 | 0.00011899 | 0.00010497 | 8.5819e-05 | 0.000123
3 | 11 | 16 | 0.00010591 | 0.00013432 | 0.00014197 | 0.00010591 | 8.8147e-05 | 0.00012114 | 0.00010591 | 0.00013432 | 0.00014197 | 0.00010591 | 8.8147e-05 | 0.00012114
3 | 11 | 17 | 0.00010675 | 0.00016985 | 0.00016025 | 0.00010675 | 9.671e-05 | 0.00011661 | 0.00010675 | 0.00016985 | 0.00016025 | 0.00010675 | 9.671e-05 | 0.00011661
3 | 11 | 18 | 0.00010889 | 0.00021645 | 0.00018877 | 0.00010889 | 0.00010452 | 0.00011968 | 0.00010889 | 0.00021645 | 0.00018877 | 0.00010889 | 0.00010452 | 0.00011968
3 | 11 | 19 | 0.00011818 | 0.00025025 | 0.00020674 | 0.00011818 | 0.00011254 | 0.00012297 | 0.00011818 | 0.00025025 | 0.00020674 | 0.00011818 | 0.00011254 | 0.00012297
3 | 11 | 20 | 0.00011968 | 0.00025723 | 0.00020107 | 0.00011968 | 0.00011248 | 0.00012225 | 0.00011968 | 0.00025723 | 0.00020107 | 0.00011968 | 0.00011248 | 0.00012225
3 | 11 | 21 | 0.00011415 | 0.00024903 | 0.00018308 | 0.00011415 | 0.0001125 | 0.00011612 | 0.00011415 | 0.00024903 | 0.00018308 | 0.00011415 | 0.0001125 | 0.00011612
3 | 11 | 22 | 0.00010421 | 0.00023427 | 0.00016806 | 0.00010421 | 0.00011656 | 0.0001059 | 0.00010421 | 0.00023427 | 0.00016806 | 0.00010421 | 0.00011656 | 0.0001059
3 | 11 | 23 | 9.4925e-05 | 0.00021718 | 0.00015198 | 9.4925e-05 | 0.00012597 | 9.6198e-05 | 9.4925e-05 | 0.00021718 | 0.00015198 | 9.4925e-05 | 0.00012597 | 9.6198e-05
3 | 11 | 24 | 8.7168e-05 | 0.00018064 | 0.00012195 | 8.7168e-05 | 0.00013633 | 9.0134e-05 | 8.7168e-05 | 0.00018064 | 0.00012195 | 8.7168e-05 | 0.00013633 | 9.0134e-05
3 | 12 | 1 | 8.2479e-05 | 0.00013825 | 8.7285e-05 | 8.2479e-05 | 0.00014878 | 8.5914e-05 | 8.2479e-05 | 0.00013825 | 8.7285e-05 | 8.2479e-05 | 0.00014878 | 8.5914e-05
3 | 12 | 2 | 8.0456e-05 | 0.00010232 | 6.4294e-05 | 8.0456e-05 | 0.00016001 | 8.3788e-05 | 8.0456e-05 | 0.00010232 | 6.4294e-05 | 8.0456e-05 | 0.00016001 | 8.3788e-05
3 | 12 | 3 | 7.9766e-05 | 6.9632e-05 | 4.5845e-05 | 7.9766e-05 | 0.00017223 | 8.3459e-05 | 7.9766e-05 | 6.9632e-05 | 4.5845e-05 | 7.9766e-05 | 0.00017223 | 8.3459e-05
3 | 12 | 4 | 8.1551e-05 | 4.6265e-05 | 3.1329e-05 | 8.1551e-05 | 0.00018147 | 8.4645e-05 | 8.1551e-05 | 4.6265e-05 | 3.1329e-05 | 8.1551e-05 | 0.00018147 | 8.4645e-05
3 | 12 | 5 | 8.7364e-05 | 2.843e-05 | 2.126e-05 | 8.7364e-05 | 0.00018951 | 8.9805e-05 | 8.7364e-05 | 2.843e-05 | 2.126e-05 | 8.7364e-05 | 0.00018951 | 8.9805e-05
3 | 12 | 6 | 9.986e-05 | 1.6782e-05 | 2.165e-05 | 9.986e-05 | 0.00019227 | 9.7127e-05 | 9.986e-05 | 1.6782e-05 | 2.165e-05 | 9.986e-05 | 0.00019227 | 9.7127e-05
3 | 12 | 7 | 0.00010841 | 1.0032e-05 | 4.1223e-05 | 0.00010841 | 0.00018677 | 0.00010734 | 0.00010841 | 1.0032e-05 | 4.1223e-05 | 0.00010841 | 0.00018677 | 0.00010734
3 | 12 | 8 | 0.00011245 | 1.4892e-05 | 8.8777e-05 | 0.00011245 | 0.00017164 | 0.00011519 | 0.00011245 | 1.4892e-05 | 8.8777e-05 | 0.00011245 | 0.00017164 | 0.00011519
3 | 12 | 9 | 0.00011735 | 3.0961e-05 | 0.00014147 | 0.00011735 | 0.00014835 | 0.0001216 | 0.00011735 | 3.0961e-05 | 0.00014147 | 0.00011735 | 0.00014835 | 0.0001216
3 | 12 | 10 | 0.00012229 | 3.397e-05 | 0.00013883 | 0.00012229 | 0.0001235 | 0.00012398 | 0.00012229 | 3.397e-05 | 0.00013883 | 0.00012229 | 0.0001235 | 0.00012398
3 | 12 | 11 | 0.00012621 | 4.0025e-05 | 0.00011278 | 0.00012621 | 0.00010606 | 0.00012362 | 0.00012621 | 4.0025e-05 | 0.00011278 | 0.00012621 | 0.00010606 | 0.00012362
3 | 12 | 12 | 0.00012876 | 4.9644e-05 | 9.7038e-05 | 0.00012876 | 9.3846e-05 | 0.00012361 | 0.00012876 | 4.9644e-05 | 9.7038e-05 | 0.00012876 | 9.3846e-05 | 0.00012361
3 | 12 | 13 | 0.00013177 | 7.1583e-05 | 0.00010244 | 0.00013177 | 8.8642e-05 | 0.00012377 | 0.00013177 | 7.1583e-05 | 0.00010244 | 0.00013177 | 8.8642e-05 | 0.00012377
3 | 12 | 14 | 0.00013255 | 8.5165e-05 | 0.00011388 | 0.00013255 | 8.6709e-05 | 0.00012429 | 0.00013255 | 8.5165e-05 | 0.00011388 | 0.00013255 | 8.6709e-05 | 0.00012429
3 | 12 | 15 | 0.00013305 | 9.8251e-05 | 0.00011899 | 0.00013305 | 8.5819e-05 | 0.000123 | 0.00013305 | 9.8251e-05 | 0.00011899 | 0.00013305 | 8.5819e-05 | 0.000123
3 | 12 | 16 | 0.00013198 | 0.00013432 | 0.00014197 | 0.00013198 | 8.8147e-05 | 0.00012114 | 0.00013198 | 0.00013432 | 0.00014197 | 0.00013198 | 8.8147e-05 | 0.00012114
3 | 12 | 17 | 0.00012965 | 0.00016985 | 0.00016025 | 0.00012965 | 9.671e-05 | 0.00011661 | 0.00012965 | 0.00016985 | 0.00016025 | 0.00012965 | 9.671e-05 | 0.00011661
3 | 12 | 18 | 0.00012669 | 0.00021645 | 0.00018877 | 0.00012669 | 0.00010452 | 0.00011968 | 0.00012669 | 0.00021645 | 0.00018877 | 0.00012669 | 0.00010452 | 0.00011968
3 | 12 | 19 | 0.00013311 | 0.00025025 | 0.00020674 | 0.00013311 | 0.00011254 | 0.00012297 | 0.00013311 | 0.00025025 | 0.00020674 | 0.00013311 | 0.00011254 | 0.00012297
3 | 12 | 20 | 0.0001319 | 0.00025723 | 0.00020107 | 0.0001319 | 0.00011248 | 0.00012225 | 0.0001319 | 0.00025723 | 0.00020107 | 0.0001319 | 0.00011248 | 0.00012225
3 | 12 | 21 | 0.00012337 | 0.00024903 | 0.00018308 | 0.00012337 | 0.0001125 | 0.00011612 | 0.00012337 | 0.00024903 | 0.00018308 | 0.00012337 | 0.0001125 | 0.00011612
3 | 12 | 22 | 0.00011088 | 0.00023427 | 0.00016806 | 0.00011088 | 0.00011656 | 0.0001059 | 0.00011088 | 0.00023427 | 0.00016806 | 0.00011088 | 0.00011656 | 0.0001059
3 | 12 | 23 | 9.9448e-05 | 0.00021718 | 0.00015198 | 9.9448e-05 | 0.00012597 | 9.6198e-05 | 9.9448e-05 | 0.00021718 | 0.00015198 | 9.9448e-05 | 0.00012597 | 9.6198e-05
3 | 12 | 24 | 9.1263e-05 | 0.00018064 | 0.00012195 | 9.1263e-05 | 0.00013633 | 9.0134e-05 | 9.1263e-05 | 0.00018064 | 0.00012195 | 9.1263e-05 | 0.00013633 | 9.0134e-05
3 | 13 | 1 | 8.6403e-05 | 0.00013825 | 8.7285e-05 | 8.6403e-05 | 0.00014878 | 8.5914e-05 | 8.6403e-05 | 0.00013825 | 8.7285e-05 | 8.6403e-05 | 0.00014878 | 8.5914e-05
3 | 13 | 2 | 8.3948e-05 | 0.00010232 | 6.4294e-05 | 8.3948e-05 | 0.00016001 | 8.3788e-05 | 8.3948e-05 | 0.00010232 | 6.4294e-05 | 8.3948e-05 | 0.00016001 | 8.3788e-05
3 | 13 | 3 | 8.3111e-05 | 6.9632e-05 | 4.5845e-05 | 8.3111e-05 | 0.00017223 | 8.3459e-05 | 8.3111e-05 | 6.9632e-05 | 4.5845e-05 | 8.3111e-05 | 0.00017223 | 8.3459e-05
3 | 13 | 4 | 8.4235e-05 | 4.6265e-05 | 3.1329e-05 | 8.4235e-05 | 0.00018147 | 8.4645e-05 | 8.4235e-05 | 4.6265e-05 | 3.1329e-05 | 8.4235e-05 | 0.00018147 | 8.4645e-05
3 | 13 | 5 | 9.0372e-05 | 2.843e-05 | 2.126e-05 | 9.0372e-05 | 0.00018951 | 8.9805e-05 | 9.0372e-05 | 2.843e-05 | 2.126e-05 | 9.0372e-05 | 0.00018951 | 8.9805e-05