## README
ReleaseVersion | rdtv3_5_3
ReleaseDate | 4603600%
User Guide | https://www.cpuc.ca.gov/industries-and-topics/electrical-energy/electric-power-procurement/long-term-procurement-planning/more-information-on-authorizing-procurement/irp-procurement-track
To run the macro click the button above. LSEs must FIRST enable macros and should complete the RDT data entry fully before running the macro.
Run error check macro

## ReleaseNotes
ReleaseVersion | ReleaseDate | ID | Note
RDTv3 beta | 4471800%
RDTv3 Release | 4472700% | v3_1_1
RDTv3 Updated | 4473200% | v3_1_2 | Minor updates to column names
RDTv3 Updated | 4475700% | v3_1_3 | Reliability tabs updates & some minor updates to the resource tab
RDTv3 Updated | 4477100% | v3_2_1 | 1) RDTv3.misc: updated with all ELCC % values and added MRN/TRN ratios 2) RDTv3.Reliability: added formulas to pull MRN/TRN ratios from the “misc” worksheet; updated formatting for cells H23:J50 and L23:P50 (previously greyed out since results weren’t available for those years) 3) RDTv3.Calcs: updated formulas in columns S:T so that battery contracts with durations greater than or equal to 9 hours will get “8hr_batteries” ELCC%; updated formulas in columns S:T and added formulas in column Y so that battery contracts with durations less than 4 hours will get (“4hr_batteries” ELCC%) * (contract duration) / 4hr
RDTv3 Updated | 4479600% | v3_2_2 | 1) RDTv3.resources: updated to include several new resource IDs, remove duplicates, adjust how baseline hybrid/paired resources are characterized, and update some project-specific information 2) RDTv3.btm_pv_forecast: Added an additional LSE 3) RDTv3.ReportSheet: new macro generated error flag, Rows with invalid buying_energy_capacity and csp_resource_category; flags contracts with non-storage CSP resources is marked as CapacityOnly and is marked as CSP. 4)“ReportSheet” tab: summation now includes contracts that are both "Buy" and "Owned"
RDTv3 Updated | 4482700% | v3_2_3 | 1) corrects made to macro 2) fixes the ELCC type issues for a few generic resources
RDTv3 Updated | 4484500% | v3_2_4 | 1) corrections made to the "CSPReportSheet"
RDTv3 Updated | 4510300% | v3_3_1 | 1) Added mtr_nqc_validation_tool sheet 2) Added mtr_nqc_summary sheet 3) Added and updated unique_contracts sheet's mtr_tranche_NQC fields to reflect supplemental MTR obligations 4) Further corrections made to the "CSPReportSheet"
RDTv3 Updated | 4512100% | v3_3_2 | 1) Corrections mtr_nqc_validation_tool 2) Corrections made to macros 3) Removed duplicate value from resource.resource
RDTv3 Updated | 4512500% | v3_3_3 | Fixes to #ref errors in mtr_nqc_validation_tool sheet
RDTv3 Updated | 4513200% | v3_3_4 | Fixes to unique_contracts data validation, check_d2106035_tranche macro module, and elcc_vals table.
RDTv3 Updated | 4513300% | v3_3_5 | Disabled the mtr_heuristic_check from the NQC calculation of the mtr_nqc_validation_tool.
RDTv3 Updated | 4523100% | v3_3_6 | 1) Added dropdown menu to project_interconnection_position. 2) protection added to unique_contracts column headers and unused columns. 3) MACRO: improvements to get_unique_contracts_data module.
RDTv3 Updated | 4523800% | v3_3_7 | 1) RDTv3.resources: updated to include several new resource IDs and update some project-specific information.
RDTv3 draft | 4540400% | v3_4_1 | 1) Macro: minor correction to ReportSheet column text 2) RDTv3.unique_contracts: a) Cell protection now allows users to make formatting changes b) viability_financing_sitecontrol: entry of "0" replaces the previous "NA" option 3) RDTv3.mtr_nqc_validation_tool: a)Diablo Canyon NQC Tool Addition
RDTv3 Updated | 4541400% | v3_4_2 | 1) RDTv3.mtr_nqc_validation_tool: release of Diablo Canyon NQC Tool Addition 2) RDTv3.resources: updated to include several new resource IDs and update some project-specific information.
RDTv3 Updated | 4543200% | v3_4_3 | 1) Correction to RDTv3.mtr_nqc_validation_tool field: calculated_nqc_non_hybrid 2)RDTv3.misc: removed sheet protection to allow macro to run queue refresh; fixed formula error.
RDTv3 Updated | 4543600% | v3_4_4 | 1) RDTv3.mtr_nqc_validation_tool formulas revised: a) dcr_required_energy_battery: now calculated as [dcr_battery_nqc] * 365 * 5 for applicable contracts. b) dcr_battery_nqc: Now correctly differentiates between hybrid/nonhybrid and multiplies by [%_nameplate/tranche_hybrid_storage] or [%_nameplate/tranche_non_hybrid] accordingly. c) calculated_nqc_non_hybrid, calculated_nqc_hybrid_gen, and calculated_nqc_hybrid_storage: Removed condition restricting contracts with DCR tranches from being calculated using MTR general NQC methodology. 2) RDTv3.mtr_nqc_summary formulas revised: a) Calculated NQC (general including DCR): No longer adds values from Calculated DCR NQC field. Instead, sum includes MTR general NQC calculation of DCR contracts in values.
RDTv3 Updated | 4560300% | v3_4_5 | 1) RDTv3.unique_contracts: a) mtr_bridge_to - Added field with dropdown menu of used contract IDs. b) alternative_resource_name - Dropdown of unique generator names. c) d1911016_tranche - Removed; category is no longer used or useful. d) d2106035_procurement_cat - Removed dropdown options containing multiple obligation types; LSEs now instructed to add new contract row for each obligation targeted. e) resource - Added new resource types: Enhanced Geothermal Off shore Wind Out of State Wind Generic wind CA 2) RDTv3.mtr_nqc_validation_tool a) ELCC Options no longer include different storage durations. - Non- hybrid resource storage duration calculation: contracted_storage_mw / contracted_nameplate_capacity - Hybrid resource storage duration calculation: contracted_storage_mw / contracted_storage_depth_mwh - Calculates ELCC for duration to tenth of hour duration from linear extrapolation of ELCC study values 3) RDTv3.Macro Added warning flag for contracts with NQC equal to or greater capacity MWs
RDTv3 Updated | 4560900% | v3_4_6 | 1) RDTv3.mtr_nqc_validation_tool formulas revised: a) Updated to align with updated d2106035_procument_cat options: is_general is_ZE_gen_paired_dr is_firm_ZE is_long_duration_storage b) Fixed for additions to the lse_selected_mtr_tranche column: tranche_elcc_match_non_hybrid tranche_elcc_match_hybrid_gen tranche_elcc_match_hybrid_storage do_tranches_match? C) Fixed impact of % nameplate apportionments to columns: uc_contracted_storage_depth_mwh storage_duration_hrs dcr_nqc_from_gen dcr_battery_nqc
RDTv3 Updated | 4562200% | v3_4_7 | 1) RDTv3.mtr_nqc_summary revised: a) Added total reported MTR LLT NQC MW (unique_contracts) column. b) Corrected error where LLT contracts counted toward general claimed NQC. c) Added missing Total Reported LLT NQC formula 2) RDTv3.mtr_nqc_validation_tool revised: a) Corrected do_tranches_match? field logic; now allows the assumed tranche <= selected tranche without error. b) Fixed dcr_nqc_from_gen calculation; now estimates excess generation nameplate as a ratio of p50_annual_mwh_post_he_17 / p50_annual_mwh_17. c) Added condition to dcr_is_storage_contract to test if storage_duration_hrs <> 0 before calculating. d) Added IFERROR function to dcr_nqc_from_gen; reduces potential errors shown and clarifies summation. e) Added IFERROR function to dcr_battery_nqc; reduces potential errors shown and clarifies summation.
RDTv3 Updated | 4576500% | v3_4_8 | 1) Added RDTv3.certification_form 2) RDTv3.unique_contracts: a) Added planned_project_retention_priority column. b) Updated csp_annual_yyy columns. 3) RDTv3.mtr_nqc_validation_tool Added: a) Add compliance_target column. b) Removed elcc_hybrid_storage_resource column. 4) RDTv3.mtr_nqc_summary a) Replaced formula summary table with Pivot table.
RDTv3 Updated | 4579600% | v3_4_9 | 1) RDTv3.unique_contracts: a) Removed planned_project_retention_priority column. 2) RDTv3.mtr_nqc_validation_tool Added: a) Removed mtr_compliance_target, compliance_target_error column b) Corrections to columns: 1) dcr_is_storage_contract 2) dcr_net_energy_available 3 dcr_nqc_from_gen
RDTv3 Updated | 4580000% | v3_4_10 | 1) RDTv3.mtr_nqc_validation_tool: a) Correction to storage ELCC lookup table that uses elcc_non_hybrid, elcc_hybrid_gen, or elcc_hybrid_storage entry as a key.
RDTv3Updated | 4587600% | v3_5_2 | 1) RDTv3.unique_contracts: Added AB1373 Project Retention Priority Column, additional CSP tools tables and new tabs for Relaibility Planning for RCPPP
RDTv3Updated | 4596800% | v3_5_3 | 1.unique_contracts sheet:Updated csp_annual_yyyy columns.Revised Planned Project Retention Priority column,Added validation checks for CSP_annual_20xx values 2.Calcs Worksheet;Updated formulas to shift the project online date from May 1 to June 1, consistent with MTR Decisions.Updated formulas to prevent double counting of resources. 3. CSPReportSheet:“online and in-development" reporting table, 4. Reliability worksheets: Renamed “Reliability” worksheet to “Reliability – Planning”,Added “Reliability – RCPPP Option I” and “Reliability – RCPPP Option I” worksheets, 5.LSE Names Sheet Updated list of LSE names are included 6.Resource Sheet: New Resources (additional hybrid resources that have assigned CAIO resource ID) and resources that align the new regional boundaries identify under 2025 Input and Assumptions 7.Misc Sheet : LSE ELCC look up key as well as MTR obligations are also updated to reflect LSE obligations after the baseline Swaps and obligation Trade.
RDTv3Updated | 4599600% | v3_5_3 | 1.Added vintages to Reliability Need, BTM PV Forecast, and ELCC 2. Removed RPN/TRN ratio . 3. Added new thermal marginal ELCC subclasses with the allocation based on EFORd
RDTv3Updated | 4600700% | v3_5_3 | 1. Removed RCPPP tabs for more clarity and cohesion.
RDTv3Updated | 4600800% | v3_5_3 | 1. Updatd RPN values.
RDTv3Updated | 4603600% | v3_5_3 | 1. Added dropdown in the Certification tab to identify purpose of the RDT

## certification_form
RDT Certification Form – Verification Declaration
Load Serving Entity Full Name: | Silicon Valley Clean Energy
Load Serving Entity Abbreviation: | SVCE
Submission Type: | IRP Biennial Planning
Date of Filing: | 4624400%
Note: Consistent with Rules 1.1 & 1.11 of the CPUC's Rules of Practice and Procedure, this Procurement Showing has been verified by an officer of the corporation or organization, who expressly certifies, under penalty of perjury, the following: 1. I have responsibility for the activities reflected in this showing; 2. I have reviewed, or have caused to be reviewed, this showing; 3. Based on my knowledge, information, or belief, this filing does not contain any untrue statement of a material fact or omit to state a material fact necessary to make the statements made; 4. Based on my knowledge, information, or belief, this filing contains all of the information required to be provided by CPUC orders, rules, and regulations.
LSE Officer
Title: | Chief Executive Officer
Name: | Monica Padilla
Email: | monica.padilla@svcleanenergy.org
Phone: | 408-549-2679 Ext 1009
Signature:
Backup Contact Information
Title: | Director of Regulatory Policy and Planning
Name: | Maren Wenzel
Email: | maren.wenzel@svcleanenergy.org
Phone: | 408-716-4745
Signature: | /s/ Maren Wenzel
Load Serving Entity Information
LSE Address Line 1: | 298 S Sunnyvale Ave
LSE Address Line 2:
LSE City: | Sunnyvale
LSE State: | CA
LSE Zip: | 94086

## unique_contracts
lse_unique_contract_id | resource | alternative_resource_name | contract_status | project_interconnection_position | interconnection_substation | marginal_addition | marginal_addition_to | total_nameplate_capacity | contracted_nameplate_capacity | sep_contracted_mw_nqc | contract_gwh_annual | is_hybrid_paired | can_charge_from_grid | total_generator_mw | contracted_generator_mw | total_storage_mw | contracted_storage_mw | solar_technology_sub_type | storage_technology_sub_type | total_storage_depth_mwh | contracted_storage_depth_mwh | viability_cod_reasonableness | viability_technical_feasibility | viability_financing_sitecontrol | resource_mix | cam_d1911016_vamo_ghgfreepcia | buy_sell_own | counterparty | generator_supplier | developer_name | capacity_area | capacity_sub_area | cpuc_approval_ref | county | COD_year | COD_month | COD_day | contract_start_date_year | contract_start_date_month | contract_start_date_day | contract_end_date_year | contract_end_date_month | contract_end_date_day | contract_execution_date_year | contract_execution_date_month | contract_execution_date_day | tx_upgrades | tx_upgrade_date_year | tx_upgrade_date_month | tx_upgrade_date_day | tx_upgrade_description | d2106035_procurement_cat | mtr_tranche1_NQC | mtr_tranche2_NQC | mtr_tranche3_NQC | mtr_tranche4_NQC | mtr_tranche5_NQC | mtr_tranche6_NQC | mtr_NQC_ZE_gen_paired_dr | mtr_bridge_to | contract_changed | previous_COD_year | previous_COD_month | previous_COD_day | remediation_plan | signed_contract | notice_to_proceed | public_contract | buying_energy_capacity | NQC_reporting_source | procurement_origin | planned_project_retention_priority | csp_resource_category | csp_annual_2028 | csp_annual_2030 | csp_annual_2035 | csp_annual_2040 | csp_annual_2045 | macro_supertype | notes
20220124_CCPower_RevRenewables_Tumbleweed_SVCE | TUMBWD_2_WISBT4 | Tumbleweed Energy Storage | Online | 1217 | Whirlwind Substation 230 kV | NA |  | 75 | 15.9375 |  |  | NotHybrid | [6 empty] | Li | 600 | 127.5 | [5 empty] | Buy | non-LSE supplier |  | REV RENEWABLES | BigCreekVentura | No_sub_area |  | KernCounty | [12 empty] | NO | [17 empty] | NO | YES | YES | YES | EnergyCapacity | Calculated | D2106035 | TRUE | Battery Storage (MWh Energy Capacity) | [5 empty] | physical
20220531_CCPower_OME_FishLake_Geo_SVCE | _NEW_GENERIC_GEOTHERMAL | FISH LAKE GEOTHERMAL | Development | geothermal_import_planned | Silver Peak 55 kV Substation | NA | [5 empty] | NotHybrid | [14 empty] | Buy | non-LSE supplier |  | OPEN MOUNTAIN ENERGY | NEVP | No_sub_area |  | Nevada | [12 empty] | NO | [17 empty] | NO | YES | NO | YES | EnergyCapacity | Calculated | D2106035 | TRUE | Geothermal (GWh) | [5 empty] | newgeneric
|  |  | Development | [8 empty] | NotHybrid | [14 empty] | Buy | non-LSE supplier | [36 empty] | NO | YES | NO | YES | EnergyCapacity | Calculated | D2106035 | TRUE | [6 empty] | newgeneric
|  |  | Development | [8 empty] | NotHybrid | [14 empty] | Buy | non-LSE supplier | [36 empty] | YES | YES | NO | YES | EnergyCapacity | Calculated | D2106035 | TRUE | Geothermal (GWh) | [5 empty] | newgeneric
|  |  | Development | [8 empty] | NotHybrid | [14 empty] | Buy | non-LSE supplier | [36 empty] | YES | YES | NO | YES | EnergyCapacity | Calculated | D2106035 | TRUE | [6 empty] | newgeneric
Annual_GHGFree_IndexPlus | _EXISTING_GENERIC_NW_HYDRO | ARS outputs | PlannedExisting | [8 empty] | NotHybrid | [14 empty] | Buy | [41 empty] | EnergyOnly |  |  |  | Imported Hydro (GWh) | [5 empty] | existinggeneric
Annual_GHGfree_IndexPlus_2030 | _EXISTING_GENERIC_NW_HYDRO | Post-process | PlannedExisting | [8 empty] | NotHybrid | [14 empty] | Buy | [41 empty] | EnergyOnly |  |  |  | Imported Hydro (GWh) | [5 empty] | existinggeneric
Annual_PCC1_REC_IndexPlus_Solar | _EXISTING_GENERIC_SOLAR_1AXIS | ARS outputs | PlannedExisting | [8 empty] | NotHybrid | [14 empty] | Buy | [41 empty] | EnergyOnly |  |  |  | Solar Baseline California (GWh) | [5 empty] | existinggeneric
Annual_PCC1_REC_IndexPlus_Wind | _EXISTING_GENERIC_WIND | ARS outputs | PlannedExisting | [8 empty] | NotHybrid | [14 empty] | Buy | [41 empty] | EnergyOnly |  |  |  | Wind Baseline California (GWh) | [5 empty] | existinggeneric
BESS_12hr_PPA_2035_1 | _NEW_GENERIC_BATTERY_STORAGE | Post-process | PlannedNew | [8 empty] | NotHybrid |  |  |  | 70 | 70 |  |  | 840 | 840 | [5 empty] | Buy | [41 empty] | EnergyCapacity |  |  |  | Battery Storage (MWh Energy Capacity) | [5 empty] | newgeneric
BESS_12hr_PPA_2045_1 | _NEW_GENERIC_BATTERY_STORAGE | Post-process | PlannedNew | [8 empty] | NotHybrid |  |  |  | 25 | 25 |  |  | 300 | 300 | [5 empty] | Buy | [41 empty] | EnergyCapacity |  |  |  | Battery Storage (MWh Energy Capacity) | [5 empty] | newgeneric
BESS_Hybrid_PPA_2030_1 | _NEW_GENERIC_BATTERY_STORAGE | ARS outputs | PlannedNew | [8 empty] | ExistingSolarExistingStorage | NO | 0 | 0 | 50 | 50 | 1Axis | Li | 200 | 200 | [5 empty] | Buy | [41 empty] | EnergyCapacity |  |  |  | Hybrid_or_Paired_Solar_and_Battery (GWh) | [5 empty] | newgeneric
BESS_Hybrid_PPA_2031_1 | _NEW_GENERIC_BATTERY_STORAGE | ARS outputs | PlannedNew | [8 empty] | ExistingSolarExistingStorage | NO | 0 | 0 | 20 | 20 | 1Axis | Li | 80 | 80 | [5 empty] | Buy | [41 empty] | EnergyCapacity |  |  |  | Hybrid_or_Paired_Solar_and_Battery (GWh) | [5 empty] | newgeneric
BESS_Hybrid_PPA_2039_1 | _NEW_GENERIC_BATTERY_STORAGE | ARS outputs | PlannedNew | [8 empty] | NewSolarNewStorage | NO | 0 | 0 | 15 | 15 | 1Axis | Li | 60 | 60 | [5 empty] | Buy | [41 empty] | EnergyCapacity |  |  |  | Hybrid_or_Paired_Solar_and_Battery (GWh) | [5 empty] | newgeneric
BESS_Hybrid_PPA_2040_1 | _NEW_GENERIC_BATTERY_STORAGE | ARS outputs | PlannedNew | [8 empty] | NewSolarNewStorage | NO | 0 | 0 | 25 | 25 | 1Axis | Li | 100 | 100 | [5 empty] | Buy | [41 empty] | EnergyCapacity |  |  |  | Hybrid_or_Paired_Solar_and_Battery (GWh) | [5 empty] | newgeneric
BESS_Hybrid_PPA_2044_1 | _NEW_GENERIC_BATTERY_STORAGE | ARS outputs | PlannedNew | [8 empty] | NewSolarNewStorage | NO | 0 | 0 | 100 | 100 | 1Axis | Li | 400 | 400 | [5 empty] | Buy | [41 empty] | EnergyCapacity |  |  |  | Hybrid_or_Paired_Solar_and_Battery (GWh) | [5 empty] | newgeneric
BESS_Hybrid_PPA_2044_2 | _NEW_GENERIC_BATTERY_STORAGE | ARS outputs | PlannedNew | [8 empty] | NewSolarNewStorage | NO | 0 | 0 | 45 | 45 | 1Axis | Li | 180 | 180 | [5 empty] | Buy | [41 empty] | EnergyCapacity |  |  |  | Hybrid_or_Paired_Solar_and_Battery (GWh) | [5 empty] | newgeneric
BESS_Hybrid_PPA_2044_3 | _NEW_GENERIC_BATTERY_STORAGE | ARS outputs | PlannedNew | [8 empty] | NewSolarNewStorage | NO | 0 | 0 | 50 | 50 | 1Axis | Li | 200 | 200 | [5 empty] | Buy | [41 empty] | EnergyCapacity |  |  |  | Hybrid_or_Paired_Solar_and_Battery (GWh) | [5 empty] | newgeneric
BESS_Hybrid_PPA_2045_1 | _NEW_GENERIC_BATTERY_STORAGE | ARS outputs | PlannedNew | [8 empty] | NewSolarNewStorage | NO | 0 | 0 | 100 | 100 | 1Axis | Li | 400 | 400 | [5 empty] | Buy | [41 empty] | EnergyCapacity |  |  |  | Hybrid_or_Paired_Solar_and_Battery (GWh) | [5 empty] | newgeneric
BESS_Standalone_PPA_2031_1 | _NEW_GENERIC_BATTERY_STORAGE | ARS outputs | PlannedNew | [8 empty] | NotHybrid |  |  |  | 20 | 20 |  |  | 160 | 160 | [5 empty] | Buy | [41 empty] | EnergyCapacity |  |  |  | Battery Storage (MWh Energy Capacity) | [5 empty] | newgeneric
BESS_Standalone_PPA_2045_1 | _NEW_GENERIC_BATTERY_STORAGE | ARS outputs | PlannedNew | [8 empty] | NotHybrid |  |  |  | 10 | 10 |  |  | 40 | 40 | [5 empty] | Buy | [41 empty] | EnergyCapacity |  |  |  | Battery Storage (MWh Energy Capacity) | [5 empty] | newgeneric
CAM_RA_BESS | _EXISTING_GENERIC_BATTERY_STORAGE | CAM 4 HR | Online | hr_batteries_caiso_existing | NA | NO | [5 empty] | NotHybrid | [8 empty] | 16.764 |  |  |  |  | CAM | Buy | Pacific Gas & Electric | [40 empty] | CapacityOnly | Calculated | CAM |  | NA | [5 empty] | existinggeneric
CAM_RA_LDES | _EXISTING_GENERIC_BATTERY_STORAGE | CAM LDS | Online | hr_batteries_caiso_existing | NA | NO | [5 empty] | NotHybrid | [8 empty] | 16.764 |  |  |  |  | CAM | Buy | Pacific Gas & Electric | [40 empty] | CapacityOnly | Calculated | CAM |  | NA | [5 empty] | existinggeneric
CAPACITYONLY224RA298 | HAMLIN_1_BLDSB1_LESR | Baldy Mesa Solar | Online | 1413, 1519 | SCE Roadway Substation 115kV | NO |  |  | 75 |  |  | NotHybrid | [5 empty] | 1Axis | Li | [7 empty] | Buy | non-LSE supplier |  | AES | SCE |  |  | SanBernardinoCounty | [12 empty] | YES | [17 empty] | YES | YES | YES | Yes, contract details confidential | CapacityOnly | Calculated | D2106035 | TRUE | NA | [5 empty] | physical
CCPower_Atlantica_Obsidian_SVCE | SCE_NOL_Geothermal | CCPower Post-process | Review |  | Kramer 230 kV | [6 empty] | NotHybrid | [14 empty] | Buy | non-LSE supplier |  | Atlantica |  |  |  | InyoCounty | [12 empty] | NA | [18 empty] | NO | NO | NO | EnergyCapacity | Calculated | RPS |  | Geothermal (GWh) | [5 empty] | newresolve
CCPower_EGX_PluthRanch_SVCE | PGE_NGBA_EGS_NF | CCPower Post-process | Review |  | Cache-Highlands 115 kV | [6 empty] | NotHybrid | [14 empty] | Buy | non-LSE supplier |  | EGX | NorthCoastNorthBay |  |  | LakeCounty | [12 empty] | NA | [18 empty] | NO | NO | NO | EnergyCapacity | Calculated | RPS |  | Geothermal (GWh) | [5 empty] | newresolve
|  |  | Development | [8 empty] | NotHybrid | [14 empty] | Buy | non-LSE supplier | [36 empty] | NO | NO | NO | NO | CapacityOnly | Calculated | D2106035 | TRUE | [6 empty] | newgeneric
|  |  | Review | [8 empty] | NotHybrid | [14 empty] | Buy | non-LSE supplier | [36 empty] | NO | NO | NO | NO | EnergyCapacity | Calculated | D2106035 | TRUE | [6 empty] | newresolve
CCPower_XGS_RedHillsPh1_SVCE | PGE_NGBA_Geothermal | CCPower Post-process | Review |  | Konocti 60 kV | [6 empty] | NotHybrid | [14 empty] | Buy | non-LSE supplier |  | XGS | NorthCoastNorthBay |  |  | LakeCounty | [12 empty] | NA | [18 empty] | NO | NO | NO | EnergyCapacity | Calculated | RPS |  | Geothermal (GWh) | [5 empty] | newresolve
CCPower_XGS_RedHillsPh2_SVCE | PGE_NGBA_Geothermal | CCPower Post-process | Review |  | Konocti 60 kV | [6 empty] | NotHybrid | [14 empty] | Buy | non-LSE supplier |  | XGS | NorthCoastNorthBay |  |  | LakeCounty | [12 empty] | NA | [18 empty] | NO | NO | NO | EnergyCapacity | Calculated | RPS |  | Geothermal (GWh) | [5 empty] | newresolve
CCPower_Zanskar_Lake_SVCE | PGE_NGBA_Geothermal | CCPower Post-process | Review |  | Redbud 115 kV | [6 empty] | NotHybrid | [14 empty] | Buy | non-LSE supplier |  | Zanskar | NorthCoastNorthBay |  |  | LakeCounty | [12 empty] | NA | [18 empty] | NO | NO | NO | EnergyCapacity | Calculated | RPS |  | Geothermal (GWh) | [5 empty] | newresolve
CCPower_Zanskar_Lassen_SVCE | PGE_Northeast_CA_Geothermal | CCPower Post-process | Review |  | Shaffer 345 kV (LMUD/NVE) | [6 empty] | NotHybrid | [14 empty] | Buy | non-LSE supplier |  | Zanskar |  |  |  | LassenCounty | [12 empty] | NA | [18 empty] | NO | NO | NO | EnergyCapacity | Calculated | RPS |  | Geothermal (GWh) | [5 empty] | newresolve
CCPower_Zanskar_OOS_SVCE | SCE_Eastern_Geothermal | CCPower Post-process | Review |  | Afton 345 kV (New Mexico) | [6 empty] | NotHybrid | [14 empty] | Buy | non-LSE supplier |  | Zanskar |  |  |  | NewMexico | [12 empty] | NA | [18 empty] | NO | NO | NO | EnergyCapacity | Calculated | RPS |  | Geothermal (GWh) | [5 empty] | newresolve
CCPower_Zanskar_SonomaMendo_SVCE | PGE_NGBA_Geothermal | CCPower Post-process | Review |  | Cloverdale 115 kV | [6 empty] | NotHybrid | [14 empty] | Buy | non-LSE supplier |  | Zanskar | NorthCoastNorthBay |  |  | SonomaCounty | [12 empty] | NA | [18 empty] | NO | NO | NO | EnergyCapacity | Calculated | RPS |  | Geothermal (GWh) | [5 empty] | newresolve
Energy211BE088 | _EXISTING_GENERIC_INSTATE_LARGE_HYDRO | WAPA HYDRO | Online | hydro_caiso_existing | Tracy 230-kV | NO | [5 empty] | NotHybrid | NO | [13 empty] | Buy | Western Area Power Administration | [18 empty] | NA | [17 empty] | NO | YES | YES | YES | EnergyOnly | Calculated |  | TRUE | Large Hydro (GWh) | [5 empty] | existinggeneric
Energy242HE006 | _EXISTING_GENERIC_INSTATE_LARGE_HYDRO |  | Online | hydro_caiso_existing |  | NO | [5 empty] | NotHybrid | NO | [13 empty] | Buy | Pacific Gas & Electric | [36 empty] | NO | YES | YES | YES | EnergyOnly | Calculated |  | TRUE | Large Hydro (GWh) | [5 empty] | existinggeneric
Energy252BE181 | _EXISTING_GENERIC_INSTATE_LARGE_HYDRO |  | Online | hydro_caiso_existing |  | NO | [5 empty] | NotHybrid | NO | [13 empty] | Buy | Shell Energy North America | [18 empty] | NA | [17 empty] | NO | YES | YES | YES | EnergyOnly | Calculated |  | TRUE | Large Hydro (GWh) | [5 empty] | existinggeneric
Energy253BE189 | _EXISTING_GENERIC_INSTATE_LARGE_HYDRO |  | Online | hydro_caiso_existing |  | NO | [5 empty] | NotHybrid | NO | [13 empty] | Buy | Shell Energy North America | [18 empty] | NA | [17 empty] | NO | YES | YES | YES | EnergyOnly | Calculated |  | TRUE | Large Hydro (GWh) | [5 empty] | existinggeneric
EnergyCapacity184BE024_LESR | SLATE_2_SLASR2_LESR | SLATE_2 | Online | 1158 | Mustang Switching Station | NO |  | 46.5 | 46.5 |  |  | ExistingSolarExistingStorage | NO | 0 | 0 | 46.5 | 46.5 | 1Axis | Li | 186 | 186 | [5 empty] | Buy | non-LSE supplier |  | MN8 | GreaterFresno |  |  | KingsCounty | [12 empty] | NA | [17 empty] | NO | YES | YES | YES | EnergyCapacity | Calculated | RPS, D1911016 | TRUE | Hybrid_or_Paired_Solar_and_Battery (GWh) | [5 empty] | physical
EnergyCapacity184BE024_SUN | SLATE_2_SLASR2_SUN | SLATE_2 | Online | 1158 | Mustang Switching Station | NO |  | 93 | 93 |  |  | ExistingSolarExistingStorage | NO | 93 | 93 | 46.5 | 46.5 | 1Axis | Li | 186 | 186 | [5 empty] | Buy | non-LSE supplier |  | MN8 | GreaterFresno |  |  | KingsCounty | [12 empty] | NA | [17 empty] | NO | YES | YES | YES | EnergyCapacity | Calculated | RPS, D1911016 | TRUE | Hybrid_or_Paired_Solar_and_Battery (GWh) | [5 empty] | physical
|  |  | Online | [5 empty] | 7 |  |  | NotHybrid | [14 empty] | Buy | non-LSE supplier | [18 empty] | NA | [17 empty] | NO | YES | YES | YES | EnergyCapacity | Calculated | RPS | TRUE | [6 empty] | physical
EnergyCapacity201BE062 | NAVYII_2_UNITS | Coso | Online | geothermal_caiso_existing | Southern California Edison via 115kV Inyokern and 230kV Kramer Junction | NO |  | 83 | 44.2 |  |  | NotHybrid | [14 empty] | Buy | CGP Holding, LLC |  | CGP Holding, LLC | PacGE |  |  | InyoCounty | [12 empty] | NO | [17 empty] | NO | YES | YES | YES | EnergyCapacity | Calculated | RPS | TRUE | Geothermal (GWh) | [5 empty] | physical
EnergyCapacity202BE065_LESR | RATSKE_2_RBSSB2 | RABBITBRUSH SOLAR 2 | Online | 1215 | Whirlwind Substation 230 kV | NO |  | 8 | 8 |  |  | ExistingSolarExistingStorage | NO | 0 | 0 | 8 | 8 | 1Axis | Li | 20 | 20 | [5 empty] | Buy | non-LSE supplier |  | LEEWARD | SCE |  |  | KernCounty | [12 empty] | NO | [17 empty] | NO | YES | YES | YES | EnergyCapacity | Calculated | RPS | TRUE | Hybrid_or_Paired_Solar_and_Battery (GWh) | [5 empty] | physical
EnergyCapacity202BE065_SUN | RATSKE_2_RBSSB2 | RABBITBRUSH SOLAR 2 | Online | 1215 | Whirlwind Substation 230 kV | NO |  | 40 | 40 |  |  | ExistingSolarExistingStorage | NO | 40 | 40 | 8 | 8 | 1Axis | Li | 20 | 20 | [5 empty] | Buy | non-LSE supplier |  | LEEWARD | SCE |  |  | KernCounty | [12 empty] | NO | [17 empty] | NO | YES | YES | YES | EnergyCapacity | Calculated | RPS | TRUE | Hybrid_or_Paired_Solar_and_Battery (GWh) | [5 empty] | physical
EnergyCapacity202BE067_BESS | YELPIN_2_YP2BT1 | Yellow Pine | Online | 1341 | GridLiance Trout Canyon 230 kV substation | NO |  |  | 26 |  |  | ExistingSolarExistingStorage | NO |  | 0 | 65 | 26 | 1Axis | Li | 260 | 104 | [5 empty] | Buy | non-LSE supplier |  | NEXTERA | NEVP |  |  | Nevada | [12 empty] | YES | 2022 | 12 | 31 | Yellow Pine Energy Center I, LLC, executed a Participating Transmission Owner Upgrade Facilities Agreement (UFA) with Southern California Edison (SCE) in April 2021. The network upgrades identified include adding the Yellow Pine project to the Lugo-Victorville Remedial Action Scheme (RAS). SCE has committed to having the upgrades completed by no later than February 2023. | [13 empty] | NO | YES | YES | YES | EnergyCapacity | Calculated | RPS | TRUE | Hybrid_or_Paired_Solar_and_Battery (GWh) | [5 empty] | physical
EnergyCapacity202BE067_SOLAR | YELPIN_2_YP2SR1 | Yellow Pine | Online | 1341 | GridLiance Trout Canyon 230 kV substation | NO |  |  | 50 |  |  | ExistingSolarExistingStorage | NO |  | 50 | 65 | 26 | 1Axis | Li | 260 | 104 | [5 empty] | Buy | non-LSE supplier |  | NEXTERA | NEVP |  |  | Nevada | [12 empty] | YES | 2022 | 12 | 31 | Yellow Pine Energy Center I, LLC, executed a Participating Transmission Owner Upgrade Facilities Agreement (UFA) with Southern California Edison (SCE) in April 2021. The network upgrades identified include adding the Yellow Pine project to the Lugo-Victorville Remedial Action Scheme (RAS). SCE has committed to having the upgrades completed by no later than February 2023. | [13 empty] | NO | YES | YES | YES | EnergyCapacity | Calculated | RPS | TRUE | Hybrid_or_Paired_Solar_and_Battery (GWh) | [5 empty] | physical
EnergyCapacity202BE069_LESR | ARATINASOLAR | Aratina | Development | 1604 | Kramer 220 kV Substation | NO | [5 empty] | NewSolarNewStorage | [5 empty] | 1Axis | Li | [7 empty] | Buy | non-LSE supplier |  | AVANTUS | SCE |  |  | KernCounty | [12 empty] | YES | 2024 | 10 | 7 | The project requires SCE to build the 220 kV gen-tie line between Aratina project substation (Twinkle Substation) to SCE's Kramer Substation | [13 empty] | YES | YES | NO | YES | CapacityOnly | Calculated | RPS | TRUE | Hybrid_or_Paired_Solar_and_Battery (GWh) | [5 empty] | physical
EnergyCapacity202BE069_SUN | ARATINASOLAR | Aratina | Development | 1604 | Kramer 220 kV Substation | NO | [5 empty] | NewSolarNewStorage | [5 empty] | 1Axis | Li | [7 empty] | Buy | non-LSE supplier |  | AVANTUS | SCE |  |  | KernCounty | [12 empty] | YES | 2024 | 10 | 7 | The project requires SCE to build the 220 kV gen-tie line between Aratina project substation (Twinkle Substation) to SCE's Kramer Substation | [13 empty] | YES | YES | NO | YES | CapacityOnly | Calculated | RPS | TRUE | Hybrid_or_Paired_Solar_and_Battery (GWh) | [5 empty] | physical
EnergyCapacity211BE089_BESS | _EXISTING_GENERIC_BATTERY_STORAGE | ANGELA | Online | 1443 | Olive Switching Station | NO |  |  | 10 |  |  | NewSolarNewStorage | NO |  | 0 | 20 | 10 | 1Axis | Li | 80 | 40 | [5 empty] | Buy | non-LSE supplier |  | SB ENERGY | PacGE |  |  | TulareCounty | [12 empty] | YES | 2023 | 4 | 1 | Network upgrade expected by Q2, 2023. | [13 empty] | YES | YES | NO | YES | EnergyCapacity | Calculated | RPS | TRUE | Hybrid_or_Paired_Solar_and_Battery (GWh) | [5 empty] | existinggeneric
EnergyCapacity211BE089_SOLAR | _EXISTING_GENERIC_SOLAR_1AXIS | ANGELA | Online | 1443 | Olive Switching Station | NO |  |  | 20 |  |  | NewSolarNewStorage | NO |  | 20 | 20 | 10 | 1Axis | Li | 80 | 40 | [5 empty] | Buy | non-LSE supplier |  | SB ENERGY | PacGE |  |  | TulareCounty | [12 empty] | YES | 2023 | 4 | 1 | Network upgrade expected by Q2, 2023. | [13 empty] | YES | YES | NO | YES | EnergyCapacity | Calculated | RPS | TRUE | Hybrid_or_Paired_Solar_and_Battery (GWh) | [5 empty] | existinggeneric
EnergyCapacity212BE090 | MTWIND_1_MVPWD1 | AES Mountain View | Online | MTWIND_1_MVPWD1 | Mountwind Substation | NO |  | 66.6 | 33.3 |  |  | NotHybrid | [14 empty] | Buy | AES Clean Energy |  | AES Clean Energy | SCE |  |  | RiversideCounty | [12 empty] | NO | [17 empty] | NO | YES | YES | YES | EnergyCapacity | Calculated | RPS | TRUE | Wind Baseline California (GWh) | [5 empty] | physical
EnergyCapacity212BE091 | _EXISTING_GENERIC_WIND | Cameron Crest | Online | wind_caiso_existing | Windhub Substation | NO |  | 77.7 | 77.7 |  |  | NotHybrid | [14 empty] | Buy | Terra-Gen, LLC |  | Terra-Gen, LLC | SCE |  |  | KernCounty | [12 empty] | NO | [17 empty] | NO | YES | YES | YES | EnergyCapacity | Calculated | RPS | TRUE | Wind Baseline California (GWh) | [5 empty] | existinggeneric
EnergyCapacity212BE092_BESS | VICPAS_2_VPSBT1 | VICTORY PASS SOLAR BESS | Online | 1200 | Red Bluff Substation | NO |  |  | 25 |  |  | ExistingSolarExistingStorage | NO | 0 | 0 | 50 | 25 | 1Axis | Li | 200 | 100 | [5 empty] | Buy | non-LSE supplier |  | CLEARWAY | SCE |  |  | RiversideCounty | [12 empty] | YES | 2023 | 9 | 30 | Network upgrade expected by 9/30/2023. | [13 empty] | NO | YES | YES | YES | EnergyCapacity | Calculated | RPS | TRUE | Hybrid_or_Paired_Solar_and_Battery (GWh) | [5 empty] | physical
EnergyCapacity212BE092_SOLAR | VICPAS_2_VPSSR1 | VICTORY PASS SOLAR BESS | Online | 1200 | Red Bluff Substation | NO |  |  | 100 |  |  | ExistingSolarExistingStorage | NO | 200 | 100 | 50 | 25 | 1Axis | Li | 200 | 100 | [5 empty] | Buy | non-LSE supplier |  | CLEARWAY | SCE |  |  | RiversideCounty | [12 empty] | YES | 2023 | 9 | 30 | Network upgrade expected by 9/30/2023. | [13 empty] | NO | YES | YES | YES | EnergyCapacity | Calculated | RPS | TRUE | Hybrid_or_Paired_Solar_and_Battery (GWh) | [5 empty] | physical
EnergyCapacity212BE093_BESS | _NEW_GENERIC_BATTERY_STORAGE | San Luis West | Development | 1389 | Gates Substation | NO |  | 31.25 | 15.625 |  |  | NewSolarNewStorage | NO |  | 0 | 31.25 | 15.625 | 1Axis | Li | 62.5 | 62.5 | [5 empty] | Buy | non-LSE supplier |  | ORIGIS | GreaterFresno |  |  | FresnoCounty | [12 empty] | YES | 2024 | 12 | 31 | Install gen-tie line dead-end, CCTV's, protective relays, metering, RTU, (2) 230 kV spans of transmission line conductor from the generating unit to Gates Substation. | [13 empty] | YES | YES | NO | Yes, contract details confidential | EnergyCapacity | Calculated | RPS | TRUE | Hybrid_or_Paired_Solar_and_Battery (GWh) | [5 empty] | newgeneric
EnergyCapacity212BE093_SOLAR | _NEW_GENERIC_SOLAR_1AXIS | San Luis West | Development | 1389 | Gates Substation | NO |  | 125 | 62.5 |  |  | NewSolarNewStorage | NO |  | 62.5 | 31.25 | 15.625 | 1Axis | Li | 62.5 | 62.5 | [5 empty] | Buy | non-LSE supplier |  | ORIGIS | GreaterFresno |  |  | FresnoCounty | [12 empty] | YES | 2024 | 12 | 31 | Install gen-tie line dead-end, CCTV's, protective relays, metering, RTU, (2) 230 kV spans of transmission line conductor from the generating unit to Gates Substation. | [13 empty] | YES | YES | NO | Yes, contract details confidential | EnergyCapacity | Calculated | RPS | TRUE | Hybrid_or_Paired_Solar_and_Battery (GWh) | [5 empty] | newgeneric
EnergyCapacity233BE151 | GWFPWR_1_UNITS | Middle River Power Hanford | Online | 1713 | PG&E GWF Hanford Substation 115 kV | YES | GWFPWR_1_UNITS |  |  |  |  | NotHybrid | [14 empty] | Buy | non-LSE supplier |  | MIDDLE RIVER POWER | SCE |  |  | KingsCounty | [12 empty] | NO | [17 empty] | YES | YES | YES | YES | EnergyCapacity | Calculated | D2106035 | TRUE | NA | [5 empty] | physical
ENERGYCAPACITY233BE154_LESR | _NEW_GENERIC_BATTERY_STORAGE | GRACE ENERGY CENTER | Development | 1761 | Colorado River Substation 230kV | NO | [5 empty] | NewSolarNewStorage | YES | 0 | 0 | 45 | 45 | 1Axis | Li | 180 | 180 | [5 empty] | Buy | non-LSE supplier |  | NEXTERA | SCE |  |  | RiversideCounty | [30 empty] | NO | YES | NO | YES | EnergyCapacity | Calculated | RPS, D2106035 | TRUE | Hybrid_or_Paired_Solar_and_Battery (GWh) | [5 empty] | newgeneric
ENERGYCAPACITY233BE154_SUN | _NEW_GENERIC_SOLAR_1AXIS | GRACE ENERGY CENTER | Development | 1761 | Colorado River Substation 230kV | NO | [5 empty] | NewSolarNewStorage | YES | 75 | 75 | 45 | 45 | 1Axis | Li | 180 | 180 | [5 empty] | Buy | non-LSE supplier |  | NEXTERA | SCE |  |  | RiversideCounty | [30 empty] | NO | YES | NO | YES | EnergyCapacity | Calculated | RPS, D2106035 | TRUE | Hybrid_or_Paired_Solar_and_Battery (GWh) | [5 empty] | newgeneric
EnergyCapacity233BE155_4_HR | _NEW_GENERIC_BATTERY_STORAGE | YELLOW PINE 3_4 HR | Development | 1654 | GridLiance Trout Canyon 230 kV substation | NO | [5 empty] | NotHybrid | [6 empty] | Li | [7 empty] | Buy | non-LSE supplier |  | NEXTERA | NEVP |  |  | KingsCounty | [30 empty] | YES | YES | NO | YES | EnergyCapacity | Calculated | D2106035 | TRUE | Battery Storage (MWh Energy Capacity) | [5 empty] | newgeneric
EnergyCapacity233BE187_8_HR | _NEW_GENERIC_BATTERY_STORAGE | YELLOW PINE 3_8 HR | Development | 1654 | GridLiance Trout Canyon 230 kV substation | NO | [5 empty] | NotHybrid | [6 empty] | Li | [7 empty] | Buy | non-LSE supplier |  | NEXTERA | NEVP |  |  | KingsCounty | [30 empty] | YES | YES | NO | YES | EnergyCapacity | Calculated | D2106035 | TRUE | Battery Storage (MWh Energy Capacity) | [5 empty] | newgeneric
ENERGYCAPACITY234BE157 | _NEW_GENERIC_WIND_OOS_AZNM | SUNZIA WIND SOUTH 1 | Online | wind_import_planned | CAISO delivery at PALOVRDE_ASR-APND and PVWEST | NO |  |  | 70.2 |  |  | NotHybrid | [14 empty] | Buy | non-LSE supplier |  | PATTERN | PNM |  |  | NA | [12 empty] | NA | [17 empty] | NO | YES | YES | YES | EnergyCapacity | Calculated | RPS, D2106035 | TRUE | Wind New Mexico (GWh) | [5 empty] | newgeneric
ENERGYCAPACITY234BE184 | _NEW_GENERIC_WIND_OOS_AZNM | SUNZIA WIND SOUTH 2 | Online | wind_import_planned | CAISO delivery at PALOVRDE_ASR-APND and PVWEST | NO |  |  | 17.54 |  |  | NotHybrid | [14 empty] | Buy | non-LSE supplier |  | PATTERN | PNM |  |  | NA | [12 empty] | NA | [17 empty] | NO | YES | YES | YES | EnergyCapacity | Calculated | RPS, D2106035 | TRUE | Wind New Mexico (GWh) | [5 empty] | newgeneric
ENERGYCAPACITY234BE185 | _NEW_GENERIC_WIND_OOS_AZNM | SUNZIA WIND NORTH 2 | Online | wind_import_planned | CAISO delivery at PALOVRDE_ASR-APND and PVWEST | NO | [5 empty] | NotHybrid | [14 empty] | Buy | non-LSE supplier |  | PATTERN | PNM |  |  | NA | [12 empty] | NA | [17 empty] | NO | YES | YES | YES | EnergyCapacity | Calculated | RPS, D2106035 | TRUE | Wind New Mexico (GWh) | [5 empty] | newgeneric
ENERGYCAPACITY234BE197 | _NEW_GENERIC_WIND_OOS_AZNM | SUNZIA WIND NORTH 1 | Online | wind_import_planned | CAISO delivery at PALOVRDE_ASR-APND and PVWEST | NO | [5 empty] | NotHybrid | [14 empty] | Buy | non-LSE supplier |  | PATTERN | PNM |  |  | NA | [12 empty] | NA | [17 empty] | NO | YES | YES | YES | EnergyCapacity | Calculated | RPS, D2106035 | TRUE | Wind New Mexico (GWh) | [5 empty] | newgeneric
ENERGYCAPACITY244BE171_LESR | _NEW_GENERIC_BATTERY_STORAGE | GARDEN GREEN | Development | 2358 | PG&E's Llagas 115 kV Substation | NO | [5 empty] | NewSolarNewStorage | YES | 0 | 0 | 50 | 50 | 1Axis | Li | 200 | 200 | [5 empty] | Buy | non-LSE supplier |  | VCI ENERGY | PacGE |  |  | SantaClaraCounty | [12 empty] | NA | [17 empty] | NO | YES | NO | YES | EnergyCapacity | Calculated | RPS, D2106035 | TRUE | Hybrid_or_Paired_Solar_and_Battery (GWh) | [5 empty] | newgeneric
ENERGYCAPACITY244BE171_SUN | _NEW_GENERIC_SOLAR_1AXIS | GARDEN GREEN | Development | 2358 | PG&E's Llagas 115 kV Substation | NO | [5 empty] | NewSolarNewStorage | YES | 50 | 50 | 50 | 50 | 1Axis | Li | 200 | 200 | [5 empty] | Buy | non-LSE supplier |  | VCI ENERGY | PacGE |  |  | SantaClaraCounty | [12 empty] | NA | [17 empty] | NO | YES | NO | YES | EnergyCapacity | Calculated | RPS, D2106035 | TRUE | Hybrid_or_Paired_Solar_and_Battery (GWh) | [5 empty] | newgeneric
EnergyCapacity251BE178 | PARDEB_6_UNITS |  | Online | hydro_caiso_existing | [7 empty] | NotHybrid | NO | [13 empty] | Buy | EBMUD | [5 empty] | CalaverasCounty | [30 empty] | NO | YES | YES | YES | EnergyOnly | Calculated |  | TRUE | Large Hydro (GWh) | [5 empty] | physical
EnergyCapacity251BE178_2 | CAMCHE_1_PL1X3 |  | Online | hydro_caiso_existing | [7 empty] | NotHybrid | NO | [13 empty] | Buy | EBMUD | [5 empty] | SanJoaquinCounty | [30 empty] | NO | YES | YES | YES | EnergyOnly | Calculated |  | TRUE | Large Hydro (GWh) | [5 empty] | physical
EnergyCapacity254BE198_SOLAR | FRESNOSOLAR | DARDEN | Development | 1949 | Manning-Midway 500kV Line | NO | [5 empty] | NewSolarNewStorage | YES |  |  |  |  | 1Axis | Li | 365.92 | 365.92 | [5 empty] | Buy | non-LSE supplier |  | INTERSECT | PacGE |  |  | FresnoCounty | [30 empty] | NO | YES | NO | YES | EnergyCapacity | Calculated | RPS, D2106035 | TRUE | Hybrid_or_Paired_Solar_and_Battery (GWh) | [5 empty] | physical
EnergyCapacity254BE198_STORAGE | FRESNOSTORAGE | DARDEN | Development | 1949 | Manning-Midway 500kV Line | NO | [5 empty] | NewSolarNewStorage | YES |  |  |  |  | 1Axis | Li | 365.92 | 365.92 | [5 empty] | Buy | non-LSE supplier |  | INTERSECT | PacGE |  |  | FresnoCounty | [30 empty] | NO | YES | NO | YES | EnergyCapacity | Calculated | RPS, D2106035 | TRUE | Hybrid_or_Paired_Solar_and_Battery (GWh) | [5 empty] | physical
Geothermal_PPA_2030_1 | _NEW_GENERIC_GEOTHERMAL | ARS outputs | PlannedNew | [8 empty] | NotHybrid | [14 empty] | Buy | [41 empty] | EnergyCapacity |  |  |  | Geothermal (GWh) | [5 empty] | newgeneric
Geothermal_PPA_2035_1 | _NEW_GENERIC_GEOTHERMAL | ARS outputs | PlannedNew | [8 empty] | NotHybrid | [14 empty] | Buy | [41 empty] | EnergyCapacity |  |  |  | Geothermal (GWh) | [5 empty] | newgeneric
Geothermal_PPA_2042_1 | _NEW_GENERIC_GEOTHERMAL | ARS outputs | PlannedNew | [8 empty] | NotHybrid | [14 empty] | Buy | [41 empty] | EnergyCapacity |  |  |  | Geothermal (GWh) | [5 empty] | newgeneric
Geothermal_PPA_2043_1 | _NEW_GENERIC_GEOTHERMAL | ARS outputs | PlannedNew | [8 empty] | NotHybrid | [14 empty] | Buy | [41 empty] | EnergyCapacity |  |  |  | Geothermal (GWh) | [5 empty] | newgeneric
Geothermal_PPA_2043_1 | _NEW_GENERIC_GEOTHERMAL | ARS outputs | PlannedNew | [8 empty] | NotHybrid | [14 empty] | Buy | [41 empty] | EnergyCapacity |  |  |  | Geothermal (GWh) | [5 empty] | newgeneric
Geothermal_PPA_2044_1 | _NEW_GENERIC_GEOTHERMAL | ARS outputs | PlannedNew | [8 empty] | NotHybrid | [14 empty] | Buy | [41 empty] | EnergyCapacity |  |  |  | Geothermal (GWh) | [5 empty] | newgeneric
Geothermal_PPA_2044_2 | _NEW_GENERIC_GEOTHERMAL | ARS outputs | PlannedNew | [8 empty] | NotHybrid | [14 empty] | Buy | [41 empty] | EnergyCapacity |  |  |  | Geothermal (GWh) | [5 empty] | newgeneric
Geothermal_PPA_2044_3 | _NEW_GENERIC_GEOTHERMAL | ARS outputs | PlannedNew | [8 empty] | NotHybrid | [14 empty] | Buy | [41 empty] | EnergyCapacity |  |  |  | Geothermal (GWh) | [5 empty] | newgeneric
Geothermal_PPA_2044_4 | _NEW_GENERIC_GEOTHERMAL | ARS outputs | PlannedNew | [8 empty] | NotHybrid | [14 empty] | Buy | [41 empty] | EnergyCapacity |  |  |  | Geothermal (GWh) | [5 empty] | newgeneric
Geothermal_PPA_2045_1 | _NEW_GENERIC_GEOTHERMAL | ARS outputs | PlannedNew | [8 empty] | NotHybrid | [14 empty] | Buy | [41 empty] | EnergyCapacity |  |  |  | Geothermal (GWh) | [5 empty] | newgeneric
Geothermal_PPA_2045_2 | _NEW_GENERIC_GEOTHERMAL | ARS outputs | PlannedNew | [8 empty] | NotHybrid | [14 empty] | Buy | [41 empty] | EnergyCapacity |  |  |  | Geothermal (GWh) | [5 empty] | newgeneric
Geothermal_PPA_2045_3 | _NEW_GENERIC_GEOTHERMAL | Post-process | PlannedNew | [8 empty] | NotHybrid | [14 empty] | Buy | [41 empty] | EnergyCapacity |  |  |  | Geothermal (GWh) | [5 empty] | newgeneric
Geothermal_PPA_2045_4 | _NEW_GENERIC_GEOTHERMAL | ARS outputs | PlannedNew | [8 empty] | NotHybrid | [14 empty] | Buy | [41 empty] | EnergyCapacity |  |  |  | Geothermal (GWh) | [5 empty] | newgeneric
Geothermal_PPA_2045_5 | _NEW_GENERIC_GEOTHERMAL | ARS outputs | PlannedNew | [8 empty] | NotHybrid | [14 empty] | Buy | [41 empty] | EnergyCapacity |  |  |  | Geothermal (GWh) | [5 empty] | newgeneric
Geothermal_PPA_2045_6 | _NEW_GENERIC_GEOTHERMAL | ARS outputs | PlannedNew | [8 empty] | NotHybrid | [14 empty] | Buy | [41 empty] | EnergyCapacity |  |  |  | Geothermal (GWh) | [5 empty] | newgeneric
Geothermal_ProcurementOrder_PPA_2030_1 | _NEW_GENERIC_GEOTHERMAL | ARS outputs | PlannedNew | [8 empty] | NotHybrid | [14 empty] | Buy | [41 empty] | EnergyCapacity |  |  |  | Geothermal (GWh) | [5 empty] | newgeneric
Geothermal_ProcurementOrder_PPA_2031_1 | _NEW_GENERIC_GEOTHERMAL | ARS outputs | PlannedNew | [8 empty] | NotHybrid | [14 empty] | Buy | [41 empty] | EnergyCapacity |  |  |  | Geothermal (GWh) | [5 empty] | newgeneric
Geothermal_ProcurementOrder_PPA_2032_1 | _NEW_GENERIC_GEOTHERMAL | ARS outputs | PlannedNew | [8 empty] | NotHybrid | [14 empty] | Buy | [41 empty] | EnergyCapacity |  |  |  | Geothermal (GWh) | [5 empty] | newgeneric
Solar_Hybrid_PPA_2030_1 | _NEW_GENERIC_SOLAR_2AXIS | ARS outputs | PlannedNew | [8 empty] | ExistingSolarExistingStorage | NO | 50 | 50 | 50 | 50 | 1Axis | Li | 200 | 200 | [5 empty] | Buy | [41 empty] | EnergyCapacity |  |  |  | Hybrid_or_Paired_Solar_and_Battery (GWh) | [5 empty] | newgeneric
Solar_Hybrid_PPA_2031_1 | _NEW_GENERIC_SOLAR_2AXIS | ARS outputs | PlannedNew | [8 empty] | ExistingSolarExistingStorage | NO | 20 | 20 | 20 | 20 | 1Axis | Li | 80 | 80 | [5 empty] | Buy | [41 empty] | EnergyCapacity |  |  |  | Hybrid_or_Paired_Solar_and_Battery (GWh) | [5 empty] | newgeneric
Solar_Hybrid_PPA_2039_1 | _NEW_GENERIC_SOLAR_2AXIS | ARS outputs | PlannedNew | [8 empty] | NewSolarNewStorage | NO | 15 | 15 | 15 | 15 | 1Axis | Li | 60 | 60 | [5 empty] | Buy | [41 empty] | EnergyCapacity |  |  |  | Hybrid_or_Paired_Solar_and_Battery (GWh) | [5 empty] | newgeneric
Solar_Hybrid_PPA_2040_1 | _NEW_GENERIC_SOLAR_2AXIS | ARS outputs | PlannedNew | [8 empty] | NewSolarNewStorage | NO | 25 | 25 | 25 | 25 | 1Axis | Li | 100 | 100 | [5 empty] | Buy | [41 empty] | EnergyCapacity |  |  |  | Hybrid_or_Paired_Solar_and_Battery (GWh) | [5 empty] | newgeneric
Solar_Hybrid_PPA_2044_1 | _NEW_GENERIC_SOLAR_2AXIS | ARS outputs | PlannedNew | [8 empty] | NewSolarNewStorage | NO | 45 | 45 | 45 | 45 | 1Axis | Li | 180 | 180 | [5 empty] | Buy | [41 empty] | EnergyCapacity |  |  |  | Hybrid_or_Paired_Solar_and_Battery (GWh) | [5 empty] | newgeneric
Solar_Hybrid_PPA_2044_2 | _NEW_GENERIC_SOLAR_2AXIS | ARS outputs | PlannedNew | [8 empty] | NewSolarNewStorage | NO | 100 | 100 | 100 | 100 | 1Axis | Li | 400 | 400 | [5 empty] | Buy | [41 empty] | EnergyCapacity |  |  |  | Hybrid_or_Paired_Solar_and_Battery (GWh) | [5 empty] | newgeneric
Solar_Hybrid_PPA_2044_3 | _NEW_GENERIC_SOLAR_2AXIS | ARS outputs | PlannedNew | [8 empty] | NewSolarNewStorage | NO | 50 | 50 | 50 | 50 | 1Axis | Li | 200 | 200 | [5 empty] | Buy | [41 empty] | EnergyCapacity |  |  |  | Hybrid_or_Paired_Solar_and_Battery (GWh) | [5 empty] | newgeneric
Solar_Hybrid_PPA_2045_1 | _NEW_GENERIC_SOLAR_2AXIS | ARS outputs | PlannedNew | [8 empty] | NewSolarNewStorage | NO | 100 | 100 | 100 | 100 | 1Axis | Li | 400 | 400 | [5 empty] | Buy | [41 empty] | EnergyCapacity |  |  |  | Hybrid_or_Paired_Solar_and_Battery (GWh) | [5 empty] | newgeneric
Solar_Standalone_PPA_2037_1 | _NEW_GENERIC_SOLAR_2AXIS | ARS outputs | PlannedNew | solar_caiso_planned | NA | NO | [5 empty] | NotHybrid | [14 empty] | Buy | [41 empty] | EnergyCapacity |  |  |  | Solar New PG&E (GWh) | [5 empty] | newgeneric
Solar_Standalone_PPA_2038_1 | _NEW_GENERIC_SOLAR_2AXIS | ARS outputs | PlannedNew | solar_caiso_planned | NA | NO | [5 empty] | NotHybrid | [14 empty] | Buy | [41 empty] | EnergyCapacity |  |  |  | Solar New PG&E (GWh) | [5 empty] | newgeneric
Solar_Standalone_PPA_2038_2 | _NEW_GENERIC_SOLAR_2AXIS | ARS outputs | PlannedNew | solar_caiso_planned | NA | NO | [5 empty] | NotHybrid | [14 empty] | Buy | [41 empty] | EnergyCapacity |  |  |  | Solar New PG&E (GWh) | [5 empty] | newgeneric
Solar_Standalone_PPA_2039_1 | _NEW_GENERIC_SOLAR_2AXIS | ARS outputs | PlannedNew | solar_caiso_planned | NA | NO | [5 empty] | NotHybrid | [14 empty] | Buy | [41 empty] | EnergyCapacity |  |  |  | Solar New PG&E (GWh) | [5 empty] | newgeneric
Solar_Standalone_PPA_2039_2 | _NEW_GENERIC_SOLAR_2AXIS | ARS outputs | PlannedNew | solar_caiso_planned | [7 empty] | NotHybrid | [14 empty] | Buy | [41 empty] | EnergyCapacity |  |  |  | Solar New SCE SDG&E (GWh) | [5 empty] | newgeneric
Solar_Standalone_PPA_2040_1 | _NEW_GENERIC_SOLAR_2AXIS | ARS outputs | PlannedNew | solar_caiso_planned | NA | NO | [5 empty] | NotHybrid | [14 empty] | Buy | [41 empty] | EnergyCapacity |  |  |  | Solar New PG&E (GWh) | [5 empty] | newgeneric
Solar_Standalone_PPA_2040_2 | _NEW_GENERIC_SOLAR_2AXIS | ARS outputs | PlannedNew | solar_caiso_planned | [7 empty] | NotHybrid | [14 empty] | Buy | [41 empty] | EnergyCapacity |  |  |  | Solar New SCE SDG&E (GWh) | [5 empty] | newgeneric
Solar_Standalone_PPA_2040_3 | _NEW_GENERIC_SOLAR_2AXIS | ARS outputs | PlannedNew | solar_caiso_planned | [7 empty] | NotHybrid | [14 empty] | Buy | [41 empty] | EnergyCapacity |  |  |  | Solar New SCE SDG&E (GWh) | [5 empty] | newgeneric
Solar_Standalone_PPA_2044_1 | _NEW_GENERIC_SOLAR_2AXIS | ARS outputs | PlannedNew | solar_caiso_planned | NA | NO | [5 empty] | NotHybrid | [14 empty] | Buy | [41 empty] | EnergyCapacity |  |  |  | Solar New PG&E (GWh) | [5 empty] | newgeneric
Solar_Standalone_PPA_2044_2 | _NEW_GENERIC_SOLAR_2AXIS | ARS outputs | PlannedNew | solar_caiso_planned | NA | NO | [5 empty] | NotHybrid | [14 empty] | Buy | [41 empty] | EnergyCapacity |  |  |  | Solar New PG&E (GWh) | [5 empty] | newgeneric
Solar_Standalone_PPA_2044_3 | _NEW_GENERIC_SOLAR_2AXIS | ARS outputs | PlannedNew | solar_caiso_planned | [7 empty] | NotHybrid | [14 empty] | Buy | [41 empty] | EnergyCapacity |  |  |  | Solar New SCE SDG&E (GWh) | [5 empty] | newgeneric
Solar_Standalone_PPA_2044_4 | _NEW_GENERIC_SOLAR_2AXIS | ARS outputs | PlannedNew | wind_caiso_planned | [7 empty] | NotHybrid | [14 empty] | Buy | [41 empty] | EnergyCapacity |  |  |  | Solar New SCE SDG&E (GWh) | [5 empty] | newgeneric
Solar_Standalone_PPA_2045_1 | _NEW_GENERIC_SOLAR_2AXIS | ARS outputs | PlannedNew | solar_caiso_planned | NA | NO | [5 empty] | NotHybrid | [14 empty] | Buy | [41 empty] | EnergyCapacity |  |  |  | Solar New PG&E (GWh) | [5 empty] | newgeneric
Solar_Standalone_PPA_2045_2 | _NEW_GENERIC_SOLAR_2AXIS | ARS outputs | PlannedNew | wind_caiso_planned | [7 empty] | NotHybrid | [14 empty] | Buy | [41 empty] | EnergyCapacity |  |  |  | Solar New SCE SDG&E (GWh) | [5 empty] | newgeneric
ST_RA_2026 | _EXISTING_GENERIC_COMBINED_CYCLE | ARS outputs | PlannedExisting | [8 empty] | NotHybrid | [14 empty] | Buy | [41 empty] | CapacityOnly |  |  |  | NA | [5 empty] | existinggeneric
ST_RA_2027 | _EXISTING_GENERIC_COMBINED_CYCLE | ARS outputs | PlannedExisting | [8 empty] | NotHybrid | [14 empty] | Buy | [41 empty] | CapacityOnly |  |  |  | NA | [5 empty] | existinggeneric
ST_RA_2028 | _EXISTING_GENERIC_COMBINED_CYCLE | ARS outputs | PlannedExisting | [8 empty] | NotHybrid | [14 empty] | Buy | [41 empty] | CapacityOnly |  |  |  | NA | [5 empty] | existinggeneric
ST_RA_2029 | _EXISTING_GENERIC_COMBINED_CYCLE | ARS outputs | PlannedExisting | [8 empty] | NotHybrid | [14 empty] | Buy | [41 empty] | CapacityOnly |  |  |  | NA | [5 empty] | existinggeneric
ST_RA_2030 | _EXISTING_GENERIC_COMBINED_CYCLE | ARS outputs | PlannedExisting | [8 empty] | NotHybrid | [14 empty] | Buy | [41 empty] | CapacityOnly |  |  |  | NA | [5 empty] | existinggeneric
ST_RA_2031 | _EXISTING_GENERIC_COMBINED_CYCLE | ARS outputs | PlannedExisting | [8 empty] | NotHybrid | [14 empty] | Buy | [41 empty] | CapacityOnly |  |  |  | NA | [5 empty] | existinggeneric
ST_RA_2032 | _EXISTING_GENERIC_COMBINED_CYCLE | ARS outputs | PlannedExisting | [8 empty] | NotHybrid | [14 empty] | Buy | [41 empty] | CapacityOnly |  |  |  | NA | [5 empty] | existinggeneric
ST_RA_2033 | _EXISTING_GENERIC_COMBINED_CYCLE | ARS outputs | PlannedExisting | [8 empty] | NotHybrid | [14 empty] | Buy | [41 empty] | CapacityOnly |  |  |  | NA | [5 empty] | existinggeneric
ST_RA_2034 | _EXISTING_GENERIC_COMBINED_CYCLE | ARS outputs | PlannedExisting | [8 empty] | NotHybrid | [14 empty] | Buy | [41 empty] | CapacityOnly |  |  |  | NA | [5 empty] | existinggeneric
ST_RA_2035 | _EXISTING_GENERIC_COMBINED_CYCLE | ARS outputs | PlannedExisting | [8 empty] | NotHybrid | [14 empty] | Buy | [41 empty] | CapacityOnly |  |  |  | NA | [5 empty] | existinggeneric
ST_RA_2036 | _EXISTING_GENERIC_COMBINED_CYCLE | ARS outputs | PlannedExisting | [8 empty] | NotHybrid | [14 empty] | Buy | [41 empty] | CapacityOnly |  |  |  | NA | [5 empty] | existinggeneric
ST_RA_2037 | _EXISTING_GENERIC_COMBINED_CYCLE | ARS outputs | PlannedExisting | [8 empty] | NotHybrid | [14 empty] | Buy | [41 empty] | CapacityOnly |  |  |  | NA | [5 empty] | existinggeneric
ST_RA_2038 | _EXISTING_GENERIC_COMBINED_CYCLE | ARS outputs | PlannedExisting | [8 empty] | NotHybrid | [14 empty] | Buy | [41 empty] | CapacityOnly |  |  |  | NA | [5 empty] | existinggeneric
ST_RA_2039 | _EXISTING_GENERIC_COMBINED_CYCLE | ARS outputs | PlannedExisting | [8 empty] | NotHybrid | [14 empty] | Buy | [41 empty] | CapacityOnly |  |  |  | NA | [5 empty] | existinggeneric
ST_RA_2040 | _EXISTING_GENERIC_COMBINED_CYCLE | ARS outputs | PlannedExisting | [8 empty] | NotHybrid | [14 empty] | Buy | [41 empty] | CapacityOnly |  |  |  | NA | [5 empty] | existinggeneric
ST_RA_2041 | _EXISTING_GENERIC_COMBINED_CYCLE | ARS outputs | PlannedExisting | [8 empty] | NotHybrid | [14 empty] | Buy | [41 empty] | CapacityOnly |  |  |  | NA | [5 empty] | existinggeneric
ST_RA_2042 | _EXISTING_GENERIC_COMBINED_CYCLE | ARS outputs | PlannedExisting | [8 empty] | NotHybrid | [14 empty] | Buy | [41 empty] | CapacityOnly |  |  |  | NA | [5 empty] | existinggeneric
ST_RA_2043 | _EXISTING_GENERIC_COMBINED_CYCLE | ARS outputs | PlannedExisting | [8 empty] | NotHybrid | [14 empty] | Buy | [41 empty] | CapacityOnly |  |  |  | NA | [5 empty] | existinggeneric
ST_RA_2044 | _EXISTING_GENERIC_COMBINED_CYCLE | ARS outputs | PlannedExisting | [8 empty] | NotHybrid | [14 empty] | Buy | [41 empty] | CapacityOnly |  |  |  | NA | [5 empty] | existinggeneric
ST_RA_2045 | _EXISTING_GENERIC_COMBINED_CYCLE | ARS outputs | PlannedExisting | [8 empty] | NotHybrid | NO | [13 empty] | Buy | [41 empty] | CapacityOnly |  |  |  | NA | [5 empty] | existinggeneric
VAMO_BUY_1 | _EXISTING_GENERIC_BIOGAS_LANDFILLGAS | VAMO_Allocation | Online | biomass_caiso_existing | NA | NO | [5 empty] | NotHybrid | [13 empty] | VAMO | Buy | Pacific Gas & Electric | [40 empty] | EnergyOnly | Calculated |  |  | Biogas (GWh) | [5 empty] | existinggeneric
VAMO_BUY_2 | _EXISTING_GENERIC_BIOMASS/WOOD | VAMO_Allocation | Online | biomass_caiso_existing | NA | NO | [5 empty] | NotHybrid | [13 empty] | VAMO | Buy | Pacific Gas & Electric | [40 empty] | EnergyOnly | Calculated |  |  | Biomass (GWh) | [5 empty] | existinggeneric
VAMO_BUY_3 | _EXISTING_GENERIC_BIOMASS/WOOD | VAMO_Allocation | Online | biomass_caiso_existing | NA | NO | [5 empty] | NotHybrid | [13 empty] | VAMO | Buy | Pacific Gas & Electric | [40 empty] | EnergyOnly | Calculated |  |  | Biomass (GWh) | [5 empty] | existinggeneric
VAMO_BUY_4 | _EXISTING_GENERIC_GEOTHERMAL | VAMO_Allocation | Online | geothermal_caiso_existing | NA | NO | [5 empty] | NotHybrid | [13 empty] | VAMO | Buy | Pacific Gas & Electric | [40 empty] | EnergyOnly | Calculated |  |  | Geothermal (GWh) | [5 empty] | existinggeneric
VAMO_BUY_5 | _EXISTING_GENERIC_INSTATE_SMALL_HYDRO | VAMO_Allocation | Online | small_hydro_caiso_existing | NA | NO | [5 empty] | NotHybrid | [13 empty] | VAMO | Buy | Pacific Gas & Electric | [40 empty] | EnergyOnly | Calculated |  |  | Small Hydro (GWh) | [5 empty] | existinggeneric
VAMO_BUY_6 | _EXISTING_GENERIC_UNKNOWN | VAMO_Allocation | Online | unknown_caiso_existing | NA | NO | [5 empty] | NotHybrid | [13 empty] | VAMO | Buy | Pacific Gas & Electric | [40 empty] | EnergyOnly | Calculated |  |  | Large Hydro (GWh) | [5 empty] | existinggeneric
VAMO_BUY_7 | _EXISTING_GENERIC_SOLAR_1AXIS | VAMO_Allocation | Online | solar_caiso_existing | NA | NO | [5 empty] | NotHybrid | [13 empty] | VAMO | Buy | Pacific Gas & Electric | [40 empty] | EnergyOnly | Calculated |  |  | Solar Baseline California (GWh) | [5 empty] | existinggeneric
VAMO_BUY_8 | _EXISTING_GENERIC_WIND | VAMO_Allocation | Online | wind_caiso_existing | NA | NO | [5 empty] | NotHybrid | [13 empty] | VAMO | Buy | Pacific Gas & Electric | [40 empty] | EnergyOnly | Calculated |  |  | Wind Baseline California (GWh) | [5 empty] | existinggeneric
VAMO_SELL_1 | _EXISTING_GENERIC_BIOGAS_LANDFILLGAS | VAMO_Allocation | Online | biogas_caiso_existing | NA | NO | [5 empty] | NotHybrid | [13 empty] | VAMO | Sell | East Bay Community Energy | [18 empty] | NA | [21 empty] | EnergyOnly | Calculated | VAMO |  | Biogas (GWh) | [5 empty] | existinggeneric
VAMO_SELL_2 | _EXISTING_GENERIC_BIOMASS/WOOD | VAMO_Allocation | Online | biomass_caiso_existing | NA | NO | [5 empty] | NotHybrid | [13 empty] | VAMO | Sell | East Bay Community Energy | [18 empty] | NA | [21 empty] | EnergyOnly | Calculated | VAMO |  | Biomass (GWh) | [5 empty] | existinggeneric
VAMO_SELL_3 | _EXISTING_GENERIC_BIOMASS/WOOD | VAMO_Allocation | Online | biomass_caiso_existing | NA | NO | [5 empty] | NotHybrid | [13 empty] | VAMO | Sell | East Bay Community Energy | [18 empty] | NA | [21 empty] | EnergyOnly | Calculated | VAMO |  | Biomass (GWh) | [5 empty] | existinggeneric
VAMO_SELL_4 | _EXISTING_GENERIC_GEOTHERMAL | VAMO_Allocation | Online | geothermal_caiso_existing | NA | NO | [5 empty] | NotHybrid | [13 empty] | VAMO | Sell | East Bay Community Energy | [18 empty] | NA | [21 empty] | EnergyOnly | Calculated | VAMO |  | Geothermal (GWh) | [5 empty] | existinggeneric
VAMO_SELL_5 | _EXISTING_GENERIC_INSTATE_SMALL_HYDRO | VAMO_Allocation | Online | small_hydro_caiso_existing | NA | NO | [5 empty] | NotHybrid | [13 empty] | VAMO | Sell | East Bay Community Energy | [18 empty] | NA | [21 empty] | EnergyOnly | Calculated | VAMO |  | Small Hydro (GWh) | [5 empty] | existinggeneric
VAMO_SELL_6 | _EXISTING_GENERIC_UNKNOWN | VAMO_Allocation | Online | unknown_caiso_existing | NA | NO | [5 empty] | NotHybrid | [13 empty] | VAMO | Sell | East Bay Community Energy | [18 empty] | NA | [21 empty] | EnergyOnly | Calculated | VAMO |  | Small Hydro (GWh) | [5 empty] | existinggeneric
VAMO_SELL_7 | _EXISTING_GENERIC_SOLAR_1AXIS | VAMO_Allocation | Online | geothermal_caiso_existing | NA | NO | [5 empty] | NotHybrid | [13 empty] | VAMO | Sell | East Bay Community Energy | [18 empty] | NA | [21 empty] | EnergyOnly | Calculated | VAMO |  | Solar Baseline California (GWh) | [5 empty] | existinggeneric
VAMO_SELL_8 | _EXISTING_GENERIC_WIND | VAMO_Allocation | Online | wind_caiso_existing | NA | NO | [5 empty] | NotHybrid | [13 empty] | VAMO | Sell | East Bay Community Energy | [18 empty] | NA | [21 empty] | EnergyOnly | Calculated | VAMO |  | Wind Baseline California (GWh) | [5 empty] | existinggeneric
Wind_GoldenHills_PPA | USWND2_1_WIND2 | Golden Hills | Online | wind_caiso_existing | TBD | NO |  | 42.96 | 42.96 |  |  | NotHybrid | [14 empty] | Buy | non-LSE supplier |  | NEXTERA | PacGE |  |  | AlamedaCounty | [12 empty] | NO | [17 empty] | NO | YES | YES | NO | EnergyCapacity | Calculated | RPS | TRUE | Wind Baseline California (GWh) | [5 empty] | physical
Wind_NM_PPA_2033_1 | _NEW_GENERIC_WIND_OOS_AZNM | ARS outputs | PlannedNew | [8 empty] | NotHybrid | [14 empty] | Buy | [41 empty] | EnergyCapacity |  |  |  | Wind New Mexico (GWh) | [5 empty] | newgeneric
Wind_NM_PPA_2034_1 | _NEW_GENERIC_WIND_OOS_AZNM | ARS outputs | PlannedNew | [8 empty] | NotHybrid | [14 empty] | Buy | [41 empty] | EnergyCapacity |  |  |  | Wind New Mexico (GWh) | [5 empty] | newgeneric
Wind_NM_PPA_2036_1 | _NEW_GENERIC_WIND_OOS_AZNM | ARS outputs | PlannedNew | [8 empty] | NotHybrid | [14 empty] | Buy | [41 empty] | EnergyCapacity |  |  |  | Wind New Mexico (GWh) | [5 empty] | newgeneric
Wind_NM_PPA_2037_1 | _NEW_GENERIC_WIND_OOS_AZNM | ARS outputs | PlannedNew | [8 empty] | NotHybrid | [14 empty] | Buy | [41 empty] | EnergyCapacity |  |  |  | Wind New Mexico (GWh) | [5 empty] | newgeneric
Wind_NM_PPA_2032_1 | _NEW_GENERIC_WIND_OOS_AZNM | ARS outputs | PlannedNew | [8 empty] | NotHybrid | [14 empty] | Buy | [41 empty] | EnergyCapacity |  |  |  | Wind New Mexico (GWh) | [5 empty] | newgeneric
Wind_PNW_PPA_2033_1 | _NEW_GENERIC_WIND_OOS_IDWAOR | ARS outputs | PlannedNew | [8 empty] | NotHybrid | [14 empty] | Buy | [41 empty] | EnergyCapacity |  |  |  | Wind Pacific Northwest (GWh) | [5 empty] | newgeneric
Wind_PPA_2034_1 | _NEW_GENERIC_WIND_CA | ARS outputs | PlannedNew | wind_caiso_planned | [7 empty] | NotHybrid | [14 empty] | Buy | [41 empty] | EnergyCapacity |  |  |  | Wind New PG&E (GWh) | [5 empty] | newgeneric
Wind_PPA_2035_1 | _NEW_GENERIC_WIND_CA | ARS outputs | PlannedNew | wind_caiso_planned | [7 empty] | NotHybrid | [14 empty] | Buy | [41 empty] | EnergyCapacity |  |  |  | Wind New PG&E (GWh) | [5 empty] | newgeneric
Wind_PPA_2038_1 | _NEW_GENERIC_WIND_CA | ARS outputs | PlannedNew | wind_caiso_planned | [7 empty] | NotHybrid | [14 empty] | Buy | [41 empty] | EnergyCapacity |  |  |  | Wind New PG&E (GWh) | [5 empty] | newgeneric
Wind_PPA_2039_1 | _NEW_GENERIC_WIND_CA | ARS outputs | PlannedNew | wind_caiso_planned | [7 empty] | NotHybrid | [14 empty] | Buy | [41 empty] | EnergyCapacity |  |  |  | Wind New PG&E (GWh) | [5 empty] | newgeneric
Wind_PPA_2039_2 | _NEW_GENERIC_WIND_CA | ARS outputs | PlannedNew | [8 empty] | NotHybrid | [14 empty] | Buy | [41 empty] | EnergyCapacity |  |  |  | Wind New SCE SDG&E (GWh) | [5 empty] | newgeneric
Wind_PPA_2040_1 | _NEW_GENERIC_WIND_CA | ARS outputs | PlannedNew | [8 empty] | NotHybrid | [14 empty] | Buy | [41 empty] | EnergyCapacity |  |  |  | Wind New SCE SDG&E (GWh) | [5 empty] | newgeneric
Wind_WY_PPA_2035_1 | _NEW_GENERIC_WIND_OOS_WY | Post-process | PlannedNew | [8 empty] | NotHybrid | [14 empty] | Buy | [41 empty] | EnergyCapacity |  |  |  | Wind Wyoming (GWh) | [5 empty] | newgeneric
Wind_WY_PPA_2045_1 | _NEW_GENERIC_WIND_OOS_WY | Post-process | PlannedNew | [8 empty] | NotHybrid | [14 empty] | Buy | [41 empty] | EnergyCapacity |  |  |  | Wind Wyoming (GWh) | [5 empty] | newgeneric

## btm_pv_forecast (hidden)
BTM PV Capacity Forecast (MW) - updated with 2025 Filing Requirements release
Service Area | Type | LSE CPUC ID | LSE Name | 2026 | 2027 | 2028 | 2029 | 2030 | 2031 | 2032 | 2033 | 2034 | 2035 | 2036 | 2037 | 2038 | 2039 | 2040 | 2041 | 2042 | 2043 | 2044 | 2045
PGE | IOU | PGE | Pacific Gas & Electric Company (Bundled) | 2669.7727 | 2774.507 | 2827.1968 | 3128.1349 | 3413.2587 | 3625.6453 | 3760.2417 | 3961.6807 | 4025.5871 | 4059.6512 | 4099.7001 | 4148.4335 | 4199.6164 | 4254.099 | 4310.0313 | 4369.9607 | 4428.9025 | 4490.89 | 4554.6214 | 4619.3484
PGE | ESP |  | Pacific Gas & Electric Company (Direct Access) | 1158.3347 | 1182.1073 | 1127.0628 | 1095.1373 | 1072.1321 | 1054.1749 | 1048.5538 | 1034.7996 | 1005.2391 | 978.5069 | 960.8049 | 947.4212 | 937.8788 | 929.9945 | 926.2449 | 924.6681 | 923.6779 | 924.5753 | 928.1816 | 933.2681
PGE | CCA | MBCPA | Central Coast Community Energy | 521.7269 | 536.2885 | 524.656 | 534.0697 | 552.0548 | 571.6383 | 599.406 | 625.5839 | 643.1931 | 661.5477 | 678.0319 | 694.2404 | 710.2876 | 725.0571 | 741.6162 | 757.8208 | 774.4813 | 790.2356 | 805.6926 | 821.0213
PGE | CCA | CPSF | CleanPowerSF | 353.2483 | 364.0323 | 379.7275 | 387.2634 | 399.8612 | 411.5856 | 429.7266 | 445.0664 | 453.5464 | 462.2362 | 470.1787 | 478.1078 | 486.052 | 493.6161 | 501.999 | 510.2854 | 518.6971 | 527.0642 | 534.9377 | 542.6777
PGE | CCA | EBCE | Ava Community Energy | 993.5905 | 1031.7285 | 1198.1675 | 1221.2191 | 1290.6798 | 1378.4615 | 1457.971 | 1491.4615 | 1507.9755 | 1524.3246 | 1542.1067 | 1555.07 | 1568.2872 | 1581.139 | 1598.1496 | 1616.0678 | 1634.2377 | 1653.1621 | 1672.4344 | 1692.1849
PGE | CCA | KCCP | King City Community Power (KCCP) | 3.872 | 3.9323 | 3.8024 | 3.8211 | 3.8964 | 3.983 | 4.1229 | 4.2388 | 4.2962 | 4.356 | 4.4142 | 4.474 | 4.5375 | 4.5982 | 4.6696 | 4.7428 | 4.8174 | 4.89 | 4.9632 | 5.0366
PGE | CCA | MCE | Marin Clean Energy | 610.6911 | 616.9443 | 592.535 | 591.4769 | 598.6554 | 607.8029 | 625.1636 | 640.9351 | 646.706 | 652.7467 | 659.6608 | 667.1115 | 675.1557 | 682.5231 | 691.6799 | 700.6571 | 709.4702 | 718.4344 | 727.2077 | 735.6288
PGE | CCA | PCEA | Peninsula Clean Energy Authority | 384.0221 | 394.0815 | 385.7262 | 394.387 | 418.9529 | 443.3017 | 465.1298 | 485.1727 | 499.8615 | 515.1548 | 529.0945 | 543.1575 | 556.993 | 569.7142 | 583.8045 | 597.6195 | 612.3418 | 625.6248 | 638.5932 | 651.7826
PGE | CCA | PIONEER | Pioneer Community Energy | 184.6577 | 231.8207 | 360.5392 | 395.2637 | 405.7709 | 416.3224 | 432.4571 | 445.4187 | 451.8271 | 458.1781 | 464.2938 | 470.7091 | 477.7013 | 484.3971 | 492.3365 | 500.4666 | 509.0678 | 517.6175 | 525.8889 | 534.0337
PGE | CCA | RCEA | Redwood Coast Energy Authority | 56.8382 | 58.4391 | 57.3213 | 58.6273 | 60.9298 | 63.327 | 66.6777 | 69.7531 | 71.9888 | 74.2982 | 76.393 | 78.5026 | 80.5839 | 82.4931 | 84.603 | 86.6693 | 88.8829 | 90.883 | 92.8158 | 94.7739
PGE | CCA | SJCE | San José Clean Energy (SJCE) | 490.0017 | 547.69 | 750.0715 | 793.9814 | 808.6881 | 831.7717 | 826.0092 | 827.0576 | 812.0058 | 822.6279 | 834.3614 | 845.0052 | 855.6894 | 866.4472 | 876.182 | 886.6417 | 897.5885 | 909.2705 | 921.413 | 934.1374
PGE | CCA | SVCEA | Silicon Valley Clean Energy Authority | 441.4687 | 470.3116 | 468.6972 | 491.5279 | 515.5795 | 532.9464 | 551.3867 | 566.6365 | 574.3715 | 582.8148 | 590.9468 | 599.2447 | 607.8039 | 616.065 | 625.3926 | 634.7247 | 644.0652 | 653.3817 | 662.4529 | 671.5283
PGE | CCA | SOMA | Sonoma Clean Power | 228.4345 | 235.0115 | 230.671 | 236.0589 | 245.4562 | 255.1618 | 268.714 | 281.1171 | 290.116 | 299.388 | 307.8058 | 316.2884 | 324.6638 | 332.3441 | 340.8419 | 349.1692 | 358.1067 | 366.1914 | 373.9886 | 381.8831
PGE | CCA | VCEA | Valley Clean Energy Alliance | 74.2588 | 75.6103 | 73.3384 | 73.9038 | 75.5549 | 77.3438 | 80.1691 | 82.4806 | 83.6243 | 84.7924 | 85.9243 | 87.0973 | 88.3564 | 89.5604 | 90.9814 | 92.4363 | 93.9431 | 95.4216 | 96.8873 | 98.3461
SCE | IOU | SCE | Southern California Edison Company (Bundled) | 3848.2644 | 4034.7897 | 4265.8839 | 4519.3746 | 4796.0973 | 5073.3456 | 5333.3411 | 5594.0833 | 5738.7688 | 5879.9072 | 6016.9556 | 6152.542 | 6279.5687 | 6405.601 | 6534.0363 | 6657.532 | 6782.2848 | 6906.6265 | 7031.5932 | 7157.3655
SCE | ESP |  | Southern California Edison Company (Direct Access) | 879.3921 | 927.0629 | 946.8375 | 962.6698 | 979.3388 | 995.4415 | 1006.1412 | 1013.574 | 998.0062 | 982.2611 | 976.0962 | 971.768 | 968.9509 | 967.7977 | 968.9296 | 971.7275 | 975.0328 | 980.7315 | 989.7197 | 999.839
SCE | CCA | AVCE | Apple Valley Choice Energy | 16.956 | 17.9525 | 19.2344 | 20.3119 | 21.5109 | 22.647 | 23.7097 | 24.7278 | 25.2033 | 25.6425 | 26.1043 | 26.5878 | 27.0519 | 27.5206 | 28.0296 | 28.5169 | 29.0479 | 29.5957 | 30.1515 | 30.7186
SCE | CCA | MBCPA | Central Coast Community Energy | 38.3252 | 40.7264 | 43.6596 | 46.2962 | 49.187 | 51.8819 | 54.4216 | 56.8772 | 58.1614 | 59.369 | 60.5717 | 61.7629 | 62.8734 | 63.9634 | 65.0813 | 66.1727 | 67.2905 | 68.4355 | 69.5536 | 70.7051
SCE | CCA | CPASC | Clean Power Alliance | 833.0209 | 887.3967 | 953.7998 | 1020.379 | 1094.1601 | 1163.9925 | 1231.4672 | 1297.4341 | 1336.7575 | 1373.9405 | 1400.7259 | 1427.5028 | 1452.6409 | 1477.3738 | 1502.8951 | 1527.926 | 1553.7538 | 1580.3862 | 1606.327 | 1633.1442
SCE | CCA | DCE | Desert Community Energy | 27.0981 | 28.8587 | 30.9775 | 32.9366 | 35.0862 | 37.2002 | 39.1735 | 41.1047 | 42.0855 | 42.9671 | 43.8526 | 44.7596 | 45.6138 | 46.4677 | 47.3698 | 48.226 | 49.1281 | 50.062 | 51.0181 | 51.9795
SCE | CCA | PALMDALE | Energy for Palmdale’s Independent Choice (EPIC) | 35.7471 | 38.2341 | 41.2697 | 44.0643 | 47.1476 | 49.9646 | 52.6659 | 55.2585 | 56.6907 | 57.9934 | 59.231 | 60.4724 | 61.641 | 62.7842 | 63.9573 | 65.104 | 66.297 | 67.5229 | 68.6885 | 69.8948
SCE | CCA | LCE | Lancaster Choice | 43.8422 | 46.836 | 50.4907 | 53.8418 | 57.5351 | 60.921 | 64.1583 | 67.2691 | 68.9723 | 70.5298 | 72.0213 | 73.5141 | 74.9171 | 76.2903 | 77.6994 | 79.0764 | 80.5053 | 81.9729 | 83.3745 | 84.8238
SCE | CCA | OCPA | Orange County Power Authority | 172.8585 | 181.9914 | 193.6763 | 204.9385 | 217.0218 | 228.4419 | 238.9702 | 249.1266 | 254.1318 | 258.9274 | 263.6117 | 268.2259 | 272.5089 | 276.7459 | 281.1229 | 285.415 | 289.7577 | 294.2257 | 298.7372 | 303.3759
SCE | CCA | PRIME | Pico Rivera Innovative Municipal Energy | 15.2215 | 16.1592 | 17.3049 | 18.3304 | 19.4536 | 20.5043 | 21.4916 | 22.4473 | 22.9423 | 23.4105 | 23.8807 | 24.3454 | 24.7779 | 25.2026 | 25.6382 | 26.0634 | 26.4976 | 26.9422 | 27.3784 | 27.8272
SCE | CCA | POMONA | Pomona Choice Energy | 30.8287 | 32.8826 | 35.3904 | 37.6772 | 40.1941 | 42.512 | 44.7195 | 46.8442 | 47.9933 | 49.0519 | 50.0767 | 51.0994 | 52.0584 | 52.9978 | 53.9616 | 54.9032 | 55.8768 | 56.8759 | 57.8361 | 58.8277
SCE | CCA | RMEA | Rancho Mirage Energy Authority | 20.9167 | 22.2384 | 23.8238 | 25.2858 | 26.8876 | 28.4778 | 29.9563 | 31.4102 | 32.1419 | 32.8047 | 33.4815 | 34.1699 | 34.8169 | 35.4623 | 36.1416 | 36.7867 | 37.4612 | 38.1571 | 38.8777 | 39.6031
SCE | CCA | SJP | San Jacinto Power | 12.9425 | 13.7949 | 14.8223 | 15.7735 | 16.8179 | 17.8404 | 18.7966 | 19.7304 | 20.2067 | 20.6332 | 21.0582 | 21.495 | 21.9068 | 22.3188 | 22.7549 | 23.1688 | 23.6063 | 24.0601 | 24.5221 | 24.9864
SCE | CCA | SBCE | Santa Barbara Clean Energy | 24.7133 | 26.4236 | 28.53 | 30.5851 | 32.9261 | 35.2613 | 37.5713 | 39.9805 | 41.5972 | 43.1432 | 44.641 | 46.1368 | 47.5675 | 48.9451 | 50.3448 | 51.7146 | 53.1602 | 54.5265 | 55.876 | 57.2685
SDGE | IOU | SDGE | San Diego Gas & Electric Company (Bundled) | 433.403 | 406.6568 | 436.9181 | 457.6672 | 479.8033 | 504.3091 | 526.018 | 548.5748 | 564.9844 | 590.8189 | 606.8222 | 620.8066 | 633.4924 | 646.5005 | 665.9469 | 676.7529 | 686.6383 | 695.8513 | 704.698 | 713.063
SDGE | ESP |  | San Diego Gas & Electric Company (Direct Access) | 543.368 | 549.7772 | 543.8246 | 539.3132 | 533.1328 | 528.6616 | 521.1402 | 513.2235 | 497.7691 | 480.5349 | 469.2535 | 460.905 | 454.4362 | 449.2553 | 443.0386 | 440.0316 | 437.2776 | 435.876 | 435.5954 | 435.9086
SDGE | CCA | CEA | Clean Energy Alliance | 327.9879 | 343.3016 | 357.9433 | 373.3066 | 389.0713 | 403.7745 | 416.3462 | 428.4719 | 434.6054 | 440.0207 | 445.6335 | 451.3601 | 456.884 | 462.3915 | 467.4302 | 472.7437 | 478.25 | 483.8005 | 489.3886 | 495.0485
SDGE | CCA | SDCP | San Diego Community Power | 1122.9291 | 1219.2307 | 1274.8722 | 1340.7104 | 1408.0763 | 1470.9795 | 1526.2376 | 1580.017 | 1611.6952 | 1634.8226 | 1662.9203 | 1690.3222 | 1716.1619 | 1740.6754 | 1758.3654 | 1781.6292 | 1805.7906 | 1829.6557 | 1853.1613 | 1876.9207
*Source : CEDU 2024 Demand Side Modelling and LSE Load Forecast

## Reliability - Planning
LSE Input | Highlighted cells in yellow require input from LSEs
Reliability Need - updated with 2025 Filing Requirements release
|  |  | 2026 | 2027 | 2028 | 2029 | 2030 | 2031 | 2032 | 2033 | 2034 | 2035 | 2036 | 2037 | 2038 | 2039 | 2040 | 2041 | 2042 | 2043 | 2044 | 2045
| CAISO gross peak (MW) |  | 55445 | 56568 | 58624 | 60556 | 62505 | 64292 | 66076 | 68093 | 69939 | 71976 | 73218 | 74668 | 76057 | 77338 | 78968 | 79726 | 80523 | 81423 | 82089 | 82936
| PRM (%) |  | 15.59% | 15.33% | 15.07% | 14.81% | 14.55% | 14.61% | 14.67% | 14.74% | 14.8% | 14.86% | 14.7% | 14.54% | 14.38% | 14.22% | 14.06% | 14.06% | 14.06% | 14.06% | 14.06% | 14.06%
| CAISO Total Reliability Need (TRN) (MW) |  | 64087.5393 | 65238.2838 | 67456.7529 | 69522.1543 | 71596.9667 | 73684.6805 | 75771.2209 | 78127.3598 | 80289.7498 | 82673.87 | 83983.2055 | 85526.8117 | 86995.9999 | 88337.3787 | 90072.7317 | 90937.3241 | 91846.4007 | 92872.9616 | 93632.6166 | 94598.7245
| CAISO Reliability Procurement Need (RPN) (MW) |  | 53361.3198 | 54393.9322 | 55426.5447 | 50516.0378 | 45605.531 | 47268.8282 | 48932.1255 | 50595.4227 | 52258.72 | 53922.0172 | 55179.6759 | 56437.3346 | 57694.9932 | 58952.6519 | 60210.3106 | 60949.3622 | 61688.4138 | 62427.4653 | 63166.5169 | 63905.5685
LSE share of load during critical hours (%)
LSE reliability procurement requirement (RPR) (MW)
BTM PV Forecast - updated with 2025 Filing Requirements release
|  |  | 2026 | 2027 | 2028 | 2029 | 2030 | 2031 | 2032 | 2033 | 2034 | 2035 | 2036 | 2037 | 2038 | 2039 | 2040 | 2041 | 2042 | 2043 | 2044 | 2045
| Capacity (MW) |  | 441.4687 | 470.3116 | 468.6972 | 491.5279 | 515.5795 | 532.9464 | 551.3867 | 566.6365 | 574.3715 | 582.8148 | 590.9468 | 599.2447 | 607.8039 | 616.065 | 625.3926 | 634.7247 | 644.0652 | 653.3817 | 662.4529 | 671.5283
ELCC (%) - updated with 2025 Filing Requirements release
| Resource Type |  | 2026 | 2027 | 2028 | 2029 | 2030 | 2031 | 2032 | 2033 | 2034 | 2035 | 2036 | 2037 | 2038 | 2039 | 2040 | 2041 | 2042 | 2043 | 2044 | 2045
| in_state_wind_south |  | 20.23% | 17.79% | 15.34% | 15.37% | 15.4% | 16.19% | 16.98% | 17.77% | 18.56% | 19.35% | 17.64% | 15.92% | 14.21% | 12.49% | 10.78% | 10.98% | 11.17% | 11.37% | 11.56% | 11.76%
| in_state_wind_north |  | 29.72% | 28.06% | 26.4% | 30.6% | 34.8% | 34.94% | 35.07% | 35.21% | 35.34% | 35.48% | 33.1% | 30.72% | 28.35% | 25.97% | 23.59% | 23.98% | 24.36% | 24.75% | 25.13% | 25.52%
| out_of_state_wind_WY |  | 44.2% | 44.21% | 44.22% | 40.68% | 37.14% | 38% | 38.85% | 39.71% | 40.56% | 41.42% | 39.22% | 37.03% | 34.83% | 32.64% | 30.44% | 31.91% | 33.37% | 34.84% | 36.3% | 37.77%
| out_of_state_wind_IDWAOR |  | 26.62% | 21.83% | 17.04% | 20.95% | 24.86% | 25.69% | 26.51% | 27.34% | 28.16% | 28.99% | 27.13% | 25.27% | 23.4% | 21.54% | 19.68% | 19.6% | 19.51% | 19.43% | 19.34% | 19.26%
| out_of_state_wind_AZNM |  | 43.4% | 42.96% | 42.53% | 39.27% | 36% | 37.18% | 38.36% | 39.55% | 40.73% | 41.91% | 39.4% | 36.9% | 34.39% | 31.89% | 29.38% | 30.27% | 31.17% | 32.06% | 32.96% | 33.85%
| offshore_wind_north |  | 62.03% | 65.44% | 68.84% | 63.07% | 57.3% | 55.08% | 52.86% | 50.65% | 48.43% | 46.21% | 44.13% | 42.06% | 39.98% | 37.91% | 35.83% | 35.82% | 35.8% | 35.79% | 35.77% | 35.76%
| offshore_wind_south |  | 41.93% | 44.53% | 47.13% | 38.73% | 30.32% | 28.91% | 27.5% | 26.09% | 24.68% | 23.27% | 21.85% | 20.44% | 19.02% | 17.61% | 16.19% | 17.42% | 18.64% | 19.87% | 21.09% | 22.32%
| utility_pv |  | 8.37% | 9.405% | 10.44% | 10.45% | 10.46% | 10.54% | 10.62% | 10.7% | 10.78% | 10.86% | 11.32% | 11.78% | 12.24% | 12.7% | 13.16% | 12.7% | 12.25% | 11.79% | 11.34% | 10.88%
| btm_pv |  | 7.37% | 7.605% | 7.84% | 7.57% | 7.3% | 7.684% | 8.068% | 8.452% | 8.836% | 9.22% | 9.634% | 10.05% | 10.46% | 10.88% | 11.29% | 10.81% | 10.32% | 9.838% | 9.354% | 8.87%
| 4hr_batteries |  | 91.78% | 83.56% | 75.33% | 48.77% | 22.2% | 21.06% | 19.92% | 18.78% | 17.64% | 16.5% | 16.58% | 16.66% | 16.74% | 16.82% | 16.9% | 16.76% | 16.62% | 16.48% | 16.34% | 16.2%
| 8hr_batteries |  | 96.95% | 91.86% | 86.77% | 62.83% | 38.9% | 35.52% | 32.14% | 28.76% | 25.38% | 22% | 23.56% | 25.12% | 26.68% | 28.24% | 29.8% | 30.3% | 30.8% | 31.3% | 31.8% | 32.3%
| 12hr_batteries |  | 93.77% | 92.18% | 90.59% | 68.75% | 46.9% | 41.92% | 36.94% | 31.96% | 26.98% | 22% | 23.56% | 25.12% | 26.68% | 28.24% | 29.8% | 30.3% | 30.8% | 31.3% | 31.8% | 32.3%
| 24hr_batteries |  | 96.42% | 94.13% | 91.85% | 73.88% | 55.9% | 49.76% | 43.62% | 37.48% | 31.34% | 25.2% | 26.96% | 28.72% | 30.48% | 32.24% | 34% | 34.1% | 34.2% | 34.3% | 34.4% | 34.5%
| 100hr_batteries |  | 99.43% | 98.64% | 97.84% | 86.07% | 74.3% | 69% | 63.7% | 58.4% | 53.1% | 47.8% | 48.86% | 49.92% | 50.98% | 52.04% | 53.1% | 52.66% | 52.22% | 51.78% | 51.34% | 50.9%
| pumped_storage |  | 90.19% | 87.42% | 84.66% | 66.23% | 47.8% | 42.64% | 37.48% | 32.32% | 27.16% | 22% | 23.56% | 25.12% | 26.68% | 28.24% | 29.8% | 30.3% | 30.8% | 31.3% | 31.8% | 32.3%
| demand_response |  | 93.72% | 84.8% | 75.88% | 59.11% | 42.34% | 36.25% | 30.16% | 24.08% | 17.99% | 11.91% | 11.69% | 11.48% | 11.27% | 11.06% | 10.84% | 10.48% | 10.12% | 9.763% | 9.402% | 9.042%
| hydro |  | 68.72% | 65.93% | 63.15% | 56.58% | 50.02% | 48.18% | 46.34% | 44.5% | 42.66% | 40.82% | 40.05% | 39.28% | 38.51% | 37.74% | 36.97% | 36.41% | 35.84% | 35.28% | 34.71% | 34.15%
| small_hydro |  | 41.85% | 39.04% | 36.23% | 33.03% | 29.83% | 27.99% | 26.14% | 24.3% | 22.45% | 20.61% | 20.65% | 20.69% | 20.73% | 20.77% | 20.81% | 20.48% | 20.14% | 19.81% | 19.48% | 19.15%
| geothermal |  | 91.07% | 91.36% | 91.66% | 89.38% | 87.1% | 87.1% | 87.09% | 87.09% | 87.08% | 87.08% | 87.34% | 87.6% | 87.86% | 88.12% | 88.38% | 88.66% | 88.94% | 89.21% | 89.49% | 89.77%
| biomass_wood |  | 99.53% | 99.47% | 99.41% | 99.06% | 98.69% | 98.61% | 98.53% | 98.44% | 98.37% | 98.29% | 98.37% | 98.46% | 98.54% | 98.63% | 98.72% | 98.54% | 98.35% | 98.14% | 97.92% | 97.69%
| biogas |  | 99.23% | 99.22% | 99.22% | 99.19% | 99.16% | 99.17% | 99.17% | 99.18% | 99.18% | 99.19% | 99.25% | 99.31% | 99.36% | 99.41% | 99.46% | 99.43% | 99.39% | 99.36% | 99.32% | 99.28%
| nuclear |  | 100% | 100% | 100% | 100% | 100% | 100% | 100% | 100% | 100% | 100% | 100% | 100% | 100% | 100% | 100% | 100% | 100% | 100% | 100% | 100%
| gas_cc |  | 85.52% | 85.04% | 84.56% | 83.19% | 81.84% | 82.07% | 82.3% | 82.53% | 82.76% | 82.99% | 84.09% | 85.17% | 86.21% | 87.22% | 88.2% | 87.39% | 86.57% | 85.73% | 84.87% | 83.99%
| gas_ct |  | 69.49% | 69.01% | 68.53% | 65.36% | 62.2% | 62.01% | 61.82% | 61.64% | 61.47% | 61.3% | 63.92% | 66.46% | 68.9% | 71.26% | 73.55% | 72.24% | 70.95% | 69.68% | 68.43% | 67.2%
| cogen |  | 91.91% | 91.49% | 91.07% | 90.55% | 90.05% | 90.13% | 90.21% | 90.3% | 90.38% | 90.46% | 91.16% | 91.83% | 92.46% | 93.08% | N/A | N/A | N/A | N/A | N/A | N/A
| ice |  | 94.46% | 94.32% | 94.19% | 93.73% | 93.27% | 93.26% | 93.24% | 93.22% | 93.2% | 93.19% | 93.71% | 94.21% | 94.69% | 95.14% | 95.57% | 95.27% | 94.96% | 94.65% | 94.33% | 94%
Contract ELCC (effective MW)
| Resource Type | Conrtact Status | 2026 | 2027 | 2028 | 2029 | 2030 | 2031 | 2032 | 2033 | 2034 | 2035 | 2036 | 2037 | 2038 | 2039 | 2040 | 2041 | 2042 | 2043 | 2044 | 2045
| hybrid | Online
| in_state_wind_south | Online
| in_state_wind_north | Online
| out_of_state_wind_WY | Online
| out_of_state_wind_IDWAOR | Online
| out_of_state_wind_AZNM | Online
| offshore_wind_north | Online
| offshore_wind_south | Online
| utility_pv | Online
| btm_pv | Online
| 4hr_batteries | Online
| 8hr_batteries | Online
| 12hr_batteries | Online
| 24hr_batteries | Online
| 100hr_batteries | Online
| pumped_storage | Online
| demand_response | Online
| hydro | Online
| small_hydro | Online
| geothermal | Online
| biomass_wood | Online
| biogas | Online
| nuclear | Online
| gas_cc | Online
| gas_ct | Online
| cogen | Online
| ice | Online
| hybrid | Development
| in_state_wind_south | Development
| in_state_wind_north | Development
| out_of_state_wind_WY | Development
| out_of_state_wind_IDWAOR | Development
| out_of_state_wind_AZNM | Development
| offshore_wind_north | Development
| offshore_wind_south | Development
| utility_pv | Development
| btm_pv | Development
| 4hr_batteries | Development
| 8hr_batteries | Development
| 12hr_batteries | Development
| 24hr_batteries | Development
| 100hr_batteries | Development
| pumped_storage | Development
| demand_response | Development
| hydro | Development
| small_hydro | Development
| geothermal | Development
| biomass_wood | Development
| biogas | Development
| nuclear | Development
| gas_cc | Development
| gas_ct | Development
| cogen | Development
| ice | Development
| hybrid | Review
| in_state_wind_south | Review
| in_state_wind_north | Review
| out_of_state_wind_WY | Review
| out_of_state_wind_IDWAOR | Review
| out_of_state_wind_AZNM | Review
| offshore_wind_north | Review
| offshore_wind_south | Review
| utility_pv | Review
| btm_pv | Review
| 4hr_batteries | Review
| 8hr_batteries | Review
| 12hr_batteries | Review
| 24hr_batteries | Review
| 100hr_batteries | Review
| pumped_storage | Review
| demand_response | Review
| hydro | Review
| small_hydro | Review
| geothermal | Review
| biomass_wood | Review
| biogas | Review
| nuclear | Review
| gas_cc | Review
| gas_ct | Review
| cogen | Review
| ice | Review
| hybrid | PlannedExisting
| in_state_wind_south | PlannedExisting
| in_state_wind_north | PlannedExisting
| out_of_state_wind_WY | PlannedExisting
| out_of_state_wind_IDWAOR | PlannedExisting
| out_of_state_wind_AZNM | PlannedExisting
| offshore_wind_north | PlannedExisting
| offshore_wind_south | PlannedExisting
| utility_pv | PlannedExisting
| btm_pv | PlannedExisting
| 4hr_batteries | PlannedExisting
| 8hr_batteries | PlannedExisting
| 12hr_batteries | PlannedExisting
| 24hr_batteries | PlannedExisting
| 100hr_batteries | PlannedExisting
| pumped_storage | PlannedExisting
| demand_response | PlannedExisting
| hydro | PlannedExisting
| small_hydro | PlannedExisting
| geothermal | PlannedExisting
| biomass_wood | PlannedExisting
| biogas | PlannedExisting
| nuclear | PlannedExisting
| gas_cc | PlannedExisting
| gas_ct | PlannedExisting
| cogen | PlannedExisting
| ice | PlannedExisting
| hybrid | PlannedNew
| in_state_wind_south | PlannedNew
| in_state_wind_north | PlannedNew
| out_of_state_wind_WY | PlannedNew
| out_of_state_wind_IDWAOR | PlannedNew
| out_of_state_wind_AZNM | PlannedNew
| offshore_wind_north | PlannedNew
| offshore_wind_south | PlannedNew
| utility_pv | PlannedNew
| btm_pv | PlannedNew
| 4hr_batteries | PlannedNew
| 8hr_batteries | PlannedNew
| 12hr_batteries | PlannedNew
| 24hr_batteries | PlannedNew
| 100hr_batteries | PlannedNew
| pumped_storage | PlannedNew
| demand_response | PlannedNew
| hydro | PlannedNew
| small_hydro | PlannedNew
| geothermal | PlannedNew
| biomass_wood | PlannedNew
| biogas | PlannedNew
| nuclear | PlannedNew
| gas_cc | PlannedNew
| gas_ct | PlannedNew
| cogen | PlannedNew
| ice | PlannedNew
LSE total supply (effective MW)
Load and Resource Table by Resource Type
|  |  | 2026 | 2027 | 2028 | 2029 | 2030 | 2031 | 2032 | 2033 | 2034 | 2035 | 2036 | 2037 | 2038 | 2039 | 2040 | 2041 | 2042 | 2043 | 2044 | 2045
LSE reliability need (MW)
ELCC by resource type (effective MW)
hybrid
in_state_wind_south
in_state_wind_north
out_of_state_wind_WY
out_of_state_wind_IDWAOR
out_of_state_wind_AZNM
offshore_wind_north
offshore_wind_south
utility_pv
btm_pv
4hr_batteries
8hr_batteries
12hr_batteries
24hr_batteries
100hr_batteries
pumped_storage
demand_response
hydro
small_hydro
geothermal
biomass_wood
biogas
nuclear
gas_cc
gas_ct
cogen
ice
LSE total supply (effective MW)
Net capacity position (+ve = excess, -ve = shortfall) (effective MW)
Load and Resource Table by Contract Status
|  |  | 2026 | 2027 | 2028 | 2029 | 2030 | 2031 | 2032 | 2033 | 2034 | 2035 | 2036 | 2037 | 2038 | 2039 | 2040 | 2041 | 2042 | 2043 | 2044 | 2045
LSE reliability need (MW)
ELCC by contract status (effective MW)
Online
Development
Review
PlannedExisting
PlannedNew
BTM PV
LSE total supply (effective MW)
Net capacity position (+ve = excess, -ve = shortfall) (effective MW)

## Calcs (hidden)
Instruction: This worksheet consists of formulas only. LSEs should extend formulas in columns B:AW to cover all contracts entered in the "unique_contracts" worksheet (i.e. the last row that has formulas in this worksheet should have a row number that is greater than or equal to that of the last row in the "unique_contracts" worksheet). To extend formulas in this worksheet, please select one row (e.g. B5000:AK5000) and drag down the formulas vertically. PLEASE DO NOT DRAG FORMULAS HORIZONTALLY. Please do not hard-code values in this worksheet. All contract information should be entered in the "unique_contracts" tab. | lse_unique_contract_id | resource | contract_status | contracted_nameplate_capacity | sep_contracted_mw_nqc | is_hybrid_paired | can_charge_from_grid | contracted_generator_mw | contracted_storage_mw | contracted_storage_depth_mwh | buy_sell_own | contract_start_date_year | contract_start_date_month | contract_start_date_day | contract_end_date_year | contract_end_date_month | contract_end_date_day | buying_energy_capacity | is generator pumped storage? | is this hybrid gen portion? | is this hybrid storage portion? | is there more than one row with the same lse_unique_contract_id? | interconnection limit | hybrid storage contracted_storage_mw | hybrid storage contracted_storage_depth_mwh | battery duration | ELCC battery duration | resource elcc type | hybrid/paired storage elcc type | elcc type (for summary tables and charts) | start year | end year | hybrid storage derate (100% means no derates) | short duration derate | resource capacity (NQC or nameplate) | multiplier | 2026 | 2027 | 2028 | 2029 | 2030 | 2031 | 2032 | 2033 | 2034 | 2035 | 2036 | 2037 | 2038 | 2039 | 2040 | 2041 | 2042 | 2043 | 2044 | 2045
| 20220124_CCPower_RevRenewables_Tumbleweed_SVCE | TUMBWD_2_WISBT4 | Online | 15.9375 |  | NotHybrid | 0 | 0 | 0 | 127.5 | Buy | [6 empty] | EnergyCapacity | FALSE | FALSE | FALSE | FALSE | 15.9375 | 0 | 0 | 8 | 8 | 8hr_batteries | n/a | 8hr_batteries | 0 | 0 | 100% | 100% | 15.9375 | 1 | 0 | 0 | 0 | 0 | 0 | 0 | 0 | 0 | 0 | 0 | 0 | 0 | 0 | 0 | 0 | 0 | 0 | 0 | 0 | 0
| 20220531_CCPower_OME_FishLake_Geo_SVCE | _NEW_GENERIC_GEOTHERMAL | Development |  |  | NotHybrid | 0 | 0 | 0 | 0 | Buy | [6 empty] | EnergyCapacity | FALSE | FALSE | FALSE | FALSE |  | 0 | 0 | n/a | n/a | geothermal | n/a | geothermal | 0 | 0 | 100% | 100% |  | 1 | #VALUE! | #VALUE! | #VALUE! | #VALUE! | #VALUE! | #VALUE! | #VALUE! | #VALUE! | #VALUE! | #VALUE! | #VALUE! | #VALUE! | #VALUE! | #VALUE! | #VALUE! | #VALUE! | #VALUE! | #VALUE! | #VALUE! | #VALUE!
|  |  | Development |  |  | NotHybrid | 0 | 0 | 0 | 0 | Buy | [6 empty] | EnergyCapacity | FALSE | FALSE | FALSE | TRUE |  | 0 | 0 | n/a | n/a | n/a | n/a | n/a | 0 | 0 | 100% | 100% |  | 1 | #VALUE! | #VALUE! | #VALUE! | #VALUE! | #VALUE! | #VALUE! | #VALUE! | #VALUE! | #VALUE! | #VALUE! | #VALUE! | #VALUE! | #VALUE! | #VALUE! | #VALUE! | #VALUE! | #VALUE! | #VALUE! | #VALUE! | #VALUE!
|  |  | Development |  |  | NotHybrid | 0 | 0 | 0 | 0 | Buy | [6 empty] | EnergyCapacity | FALSE | FALSE | FALSE | TRUE |  | 0 | 0 | n/a | n/a | n/a | n/a | n/a | 0 | 0 | 100% | 100% |  | 1 | #VALUE! | #VALUE! | #VALUE! | #VALUE! | #VALUE! | #VALUE! | #VALUE! | #VALUE! | #VALUE! | #VALUE! | #VALUE! | #VALUE! | #VALUE! | #VALUE! | #VALUE! | #VALUE! | #VALUE! | #VALUE! | #VALUE! | #VALUE!
|  |  | Development |  |  | NotHybrid | 0 | 0 | 0 | 0 | Buy | [6 empty] | EnergyCapacity | FALSE | FALSE | FALSE | TRUE |  | 0 | 0 | n/a | n/a | n/a | n/a | n/a | 0 | 0 | 100% | 100% |  | 1 | #VALUE! | #VALUE! | #VALUE! | #VALUE! | #VALUE! | #VALUE! | #VALUE! | #VALUE! | #VALUE! | #VALUE! | #VALUE! | #VALUE! | #VALUE! | #VALUE! | #VALUE! | #VALUE! | #VALUE! | #VALUE! | #VALUE! | #VALUE!
| Annual_GHGFree_IndexPlus | _EXISTING_GENERIC_NW_HYDRO | PlannedExisting |  |  | NotHybrid | 0 | 0 | 0 | 0 | Buy | [6 empty] | EnergyOnly | FALSE | FALSE | FALSE | FALSE |  | 0 | 0 | n/a | n/a | hydro | n/a | hydro | 0 | 0 | 100% | 100% |  | 0 | #VALUE! | #VALUE! | #VALUE! | #VALUE! | #VALUE! | #VALUE! | #VALUE! | #VALUE! | #VALUE! | #VALUE! | #VALUE! | #VALUE! | #VALUE! | #VALUE! | #VALUE! | #VALUE! | #VALUE! | #VALUE! | #VALUE! | #VALUE!
| Annual_GHGfree_IndexPlus_2030 | _EXISTING_GENERIC_NW_HYDRO | PlannedExisting |  |  | NotHybrid | 0 | 0 | 0 | 0 | Buy | [6 empty] | EnergyOnly | FALSE | FALSE | FALSE | FALSE |  | 0 | 0 | n/a | n/a | hydro | n/a | hydro | 0 | 0 | 100% | 100% |  | 0 | #VALUE! | #VALUE! | #VALUE! | #VALUE! | #VALUE! | #VALUE! | #VALUE! | #VALUE! | #VALUE! | #VALUE! | #VALUE! | #VALUE! | #VALUE! | #VALUE! | #VALUE! | #VALUE! | #VALUE! | #VALUE! | #VALUE! | #VALUE!
| Annual_PCC1_REC_IndexPlus_Solar | _EXISTING_GENERIC_SOLAR_1AXIS | PlannedExisting |  |  | NotHybrid | 0 | 0 | 0 | 0 | Buy | [6 empty] | EnergyOnly | FALSE | FALSE | FALSE | FALSE |  | 0 | 0 | n/a | n/a | utility_pv | n/a | utility_pv | 0 | 0 | 100% | 100% |  | 0 | #VALUE! | #VALUE! | #VALUE! | #VALUE! | #VALUE! | #VALUE! | #VALUE! | #VALUE! | #VALUE! | #VALUE! | #VALUE! | #VALUE! | #VALUE! | #VALUE! | #VALUE! | #VALUE! | #VALUE! | #VALUE! | #VALUE! | #VALUE!
| Annual_PCC1_REC_IndexPlus_Wind | _EXISTING_GENERIC_WIND | PlannedExisting |  |  | NotHybrid | 0 | 0 | 0 | 0 | Buy | [6 empty] | EnergyOnly | FALSE | FALSE | FALSE | FALSE |  | 0 | 0 | n/a | n/a | in_state_wind_south | n/a | in_state_wind_south | 0 | 0 | 100% | 100% |  | 0 | #VALUE! | #VALUE! | #VALUE! | #VALUE! | #VALUE! | #VALUE! | #VALUE! | #VALUE! | #VALUE! | #VALUE! | #VALUE! | #VALUE! | #VALUE! | #VALUE! | #VALUE! | #VALUE! | #VALUE! | #VALUE! | #VALUE! | #VALUE!
| BESS_12hr_PPA_2035_1 | _NEW_GENERIC_BATTERY_STORAGE | PlannedNew |  |  | NotHybrid | 0 | 0 | 70 | 840 | Buy | [6 empty] | EnergyCapacity | FALSE | FALSE | FALSE | FALSE |  | 0 | 0 | n/a | n/a | n/ahr_batteries | n/a | n/ahr_batteries | 0 | 0 | 100% | 100% |  | 1 | #VALUE! | #VALUE! | #VALUE! | #VALUE! | #VALUE! | #VALUE! | #VALUE! | #VALUE! | #VALUE! | #VALUE! | #VALUE! | #VALUE! | #VALUE! | #VALUE! | #VALUE! | #VALUE! | #VALUE! | #VALUE! | #VALUE! | #VALUE!
| BESS_12hr_PPA_2045_1 | _NEW_GENERIC_BATTERY_STORAGE | PlannedNew |  |  | NotHybrid | 0 | 0 | 25 | 300 | Buy | [6 empty] | EnergyCapacity | FALSE | FALSE | FALSE | FALSE |  | 0 | 0 | n/a | n/a | n/ahr_batteries | n/a | n/ahr_batteries | 0 | 0 | 100% | 100% |  | 1 | #VALUE! | #VALUE! | #VALUE! | #VALUE! | #VALUE! | #VALUE! | #VALUE! | #VALUE! | #VALUE! | #VALUE! | #VALUE! | #VALUE! | #VALUE! | #VALUE! | #VALUE! | #VALUE! | #VALUE! | #VALUE! | #VALUE! | #VALUE!
| BESS_Hybrid_PPA_2030_1 | _NEW_GENERIC_BATTERY_STORAGE | PlannedNew |  |  | ExistingSolarExistingStorage | NO | 0 | 50 | 200 | Buy | [6 empty] | EnergyCapacity | FALSE | FALSE | TRUE | FALSE |  | 50 | 200 | 4 | 4 | n/a | 4hr_batteries | 4hr_batteries | 0 | 0 | 100% | 100% |  | 1 | 0 | 0 | 0 | 0 | 0 | 0 | 0 | 0 | 0 | 0 | 0 | 0 | 0 | 0 | 0 | 0 | 0 | 0 | 0 | 0
| BESS_Hybrid_PPA_2031_1 | _NEW_GENERIC_BATTERY_STORAGE | PlannedNew |  |  | ExistingSolarExistingStorage | NO | 0 | 20 | 80 | Buy | [6 empty] | EnergyCapacity | FALSE | FALSE | TRUE | FALSE |  | 20 | 80 | 4 | 4 | n/a | 4hr_batteries | 4hr_batteries | 0 | 0 | 100% | 100% |  | 1 | 0 | 0 | 0 | 0 | 0 | 0 | 0 | 0 | 0 | 0 | 0 | 0 | 0 | 0 | 0 | 0 | 0 | 0 | 0 | 0
| BESS_Hybrid_PPA_2039_1 | _NEW_GENERIC_BATTERY_STORAGE | PlannedNew |  |  | NewSolarNewStorage | NO | 0 | 15 | 60 | Buy | [6 empty] | EnergyCapacity | FALSE | FALSE | TRUE | FALSE |  | 15 | 60 | 4 | 4 | n/a | 4hr_batteries | 4hr_batteries | 0 | 0 | 100% | 100% |  | 1 | 0 | 0 | 0 | 0 | 0 | 0 | 0 | 0 | 0 | 0 | 0 | 0 | 0 | 0 | 0 | 0 | 0 | 0 | 0 | 0
| BESS_Hybrid_PPA_2040_1 | _NEW_GENERIC_BATTERY_STORAGE | PlannedNew |  |  | NewSolarNewStorage | NO | 0 | 25 | 100 | Buy | [6 empty] | EnergyCapacity | FALSE | FALSE | TRUE | FALSE |  | 25 | 100 | 4 | 4 | n/a | 4hr_batteries | 4hr_batteries | 0 | 0 | 100% | 100% |  | 1 | 0 | 0 | 0 | 0 | 0 | 0 | 0 | 0 | 0 | 0 | 0 | 0 | 0 | 0 | 0 | 0 | 0 | 0 | 0 | 0
| BESS_Hybrid_PPA_2044_1 | _NEW_GENERIC_BATTERY_STORAGE | PlannedNew |  |  | NewSolarNewStorage | NO | 0 | 100 | 400 | Buy | [6 empty] | EnergyCapacity | FALSE | FALSE | TRUE | FALSE |  | 100 | 400 | 4 | 4 | n/a | 4hr_batteries | 4hr_batteries | 0 | 0 | 100% | 100% |  | 1 | 0 | 0 | 0 | 0 | 0 | 0 | 0 | 0 | 0 | 0 | 0 | 0 | 0 | 0 | 0 | 0 | 0 | 0 | 0 | 0
| BESS_Hybrid_PPA_2044_2 | _NEW_GENERIC_BATTERY_STORAGE | PlannedNew |  |  | NewSolarNewStorage | NO | 0 | 45 | 180 | Buy | [6 empty] | EnergyCapacity | FALSE | FALSE | TRUE | FALSE |  | 45 | 180 | 4 | 4 | n/a | 4hr_batteries | 4hr_batteries | 0 | 0 | 100% | 100% |  | 1 | 0 | 0 | 0 | 0 | 0 | 0 | 0 | 0 | 0 | 0 | 0 | 0 | 0 | 0 | 0 | 0 | 0 | 0 | 0 | 0
| BESS_Hybrid_PPA_2044_3 | _NEW_GENERIC_BATTERY_STORAGE | PlannedNew |  |  | NewSolarNewStorage | NO | 0 | 50 | 200 | Buy | [6 empty] | EnergyCapacity | FALSE | FALSE | TRUE | FALSE |  | 50 | 200 | 4 | 4 | n/a | 4hr_batteries | 4hr_batteries | 0 | 0 | 100% | 100% |  | 1 | 0 | 0 | 0 | 0 | 0 | 0 | 0 | 0 | 0 | 0 | 0 | 0 | 0 | 0 | 0 | 0 | 0 | 0 | 0 | 0
| BESS_Hybrid_PPA_2045_1 | _NEW_GENERIC_BATTERY_STORAGE | PlannedNew |  |  | NewSolarNewStorage | NO | 0 | 100 | 400 | Buy | [6 empty] | EnergyCapacity | FALSE | FALSE | TRUE | FALSE |  | 100 | 400 | 4 | 4 | n/a | 4hr_batteries | 4hr_batteries | 0 | 0 | 100% | 100% |  | 1 | 0 | 0 | 0 | 0 | 0 | 0 | 0 | 0 | 0 | 0 | 0 | 0 | 0 | 0 | 0 | 0 | 0 | 0 | 0 | 0
| BESS_Standalone_PPA_2031_1 | _NEW_GENERIC_BATTERY_STORAGE | PlannedNew |  |  | NotHybrid | 0 | 0 | 20 | 160 | Buy | [6 empty] | EnergyCapacity | FALSE | FALSE | FALSE | FALSE |  | 0 | 0 | n/a | n/a | n/ahr_batteries | n/a | n/ahr_batteries | 0 | 0 | 100% | 100% |  | 1 | #VALUE! | #VALUE! | #VALUE! | #VALUE! | #VALUE! | #VALUE! | #VALUE! | #VALUE! | #VALUE! | #VALUE! | #VALUE! | #VALUE! | #VALUE! | #VALUE! | #VALUE! | #VALUE! | #VALUE! | #VALUE! | #VALUE! | #VALUE!
| BESS_Standalone_PPA_2045_1 | _NEW_GENERIC_BATTERY_STORAGE | PlannedNew |  |  | NotHybrid | 0 | 0 | 10 | 40 | Buy | [6 empty] | EnergyCapacity | FALSE | FALSE | FALSE | FALSE |  | 0 | 0 | n/a | n/a | n/ahr_batteries | n/a | n/ahr_batteries | 0 | 0 | 100% | 100% |  | 1 | #VALUE! | #VALUE! | #VALUE! | #VALUE! | #VALUE! | #VALUE! | #VALUE! | #VALUE! | #VALUE! | #VALUE! | #VALUE! | #VALUE! | #VALUE! | #VALUE! | #VALUE! | #VALUE! | #VALUE! | #VALUE! | #VALUE! | #VALUE!
| CAM_RA_BESS | _EXISTING_GENERIC_BATTERY_STORAGE | Online |  |  | NotHybrid | 0 | 0 | 0 | 16.764 | Buy | [6 empty] | CapacityOnly | FALSE | FALSE | FALSE | FALSE |  | 0 | 0 | n/a | n/a | n/ahr_batteries | n/a | n/ahr_batteries | 0 | 0 | 100% | 100% |  | 1 | #VALUE! | #VALUE! | #VALUE! | #VALUE! | #VALUE! | #VALUE! | #VALUE! | #VALUE! | #VALUE! | #VALUE! | #VALUE! | #VALUE! | #VALUE! | #VALUE! | #VALUE! | #VALUE! | #VALUE! | #VALUE! | #VALUE! | #VALUE!
| CAM_RA_LDES | _EXISTING_GENERIC_BATTERY_STORAGE | Online |  |  | NotHybrid | 0 | 0 | 0 | 16.764 | Buy | [6 empty] | CapacityOnly | FALSE | FALSE | FALSE | FALSE |  | 0 | 0 | n/a | n/a | n/ahr_batteries | n/a | n/ahr_batteries | 0 | 0 | 100% | 100% |  | 1 | #VALUE! | #VALUE! | #VALUE! | #VALUE! | #VALUE! | #VALUE! | #VALUE! | #VALUE! | #VALUE! | #VALUE! | #VALUE! | #VALUE! | #VALUE! | #VALUE! | #VALUE! | #VALUE! | #VALUE! | #VALUE! | #VALUE! | #VALUE!
| CAPACITYONLY224RA298 | HAMLIN_1_BLDSB1_LESR | Online | 75 |  | NotHybrid | 0 | 0 | 0 |  | Buy | [6 empty] | CapacityOnly | FALSE | FALSE | FALSE | FALSE | 75 | 0 | 0 | n/a | n/a | n/ahr_batteries | n/a | n/ahr_batteries | 0 | 0 | 100% | 100% |  | 1 | #VALUE! | #VALUE! | #VALUE! | #VALUE! | #VALUE! | #VALUE! | #VALUE! | #VALUE! | #VALUE! | #VALUE! | #VALUE! | #VALUE! | #VALUE! | #VALUE! | #VALUE! | #VALUE! | #VALUE! | #VALUE! | #VALUE! | #VALUE!
| CCPower_Atlantica_Obsidian_SVCE | SCE_NOL_Geothermal | Review |  |  | NotHybrid | 0 | 0 | 0 | 0 | Buy | [6 empty] | EnergyCapacity | FALSE | FALSE | FALSE | FALSE |  | 0 | 0 | n/a | n/a | geothermal | n/a | geothermal | 0 | 0 | 100% | 100% |  | 1 | #VALUE! | #VALUE! | #VALUE! | #VALUE! | #VALUE! | #VALUE! | #VALUE! | #VALUE! | #VALUE! | #VALUE! | #VALUE! | #VALUE! | #VALUE! | #VALUE! | #VALUE! | #VALUE! | #VALUE! | #VALUE! | #VALUE! | #VALUE!
| CCPower_EGX_PluthRanch_SVCE | PGE_NGBA_EGS_NF | Review |  |  | NotHybrid | 0 | 0 | 0 | 0 | Buy | [6 empty] | EnergyCapacity | FALSE | FALSE | FALSE | FALSE |  | 0 | 0 | n/a | n/a | geothermal | n/a | geothermal | 0 | 0 | 100% | 100% |  | 1 | #VALUE! | #VALUE! | #VALUE! | #VALUE! | #VALUE! | #VALUE! | #VALUE! | #VALUE! | #VALUE! | #VALUE! | #VALUE! | #VALUE! | #VALUE! | #VALUE! | #VALUE! | #VALUE! | #VALUE! | #VALUE! | #VALUE! | #VALUE!
|  |  | Development |  |  | NotHybrid | 0 | 0 | 0 |  | Buy | [6 empty] | CapacityOnly | FALSE | FALSE | FALSE | TRUE |  | 0 | 0 | n/a | n/a | n/a | n/a | n/a | 0 | 0 | 100% | 100% |  | 1 | #VALUE! | #VALUE! | #VALUE! | #VALUE! | #VALUE! | #VALUE! | #VALUE! | #VALUE! | #VALUE! | #VALUE! | #VALUE! | #VALUE! | #VALUE! | #VALUE! | #VALUE! | #VALUE! | #VALUE! | #VALUE! | #VALUE! | #VALUE!
|  |  | Review |  |  | NotHybrid | 0 | 0 | 0 | 0 | Buy | [6 empty] | EnergyCapacity | FALSE | FALSE | FALSE | TRUE |  | 0 | 0 | n/a | n/a | n/a | n/a | n/a | 0 | 0 | 100% | 100% |  | 1 | #VALUE! | #VALUE! | #VALUE! | #VALUE! | #VALUE! | #VALUE! | #VALUE! | #VALUE! | #VALUE! | #VALUE! | #VALUE! | #VALUE! | #VALUE! | #VALUE! | #VALUE! | #VALUE! | #VALUE! | #VALUE! | #VALUE! | #VALUE!
| CCPower_XGS_RedHillsPh1_SVCE | PGE_NGBA_Geothermal | Review |  |  | NotHybrid | 0 | 0 | 0 | 0 | Buy | [6 empty] | EnergyCapacity | FALSE | FALSE | FALSE | FALSE |  | 0 | 0 | n/a | n/a | geothermal | n/a | geothermal | 0 | 0 | 100% | 100% |  | 1 | #VALUE! | #VALUE! | #VALUE! | #VALUE! | #VALUE! | #VALUE! | #VALUE! | #VALUE! | #VALUE! | #VALUE! | #VALUE! | #VALUE! | #VALUE! | #VALUE! | #VALUE! | #VALUE! | #VALUE! | #VALUE! | #VALUE! | #VALUE!
| CCPower_XGS_RedHillsPh2_SVCE | PGE_NGBA_Geothermal | Review |  |  | NotHybrid | 0 | 0 | 0 | 0 | Buy | [6 empty] | EnergyCapacity | FALSE | FALSE | FALSE | FALSE |  | 0 | 0 | n/a | n/a | geothermal | n/a | geothermal | 0 | 0 | 100% | 100% |  | 1 | #VALUE! | #VALUE! | #VALUE! | #VALUE! | #VALUE! | #VALUE! | #VALUE! | #VALUE! | #VALUE! | #VALUE! | #VALUE! | #VALUE! | #VALUE! | #VALUE! | #VALUE! | #VALUE! | #VALUE! | #VALUE! | #VALUE! | #VALUE!
| CCPower_Zanskar_Lake_SVCE | PGE_NGBA_Geothermal | Review |  |  | NotHybrid | 0 | 0 | 0 | 0 | Buy | [6 empty] | EnergyCapacity | FALSE | FALSE | FALSE | FALSE |  | 0 | 0 | n/a | n/a | geothermal | n/a | geothermal | 0 | 0 | 100% | 100% |  | 1 | #VALUE! | #VALUE! | #VALUE! | #VALUE! | #VALUE! | #VALUE! | #VALUE! | #VALUE! | #VALUE! | #VALUE! | #VALUE! | #VALUE! | #VALUE! | #VALUE! | #VALUE! | #VALUE! | #VALUE! | #VALUE! | #VALUE! | #VALUE!
| CCPower_Zanskar_Lassen_SVCE | PGE_Northeast_CA_Geothermal | Review |  |  | NotHybrid | 0 | 0 | 0 | 0 | Buy | [6 empty] | EnergyCapacity | FALSE | FALSE | FALSE | FALSE |  | 0 | 0 | n/a | n/a | geothermal | n/a | geothermal | 0 | 0 | 100% | 100% |  | 1 | #VALUE! | #VALUE! | #VALUE! | #VALUE! | #VALUE! | #VALUE! | #VALUE! | #VALUE! | #VALUE! | #VALUE! | #VALUE! | #VALUE! | #VALUE! | #VALUE! | #VALUE! | #VALUE! | #VALUE! | #VALUE! | #VALUE! | #VALUE!
| CCPower_Zanskar_OOS_SVCE | SCE_Eastern_Geothermal | Review |  |  | NotHybrid | 0 | 0 | 0 | 0 | Buy | [6 empty] | EnergyCapacity | FALSE | FALSE | FALSE | FALSE |  | 0 | 0 | n/a | n/a | geothermal | n/a | geothermal | 0 | 0 | 100% | 100% |  | 1 | #VALUE! | #VALUE! | #VALUE! | #VALUE! | #VALUE! | #VALUE! | #VALUE! | #VALUE! | #VALUE! | #VALUE! | #VALUE! | #VALUE! | #VALUE! | #VALUE! | #VALUE! | #VALUE! | #VALUE! | #VALUE! | #VALUE! | #VALUE!
| CCPower_Zanskar_SonomaMendo_SVCE | PGE_NGBA_Geothermal | Review |  |  | NotHybrid | 0 | 0 | 0 | 0 | Buy | [6 empty] | EnergyCapacity | FALSE | FALSE | FALSE | FALSE |  | 0 | 0 | n/a | n/a | geothermal | n/a | geothermal | 0 | 0 | 100% | 100% |  | 1 | #VALUE! | #VALUE! | #VALUE! | #VALUE! | #VALUE! | #VALUE! | #VALUE! | #VALUE! | #VALUE! | #VALUE! | #VALUE! | #VALUE! | #VALUE! | #VALUE! | #VALUE! | #VALUE! | #VALUE! | #VALUE! | #VALUE! | #VALUE!
| Energy211BE088 | _EXISTING_GENERIC_INSTATE_LARGE_HYDRO | Online |  |  | NotHybrid | NO | 0 | 0 | 0 | Buy | [6 empty] | EnergyOnly | FALSE | FALSE | FALSE | FALSE |  | 0 | 0 | n/a | n/a | hydro | n/a | hydro | 0 | 0 | 100% | 100% |  | 0 | #VALUE! | #VALUE! | #VALUE! | #VALUE! | #VALUE! | #VALUE! | #VALUE! | #VALUE! | #VALUE! | #VALUE! | #VALUE! | #VALUE! | #VALUE! | #VALUE! | #VALUE! | #VALUE! | #VALUE! | #VALUE! | #VALUE! | #VALUE!
| Energy242HE006 | _EXISTING_GENERIC_INSTATE_LARGE_HYDRO | Online |  |  | NotHybrid | NO | 0 | 0 | 0 | Buy | [6 empty] | EnergyOnly | FALSE | FALSE | FALSE | FALSE |  | 0 | 0 | n/a | n/a | hydro | n/a | hydro | 0 | 0 | 100% | 100% |  | 0 | #VALUE! | #VALUE! | #VALUE! | #VALUE! | #VALUE! | #VALUE! | #VALUE! | #VALUE! | #VALUE! | #VALUE! | #VALUE! | #VALUE! | #VALUE! | #VALUE! | #VALUE! | #VALUE! | #VALUE! | #VALUE! | #VALUE! | #VALUE!
| Energy252BE181 | _EXISTING_GENERIC_INSTATE_LARGE_HYDRO | Online |  |  | NotHybrid | NO | 0 | 0 | 0 | Buy | [6 empty] | EnergyOnly | FALSE | FALSE | FALSE | FALSE |  | 0 | 0 | n/a | n/a | hydro | n/a | hydro | 0 | 0 | 100% | 100% |  | 0 | #VALUE! | #VALUE! | #VALUE! | #VALUE! | #VALUE! | #VALUE! | #VALUE! | #VALUE! | #VALUE! | #VALUE! | #VALUE! | #VALUE! | #VALUE! | #VALUE! | #VALUE! | #VALUE! | #VALUE! | #VALUE! | #VALUE! | #VALUE!
| Energy253BE189 | _EXISTING_GENERIC_INSTATE_LARGE_HYDRO | Online |  |  | NotHybrid | NO | 0 | 0 | 0 | Buy | [6 empty] | EnergyOnly | FALSE | FALSE | FALSE | FALSE |  | 0 | 0 | n/a | n/a | hydro | n/a | hydro | 0 | 0 | 100% | 100% |  | 0 | #VALUE! | #VALUE! | #VALUE! | #VALUE! | #VALUE! | #VALUE! | #VALUE! | #VALUE! | #VALUE! | #VALUE! | #VALUE! | #VALUE! | #VALUE! | #VALUE! | #VALUE! | #VALUE! | #VALUE! | #VALUE! | #VALUE! | #VALUE!
| EnergyCapacity184BE024_LESR | SLATE_2_SLASR2_LESR | Online | 46.5 |  | ExistingSolarExistingStorage | NO | 0 | 46.5 | 186 | Buy | [6 empty] | EnergyCapacity | FALSE | FALSE | TRUE | FALSE | 46.5 | 46.5 | 186 | 4 | 4 | n/a | 4hr_batteries | 4hr_batteries | 0 | 0 | 100% | 100% |  | 1 | 0 | 0 | 0 | 0 | 0 | 0 | 0 | 0 | 0 | 0 | 0 | 0 | 0 | 0 | 0 | 0 | 0 | 0 | 0 | 0
| EnergyCapacity184BE024_SUN | SLATE_2_SLASR2_SUN | Online | 93 |  | ExistingSolarExistingStorage | NO | 93 | 46.5 | 186 | Buy | [6 empty] | EnergyCapacity | FALSE | TRUE | TRUE | FALSE | 93 | 46.5 | 186 | 4 | 4 | utility_pv | 4hr_batteries | hybrid | 0 | 0 | 100% | 100% | 93 | 1 | 0 | 0 | 0 | 0 | 0 | 0 | 0 | 0 | 0 | 0 | 0 | 0 | 0 | 0 | 0 | 0 | 0 | 0 | 0 | 0
|  |  | Online | 7 |  | NotHybrid | 0 | 0 | 0 | 0 | Buy | [6 empty] | EnergyCapacity | FALSE | FALSE | FALSE | TRUE | 7 | 0 | 0 | n/a | n/a | n/a | n/a | n/a | 0 | 0 | 100% | 100% |  | 1 | #VALUE! | #VALUE! | #VALUE! | #VALUE! | #VALUE! | #VALUE! | #VALUE! | #VALUE! | #VALUE! | #VALUE! | #VALUE! | #VALUE! | #VALUE! | #VALUE! | #VALUE! | #VALUE! | #VALUE! | #VALUE! | #VALUE! | #VALUE!
| EnergyCapacity201BE062 | NAVYII_2_UNITS | Online | 44.2 |  | NotHybrid | 0 | 0 | 0 | 0 | Buy | [6 empty] | EnergyCapacity | FALSE | FALSE | FALSE | FALSE | 44.2 | 0 | 0 | n/a | n/a | geothermal | n/a | geothermal | 0 | 0 | 100% | 100% |  | 1 | #VALUE! | #VALUE! | #VALUE! | #VALUE! | #VALUE! | #VALUE! | #VALUE! | #VALUE! | #VALUE! | #VALUE! | #VALUE! | #VALUE! | #VALUE! | #VALUE! | #VALUE! | #VALUE! | #VALUE! | #VALUE! | #VALUE! | #VALUE!
| EnergyCapacity202BE065_LESR | RATSKE_2_RBSSB2 | Online | 8 |  | ExistingSolarExistingStorage | NO | 0 | 8 | 20 | Buy | [6 empty] | EnergyCapacity | FALSE | FALSE | TRUE | FALSE | 8 | 8 | 20 | 2 | 4 | n/a | 4hr_batteries | 4hr_batteries | 0 | 0 | 100% | 50% |  | 1 | 0 | 0 | 0 | 0 | 0 | 0 | 0 | 0 | 0 | 0 | 0 | 0 | 0 | 0 | 0 | 0 | 0 | 0 | 0 | 0
| EnergyCapacity202BE065_SUN | RATSKE_2_RBSSB2 | Online | 40 |  | ExistingSolarExistingStorage | NO | 40 | 8 | 20 | Buy | [6 empty] | EnergyCapacity | FALSE | TRUE | TRUE | FALSE | 40 | 8 | 20 | 2 | 4 | utility_pv | 4hr_batteries | hybrid | 0 | 0 | 100% | 50% | 40 | 1 | 0 | 0 | 0 | 0 | 0 | 0 | 0 | 0 | 0 | 0 | 0 | 0 | 0 | 0 | 0 | 0 | 0 | 0 | 0 | 0
| EnergyCapacity202BE067_BESS | YELPIN_2_YP2BT1 | Online | 26 |  | ExistingSolarExistingStorage | NO | 0 | 26 | 104 | Buy | [6 empty] | EnergyCapacity | FALSE | FALSE | TRUE | FALSE | 26 | 26 | 104 | 4 | 4 | n/a | 4hr_batteries | 4hr_batteries | 0 | 0 | 100% | 100% |  | 1 | 0 | 0 | 0 | 0 | 0 | 0 | 0 | 0 | 0 | 0 | 0 | 0 | 0 | 0 | 0 | 0 | 0 | 0 | 0 | 0
| EnergyCapacity202BE067_SOLAR | YELPIN_2_YP2SR1 | Online | 50 |  | ExistingSolarExistingStorage | NO | 50 | 26 | 104 | Buy | [6 empty] | EnergyCapacity | FALSE | TRUE | TRUE | FALSE | 50 | 26 | 104 | 4 | 4 | utility_pv | 4hr_batteries | hybrid | 0 | 0 | 100% | 100% | 50 | 1 | 0 | 0 | 0 | 0 | 0 | 0 | 0 | 0 | 0 | 0 | 0 | 0 | 0 | 0 | 0 | 0 | 0 | 0 | 0 | 0
| EnergyCapacity202BE069_LESR | ARATINASOLAR | Development |  |  | NewSolarNewStorage | 0 | 0 | 0 |  | Buy | [6 empty] | CapacityOnly | FALSE | FALSE | FALSE | FALSE |  | 0 | 0 | n/a | n/a | utility_pv | n/a | utility_pv | 0 | 0 | 100% | 100% |  | 1 | #VALUE! | #VALUE! | #VALUE! | #VALUE! | #VALUE! | #VALUE! | #VALUE! | #VALUE! | #VALUE! | #VALUE! | #VALUE! | #VALUE! | #VALUE! | #VALUE! | #VALUE! | #VALUE! | #VALUE! | #VALUE! | #VALUE! | #VALUE!
| EnergyCapacity202BE069_SUN | ARATINASOLAR | Development |  |  | NewSolarNewStorage | 0 | 0 | 0 |  | Buy | [6 empty] | CapacityOnly | FALSE | FALSE | FALSE | FALSE |  | 0 | 0 | n/a | n/a | utility_pv | n/a | utility_pv | 0 | 0 | 100% | 100% |  | 1 | #VALUE! | #VALUE! | #VALUE! | #VALUE! | #VALUE! | #VALUE! | #VALUE! | #VALUE! | #VALUE! | #VALUE! | #VALUE! | #VALUE! | #VALUE! | #VALUE! | #VALUE! | #VALUE! | #VALUE! | #VALUE! | #VALUE! | #VALUE!
| EnergyCapacity211BE089_BESS | _EXISTING_GENERIC_BATTERY_STORAGE | Online | 10 |  | NewSolarNewStorage | NO | 0 | 10 | 40 | Buy | [6 empty] | EnergyCapacity | FALSE | FALSE | TRUE | FALSE | 10 | 10 | 40 | 4 | 4 | n/a | 4hr_batteries | 4hr_batteries | 0 | 0 | 100% | 100% |  | 1 | 0 | 0 | 0 | 0 | 0 | 0 | 0 | 0 | 0 | 0 | 0 | 0 | 0 | 0 | 0 | 0 | 0 | 0 | 0 | 0
| EnergyCapacity211BE089_SOLAR | _EXISTING_GENERIC_SOLAR_1AXIS | Online | 20 |  | NewSolarNewStorage | NO | 20 | 10 | 40 | Buy | [6 empty] | EnergyCapacity | FALSE | TRUE | TRUE | FALSE | 20 | 10 | 40 | 4 | 4 | utility_pv | 4hr_batteries | hybrid | 0 | 0 | 100% | 100% | 20 | 1 | 0 | 0 | 0 | 0 | 0 | 0 | 0 | 0 | 0 | 0 | 0 | 0 | 0 | 0 | 0 | 0 | 0 | 0 | 0 | 0
| EnergyCapacity212BE090 | MTWIND_1_MVPWD1 | Online | 33.3 |  | NotHybrid | 0 | 0 | 0 | 0 | Buy | [6 empty] | EnergyCapacity | FALSE | FALSE | FALSE | FALSE | 33.3 | 0 | 0 | n/a | n/a | in_state_wind_south | n/a | in_state_wind_south | 0 | 0 | 100% | 100% | 33.3 | 1 | 0 | 0 | 0 | 0 | 0 | 0 | 0 | 0 | 0 | 0 | 0 | 0 | 0 | 0 | 0 | 0 | 0 | 0 | 0 | 0
| EnergyCapacity212BE091 | _EXISTING_GENERIC_WIND | Online | 77.7 |  | NotHybrid | 0 | 0 | 0 | 0 | Buy | [6 empty] | EnergyCapacity | FALSE | FALSE | FALSE | FALSE | 77.7 | 0 | 0 | n/a | n/a | in_state_wind_south | n/a | in_state_wind_south | 0 | 0 | 100% | 100% | 77.7 | 1 | 0 | 0 | 0 | 0 | 0 | 0 | 0 | 0 | 0 | 0 | 0 | 0 | 0 | 0 | 0 | 0 | 0 | 0 | 0 | 0
| EnergyCapacity212BE092_BESS | VICPAS_2_VPSBT1 | Online | 25 |  | ExistingSolarExistingStorage | NO | 0 | 25 | 100 | Buy | [6 empty] | EnergyCapacity | FALSE | FALSE | TRUE | FALSE | 25 | 25 | 100 | 4 | 4 | n/a | 4hr_batteries | 4hr_batteries | 0 | 0 | 100% | 100% |  | 1 | 0 | 0 | 0 | 0 | 0 | 0 | 0 | 0 | 0 | 0 | 0 | 0 | 0 | 0 | 0 | 0 | 0 | 0 | 0 | 0
| EnergyCapacity212BE092_SOLAR | VICPAS_2_VPSSR1 | Online | 100 |  | ExistingSolarExistingStorage | NO | 100 | 25 | 100 | Buy | [6 empty] | EnergyCapacity | FALSE | TRUE | TRUE | FALSE | 100 | 25 | 100 | 4 | 4 | utility_pv | 4hr_batteries | hybrid | 0 | 0 | 100% | 100% | 100 | 1 | 0 | 0 | 0 | 0 | 0 | 0 | 0 | 0 | 0 | 0 | 0 | 0 | 0 | 0 | 0 | 0 | 0 | 0 | 0 | 0
| EnergyCapacity212BE093_BESS | _NEW_GENERIC_BATTERY_STORAGE | Development | 15.625 |  | NewSolarNewStorage | NO | 0 | 15.625 | 62.5 | Buy | [6 empty] | EnergyCapacity | FALSE | FALSE | TRUE | FALSE | 15.625 | 15.625 | 62.5 | 4 | 4 | n/a | 4hr_batteries | 4hr_batteries | 0 | 0 | 100% | 100% | 15.625 | 1 | 0 | 0 | 0 | 0 | 0 | 0 | 0 | 0 | 0 | 0 | 0 | 0 | 0 | 0 | 0 | 0 | 0 | 0 | 0 | 0
| EnergyCapacity212BE093_SOLAR | _NEW_GENERIC_SOLAR_1AXIS | Development | 62.5 |  | NewSolarNewStorage | NO | 62.5 | 15.625 | 62.5 | Buy | [6 empty] | EnergyCapacity | FALSE | TRUE | TRUE | FALSE | 62.5 | 15.625 | 62.5 | 4 | 4 | utility_pv | 4hr_batteries | hybrid | 0 | 0 | 100% | 100% | 62.5 | 1 | 0 | 0 | 0 | 0 | 0 | 0 | 0 | 0 | 0 | 0 | 0 | 0 | 0 | 0 | 0 | 0 | 0 | 0 | 0 | 0
| EnergyCapacity233BE151 | GWFPWR_1_UNITS | Online |  |  | NotHybrid | 0 | 0 | 0 | 0 | Buy | [6 empty] | EnergyCapacity | FALSE | FALSE | FALSE | FALSE |  | 0 | 0 | n/a | n/a | gas_ct | n/a | gas_ct | 0 | 0 | 100% | 100% |  | 1 | #VALUE! | #VALUE! | #VALUE! | #VALUE! | #VALUE! | #VALUE! | #VALUE! | #VALUE! | #VALUE! | #VALUE! | #VALUE! | #VALUE! | #VALUE! | #VALUE! | #VALUE! | #VALUE! | #VALUE! | #VALUE! | #VALUE! | #VALUE!
| ENERGYCAPACITY233BE154_LESR | _NEW_GENERIC_BATTERY_STORAGE | Development |  |  | NewSolarNewStorage | YES | 0 | 45 | 180 | Buy | [6 empty] | EnergyCapacity | FALSE | FALSE | TRUE | FALSE |  | 45 | 180 | 4 | 4 | n/a | 4hr_batteries | 4hr_batteries | 0 | 0 | 100% | 100% |  | 1 | 0 | 0 | 0 | 0 | 0 | 0 | 0 | 0 | 0 | 0 | 0 | 0 | 0 | 0 | 0 | 0 | 0 | 0 | 0 | 0
| ENERGYCAPACITY233BE154_SUN | _NEW_GENERIC_SOLAR_1AXIS | Development |  |  | NewSolarNewStorage | YES | 75 | 45 | 180 | Buy | [6 empty] | EnergyCapacity | FALSE | TRUE | TRUE | FALSE | 0 | 45 | 180 | 4 | 4 | utility_pv | 4hr_batteries | hybrid | 0 | 0 | 100% | 100% |  | 1 | 0 | 0 | 0 | 0 | 0 | 0 | 0 | 0 | 0 | 0 | 0 | 0 | 0 | 0 | 0 | 0 | 0 | 0 | 0 | 0
| EnergyCapacity233BE155_4_HR | _NEW_GENERIC_BATTERY_STORAGE | Development |  |  | NotHybrid | 0 | 0 | 0 |  | Buy | [6 empty] | EnergyCapacity | FALSE | FALSE | FALSE | FALSE |  | 0 | 0 | n/a | n/a | n/ahr_batteries | n/a | n/ahr_batteries | 0 | 0 | 100% | 100% |  | 1 | #VALUE! | #VALUE! | #VALUE! | #VALUE! | #VALUE! | #VALUE! | #VALUE! | #VALUE! | #VALUE! | #VALUE! | #VALUE! | #VALUE! | #VALUE! | #VALUE! | #VALUE! | #VALUE! | #VALUE! | #VALUE! | #VALUE! | #VALUE!
| EnergyCapacity233BE187_8_HR | _NEW_GENERIC_BATTERY_STORAGE | Development |  |  | NotHybrid | 0 | 0 | 0 |  | Buy | [6 empty] | EnergyCapacity | FALSE | FALSE | FALSE | FALSE |  | 0 | 0 | n/a | n/a | n/ahr_batteries | n/a | n/ahr_batteries | 0 | 0 | 100% | 100% |  | 1 | #VALUE! | #VALUE! | #VALUE! | #VALUE! | #VALUE! | #VALUE! | #VALUE! | #VALUE! | #VALUE! | #VALUE! | #VALUE! | #VALUE! | #VALUE! | #VALUE! | #VALUE! | #VALUE! | #VALUE! | #VALUE! | #VALUE! | #VALUE!
| ENERGYCAPACITY234BE157 | _NEW_GENERIC_WIND_OOS_AZNM | Online | 70.2 |  | NotHybrid | 0 | 0 | 0 | 0 | Buy | [6 empty] | EnergyCapacity | FALSE | FALSE | FALSE | FALSE | 70.2 | 0 | 0 | n/a | n/a | out_of_state_wind_AZNM | n/a | out_of_state_wind_AZNM | 0 | 0 | 100% | 100% | 70.2 | 1 | 0 | 0 | 0 | 0 | 0 | 0 | 0 | 0 | 0 | 0 | 0 | 0 | 0 | 0 | 0 | 0 | 0 | 0 | 0 | 0
| ENERGYCAPACITY234BE184 | _NEW_GENERIC_WIND_OOS_AZNM | Online | 17.54 |  | NotHybrid | 0 | 0 | 0 | 0 | Buy | [6 empty] | EnergyCapacity | FALSE | FALSE | FALSE | FALSE | 17.54 | 0 | 0 | n/a | n/a | out_of_state_wind_AZNM | n/a | out_of_state_wind_AZNM | 0 | 0 | 100% | 100% | 17.54 | 1 | 0 | 0 | 0 | 0 | 0 | 0 | 0 | 0 | 0 | 0 | 0 | 0 | 0 | 0 | 0 | 0 | 0 | 0 | 0 | 0
| ENERGYCAPACITY234BE185 | _NEW_GENERIC_WIND_OOS_AZNM | Online |  |  | NotHybrid | 0 | 0 | 0 | 0 | Buy | [6 empty] | EnergyCapacity | FALSE | FALSE | FALSE | FALSE |  | 0 | 0 | n/a | n/a | out_of_state_wind_AZNM | n/a | out_of_state_wind_AZNM | 0 | 0 | 100% | 100% |  | 1 | #VALUE! | #VALUE! | #VALUE! | #VALUE! | #VALUE! | #VALUE! | #VALUE! | #VALUE! | #VALUE! | #VALUE! | #VALUE! | #VALUE! | #VALUE! | #VALUE! | #VALUE! | #VALUE! | #VALUE! | #VALUE! | #VALUE! | #VALUE!
| ENERGYCAPACITY234BE197 | _NEW_GENERIC_WIND_OOS_AZNM | Online |  |  | NotHybrid | 0 | 0 | 0 | 0 | Buy | [6 empty] | EnergyCapacity | FALSE | FALSE | FALSE | FALSE |  | 0 | 0 | n/a | n/a | out_of_state_wind_AZNM | n/a | out_of_state_wind_AZNM | 0 | 0 | 100% | 100% |  | 1 | #VALUE! | #VALUE! | #VALUE! | #VALUE! | #VALUE! | #VALUE! | #VALUE! | #VALUE! | #VALUE! | #VALUE! | #VALUE! | #VALUE! | #VALUE! | #VALUE! | #VALUE! | #VALUE! | #VALUE! | #VALUE! | #VALUE! | #VALUE!
| ENERGYCAPACITY244BE171_LESR | _NEW_GENERIC_BATTERY_STORAGE | Development |  |  | NewSolarNewStorage | YES | 0 | 50 | 200 | Buy | [6 empty] | EnergyCapacity | FALSE | FALSE | TRUE | FALSE |  | 50 | 200 | 4 | 4 | n/a | 4hr_batteries | 4hr_batteries | 0 | 0 | 100% | 100% |  | 1 | 0 | 0 | 0 | 0 | 0 | 0 | 0 | 0 | 0 | 0 | 0 | 0 | 0 | 0 | 0 | 0 | 0 | 0 | 0 | 0
| ENERGYCAPACITY244BE171_SUN | _NEW_GENERIC_SOLAR_1AXIS | Development |  |  | NewSolarNewStorage | YES | 50 | 50 | 200 | Buy | [6 empty] | EnergyCapacity | FALSE | TRUE | TRUE | FALSE | 0 | 50 | 200 | 4 | 4 | utility_pv | 4hr_batteries | hybrid | 0 | 0 | 100% | 100% |  | 1 | 0 | 0 | 0 | 0 | 0 | 0 | 0 | 0 | 0 | 0 | 0 | 0 | 0 | 0 | 0 | 0 | 0 | 0 | 0 | 0
| EnergyCapacity251BE178 | PARDEB_6_UNITS | Online |  |  | NotHybrid | NO | 0 | 0 | 0 | Buy | [6 empty] | EnergyOnly | FALSE | FALSE | FALSE | FALSE |  | 0 | 0 | n/a | n/a | hydro | n/a | hydro | 0 | 0 | 100% | 100% |  | 0 | #VALUE! | #VALUE! | #VALUE! | #VALUE! | #VALUE! | #VALUE! | #VALUE! | #VALUE! | #VALUE! | #VALUE! | #VALUE! | #VALUE! | #VALUE! | #VALUE! | #VALUE! | #VALUE! | #VALUE! | #VALUE! | #VALUE! | #VALUE!
| EnergyCapacity251BE178_2 | CAMCHE_1_PL1X3 | Online |  |  | NotHybrid | NO | 0 | 0 | 0 | Buy | [6 empty] | EnergyOnly | FALSE | FALSE | FALSE | FALSE |  | 0 | 0 | n/a | n/a | hydro | n/a | hydro | 0 | 0 | 100% | 100% |  | 0 | #VALUE! | #VALUE! | #VALUE! | #VALUE! | #VALUE! | #VALUE! | #VALUE! | #VALUE! | #VALUE! | #VALUE! | #VALUE! | #VALUE! | #VALUE! | #VALUE! | #VALUE! | #VALUE! | #VALUE! | #VALUE! | #VALUE! | #VALUE!
| EnergyCapacity254BE198_SOLAR | FRESNOSOLAR | Development |  |  | NewSolarNewStorage | YES |  |  | 365.92 | Buy | [6 empty] | EnergyCapacity | FALSE | TRUE | TRUE | FALSE | 0 | 0 | 365.92 | n/a | n/a | utility_pv | n/ahr_batteries | hybrid | 0 | 0 | 100% | 100% |  | 1 | #VALUE! | #VALUE! | #VALUE! | #VALUE! | #VALUE! | #VALUE! | #VALUE! | #VALUE! | #VALUE! | #VALUE! | #VALUE! | #VALUE! | #VALUE! | #VALUE! | #VALUE! | #VALUE! | #VALUE! | #VALUE! | #VALUE! | #VALUE!
| EnergyCapacity254BE198_STORAGE | FRESNOSTORAGE | Development |  |  | NewSolarNewStorage | YES |  |  | 365.92 | Buy | [6 empty] | EnergyCapacity | FALSE | TRUE | TRUE | FALSE | 0 | 0 | 365.92 | n/a | n/a | hr_batteries | n/ahr_batteries | hybrid | 0 | 0 | 100% | 100% |  | 1 | #VALUE! | #VALUE! | #VALUE! | #VALUE! | #VALUE! | #VALUE! | #VALUE! | #VALUE! | #VALUE! | #VALUE! | #VALUE! | #VALUE! | #VALUE! | #VALUE! | #VALUE! | #VALUE! | #VALUE! | #VALUE! | #VALUE! | #VALUE!
| Geothermal_PPA_2030_1 | _NEW_GENERIC_GEOTHERMAL | PlannedNew |  |  | NotHybrid | 0 | 0 | 0 | 0 | Buy | [6 empty] | EnergyCapacity | FALSE | FALSE | FALSE | FALSE |  | 0 | 0 | n/a | n/a | geothermal | n/a | geothermal | 0 | 0 | 100% | 100% |  | 1 | #VALUE! | #VALUE! | #VALUE! | #VALUE! | #VALUE! | #VALUE! | #VALUE! | #VALUE! | #VALUE! | #VALUE! | #VALUE! | #VALUE! | #VALUE! | #VALUE! | #VALUE! | #VALUE! | #VALUE! | #VALUE! | #VALUE! | #VALUE!
| Geothermal_PPA_2035_1 | _NEW_GENERIC_GEOTHERMAL | PlannedNew |  |  | NotHybrid | 0 | 0 | 0 | 0 | Buy | [6 empty] | EnergyCapacity | FALSE | FALSE | FALSE | FALSE |  | 0 | 0 | n/a | n/a | geothermal | n/a | geothermal | 0 | 0 | 100% | 100% |  | 1 | #VALUE! | #VALUE! | #VALUE! | #VALUE! | #VALUE! | #VALUE! | #VALUE! | #VALUE! | #VALUE! | #VALUE! | #VALUE! | #VALUE! | #VALUE! | #VALUE! | #VALUE! | #VALUE! | #VALUE! | #VALUE! | #VALUE! | #VALUE!
| Geothermal_PPA_2042_1 | _NEW_GENERIC_GEOTHERMAL | PlannedNew |  |  | NotHybrid | 0 | 0 | 0 | 0 | Buy | [6 empty] | EnergyCapacity | FALSE | FALSE | FALSE | FALSE |  | 0 | 0 | n/a | n/a | geothermal | n/a | geothermal | 0 | 0 | 100% | 100% |  | 1 | #VALUE! | #VALUE! | #VALUE! | #VALUE! | #VALUE! | #VALUE! | #VALUE! | #VALUE! | #VALUE! | #VALUE! | #VALUE! | #VALUE! | #VALUE! | #VALUE! | #VALUE! | #VALUE! | #VALUE! | #VALUE! | #VALUE! | #VALUE!
| Geothermal_PPA_2043_1 | _NEW_GENERIC_GEOTHERMAL | PlannedNew |  |  | NotHybrid | 0 | 0 | 0 | 0 | Buy | [6 empty] | EnergyCapacity | FALSE | FALSE | FALSE | TRUE |  | 0 | 0 | n/a | n/a | geothermal | n/a | geothermal | 0 | 0 | 100% | 100% |  | 1 | #VALUE! | #VALUE! | #VALUE! | #VALUE! | #VALUE! | #VALUE! | #VALUE! | #VALUE! | #VALUE! | #VALUE! | #VALUE! | #VALUE! | #VALUE! | #VALUE! | #VALUE! | #VALUE! | #VALUE! | #VALUE! | #VALUE! | #VALUE!
| Geothermal_PPA_2043_1 | _NEW_GENERIC_GEOTHERMAL | PlannedNew |  |  | NotHybrid | 0 | 0 | 0 | 0 | Buy | [6 empty] | EnergyCapacity | FALSE | FALSE | FALSE | TRUE |  | 0 | 0 | n/a | n/a | geothermal | n/a | geothermal | 0 | 0 | 100% | 100% |  | 1 | #VALUE! | #VALUE! | #VALUE! | #VALUE! | #VALUE! | #VALUE! | #VALUE! | #VALUE! | #VALUE! | #VALUE! | #VALUE! | #VALUE! | #VALUE! | #VALUE! | #VALUE! | #VALUE! | #VALUE! | #VALUE! | #VALUE! | #VALUE!
| Geothermal_PPA_2044_1 | _NEW_GENERIC_GEOTHERMAL | PlannedNew |  |  | NotHybrid | 0 | 0 | 0 | 0 | Buy | [6 empty] | EnergyCapacity | FALSE | FALSE | FALSE | FALSE |  | 0 | 0 | n/a | n/a | geothermal | n/a | geothermal | 0 | 0 | 100% | 100% |  | 1 | #VALUE! | #VALUE! | #VALUE! | #VALUE! | #VALUE! | #VALUE! | #VALUE! | #VALUE! | #VALUE! | #VALUE! | #VALUE! | #VALUE! | #VALUE! | #VALUE! | #VALUE! | #VALUE! | #VALUE! | #VALUE! | #VALUE! | #VALUE!
| Geothermal_PPA_2044_2 | _NEW_GENERIC_GEOTHERMAL | PlannedNew |  |  | NotHybrid | 0 | 0 | 0 | 0 | Buy | [6 empty] | EnergyCapacity | FALSE | FALSE | FALSE | FALSE |  | 0 | 0 | n/a | n/a | geothermal | n/a | geothermal | 0 | 0 | 100% | 100% |  | 1 | #VALUE! | #VALUE! | #VALUE! | #VALUE! | #VALUE! | #VALUE! | #VALUE! | #VALUE! | #VALUE! | #VALUE! | #VALUE! | #VALUE! | #VALUE! | #VALUE! | #VALUE! | #VALUE! | #VALUE! | #VALUE! | #VALUE! | #VALUE!
| Geothermal_PPA_2044_3 | _NEW_GENERIC_GEOTHERMAL | PlannedNew |  |  | NotHybrid | 0 | 0 | 0 | 0 | Buy | [6 empty] | EnergyCapacity | FALSE | FALSE | FALSE | FALSE |  | 0 | 0 | n/a | n/a | geothermal | n/a | geothermal | 0 | 0 | 100% | 100% |  | 1 | #VALUE! | #VALUE! | #VALUE! | #VALUE! | #VALUE! | #VALUE! | #VALUE! | #VALUE! | #VALUE! | #VALUE! | #VALUE! | #VALUE! | #VALUE! | #VALUE! | #VALUE! | #VALUE! | #VALUE! | #VALUE! | #VALUE! | #VALUE!
| Geothermal_PPA_2044_4 | _NEW_GENERIC_GEOTHERMAL | PlannedNew |  |  | NotHybrid | 0 | 0 | 0 | 0 | Buy | [6 empty] | EnergyCapacity | FALSE | FALSE | FALSE | FALSE |  | 0 | 0 | n/a | n/a | geothermal | n/a | geothermal | 0 | 0 | 100% | 100% |  | 1 | #VALUE! | #VALUE! | #VALUE! | #VALUE! | #VALUE! | #VALUE! | #VALUE! | #VALUE! | #VALUE! | #VALUE! | #VALUE! | #VALUE! | #VALUE! | #VALUE! | #VALUE! | #VALUE! | #VALUE! | #VALUE! | #VALUE! | #VALUE!
| Geothermal_PPA_2045_1 | _NEW_GENERIC_GEOTHERMAL | PlannedNew |  |  | NotHybrid | 0 | 0 | 0 | 0 | Buy | [6 empty] | EnergyCapacity | FALSE | FALSE | FALSE | FALSE |  | 0 | 0 | n/a | n/a | geothermal | n/a | geothermal | 0 | 0 | 100% | 100% |  | 1 | #VALUE! | #VALUE! | #VALUE! | #VALUE! | #VALUE! | #VALUE! | #VALUE! | #VALUE! | #VALUE! | #VALUE! | #VALUE! | #VALUE! | #VALUE! | #VALUE! | #VALUE! | #VALUE! | #VALUE! | #VALUE! | #VALUE! | #VALUE!
| Geothermal_PPA_2045_2 | _NEW_GENERIC_GEOTHERMAL | PlannedNew |  |  | NotHybrid | 0 | 0 | 0 | 0 | Buy | [6 empty] | EnergyCapacity | FALSE | FALSE | FALSE | FALSE |  | 0 | 0 | n/a | n/a | geothermal | n/a | geothermal | 0 | 0 | 100% | 100% |  | 1 | #VALUE! | #VALUE! | #VALUE! | #VALUE! | #VALUE! | #VALUE! | #VALUE! | #VALUE! | #VALUE! | #VALUE! | #VALUE! | #VALUE! | #VALUE! | #VALUE! | #VALUE! | #VALUE! | #VALUE! | #VALUE! | #VALUE! | #VALUE!
| Geothermal_PPA_2045_3 | _NEW_GENERIC_GEOTHERMAL | PlannedNew |  |  | NotHybrid | 0 | 0 | 0 | 0 | Buy | [6 empty] | EnergyCapacity | FALSE | FALSE | FALSE | FALSE |  | 0 | 0 | n/a | n/a | geothermal | n/a | geothermal | 0 | 0 | 100% | 100% |  | 1 | #VALUE! | #VALUE! | #VALUE! | #VALUE! | #VALUE! | #VALUE! | #VALUE! | #VALUE! | #VALUE! | #VALUE! | #VALUE! | #VALUE! | #VALUE! | #VALUE! | #VALUE! | #VALUE! | #VALUE! | #VALUE! | #VALUE! | #VALUE!
| Geothermal_PPA_2045_4 | _NEW_GENERIC_GEOTHERMAL | PlannedNew |  |  | NotHybrid | 0 | 0 | 0 | 0 | Buy | [6 empty] | EnergyCapacity | FALSE | FALSE | FALSE | FALSE |  | 0 | 0 | n/a | n/a | geothermal | n/a | geothermal | 0 | 0 | 100% | 100% |  | 1 | #VALUE! | #VALUE! | #VALUE! | #VALUE! | #VALUE! | #VALUE! | #VALUE! | #VALUE! | #VALUE! | #VALUE! | #VALUE! | #VALUE! | #VALUE! | #VALUE! | #VALUE! | #VALUE! | #VALUE! | #VALUE! | #VALUE! | #VALUE!
| Geothermal_PPA_2045_5 | _NEW_GENERIC_GEOTHERMAL | PlannedNew |  |  | NotHybrid | 0 | 0 | 0 | 0 | Buy | [6 empty] | EnergyCapacity | FALSE | FALSE | FALSE | FALSE |  | 0 | 0 | n/a | n/a | geothermal | n/a | geothermal | 0 | 0 | 100% | 100% |  | 1 | #VALUE! | #VALUE! | #VALUE! | #VALUE! | #VALUE! | #VALUE! | #VALUE! | #VALUE! | #VALUE! | #VALUE! | #VALUE! | #VALUE! | #VALUE! | #VALUE! | #VALUE! | #VALUE! | #VALUE! | #VALUE! | #VALUE! | #VALUE!
| Geothermal_PPA_2045_6 | _NEW_GENERIC_GEOTHERMAL | PlannedNew |  |  | NotHybrid | 0 | 0 | 0 | 0 | Buy | [6 empty] | EnergyCapacity | FALSE | FALSE | FALSE | FALSE |  | 0 | 0 | n/a | n/a | geothermal | n/a | geothermal | 0 | 0 | 100% | 100% |  | 1 | #VALUE! | #VALUE! | #VALUE! | #VALUE! | #VALUE! | #VALUE! | #VALUE! | #VALUE! | #VALUE! | #VALUE! | #VALUE! | #VALUE! | #VALUE! | #VALUE! | #VALUE! | #VALUE! | #VALUE! | #VALUE! | #VALUE! | #VALUE!
| Geothermal_ProcurementOrder_PPA_2030_1 | _NEW_GENERIC_GEOTHERMAL | PlannedNew |  |  | NotHybrid | 0 | 0 | 0 | 0 | Buy | [6 empty] | EnergyCapacity | FALSE | FALSE | FALSE | FALSE |  | 0 | 0 | n/a | n/a | geothermal | n/a | geothermal | 0 | 0 | 100% | 100% |  | 1 | #VALUE! | #VALUE! | #VALUE! | #VALUE! | #VALUE! | #VALUE! | #VALUE! | #VALUE! | #VALUE! | #VALUE! | #VALUE! | #VALUE! | #VALUE! | #VALUE! | #VALUE! | #VALUE! | #VALUE! | #VALUE! | #VALUE! | #VALUE!
| Geothermal_ProcurementOrder_PPA_2031_1 | _NEW_GENERIC_GEOTHERMAL | PlannedNew |  |  | NotHybrid | 0 | 0 | 0 | 0 | Buy | [6 empty] | EnergyCapacity | FALSE | FALSE | FALSE | FALSE |  | 0 | 0 | n/a | n/a | geothermal | n/a | geothermal | 0 | 0 | 100% | 100% |  | 1 | #VALUE! | #VALUE! | #VALUE! | #VALUE! | #VALUE! | #VALUE! | #VALUE! | #VALUE! | #VALUE! | #VALUE! | #VALUE! | #VALUE! | #VALUE! | #VALUE! | #VALUE! | #VALUE! | #VALUE! | #VALUE! | #VALUE! | #VALUE!
| Geothermal_ProcurementOrder_PPA_2032_1 | _NEW_GENERIC_GEOTHERMAL | PlannedNew |  |  | NotHybrid | 0 | 0 | 0 | 0 | Buy | [6 empty] | EnergyCapacity | FALSE | FALSE | FALSE | FALSE |  | 0 | 0 | n/a | n/a | geothermal | n/a | geothermal | 0 | 0 | 100% | 100% |  | 1 | #VALUE! | #VALUE! | #VALUE! | #VALUE! | #VALUE! | #VALUE! | #VALUE! | #VALUE! | #VALUE! | #VALUE! | #VALUE! | #VALUE! | #VALUE! | #VALUE! | #VALUE! | #VALUE! | #VALUE! | #VALUE! | #VALUE! | #VALUE!
| Solar_Hybrid_PPA_2030_1 | _NEW_GENERIC_SOLAR_2AXIS | PlannedNew |  |  | ExistingSolarExistingStorage | NO | 50 | 50 | 200 | Buy | [6 empty] | EnergyCapacity | FALSE | TRUE | TRUE | FALSE | 0 | 50 | 200 | 4 | 4 | utility_pv | 4hr_batteries | hybrid | 0 | 0 | 100% | 100% |  | 1 | 0 | 0 | 0 | 0 | 0 | 0 | 0 | 0 | 0 | 0 | 0 | 0 | 0 | 0 | 0 | 0 | 0 | 0 | 0 | 0
| Solar_Hybrid_PPA_2031_1 | _NEW_GENERIC_SOLAR_2AXIS | PlannedNew |  |  | ExistingSolarExistingStorage | NO | 20 | 20 | 80 | Buy | [6 empty] | EnergyCapacity | FALSE | TRUE | TRUE | FALSE | 0 | 20 | 80 | 4 | 4 | utility_pv | 4hr_batteries | hybrid | 0 | 0 | 100% | 100% |  | 1 | 0 | 0 | 0 | 0 | 0 | 0 | 0 | 0 | 0 | 0 | 0 | 0 | 0 | 0 | 0 | 0 | 0 | 0 | 0 | 0
| Solar_Hybrid_PPA_2039_1 | _NEW_GENERIC_SOLAR_2AXIS | PlannedNew |  |  | NewSolarNewStorage | NO | 15 | 15 | 60 | Buy | [6 empty] | EnergyCapacity | FALSE | TRUE | TRUE | FALSE | 0 | 15 | 60 | 4 | 4 | utility_pv | 4hr_batteries | hybrid | 0 | 0 | 100% | 100% |  | 1 | 0 | 0 | 0 | 0 | 0 | 0 | 0 | 0 | 0 | 0 | 0 | 0 | 0 | 0 | 0 | 0 | 0 | 0 | 0 | 0
| Solar_Hybrid_PPA_2040_1 | _NEW_GENERIC_SOLAR_2AXIS | PlannedNew |  |  | NewSolarNewStorage | NO | 25 | 25 | 100 | Buy | [6 empty] | EnergyCapacity | FALSE | TRUE | TRUE | FALSE | 0 | 25 | 100 | 4 | 4 | utility_pv | 4hr_batteries | hybrid | 0 | 0 | 100% | 100% |  | 1 | 0 | 0 | 0 | 0 | 0 | 0 | 0 | 0 | 0 | 0 | 0 | 0 | 0 | 0 | 0 | 0 | 0 | 0 | 0 | 0
| Solar_Hybrid_PPA_2044_1 | _NEW_GENERIC_SOLAR_2AXIS | PlannedNew |  |  | NewSolarNewStorage | NO | 45 | 45 | 180 | Buy | [6 empty] | EnergyCapacity | FALSE | TRUE | TRUE | FALSE | 0 | 45 | 180 | 4 | 4 | utility_pv | 4hr_batteries | hybrid | 0 | 0 | 100% | 100% |  | 1 | 0 | 0 | 0 | 0 | 0 | 0 | 0 | 0 | 0 | 0 | 0 | 0 | 0 | 0 | 0 | 0 | 0 | 0 | 0 | 0
| Solar_Hybrid_PPA_2044_2 | _NEW_GENERIC_SOLAR_2AXIS | PlannedNew |  |  | NewSolarNewStorage | NO | 100 | 100 | 400 | Buy | [6 empty] | EnergyCapacity | FALSE | TRUE | TRUE | FALSE | 0 | 100 | 400 | 4 | 4 | utility_pv | 4hr_batteries | hybrid | 0 | 0 | 100% | 100% |  | 1 | 0 | 0 | 0 | 0 | 0 | 0 | 0 | 0 | 0 | 0 | 0 | 0 | 0 | 0 | 0 | 0 | 0 | 0 | 0 | 0
| Solar_Hybrid_PPA_2044_3 | _NEW_GENERIC_SOLAR_2AXIS | PlannedNew |  |  | NewSolarNewStorage | NO | 50 | 50 | 200 | Buy | [6 empty] | EnergyCapacity | FALSE | TRUE | TRUE | FALSE | 0 | 50 | 200 | 4 | 4 | utility_pv | 4hr_batteries | hybrid | 0 | 0 | 100% | 100% |  | 1 | 0 | 0 | 0 | 0 | 0 | 0 | 0 | 0 | 0 | 0 | 0 | 0 | 0 | 0 | 0 | 0 | 0 | 0 | 0 | 0
| Solar_Hybrid_PPA_2045_1 | _NEW_GENERIC_SOLAR_2AXIS | PlannedNew |  |  | NewSolarNewStorage | NO | 100 | 100 | 400 | Buy | [6 empty] | EnergyCapacity | FALSE | TRUE | TRUE | FALSE | 0 | 100 | 400 | 4 | 4 | utility_pv | 4hr_batteries | hybrid | 0 | 0 | 100% | 100% |  | 1 | 0 | 0 | 0 | 0 | 0 | 0 | 0 | 0 | 0 | 0 | 0 | 0 | 0 | 0 | 0 | 0 | 0 | 0 | 0 | 0
| Solar_Standalone_PPA_2037_1 | _NEW_GENERIC_SOLAR_2AXIS | PlannedNew |  |  | NotHybrid | 0 | 0 | 0 | 0 | Buy | [6 empty] | EnergyCapacity | FALSE | FALSE | FALSE | FALSE |  | 0 | 0 | n/a | n/a | utility_pv | n/a | utility_pv | 0 | 0 | 100% | 100% |  | 1 | #VALUE! | #VALUE! | #VALUE! | #VALUE! | #VALUE! | #VALUE! | #VALUE! | #VALUE! | #VALUE! | #VALUE! | #VALUE! | #VALUE! | #VALUE! | #VALUE! | #VALUE! | #VALUE! | #VALUE! | #VALUE! | #VALUE! | #VALUE!
| Solar_Standalone_PPA_2038_1 | _NEW_GENERIC_SOLAR_2AXIS | PlannedNew |  |  | NotHybrid | 0 | 0 | 0 | 0 | Buy | [6 empty] | EnergyCapacity | FALSE | FALSE | FALSE | FALSE |  | 0 | 0 | n/a | n/a | utility_pv | n/a | utility_pv | 0 | 0 | 100% | 100% |  | 1 | #VALUE! | #VALUE! | #VALUE! | #VALUE! | #VALUE! | #VALUE! | #VALUE! | #VALUE! | #VALUE! | #VALUE! | #VALUE! | #VALUE! | #VALUE! | #VALUE! | #VALUE! | #VALUE! | #VALUE! | #VALUE! | #VALUE! | #VALUE!
| Solar_Standalone_PPA_2038_2 | _NEW_GENERIC_SOLAR_2AXIS | PlannedNew |  |  | NotHybrid | 0 | 0 | 0 | 0 | Buy | [6 empty] | EnergyCapacity | FALSE | FALSE | FALSE | FALSE |  | 0 | 0 | n/a | n/a | utility_pv | n/a | utility_pv | 0 | 0 | 100% | 100% |  | 1 | #VALUE! | #VALUE! | #VALUE! | #VALUE! | #VALUE! | #VALUE! | #VALUE! | #VALUE! | #VALUE! | #VALUE! | #VALUE! | #VALUE! | #VALUE! | #VALUE! | #VALUE! | #VALUE! | #VALUE! | #VALUE! | #VALUE! | #VALUE!
| Solar_Standalone_PPA_2039_1 | _NEW_GENERIC_SOLAR_2AXIS | PlannedNew |  |  | NotHybrid | 0 | 0 | 0 | 0 | Buy | [6 empty] | EnergyCapacity | FALSE | FALSE | FALSE | FALSE |  | 0 | 0 | n/a | n/a | utility_pv | n/a | utility_pv | 0 | 0 | 100% | 100% |  | 1 | #VALUE! | #VALUE! | #VALUE! | #VALUE! | #VALUE! | #VALUE! | #VALUE! | #VALUE! | #VALUE! | #VALUE! | #VALUE! | #VALUE! | #VALUE! | #VALUE! | #VALUE! | #VALUE! | #VALUE! | #VALUE! | #VALUE! | #VALUE!
| Solar_Standalone_PPA_2039_2 | _NEW_GENERIC_SOLAR_2AXIS | PlannedNew |  |  | NotHybrid | 0 | 0 | 0 | 0 | Buy | [6 empty] | EnergyCapacity | FALSE | FALSE | FALSE | FALSE |  | 0 | 0 | n/a | n/a | utility_pv | n/a | utility_pv | 0 | 0 | 100% | 100% |  | 1 | #VALUE! | #VALUE! | #VALUE! | #VALUE! | #VALUE! | #VALUE! | #VALUE! | #VALUE! | #VALUE! | #VALUE! | #VALUE! | #VALUE! | #VALUE! | #VALUE! | #VALUE! | #VALUE! | #VALUE! | #VALUE! | #VALUE! | #VALUE!
| Solar_Standalone_PPA_2040_1 | _NEW_GENERIC_SOLAR_2AXIS | PlannedNew |  |  | NotHybrid | 0 | 0 | 0 | 0 | Buy | [6 empty] | EnergyCapacity | FALSE | FALSE | FALSE | FALSE |  | 0 | 0 | n/a | n/a | utility_pv | n/a | utility_pv | 0 | 0 | 100% | 100% |  | 1 | #VALUE! | #VALUE! | #VALUE! | #VALUE! | #VALUE! | #VALUE! | #VALUE! | #VALUE! | #VALUE! | #VALUE! | #VALUE! | #VALUE! | #VALUE! | #VALUE! | #VALUE! | #VALUE! | #VALUE! | #VALUE! | #VALUE! | #VALUE!
| Solar_Standalone_PPA_2040_2 | _NEW_GENERIC_SOLAR_2AXIS | PlannedNew |  |  | NotHybrid | 0 | 0 | 0 | 0 | Buy | [6 empty] | EnergyCapacity | FALSE | FALSE | FALSE | FALSE |  | 0 | 0 | n/a | n/a | utility_pv | n/a | utility_pv | 0 | 0 | 100% | 100% |  | 1 | #VALUE! | #VALUE! | #VALUE! | #VALUE! | #VALUE! | #VALUE! | #VALUE! | #VALUE! | #VALUE! | #VALUE! | #VALUE! | #VALUE! | #VALUE! | #VALUE! | #VALUE! | #VALUE! | #VALUE! | #VALUE! | #VALUE! | #VALUE!
| Solar_Standalone_PPA_2040_3 | _NEW_GENERIC_SOLAR_2AXIS | PlannedNew |  |  | NotHybrid | 0 | 0 | 0 | 0 | Buy | [6 empty] | EnergyCapacity | FALSE | FALSE | FALSE | FALSE |  | 0 | 0 | n/a | n/a | utility_pv | n/a | utility_pv | 0 | 0 | 100% | 100% |  | 1 | #VALUE! | #VALUE! | #VALUE! | #VALUE! | #VALUE! | #VALUE! | #VALUE! | #VALUE! | #VALUE! | #VALUE! | #VALUE! | #VALUE! | #VALUE! | #VALUE! | #VALUE! | #VALUE! | #VALUE! | #VALUE! | #VALUE! | #VALUE!
| Solar_Standalone_PPA_2044_1 | _NEW_GENERIC_SOLAR_2AXIS | PlannedNew |  |  | NotHybrid | 0 | 0 | 0 | 0 | Buy | [6 empty] | EnergyCapacity | FALSE | FALSE | FALSE | FALSE |  | 0 | 0 | n/a | n/a | utility_pv | n/a | utility_pv | 0 | 0 | 100% | 100% |  | 1 | #VALUE! | #VALUE! | #VALUE! | #VALUE! | #VALUE! | #VALUE! | #VALUE! | #VALUE! | #VALUE! | #VALUE! | #VALUE! | #VALUE! | #VALUE! | #VALUE! | #VALUE! | #VALUE! | #VALUE! | #VALUE! | #VALUE! | #VALUE!
| Solar_Standalone_PPA_2044_2 | _NEW_GENERIC_SOLAR_2AXIS | PlannedNew |  |  | NotHybrid | 0 | 0 | 0 | 0 | Buy | [6 empty] | EnergyCapacity | FALSE | FALSE | FALSE | FALSE |  | 0 | 0 | n/a | n/a | utility_pv | n/a | utility_pv | 0 | 0 | 100% | 100% |  | 1 | #VALUE! | #VALUE! | #VALUE! | #VALUE! | #VALUE! | #VALUE! | #VALUE! | #VALUE! | #VALUE! | #VALUE! | #VALUE! | #VALUE! | #VALUE! | #VALUE! | #VALUE! | #VALUE! | #VALUE! | #VALUE! | #VALUE! | #VALUE!
| Solar_Standalone_PPA_2044_3 | _NEW_GENERIC_SOLAR_2AXIS | PlannedNew |  |  | NotHybrid | 0 | 0 | 0 | 0 | Buy | [6 empty] | EnergyCapacity | FALSE | FALSE | FALSE | FALSE |  | 0 | 0 | n/a | n/a | utility_pv | n/a | utility_pv | 0 | 0 | 100% | 100% |  | 1 | #VALUE! | #VALUE! | #VALUE! | #VALUE! | #VALUE! | #VALUE! | #VALUE! | #VALUE! | #VALUE! | #VALUE! | #VALUE! | #VALUE! | #VALUE! | #VALUE! | #VALUE! | #VALUE! | #VALUE! | #VALUE! | #VALUE! | #VALUE!
| Solar_Standalone_PPA_2044_4 | _NEW_GENERIC_SOLAR_2AXIS | PlannedNew |  |  | NotHybrid | 0 | 0 | 0 | 0 | Buy | [6 empty] | EnergyCapacity | FALSE | FALSE | FALSE | FALSE |  | 0 | 0 | n/a | n/a | utility_pv | n/a | utility_pv | 0 | 0 | 100% | 100% |  | 1 | #VALUE! | #VALUE! | #VALUE! | #VALUE! | #VALUE! | #VALUE! | #VALUE! | #VALUE! | #VALUE! | #VALUE! | #VALUE! | #VALUE! | #VALUE! | #VALUE! | #VALUE! | #VALUE! | #VALUE! | #VALUE! | #VALUE! | #VALUE!
| Solar_Standalone_PPA_2045_1 | _NEW_GENERIC_SOLAR_2AXIS | PlannedNew |  |  | NotHybrid | 0 | 0 | 0 | 0 | Buy | [6 empty] | EnergyCapacity | FALSE | FALSE | FALSE | FALSE |  | 0 | 0 | n/a | n/a | utility_pv | n/a | utility_pv | 0 | 0 | 100% | 100% |  | 1 | #VALUE! | #VALUE! | #VALUE! | #VALUE! | #VALUE! | #VALUE! | #VALUE! | #VALUE! | #VALUE! | #VALUE! | #VALUE! | #VALUE! | #VALUE! | #VALUE! | #VALUE! | #VALUE! | #VALUE! | #VALUE! | #VALUE! | #VALUE!
| Solar_Standalone_PPA_2045_2 | _NEW_GENERIC_SOLAR_2AXIS | PlannedNew |  |  | NotHybrid | 0 | 0 | 0 | 0 | Buy | [6 empty] | EnergyCapacity | FALSE | FALSE | FALSE | FALSE |  | 0 | 0 | n/a | n/a | utility_pv | n/a | utility_pv | 0 | 0 | 100% | 100% |  | 1 | #VALUE! | #VALUE! | #VALUE! | #VALUE! | #VALUE! | #VALUE! | #VALUE! | #VALUE! | #VALUE! | #VALUE! | #VALUE! | #VALUE! | #VALUE! | #VALUE! | #VALUE! | #VALUE! | #VALUE! | #VALUE! | #VALUE! | #VALUE!
| ST_RA_2026 | _EXISTING_GENERIC_COMBINED_CYCLE | PlannedExisting |  |  | NotHybrid | 0 | 0 | 0 | 0 | Buy | [6 empty] | CapacityOnly | FALSE | FALSE | FALSE | FALSE |  | 0 | 0 | n/a | n/a | gas_cc | n/a | gas_cc | 0 | 0 | 100% | 100% |  | 1 | #VALUE! | #VALUE! | #VALUE! | #VALUE! | #VALUE! | #VALUE! | #VALUE! | #VALUE! | #VALUE! | #VALUE! | #VALUE! | #VALUE! | #VALUE! | #VALUE! | #VALUE! | #VALUE! | #VALUE! | #VALUE! | #VALUE! | #VALUE!
| ST_RA_2027 | _EXISTING_GENERIC_COMBINED_CYCLE | PlannedExisting |  |  | NotHybrid | 0 | 0 | 0 | 0 | Buy | [6 empty] | CapacityOnly | FALSE | FALSE | FALSE | FALSE |  | 0 | 0 | n/a | n/a | gas_cc | n/a | gas_cc | 0 | 0 | 100% | 100% |  | 1 | #VALUE! | #VALUE! | #VALUE! | #VALUE! | #VALUE! | #VALUE! | #VALUE! | #VALUE! | #VALUE! | #VALUE! | #VALUE! | #VALUE! | #VALUE! | #VALUE! | #VALUE! | #VALUE! | #VALUE! | #VALUE! | #VALUE! | #VALUE!
| ST_RA_2028 | _EXISTING_GENERIC_COMBINED_CYCLE | PlannedExisting |  |  | NotHybrid | 0 | 0 | 0 | 0 | Buy | [6 empty] | CapacityOnly | FALSE | FALSE | FALSE | FALSE |  | 0 | 0 | n/a | n/a | gas_cc | n/a | gas_cc | 0 | 0 | 100% | 100% |  | 1 | #VALUE! | #VALUE! | #VALUE! | #VALUE! | #VALUE! | #VALUE! | #VALUE! | #VALUE! | #VALUE! | #VALUE! | #VALUE! | #VALUE! | #VALUE! | #VALUE! | #VALUE! | #VALUE! | #VALUE! | #VALUE! | #VALUE! | #VALUE!
| ST_RA_2029 | _EXISTING_GENERIC_COMBINED_CYCLE | PlannedExisting |  |  | NotHybrid | 0 | 0 | 0 | 0 | Buy | [6 empty] | CapacityOnly | FALSE | FALSE | FALSE | FALSE |  | 0 | 0 | n/a | n/a | gas_cc | n/a | gas_cc | 0 | 0 | 100% | 100% |  | 1 | #VALUE! | #VALUE! | #VALUE! | #VALUE! | #VALUE! | #VALUE! | #VALUE! | #VALUE! | #VALUE! | #VALUE! | #VALUE! | #VALUE! | #VALUE! | #VALUE! | #VALUE! | #VALUE! | #VALUE! | #VALUE! | #VALUE! | #VALUE!
| ST_RA_2030 | _EXISTING_GENERIC_COMBINED_CYCLE | PlannedExisting |  |  | NotHybrid | 0 | 0 | 0 | 0 | Buy | [6 empty] | CapacityOnly | FALSE | FALSE | FALSE | FALSE |  | 0 | 0 | n/a | n/a | gas_cc | n/a | gas_cc | 0 | 0 | 100% | 100% |  | 1 | #VALUE! | #VALUE! | #VALUE! | #VALUE! | #VALUE! | #VALUE! | #VALUE! | #VALUE! | #VALUE! | #VALUE! | #VALUE! | #VALUE! | #VALUE! | #VALUE! | #VALUE! | #VALUE! | #VALUE! | #VALUE! | #VALUE! | #VALUE!
| ST_RA_2031 | _EXISTING_GENERIC_COMBINED_CYCLE | PlannedExisting |  |  | NotHybrid | 0 | 0 | 0 | 0 | Buy | [6 empty] | CapacityOnly | FALSE | FALSE | FALSE | FALSE |  | 0 | 0 | n/a | n/a | gas_cc | n/a | gas_cc | 0 | 0 | 100% | 100% |  | 1 | #VALUE! | #VALUE! | #VALUE! | #VALUE! | #VALUE! | #VALUE! | #VALUE! | #VALUE! | #VALUE! | #VALUE! | #VALUE! | #VALUE! | #VALUE! | #VALUE! | #VALUE! | #VALUE! | #VALUE! | #VALUE! | #VALUE! | #VALUE!
| ST_RA_2032 | _EXISTING_GENERIC_COMBINED_CYCLE | PlannedExisting |  |  | NotHybrid | 0 | 0 | 0 | 0 | Buy | [6 empty] | CapacityOnly | FALSE | FALSE | FALSE | FALSE |  | 0 | 0 | n/a | n/a | gas_cc | n/a | gas_cc | 0 | 0 | 100% | 100% |  | 1 | #VALUE! | #VALUE! | #VALUE! | #VALUE! | #VALUE! | #VALUE! | #VALUE! | #VALUE! | #VALUE! | #VALUE! | #VALUE! | #VALUE! | #VALUE! | #VALUE! | #VALUE! | #VALUE! | #VALUE! | #VALUE! | #VALUE! | #VALUE!
| ST_RA_2033 | _EXISTING_GENERIC_COMBINED_CYCLE | PlannedExisting |  |  | NotHybrid | 0 | 0 | 0 | 0 | Buy | [6 empty] | CapacityOnly | FALSE | FALSE | FALSE | FALSE |  | 0 | 0 | n/a | n/a | gas_cc | n/a | gas_cc | 0 | 0 | 100% | 100% |  | 1 | #VALUE! | #VALUE! | #VALUE! | #VALUE! | #VALUE! | #VALUE! | #VALUE! | #VALUE! | #VALUE! | #VALUE! | #VALUE! | #VALUE! | #VALUE! | #VALUE! | #VALUE! | #VALUE! | #VALUE! | #VALUE! | #VALUE! | #VALUE!
| ST_RA_2034 | _EXISTING_GENERIC_COMBINED_CYCLE | PlannedExisting |  |  | NotHybrid | 0 | 0 | 0 | 0 | Buy | [6 empty] | CapacityOnly | FALSE | FALSE | FALSE | FALSE |  | 0 | 0 | n/a | n/a | gas_cc | n/a | gas_cc | 0 | 0 | 100% | 100% |  | 1 | #VALUE! | #VALUE! | #VALUE! | #VALUE! | #VALUE! | #VALUE! | #VALUE! | #VALUE! | #VALUE! | #VALUE! | #VALUE! | #VALUE! | #VALUE! | #VALUE! | #VALUE! | #VALUE! | #VALUE! | #VALUE! | #VALUE! | #VALUE!
| ST_RA_2035 | _EXISTING_GENERIC_COMBINED_CYCLE | PlannedExisting |  |  | NotHybrid | 0 | 0 | 0 | 0 | Buy | [6 empty] | CapacityOnly | FALSE | FALSE | FALSE | FALSE |  | 0 | 0 | n/a | n/a | gas_cc | n/a | gas_cc | 0 | 0 | 100% | 100% |  | 1 | #VALUE! | #VALUE! | #VALUE! | #VALUE! | #VALUE! | #VALUE! | #VALUE! | #VALUE! | #VALUE! | #VALUE! | #VALUE! | #VALUE! | #VALUE! | #VALUE! | #VALUE! | #VALUE! | #VALUE! | #VALUE! | #VALUE! | #VALUE!
| ST_RA_2036 | _EXISTING_GENERIC_COMBINED_CYCLE | PlannedExisting |  |  | NotHybrid | 0 | 0 | 0 | 0 | Buy | [6 empty] | CapacityOnly | FALSE | FALSE | FALSE | FALSE |  | 0 | 0 | n/a | n/a | gas_cc | n/a | gas_cc | 0 | 0 | 100% | 100% |  | 1 | #VALUE! | #VALUE! | #VALUE! | #VALUE! | #VALUE! | #VALUE! | #VALUE! | #VALUE! | #VALUE! | #VALUE! | #VALUE! | #VALUE! | #VALUE! | #VALUE! | #VALUE! | #VALUE! | #VALUE! | #VALUE! | #VALUE! | #VALUE!
| ST_RA_2037 | _EXISTING_GENERIC_COMBINED_CYCLE | PlannedExisting |  |  | NotHybrid | 0 | 0 | 0 | 0 | Buy | [6 empty] | CapacityOnly | FALSE | FALSE | FALSE | FALSE |  | 0 | 0 | n/a | n/a | gas_cc | n/a | gas_cc | 0 | 0 | 100% | 100% |  | 1 | #VALUE! | #VALUE! | #VALUE! | #VALUE! | #VALUE! | #VALUE! | #VALUE! | #VALUE! | #VALUE! | #VALUE! | #VALUE! | #VALUE! | #VALUE! | #VALUE! | #VALUE! | #VALUE! | #VALUE! | #VALUE! | #VALUE! | #VALUE!
| ST_RA_2038 | _EXISTING_GENERIC_COMBINED_CYCLE | PlannedExisting |  |  | NotHybrid | 0 | 0 | 0 | 0 | Buy | [6 empty] | CapacityOnly | FALSE | FALSE | FALSE | FALSE |  | 0 | 0 | n/a | n/a | gas_cc | n/a | gas_cc | 0 | 0 | 100% | 100% |  | 1 | #VALUE! | #VALUE! | #VALUE! | #VALUE! | #VALUE! | #VALUE! | #VALUE! | #VALUE! | #VALUE! | #VALUE! | #VALUE! | #VALUE! | #VALUE! | #VALUE! | #VALUE! | #VALUE! | #VALUE! | #VALUE! | #VALUE! | #VALUE!
| ST_RA_2039 | _EXISTING_GENERIC_COMBINED_CYCLE | PlannedExisting |  |  | NotHybrid | 0 | 0 | 0 | 0 | Buy | [6 empty] | CapacityOnly | FALSE | FALSE | FALSE | FALSE |  | 0 | 0 | n/a | n/a | gas_cc | n/a | gas_cc | 0 | 0 | 100% | 100% |  | 1 | #VALUE! | #VALUE! | #VALUE! | #VALUE! | #VALUE! | #VALUE! | #VALUE! | #VALUE! | #VALUE! | #VALUE! | #VALUE! | #VALUE! | #VALUE! | #VALUE! | #VALUE! | #VALUE! | #VALUE! | #VALUE! | #VALUE! | #VALUE!
| ST_RA_2040 | _EXISTING_GENERIC_COMBINED_CYCLE | PlannedExisting |  |  | NotHybrid | 0 | 0 | 0 | 0 | Buy | [6 empty] | CapacityOnly | FALSE | FALSE | FALSE | FALSE |  | 0 | 0 | n/a | n/a | gas_cc | n/a | gas_cc | 0 | 0 | 100% | 100% |  | 1 | #VALUE! | #VALUE! | #VALUE! | #VALUE! | #VALUE! | #VALUE! | #VALUE! | #VALUE! | #VALUE! | #VALUE! | #VALUE! | #VALUE! | #VALUE! | #VALUE! | #VALUE! | #VALUE! | #VALUE! | #VALUE! | #VALUE! | #VALUE!
| ST_RA_2041 | _EXISTING_GENERIC_COMBINED_CYCLE | PlannedExisting |  |  | NotHybrid | 0 | 0 | 0 | 0 | Buy | [6 empty] | CapacityOnly | FALSE | FALSE | FALSE | FALSE |  | 0 | 0 | n/a | n/a | gas_cc | n/a | gas_cc | 0 | 0 | 100% | 100% |  | 1 | #VALUE! | #VALUE! | #VALUE! | #VALUE! | #VALUE! | #VALUE! | #VALUE! | #VALUE! | #VALUE! | #VALUE! | #VALUE! | #VALUE! | #VALUE! | #VALUE! | #VALUE! | #VALUE! | #VALUE! | #VALUE! | #VALUE! | #VALUE!
| ST_RA_2042 | _EXISTING_GENERIC_COMBINED_CYCLE | PlannedExisting |  |  | NotHybrid | 0 | 0 | 0 | 0 | Buy | [6 empty] | CapacityOnly | FALSE | FALSE | FALSE | FALSE |  | 0 | 0 | n/a | n/a | gas_cc | n/a | gas_cc | 0 | 0 | 100% | 100% |  | 1 | #VALUE! | #VALUE! | #VALUE! | #VALUE! | #VALUE! | #VALUE! | #VALUE! | #VALUE! | #VALUE! | #VALUE! | #VALUE! | #VALUE! | #VALUE! | #VALUE! | #VALUE! | #VALUE! | #VALUE! | #VALUE! | #VALUE! | #VALUE!
| ST_RA_2043 | _EXISTING_GENERIC_COMBINED_CYCLE | PlannedExisting |  |  | NotHybrid | 0 | 0 | 0 | 0 | Buy | [6 empty] | CapacityOnly | FALSE | FALSE | FALSE | FALSE |  | 0 | 0 | n/a | n/a | gas_cc | n/a | gas_cc | 0 | 0 | 100% | 100% |  | 1 | #VALUE! | #VALUE! | #VALUE! | #VALUE! | #VALUE! | #VALUE! | #VALUE! | #VALUE! | #VALUE! | #VALUE! | #VALUE! | #VALUE! | #VALUE! | #VALUE! | #VALUE! | #VALUE! | #VALUE! | #VALUE! | #VALUE! | #VALUE!
| ST_RA_2044 | _EXISTING_GENERIC_COMBINED_CYCLE | PlannedExisting |  |  | NotHybrid | 0 | 0 | 0 | 0 | Buy | [6 empty] | CapacityOnly | FALSE | FALSE | FALSE | FALSE |  | 0 | 0 | n/a | n/a | gas_cc | n/a | gas_cc | 0 | 0 | 100% | 100% |  | 1 | #VALUE! | #VALUE! | #VALUE! | #VALUE! | #VALUE! | #VALUE! | #VALUE! | #VALUE! | #VALUE! | #VALUE! | #VALUE! | #VALUE! | #VALUE! | #VALUE! | #VALUE! | #VALUE! | #VALUE! | #VALUE! | #VALUE! | #VALUE!
| ST_RA_2045 | _EXISTING_GENERIC_COMBINED_CYCLE | PlannedExisting |  |  | NotHybrid | NO | 0 | 0 | 0 | Buy | [6 empty] | CapacityOnly | FALSE | FALSE | FALSE | FALSE |  | 0 | 0 | n/a | n/a | gas_cc | n/a | gas_cc | 0 | 0 | 100% | 100% |  | 1 | #VALUE! | #VALUE! | #VALUE! | #VALUE! | #VALUE! | #VALUE! | #VALUE! | #VALUE! | #VALUE! | #VALUE! | #VALUE! | #VALUE! | #VALUE! | #VALUE! | #VALUE! | #VALUE! | #VALUE! | #VALUE! | #VALUE! | #VALUE!
| VAMO_BUY_1 | _EXISTING_GENERIC_BIOGAS_LANDFILLGAS | Online |  |  | NotHybrid | 0 | 0 | 0 | 0 | Buy | [6 empty] | EnergyOnly | FALSE | FALSE | FALSE | FALSE |  | 0 | 0 | n/a | n/a | biomass_wood | n/a | biomass_wood | 0 | 0 | 100% | 100% |  | 0 | #VALUE! | #VALUE! | #VALUE! | #VALUE! | #VALUE! | #VALUE! | #VALUE! | #VALUE! | #VALUE! | #VALUE! | #VALUE! | #VALUE! | #VALUE! | #VALUE! | #VALUE! | #VALUE! | #VALUE! | #VALUE! | #VALUE! | #VALUE!
| VAMO_BUY_2 | _EXISTING_GENERIC_BIOMASS/WOOD | Online |  |  | NotHybrid | 0 | 0 | 0 | 0 | Buy | [6 empty] | EnergyOnly | FALSE | FALSE | FALSE | FALSE |  | 0 | 0 | n/a | n/a | biomass_wood | n/a | biomass_wood | 0 | 0 | 100% | 100% |  | 0 | #VALUE! | #VALUE! | #VALUE! | #VALUE! | #VALUE! | #VALUE! | #VALUE! | #VALUE! | #VALUE! | #VALUE! | #VALUE! | #VALUE! | #VALUE! | #VALUE! | #VALUE! | #VALUE! | #VALUE! | #VALUE! | #VALUE! | #VALUE!
| VAMO_BUY_3 | _EXISTING_GENERIC_BIOMASS/WOOD | Online |  |  | NotHybrid | 0 | 0 | 0 | 0 | Buy | [6 empty] | EnergyOnly | FALSE | FALSE | FALSE | FALSE |  | 0 | 0 | n/a | n/a | biomass_wood | n/a | biomass_wood | 0 | 0 | 100% | 100% |  | 0 | #VALUE! | #VALUE! | #VALUE! | #VALUE! | #VALUE! | #VALUE! | #VALUE! | #VALUE! | #VALUE! | #VALUE! | #VALUE! | #VALUE! | #VALUE! | #VALUE! | #VALUE! | #VALUE! | #VALUE! | #VALUE! | #VALUE! | #VALUE!
| VAMO_BUY_4 | _EXISTING_GENERIC_GEOTHERMAL | Online |  |  | NotHybrid | 0 | 0 | 0 | 0 | Buy | [6 empty] | EnergyOnly | FALSE | FALSE | FALSE | FALSE |  | 0 | 0 | n/a | n/a | geothermal | n/a | geothermal | 0 | 0 | 100% | 100% |  | 0 | #VALUE! | #VALUE! | #VALUE! | #VALUE! | #VALUE! | #VALUE! | #VALUE! | #VALUE! | #VALUE! | #VALUE! | #VALUE! | #VALUE! | #VALUE! | #VALUE! | #VALUE! | #VALUE! | #VALUE! | #VALUE! | #VALUE! | #VALUE!
| VAMO_BUY_5 | _EXISTING_GENERIC_INSTATE_SMALL_HYDRO | Online |  |  | NotHybrid | 0 | 0 | 0 | 0 | Buy | [6 empty] | EnergyOnly | FALSE | FALSE | FALSE | FALSE |  | 0 | 0 | n/a | n/a | hydro | n/a | hydro | 0 | 0 | 100% | 100% |  | 0 | #VALUE! | #VALUE! | #VALUE! | #VALUE! | #VALUE! | #VALUE! | #VALUE! | #VALUE! | #VALUE! | #VALUE! | #VALUE! | #VALUE! | #VALUE! | #VALUE! | #VALUE! | #VALUE! | #VALUE! | #VALUE! | #VALUE! | #VALUE!
| VAMO_BUY_6 | _EXISTING_GENERIC_UNKNOWN | Online |  |  | NotHybrid | 0 | 0 | 0 | 0 | Buy | [6 empty] | EnergyOnly | FALSE | FALSE | FALSE | FALSE |  | 0 | 0 | n/a | n/a | n/a | n/a | n/a | 0 | 0 | 100% | 100% |  | 0 | #VALUE! | #VALUE! | #VALUE! | #VALUE! | #VALUE! | #VALUE! | #VALUE! | #VALUE! | #VALUE! | #VALUE! | #VALUE! | #VALUE! | #VALUE! | #VALUE! | #VALUE! | #VALUE! | #VALUE! | #VALUE! | #VALUE! | #VALUE!
| VAMO_BUY_7 | _EXISTING_GENERIC_SOLAR_1AXIS | Online |  |  | NotHybrid | 0 | 0 | 0 | 0 | Buy | [6 empty] | EnergyOnly | FALSE | FALSE | FALSE | FALSE |  | 0 | 0 | n/a | n/a | utility_pv | n/a | utility_pv | 0 | 0 | 100% | 100% |  | 0 | #VALUE! | #VALUE! | #VALUE! | #VALUE! | #VALUE! | #VALUE! | #VALUE! | #VALUE! | #VALUE! | #VALUE! | #VALUE! | #VALUE! | #VALUE! | #VALUE! | #VALUE! | #VALUE! | #VALUE! | #VALUE! | #VALUE! | #VALUE!
| VAMO_BUY_8 | _EXISTING_GENERIC_WIND | Online |  |  | NotHybrid | 0 | 0 | 0 | 0 | Buy | [6 empty] | EnergyOnly | FALSE | FALSE | FALSE | FALSE |  | 0 | 0 | n/a | n/a | in_state_wind_south | n/a | in_state_wind_south | 0 | 0 | 100% | 100% |  | 0 | #VALUE! | #VALUE! | #VALUE! | #VALUE! | #VALUE! | #VALUE! | #VALUE! | #VALUE! | #VALUE! | #VALUE! | #VALUE! | #VALUE! | #VALUE! | #VALUE! | #VALUE! | #VALUE! | #VALUE! | #VALUE! | #VALUE! | #VALUE!
| VAMO_SELL_1 | _EXISTING_GENERIC_BIOGAS_LANDFILLGAS | Online |  |  | NotHybrid | 0 | 0 | 0 | 0 | Sell | [6 empty] | EnergyOnly | FALSE | FALSE | FALSE | FALSE |  | 0 | 0 | n/a | n/a | biomass_wood | n/a | biomass_wood | 0 | 0 | 100% | 100% |  | 0 | #VALUE! | #VALUE! | #VALUE! | #VALUE! | #VALUE! | #VALUE! | #VALUE! | #VALUE! | #VALUE! | #VALUE! | #VALUE! | #VALUE! | #VALUE! | #VALUE! | #VALUE! | #VALUE! | #VALUE! | #VALUE! | #VALUE! | #VALUE!
| VAMO_SELL_2 | _EXISTING_GENERIC_BIOMASS/WOOD | Online |  |  | NotHybrid | 0 | 0 | 0 | 0 | Sell | [6 empty] | EnergyOnly | FALSE | FALSE | FALSE | FALSE |  | 0 | 0 | n/a | n/a | biomass_wood | n/a | biomass_wood | 0 | 0 | 100% | 100% |  | 0 | #VALUE! | #VALUE! | #VALUE! | #VALUE! | #VALUE! | #VALUE! | #VALUE! | #VALUE! | #VALUE! | #VALUE! | #VALUE! | #VALUE! | #VALUE! | #VALUE! | #VALUE! | #VALUE! | #VALUE! | #VALUE! | #VALUE! | #VALUE!
| VAMO_SELL_3 | _EXISTING_GENERIC_BIOMASS/WOOD | Online |  |  | NotHybrid | 0 | 0 | 0 | 0 | Sell | [6 empty] | EnergyOnly | FALSE | FALSE | FALSE | FALSE |  | 0 | 0 | n/a | n/a | biomass_wood | n/a | biomass_wood | 0 | 0 | 100% | 100% |  | 0 | #VALUE! | #VALUE! | #VALUE! | #VALUE! | #VALUE! | #VALUE! | #VALUE! | #VALUE! | #VALUE! | #VALUE! | #VALUE! | #VALUE! | #VALUE! | #VALUE! | #VALUE! | #VALUE! | #VALUE! | #VALUE! | #VALUE! | #VALUE!
| VAMO_SELL_4 | _EXISTING_GENERIC_GEOTHERMAL | Online |  |  | NotHybrid | 0 | 0 | 0 | 0 | Sell | [6 empty] | EnergyOnly | FALSE | FALSE | FALSE | FALSE |  | 0 | 0 | n/a | n/a | geothermal | n/a | geothermal | 0 | 0 | 100% | 100% |  | 0 | #VALUE! | #VALUE! | #VALUE! | #VALUE! | #VALUE! | #VALUE! | #VALUE! | #VALUE! | #VALUE! | #VALUE! | #VALUE! | #VALUE! | #VALUE! | #VALUE! | #VALUE! | #VALUE! | #VALUE! | #VALUE! | #VALUE! | #VALUE!
| VAMO_SELL_5 | _EXISTING_GENERIC_INSTATE_SMALL_HYDRO | Online |  |  | NotHybrid | 0 | 0 | 0 | 0 | Sell | [6 empty] | EnergyOnly | FALSE | FALSE | FALSE | FALSE |  | 0 | 0 | n/a | n/a | hydro | n/a | hydro | 0 | 0 | 100% | 100% |  | 0 | #VALUE! | #VALUE! | #VALUE! | #VALUE! | #VALUE! | #VALUE! | #VALUE! | #VALUE! | #VALUE! | #VALUE! | #VALUE! | #VALUE! | #VALUE! | #VALUE! | #VALUE! | #VALUE! | #VALUE! | #VALUE! | #VALUE! | #VALUE!
| VAMO_SELL_6 | _EXISTING_GENERIC_UNKNOWN | Online |  |  | NotHybrid | 0 | 0 | 0 | 0 | Sell | [6 empty] | EnergyOnly | FALSE | FALSE | FALSE | FALSE |  | 0 | 0 | n/a | n/a | n/a | n/a | n/a | 0 | 0 | 100% | 100% |  | 0 | #VALUE! | #VALUE! | #VALUE! | #VALUE! | #VALUE! | #VALUE! | #VALUE! | #VALUE! | #VALUE! | #VALUE! | #VALUE! | #VALUE! | #VALUE! | #VALUE! | #VALUE! | #VALUE! | #VALUE! | #VALUE! | #VALUE! | #VALUE!
| VAMO_SELL_7 | _EXISTING_GENERIC_SOLAR_1AXIS | Online |  |  | NotHybrid | 0 | 0 | 0 | 0 | Sell | [6 empty] | EnergyOnly | FALSE | FALSE | FALSE | FALSE |  | 0 | 0 | n/a | n/a | utility_pv | n/a | utility_pv | 0 | 0 | 100% | 100% |  | 0 | #VALUE! | #VALUE! | #VALUE! | #VALUE! | #VALUE! | #VALUE! | #VALUE! | #VALUE! | #VALUE! | #VALUE! | #VALUE! | #VALUE! | #VALUE! | #VALUE! | #VALUE! | #VALUE! | #VALUE! | #VALUE! | #VALUE! | #VALUE!
| VAMO_SELL_8 | _EXISTING_GENERIC_WIND | Online |  |  | NotHybrid | 0 | 0 | 0 | 0 | Sell | [6 empty] | EnergyOnly | FALSE | FALSE | FALSE | FALSE |  | 0 | 0 | n/a | n/a | in_state_wind_south | n/a | in_state_wind_south | 0 | 0 | 100% | 100% |  | 0 | #VALUE! | #VALUE! | #VALUE! | #VALUE! | #VALUE! | #VALUE! | #VALUE! | #VALUE! | #VALUE! | #VALUE! | #VALUE! | #VALUE! | #VALUE! | #VALUE! | #VALUE! | #VALUE! | #VALUE! | #VALUE! | #VALUE! | #VALUE!
| Wind_GoldenHills_PPA | USWND2_1_WIND2 | Online | 42.96 |  | NotHybrid | 0 | 0 | 0 | 0 | Buy | [6 empty] | EnergyCapacity | FALSE | FALSE | FALSE | FALSE | 42.96 | 0 | 0 | n/a | n/a | in_state_wind_north | n/a | in_state_wind_north | 0 | 0 | 100% | 100% | 42.96 | 1 | 0 | 0 | 0 | 0 | 0 | 0 | 0 | 0 | 0 | 0 | 0 | 0 | 0 | 0 | 0 | 0 | 0 | 0 | 0 | 0
| Wind_NM_PPA_2033_1 | _NEW_GENERIC_WIND_OOS_AZNM | PlannedNew |  |  | NotHybrid | 0 | 0 | 0 | 0 | Buy | [6 empty] | EnergyCapacity | FALSE | FALSE | FALSE | FALSE |  | 0 | 0 | n/a | n/a | out_of_state_wind_AZNM | n/a | out_of_state_wind_AZNM | 0 | 0 | 100% | 100% |  | 1 | #VALUE! | #VALUE! | #VALUE! | #VALUE! | #VALUE! | #VALUE! | #VALUE! | #VALUE! | #VALUE! | #VALUE! | #VALUE! | #VALUE! | #VALUE! | #VALUE! | #VALUE! | #VALUE! | #VALUE! | #VALUE! | #VALUE! | #VALUE!
| Wind_NM_PPA_2034_1 | _NEW_GENERIC_WIND_OOS_AZNM | PlannedNew |  |  | NotHybrid | 0 | 0 | 0 | 0 | Buy | [6 empty] | EnergyCapacity | FALSE | FALSE | FALSE | FALSE |  | 0 | 0 | n/a | n/a | out_of_state_wind_AZNM | n/a | out_of_state_wind_AZNM | 0 | 0 | 100% | 100% |  | 1 | #VALUE! | #VALUE! | #VALUE! | #VALUE! | #VALUE! | #VALUE! | #VALUE! | #VALUE! | #VALUE! | #VALUE! | #VALUE! | #VALUE! | #VALUE! | #VALUE! | #VALUE! | #VALUE! | #VALUE! | #VALUE! | #VALUE! | #VALUE!
| Wind_NM_PPA_2036_1 | _NEW_GENERIC_WIND_OOS_AZNM | PlannedNew |  |  | NotHybrid | 0 | 0 | 0 | 0 | Buy | [6 empty] | EnergyCapacity | FALSE | FALSE | FALSE | FALSE |  | 0 | 0 | n/a | n/a | out_of_state_wind_AZNM | n/a | out_of_state_wind_AZNM | 0 | 0 | 100% | 100% |  | 1 | #VALUE! | #VALUE! | #VALUE! | #VALUE! | #VALUE! | #VALUE! | #VALUE! | #VALUE! | #VALUE! | #VALUE! | #VALUE! | #VALUE! | #VALUE! | #VALUE! | #VALUE! | #VALUE! | #VALUE! | #VALUE! | #VALUE! | #VALUE!
| Wind_NM_PPA_2037_1 | _NEW_GENERIC_WIND_OOS_AZNM | PlannedNew |  |  | NotHybrid | 0 | 0 | 0 | 0 | Buy | [6 empty] | EnergyCapacity | FALSE | FALSE | FALSE | FALSE |  | 0 | 0 | n/a | n/a | out_of_state_wind_AZNM | n/a | out_of_state_wind_AZNM | 0 | 0 | 100% | 100% |  | 1 | #VALUE! | #VALUE! | #VALUE! | #VALUE! | #VALUE! | #VALUE! | #VALUE! | #VALUE! | #VALUE! | #VALUE! | #VALUE! | #VALUE! | #VALUE! | #VALUE! | #VALUE! | #VALUE! | #VALUE! | #VALUE! | #VALUE! | #VALUE!
| Wind_NM_PPA_2032_1 | _NEW_GENERIC_WIND_OOS_AZNM | PlannedNew |  |  | NotHybrid | 0 | 0 | 0 | 0 | Buy | [6 empty] | EnergyCapacity | FALSE | FALSE | FALSE | FALSE |  | 0 | 0 | n/a | n/a | out_of_state_wind_AZNM | n/a | out_of_state_wind_AZNM | 0 | 0 | 100% | 100% |  | 1 | #VALUE! | #VALUE! | #VALUE! | #VALUE! | #VALUE! | #VALUE! | #VALUE! | #VALUE! | #VALUE! | #VALUE! | #VALUE! | #VALUE! | #VALUE! | #VALUE! | #VALUE! | #VALUE! | #VALUE! | #VALUE! | #VALUE! | #VALUE!
| Wind_PNW_PPA_2033_1 | _NEW_GENERIC_WIND_OOS_IDWAOR | PlannedNew |  |  | NotHybrid | 0 | 0 | 0 | 0 | Buy | [6 empty] | EnergyCapacity | FALSE | FALSE | FALSE | FALSE |  | 0 | 0 | n/a | n/a | out_of_state_wind_IDWAOR | n/a | out_of_state_wind_IDWAOR | 0 | 0 | 100% | 100% |  | 1 | #VALUE! | #VALUE! | #VALUE! | #VALUE! | #VALUE! | #VALUE! | #VALUE! | #VALUE! | #VALUE! | #VALUE! | #VALUE! | #VALUE! | #VALUE! | #VALUE! | #VALUE! | #VALUE! | #VALUE! | #VALUE! | #VALUE! | #VALUE!
| Wind_PPA_2034_1 | _NEW_GENERIC_WIND_CA | PlannedNew |  |  | NotHybrid | 0 | 0 | 0 | 0 | Buy | [6 empty] | EnergyCapacity | FALSE | FALSE | FALSE | FALSE |  | 0 | 0 | n/a | n/a | in_state_wind_south | n/a | in_state_wind_south | 0 | 0 | 100% | 100% |  | 1 | #VALUE! | #VALUE! | #VALUE! | #VALUE! | #VALUE! | #VALUE! | #VALUE! | #VALUE! | #VALUE! | #VALUE! | #VALUE! | #VALUE! | #VALUE! | #VALUE! | #VALUE! | #VALUE! | #VALUE! | #VALUE! | #VALUE! | #VALUE!
| Wind_PPA_2035_1 | _NEW_GENERIC_WIND_CA | PlannedNew |  |  | NotHybrid | 0 | 0 | 0 | 0 | Buy | [6 empty] | EnergyCapacity | FALSE | FALSE | FALSE | FALSE |  | 0 | 0 | n/a | n/a | in_state_wind_south | n/a | in_state_wind_south | 0 | 0 | 100% | 100% |  | 1 | #VALUE! | #VALUE! | #VALUE! | #VALUE! | #VALUE! | #VALUE! | #VALUE! | #VALUE! | #VALUE! | #VALUE! | #VALUE! | #VALUE! | #VALUE! | #VALUE! | #VALUE! | #VALUE! | #VALUE! | #VALUE! | #VALUE! | #VALUE!
| Wind_PPA_2038_1 | _NEW_GENERIC_WIND_CA | PlannedNew |  |  | NotHybrid | 0 | 0 | 0 | 0 | Buy | [6 empty] | EnergyCapacity | FALSE | FALSE | FALSE | FALSE |  | 0 | 0 | n/a | n/a | in_state_wind_south | n/a | in_state_wind_south | 0 | 0 | 100% | 100% |  | 1 | #VALUE! | #VALUE! | #VALUE! | #VALUE! | #VALUE! | #VALUE! | #VALUE! | #VALUE! | #VALUE! | #VALUE! | #VALUE! | #VALUE! | #VALUE! | #VALUE! | #VALUE! | #VALUE! | #VALUE! | #VALUE! | #VALUE! | #VALUE!
| Wind_PPA_2039_1 | _NEW_GENERIC_WIND_CA | PlannedNew |  |  | NotHybrid | 0 | 0 | 0 | 0 | Buy | [6 empty] | EnergyCapacity | FALSE | FALSE | FALSE | FALSE |  | 0 | 0 | n/a | n/a | in_state_wind_south | n/a | in_state_wind_south | 0 | 0 | 100% | 100% |  | 1 | #VALUE! | #VALUE! | #VALUE! | #VALUE! | #VALUE! | #VALUE! | #VALUE! | #VALUE! | #VALUE! | #VALUE! | #VALUE! | #VALUE! | #VALUE! | #VALUE! | #VALUE! | #VALUE! | #VALUE! | #VALUE! | #VALUE! | #VALUE!
| Wind_PPA_2039_2 | _NEW_GENERIC_WIND_CA | PlannedNew |  |  | NotHybrid | 0 | 0 | 0 | 0 | Buy | [6 empty] | EnergyCapacity | FALSE | FALSE | FALSE | FALSE |  | 0 | 0 | n/a | n/a | in_state_wind_south | n/a | in_state_wind_south | 0 | 0 | 100% | 100% |  | 1 | #VALUE! | #VALUE! | #VALUE! | #VALUE! | #VALUE! | #VALUE! | #VALUE! | #VALUE! | #VALUE! | #VALUE! | #VALUE! | #VALUE! | #VALUE! | #VALUE! | #VALUE! | #VALUE! | #VALUE! | #VALUE! | #VALUE! | #VALUE!
| Wind_PPA_2040_1 | _NEW_GENERIC_WIND_CA | PlannedNew |  |  | NotHybrid | 0 | 0 | 0 | 0 | Buy | [6 empty] | EnergyCapacity | FALSE | FALSE | FALSE | FALSE |  | 0 | 0 | n/a | n/a | in_state_wind_south | n/a | in_state_wind_south | 0 | 0 | 100% | 100% |  | 1 | #VALUE! | #VALUE! | #VALUE! | #VALUE! | #VALUE! | #VALUE! | #VALUE! | #VALUE! | #VALUE! | #VALUE! | #VALUE! | #VALUE! | #VALUE! | #VALUE! | #VALUE! | #VALUE! | #VALUE! | #VALUE! | #VALUE! | #VALUE!
| Wind_WY_PPA_2035_1 | _NEW_GENERIC_WIND_OOS_WY | PlannedNew |  |  | NotHybrid | 0 | 0 | 0 | 0 | Buy | [6 empty] | EnergyCapacity | FALSE | FALSE | FALSE | FALSE |  | 0 | 0 | n/a | n/a | out_of_state_wind_WY | n/a | out_of_state_wind_WY | 0 | 0 | 100% | 100% |  | 1 | #VALUE! | #VALUE! | #VALUE! | #VALUE! | #VALUE! | #VALUE! | #VALUE! | #VALUE! | #VALUE! | #VALUE! | #VALUE! | #VALUE! | #VALUE! | #VALUE! | #VALUE! | #VALUE! | #VALUE! | #VALUE! | #VALUE! | #VALUE!
| Wind_WY_PPA_2045_1 | _NEW_GENERIC_WIND_OOS_WY | PlannedNew |  |  | NotHybrid | 0 | 0 | 0 | 0 | Buy | [6 empty] | EnergyCapacity | FALSE | FALSE | FALSE | FALSE |  | 0 | 0 | n/a | n/a | out_of_state_wind_WY | n/a | out_of_state_wind_WY | 0 | 0 | 100% | 100% |  | 1 | #VALUE! | #VALUE! | #VALUE! | #VALUE! | #VALUE! | #VALUE! | #VALUE! | #VALUE! | #VALUE! | #VALUE! | #VALUE! | #VALUE! | #VALUE! | #VALUE! | #VALUE! | #VALUE! | #VALUE! | #VALUE! | #VALUE! | #VALUE!
| 0 | 0 | 0 | 0 | 0 | 0 | 0 | 0 | 0 | 0 | 0 | 0 | 0 | 0 | 0 | 0 | 0 | 0 | FALSE | FALSE | FALSE | FALSE | 0 | 0 | 0 | n/a | n/a | n/a | n/a | n/a | 0 | 0 | 100% | 100% | 0 | 0 | 0 | 0 | 0 | 0 | 0 | 0 | 0 | 0 | 0 | 0 | 0 | 0 | 0 | 0 | 0 | 0 | 0 | 0 | 0 | 0
| 0 | 0 | 0 | 0 | 0 | 0 | 0 | 0 | 0 | 0 | 0 | 0 | 0 | 0 | 0 | 0 | 0 | 0 | FALSE | FALSE | FALSE | FALSE | 0 | 0 | 0 | n/a | n/a | n/a | n/a | n/a | 0 | 0 | 100% | 100% | 0 | 0 | 0 | 0 | 0 | 0 | 0 | 0 | 0 | 0 | 0 | 0 | 0 | 0 | 0 | 0 | 0 | 0 | 0 | 0 | 0 | 0
| 0 | 0 | 0 | 0 | 0 | 0 | 0 | 0 | 0 | 0 | 0 | 0 | 0 | 0 | 0 | 0 | 0 | 0 | FALSE | FALSE | FALSE | FALSE | 0 | 0 | 0 | n/a | n/a | n/a | n/a | n/a | 0 | 0 | 100% | 100% | 0 | 0 | 0 | 0 | 0 | 0 | 0 | 0 | 0 | 0 | 0 | 0 | 0 | 0 | 0 | 0 | 0 | 0 | 0 | 0 | 0 | 0
| 0 | 0 | 0 | 0 | 0 | 0 | 0 | 0 | 0 | 0 | 0 | 0 | 0 | 0 | 0 | 0 | 0 | 0 | FALSE | FALSE | FALSE | FALSE | 0 | 0 | 0 | n/a | n/a | n/a | n/a | n/a | 0 | 0 | 100% | 100% | 0 | 0 | 0 | 0 | 0 | 0 | 0 | 0 | 0 | 0 | 0 | 0 | 0 | 0 | 0 | 0 | 0 | 0 | 0 | 0 | 0 | 0
| 0 | 0 | 0 | 0 | 0 | 0 | 0 | 0 | 0 | 0 | 0 | 0 | 0 | 0 | 0 | 0 | 0 | 0 | FALSE | FALSE | FALSE | FALSE | 0 | 0 | 0 | n/a | n/a | n/a | n/a | n/a | 0 | 0 | 100% | 100% | 0 | 0 | 0 | 0 | 0 | 0 | 0 | 0 | 0 | 0 | 0 | 0 | 0 | 0 | 0 | 0 | 0 | 0 | 0 | 0 | 0 | 0
| 0 | 0 | 0 | 0 | 0 | 0 | 0 | 0 | 0 | 0 | 0 | 0 | 0 | 0 | 0 | 0 | 0 | 0 | FALSE | FALSE | FALSE | FALSE | 0 | 0 | 0 | n/a | n/a | n/a | n/a | n/a | 0 | 0 | 100% | 100% | 0 | 0 | 0 | 0 | 0 | 0 | 0 | 0 | 0 | 0 | 0 | 0 | 0 | 0 | 0 | 0 | 0 | 0 | 0 | 0 | 0 | 0
| 0 | 0 | 0 | 0 | 0 | 0 | 0 | 0 | 0 | 0 | 0 | 0 | 0 | 0 | 0 | 0 | 0 | 0 | FALSE | FALSE | FALSE | FALSE | 0 | 0 | 0 | n/a | n/a | n/a | n/a | n/a | 0 | 0 | 100% | 100% | 0 | 0 | 0 | 0 | 0 | 0 | 0 | 0 | 0 | 0 | 0 | 0 | 0 | 0 | 0 | 0 | 0 | 0 | 0 | 0 | 0 | 0
| 0 | 0 | 0 | 0 | 0 | 0 | 0 | 0 | 0 | 0 | 0 | 0 | 0 | 0 | 0 | 0 | 0 | 0 | FALSE | FALSE | FALSE | FALSE | 0 | 0 | 0 | n/a | n/a | n/a | n/a | n/a | 0 | 0 | 100% | 100% | 0 | 0 | 0 | 0 | 0 | 0 | 0 | 0 | 0 | 0 | 0 | 0 | 0 | 0 | 0 | 0 | 0 | 0 | 0 | 0 | 0 | 0
| 0 | 0 | 0 | 0 | 0 | 0 | 0 | 0 | 0 | 0 | 0 | 0 | 0 | 0 | 0 | 0 | 0 | 0 | FALSE | FALSE | FALSE | FALSE | 0 | 0 | 0 | n/a | n/a | n/a | n/a | n/a | 0 | 0 | 100% | 100% | 0 | 0 | 0 | 0 | 0 | 0 | 0 | 0 | 0 | 0 | 0 | 0 | 0 | 0 | 0 | 0 | 0 | 0 | 0 | 0 | 0 | 0
| 0 | 0 | 0 | 0 | 0 | 0 | 0 | 0 | 0 | 0 | 0 | 0 | 0 | 0 | 0 | 0 | 0 | 0 | FALSE | FALSE | FALSE | FALSE | 0 | 0 | 0 | n/a | n/a | n/a | n/a | n/a | 0 | 0 | 100% | 100% | 0 | 0 | 0 | 0 | 0 | 0 | 0 | 0 | 0 | 0 | 0 | 0 | 0 | 0 | 0 | 0 | 0 | 0 | 0 | 0 | 0 | 0
| 0 | 0 | 0 | 0 | 0 | 0 | 0 | 0 | 0 | 0 | 0 | 0 | 0 | 0 | 0 | 0 | 0 | 0 | FALSE | FALSE | FALSE | FALSE | 0 | 0 | 0 | n/a | n/a | n/a | n/a | n/a | 0 | 0 | 100% | 100% | 0 | 0 | 0 | 0 | 0 | 0 | 0 | 0 | 0 | 0 | 0 | 0 | 0 | 0 | 0 | 0 | 0 | 0 | 0 | 0 | 0 | 0
| 0 | 0 | 0 | 0 | 0 | 0 | 0 | 0 | 0 | 0 | 0 | 0 | 0 | 0 | 0 | 0 | 0 | 0 | FALSE | FALSE | FALSE | FALSE | 0 | 0 | 0 | n/a | n/a | n/a | n/a | n/a | 0 | 0 | 100% | 100% | 0 | 0 | 0 | 0 | 0 | 0 | 0 | 0 | 0 | 0 | 0 | 0 | 0 | 0 | 0 | 0 | 0 | 0 | 0 | 0 | 0 | 0
| 0 | 0 | 0 | 0 | 0 | 0 | 0 | 0 | 0 | 0 | 0 | 0 | 0 | 0 | 0 | 0 | 0 | 0 | FALSE | FALSE | FALSE | FALSE | 0 | 0 | 0 | n/a | n/a | n/a | n/a | n/a | 0 | 0 | 100% | 100% | 0 | 0 | 0 | 0 | 0 | 0 | 0 | 0 | 0 | 0 | 0 | 0 | 0 | 0 | 0 | 0 | 0 | 0 | 0 | 0 | 0 | 0
| 0 | 0 | 0 | 0 | 0 | 0 | 0 | 0 | 0 | 0 | 0 | 0 | 0 | 0 | 0 | 0 | 0 | 0 | FALSE | FALSE | FALSE | FALSE | 0 | 0 | 0 | n/a | n/a | n/a | n/a | n/a | 0 | 0 | 100% | 100% | 0 | 0 | 0 | 0 | 0 | 0 | 0 | 0 | 0 | 0 | 0 | 0 | 0 | 0 | 0 | 0 | 0 | 0 | 0 | 0 | 0 | 0
| 0 | 0 | 0 | 0 | 0 | 0 | 0 | 0 | 0 | 0 | 0 | 0 | 0 | 0 | 0 | 0 | 0 | 0 | FALSE | FALSE | FALSE | FALSE | 0 | 0 | 0 | n/a | n/a | n/a | n/a | n/a | 0 | 0 | 100% | 100% | 0 | 0 | 0 | 0 | 0 | 0 | 0 | 0 | 0 | 0 | 0 | 0 | 0 | 0 | 0 | 0 | 0 | 0 | 0 | 0 | 0 | 0
| 0 | 0 | 0 | 0 | 0 | 0 | 0 | 0 | 0 | 0 | 0 | 0 | 0 | 0 | 0 | 0 | 0 | 0 | FALSE | FALSE | FALSE | FALSE | 0 | 0 | 0 | n/a | n/a | n/a | n/a | n/a | 0 | 0 | 100% | 100% | 0 | 0 | 0 | 0 | 0 | 0 | 0 | 0 | 0 | 0 | 0 | 0 | 0 | 0 | 0 | 0 | 0 | 0 | 0 | 0 | 0 | 0
| 0 | 0 | 0 | 0 | 0 | 0 | 0 | 0 | 0 | 0 | 0 | 0 | 0 | 0 | 0 | 0 | 0 | 0 | FALSE | FALSE | FALSE | FALSE | 0 | 0 | 0 | n/a | n/a | n/a | n/a | n/a | 0 | 0 | 100% | 100% | 0 | 0 | 0 | 0 | 0 | 0 | 0 | 0 | 0 | 0 | 0 | 0 | 0 | 0 | 0 | 0 | 0 | 0 | 0 | 0 | 0 | 0
| 0 | 0 | 0 | 0 | 0 | 0 | 0 | 0 | 0 | 0 | 0 | 0 | 0 | 0 | 0 | 0 | 0 | 0 | FALSE | FALSE | FALSE | FALSE | 0 | 0 | 0 | n/a | n/a | n/a | n/a | n/a | 0 | 0 | 100% | 100% | 0 | 0 | 0 | 0 | 0 | 0 | 0 | 0 | 0 | 0 | 0 | 0 | 0 | 0 | 0 | 0 | 0 | 0 | 0 | 0 | 0 | 0
| 0 | 0 | 0 | 0 | 0 | 0 | 0 | 0 | 0 | 0 | 0 | 0 | 0 | 0 | 0 | 0 | 0 | 0 | FALSE | FALSE | FALSE | FALSE | 0 | 0 | 0 | n/a | n/a | n/a | n/a | n/a | 0 | 0 | 100% | 100% | 0 | 0 | 0 | 0 | 0 | 0 | 0 | 0 | 0 | 0 | 0 | 0 | 0 | 0 | 0 | 0 | 0 | 0 | 0 | 0 | 0 | 0
| 0 | 0 | 0 | 0 | 0 | 0 | 0 | 0 | 0 | 0 | 0 | 0 | 0 | 0 | 0 | 0 | 0 | 0 | FALSE | FALSE | FALSE | FALSE | 0 | 0 | 0 | n/a | n/a | n/a | n/a | n/a | 0 | 0 | 100% | 100% | 0 | 0 | 0 | 0 | 0 | 0 | 0 | 0 | 0 | 0 | 0 | 0 | 0 | 0 | 0 | 0 | 0 | 0 | 0 | 0 | 0 | 0
| 0 | 0 | 0 | 0 | 0 | 0 | 0 | 0 | 0 | 0 | 0 | 0 | 0 | 0 | 0 | 0 | 0 | 0 | FALSE | FALSE | FALSE | FALSE | 0 | 0 | 0 | n/a | n/a | n/a | n/a | n/a | 0 | 0 | 100% | 100% | 0 | 0 | 0 | 0 | 0 | 0 | 0 | 0 | 0 | 0 | 0 | 0 | 0 | 0 | 0 | 0 | 0 | 0 | 0 | 0 | 0 | 0
| 0 | 0 | 0 | 0 | 0 | 0 | 0 | 0 | 0 | 0 | 0 | 0 | 0 | 0 | 0 | 0 | 0 | 0 | FALSE | FALSE | FALSE | FALSE | 0 | 0 | 0 | n/a | n/a | n/a | n/a | n/a | 0 | 0 | 100% | 100% | 0 | 0 | 0 | 0 | 0 | 0 | 0 | 0 | 0 | 0 | 0 | 0 | 0 | 0 | 0 | 0 | 0 | 0 | 0 | 0 | 0 | 0
| 0 | 0 | 0 | 0 | 0 | 0 | 0 | 0 | 0 | 0 | 0 | 0 | 0 | 0 | 0 | 0 | 0 | 0 | FALSE | FALSE | FALSE | FALSE | 0 | 0 | 0 | n/a | n/a | n/a | n/a | n/a | 0 | 0 | 100% | 100% | 0 | 0 | 0 | 0 | 0 | 0 | 0 | 0 | 0 | 0 | 0 | 0 | 0 | 0 | 0 | 0 | 0 | 0 | 0 | 0 | 0 | 0
| 0 | 0 | 0 | 0 | 0 | 0 | 0 | 0 | 0 | 0 | 0 | 0 | 0 | 0 | 0 | 0 | 0 | 0 | FALSE | FALSE | FALSE | FALSE | 0 | 0 | 0 | n/a | n/a | n/a | n/a | n/a | 0 | 0 | 100% | 100% | 0 | 0 | 0 | 0 | 0 | 0 | 0 | 0 | 0 | 0 | 0 | 0 | 0 | 0 | 0 | 0 | 0 | 0 | 0 | 0 | 0 | 0
| 0 | 0 | 0 | 0 | 0 | 0 | 0 | 0 | 0 | 0 | 0 | 0 | 0 | 0 | 0 | 0 | 0 | 0 | FALSE | FALSE | FALSE | FALSE | 0 | 0 | 0 | n/a | n/a | n/a | n/a | n/a | 0 | 0 | 100% | 100% | 0 | 0 | 0 | 0 | 0 | 0 | 0 | 0 | 0 | 0 | 0 | 0 | 0 | 0 | 0 | 0 | 0 | 0 | 0 | 0 | 0 | 0
| 0 | 0 | 0 | 0 | 0 | 0 | 0 | 0 | 0 | 0 | 0 | 0 | 0 | 0 | 0 | 0 | 0 | 0 | FALSE | FALSE | FALSE | FALSE | 0 | 0 | 0 | n/a | n/a | n/a | n/a | n/a | 0 | 0 | 100% | 100% | 0 | 0 | 0 | 0 | 0 | 0 | 0 | 0 | 0 | 0 | 0 | 0 | 0 | 0 | 0 | 0 | 0 | 0 | 0 | 0 | 0 | 0
| 0 | 0 | 0 | 0 | 0 | 0 | 0 | 0 | 0 | 0 | 0 | 0 | 0 | 0 | 0 | 0 | 0 | 0 | FALSE | FALSE | FALSE | FALSE | 0 | 0 | 0 | n/a | n/a | n/a | n/a | n/a | 0 | 0 | 100% | 100% | 0 | 0 | 0 | 0 | 0 | 0 | 0 | 0 | 0 | 0 | 0 | 0 | 0 | 0 | 0 | 0 | 0 | 0 | 0 | 0 | 0 | 0
| 0 | 0 | 0 | 0 | 0 | 0 | 0 | 0 | 0 | 0 | 0 | 0 | 0 | 0 | 0 | 0 | 0 | 0 | FALSE | FALSE | FALSE | FALSE | 0 | 0 | 0 | n/a | n/a | n/a | n/a | n/a | 0 | 0 | 100% | 100% | 0 | 0 | 0 | 0 | 0 | 0 | 0 | 0 | 0 | 0 | 0 | 0 | 0 | 0 | 0 | 0 | 0 | 0 | 0 | 0 | 0 | 0
| 0 | 0 | 0 | 0 | 0 | 0 | 0 | 0 | 0 | 0 | 0 | 0 | 0 | 0 | 0 | 0 | 0 | 0 | FALSE | FALSE | FALSE | FALSE | 0 | 0 | 0 | n/a | n/a | n/a | n/a | n/a | 0 | 0 | 100% | 100% | 0 | 0 | 0 | 0 | 0 | 0 | 0 | 0 | 0 | 0 | 0 | 0 | 0 | 0 | 0 | 0 | 0 | 0 | 0 | 0 | 0 | 0
| 0 | 0 | 0 | 0 | 0 | 0 | 0 | 0 | 0 | 0 | 0 | 0 | 0 | 0 | 0 | 0 | 0 | 0 | FALSE | FALSE | FALSE | FALSE | 0 | 0 | 0 | n/a | n/a | n/a | n/a | n/a | 0 | 0 | 100% | 100% | 0 | 0 | 0 | 0 | 0 | 0 | 0 | 0 | 0 | 0 | 0 | 0 | 0 | 0 | 0 | 0 | 0 | 0 | 0 | 0 | 0 | 0
| 0 | 0 | 0 | 0 | 0 | 0 | 0 | 0 | 0 | 0 | 0 | 0 | 0 | 0 | 0 | 0 | 0 | 0 | FALSE | FALSE | FALSE | FALSE | 0 | 0 | 0 | n/a | n/a | n/a | n/a | n/a | 0 | 0 | 100% | 100% | 0 | 0 | 0 | 0 | 0 | 0 | 0 | 0 | 0 | 0 | 0 | 0 | 0 | 0 | 0 | 0 | 0 | 0 | 0 | 0 | 0 | 0
| 0 | 0 | 0 | 0 | 0 | 0 | 0 | 0 | 0 | 0 | 0 | 0 | 0 | 0 | 0 | 0 | 0 | 0 | FALSE | FALSE | FALSE | FALSE | 0 | 0 | 0 | n/a | n/a | n/a | n/a | n/a | 0 | 0 | 100% | 100% | 0 | 0 | 0 | 0 | 0 | 0 | 0 | 0 | 0 | 0 | 0 | 0 | 0 | 0 | 0 | 0 | 0 | 0 | 0 | 0 | 0 | 0
| 0 | 0 | 0 | 0 | 0 | 0 | 0 | 0 | 0 | 0 | 0 | 0 | 0 | 0 | 0 | 0 | 0 | 0 | FALSE | FALSE | FALSE | FALSE | 0 | 0 | 0 | n/a | n/a | n/a | n/a | n/a | 0 | 0 | 100% | 100% | 0 | 0 | 0 | 0 | 0 | 0 | 0 | 0 | 0 | 0 | 0 | 0 | 0 | 0 | 0 | 0 | 0 | 0 | 0 | 0 | 0 | 0
| 0 | 0 | 0 | 0 | 0 | 0 | 0 | 0 | 0 | 0 | 0 | 0 | 0 | 0 | 0 | 0 | 0 | 0 | FALSE | FALSE | FALSE | FALSE | 0 | 0 | 0 | n/a | n/a | n/a | n/a | n/a | 0 | 0 | 100% | 100% | 0 | 0 | 0 | 0 | 0 | 0 | 0 | 0 | 0 | 0 | 0 | 0 | 0 | 0 | 0 | 0 | 0 | 0 | 0 | 0 | 0 | 0
| 0 | 0 | 0 | 0 | 0 | 0 | 0 | 0 | 0 | 0 | 0 | 0 | 0 | 0 | 0 | 0 | 0 | 0 | FALSE | FALSE | FALSE | FALSE | 0 | 0 | 0 | n/a | n/a | n/a | n/a | n/a | 0 | 0 | 100% | 100% | 0 | 0 | 0 | 0 | 0 | 0 | 0 | 0 | 0 | 0 | 0 | 0 | 0 | 0 | 0 | 0 | 0 | 0 | 0 | 0 | 0 | 0
| 0 | 0 | 0 | 0 | 0 | 0 | 0 | 0 | 0 | 0 | 0 | 0 | 0 | 0 | 0 | 0 | 0 | 0 | FALSE | FALSE | FALSE | FALSE | 0 | 0 | 0 | n/a | n/a | n/a | n/a | n/a | 0 | 0 | 100% | 100% | 0 | 0 | 0 | 0 | 0 | 0 | 0 | 0 | 0 | 0 | 0 | 0 | 0 | 0 | 0 | 0 | 0 | 0 | 0 | 0 | 0 | 0
| 0 | 0 | 0 | 0 | 0 | 0 | 0 | 0 | 0 | 0 | 0 | 0 | 0 | 0 | 0 | 0 | 0 | 0 | FALSE | FALSE | FALSE | FALSE | 0 | 0 | 0 | n/a | n/a | n/a | n/a | n/a | 0 | 0 | 100% | 100% | 0 | 0 | 0 | 0 | 0 | 0 | 0 | 0 | 0 | 0 | 0 | 0 | 0 | 0 | 0 | 0 | 0 | 0 | 0 | 0 | 0 | 0
| 0 | 0 | 0 | 0 | 0 | 0 | 0 | 0 | 0 | 0 | 0 | 0 | 0 | 0 | 0 | 0 | 0 | 0 | FALSE | FALSE | FALSE | FALSE | 0 | 0 | 0 | n/a | n/a | n/a | n/a | n/a | 0 | 0 | 100% | 100% | 0 | 0 | 0 | 0 | 0 | 0 | 0 | 0 | 0 | 0 | 0 | 0 | 0 | 0 | 0 | 0 | 0 | 0 | 0 | 0 | 0 | 0
| 0 | 0 | 0 | 0 | 0 | 0 | 0 | 0 | 0 | 0 | 0 | 0 | 0 | 0 | 0 | 0 | 0 | 0 | FALSE | FALSE | FALSE | FALSE | 0 | 0 | 0 | n/a | n/a | n/a | n/a | n/a | 0 | 0 | 100% | 100% | 0 | 0 | 0 | 0 | 0 | 0 | 0 | 0 | 0 | 0 | 0 | 0 | 0 | 0 | 0 | 0 | 0 | 0 | 0 | 0 | 0 | 0
| 0 | 0 | 0 | 0 | 0 | 0 | 0 | 0 | 0 | 0 | 0 | 0 | 0 | 0 | 0 | 0 | 0 | 0 | FALSE | FALSE | FALSE | FALSE | 0 | 0 | 0 | n/a | n/a | n/a | n/a | n/a | 0 | 0 | 100% | 100% | 0 | 0 | 0 | 0 | 0 | 0 | 0 | 0 | 0 | 0 | 0 | 0 | 0 | 0 | 0 | 0 | 0 | 0 | 0 | 0 | 0 | 0
| 0 | 0 | 0 | 0 | 0 | 0 | 0 | 0 | 0 | 0 | 0 | 0 | 0 | 0 | 0 | 0 | 0 | 0 | FALSE | FALSE | FALSE | FALSE | 0 | 0 | 0 | n/a | n/a | n/a | n/a | n/a | 0 | 0 | 100% | 100% | 0 | 0 | 0 | 0 | 0 | 0 | 0 | 0 | 0 | 0 | 0 | 0 | 0 | 0 | 0 | 0 | 0 | 0 | 0 | 0 | 0 | 0
| 0 | 0 | 0 | 0 | 0 | 0 | 0 | 0 | 0 | 0 | 0 | 0 | 0 | 0 | 0 | 0 | 0 | 0 | FALSE | FALSE | FALSE | FALSE | 0 | 0 | 0 | n/a | n/a | n/a | n/a | n/a | 0 | 0 | 100% | 100% | 0 | 0 | 0 | 0 | 0 | 0 | 0 | 0 | 0 | 0 | 0 | 0 | 0 | 0 | 0 | 0 | 0 | 0 | 0 | 0 | 0 | 0
| 0 | 0 | 0 | 0 | 0 | 0 | 0 | 0 | 0 | 0 | 0 | 0 | 0 | 0 | 0 | 0 | 0 | 0 | FALSE | FALSE | FALSE | FALSE | 0 | 0 | 0 | n/a | n/a | n/a | n/a | n/a | 0 | 0 | 100% | 100% | 0 | 0 | 0 | 0 | 0 | 0 | 0 | 0 | 0 | 0 | 0 | 0 | 0 | 0 | 0 | 0 | 0 | 0 | 0 | 0 | 0 | 0
| 0 | 0 | 0 | 0 | 0 | 0 | 0 | 0 | 0 | 0 | 0 | 0 | 0 | 0 | 0 | 0 | 0 | 0 | FALSE | FALSE | FALSE | FALSE | 0 | 0 | 0 | n/a | n/a | n/a | n/a | n/a | 0 | 0 | 100% | 100% | 0 | 0 | 0 | 0 | 0 | 0 | 0 | 0 | 0 | 0 | 0 | 0 | 0 | 0 | 0 | 0 | 0 | 0 | 0 | 0 | 0 | 0
| 0 | 0 | 0 | 0 | 0 | 0 | 0 | 0 | 0 | 0 | 0 | 0 | 0 | 0 | 0 | 0 | 0 | 0 | FALSE | FALSE | FALSE | FALSE | 0 | 0 | 0 | n/a | n/a | n/a | n/a | n/a | 0 | 0 | 100% | 100% | 0 | 0 | 0 | 0 | 0 | 0 | 0 | 0 | 0 | 0 | 0 | 0 | 0 | 0 | 0 | 0 | 0 | 0 | 0 | 0 | 0 | 0
| 0 | 0 | 0 | 0 | 0 | 0 | 0 | 0 | 0 | 0 | 0 | 0 | 0 | 0 | 0 | 0 | 0 | 0 | FALSE | FALSE | FALSE | FALSE | 0 | 0 | 0 | n/a | n/a | n/a | n/a | n/a | 0 | 0 | 100% | 100% | 0 | 0 | 0 | 0 | 0 | 0 | 0 | 0 | 0 | 0 | 0 | 0 | 0 | 0 | 0 | 0 | 0 | 0 | 0 | 0 | 0 | 0
| 0 | 0 | 0 | 0 | 0 | 0 | 0 | 0 | 0 | 0 | 0 | 0 | 0 | 0 | 0 | 0 | 0 | 0 | FALSE | FALSE | FALSE | FALSE | 0 | 0 | 0 | n/a | n/a | n/a | n/a | n/a | 0 | 0 | 100% | 100% | 0 | 0 | 0 | 0 | 0 | 0 | 0 | 0 | 0 | 0 | 0 | 0 | 0 | 0 | 0 | 0 | 0 | 0 | 0 | 0 | 0 | 0
| 0 | 0 | 0 | 0 | 0 | 0 | 0 | 0 | 0 | 0 | 0 | 0 | 0 | 0 | 0 | 0 | 0 | 0 | FALSE | FALSE | FALSE | FALSE | 0 | 0 | 0 | n/a | n/a | n/a | n/a | n/a | 0 | 0 | 100% | 100% | 0 | 0 | 0 | 0 | 0 | 0 | 0 | 0 | 0 | 0 | 0 | 0 | 0 | 0 | 0 | 0 | 0 | 0 | 0 | 0 | 0 | 0
| 0 | 0 | 0 | 0 | 0 | 0 | 0 | 0 | 0 | 0 | 0 | 0 | 0 | 0 | 0 | 0 | 0 | 0 | FALSE | FALSE | FALSE | FALSE | 0 | 0 | 0 | n/a | n/a | n/a | n/a | n/a | 0 | 0 | 100% | 100% | 0 | 0 | 0 | 0 | 0 | 0 | 0 | 0 | 0 | 0 | 0 | 0 | 0 | 0 | 0 | 0 | 0 | 0 | 0 | 0 | 0 | 0
| 0 | 0 | 0 | 0 | 0 | 0 | 0 | 0 | 0 | 0 | 0 | 0 | 0 | 0 | 0 | 0 | 0 | 0 | FALSE | FALSE | FALSE | FALSE | 0 | 0 | 0 | n/a | n/a | n/a | n/a | n/a | 0 | 0 | 100% | 100% | 0 | 0 | 0 | 0 | 0 | 0 | 0 | 0 | 0 | 0 | 0 | 0 | 0 | 0 | 0 | 0 | 0 | 0 | 0 | 0 | 0 | 0
| 0 | 0 | 0 | 0 | 0 | 0 | 0 | 0 | 0 | 0 | 0 | 0 | 0 | 0 | 0 | 0 | 0 | 0 | FALSE | FALSE | FALSE | FALSE | 0 | 0 | 0 | n/a | n/a | n/a | n/a | n/a | 0 | 0 | 100% | 100% | 0 | 0 | 0 | 0 | 0 | 0 | 0 | 0 | 0 | 0 | 0 | 0 | 0 | 0 | 0 | 0 | 0 | 0 | 0 | 0 | 0 | 0
| 0 | 0 | 0 | 0 | 0 | 0 | 0 | 0 | 0 | 0 | 0 | 0 | 0 | 0 | 0 | 0 | 0 | 0 | FALSE | FALSE | FALSE | FALSE | 0 | 0 | 0 | n/a | n/a | n/a | n/a | n/a | 0 | 0 | 100% | 100% | 0 | 0 | 0 | 0 | 0 | 0 | 0 | 0 | 0 | 0 | 0 | 0 | 0 | 0 | 0 | 0 | 0 | 0 | 0 | 0 | 0 | 0
| 0 | 0 | 0 | 0 | 0 | 0 | 0 | 0 | 0 | 0 | 0 | 0 | 0 | 0 | 0 | 0 | 0 | 0 | FALSE | FALSE | FALSE | FALSE | 0 | 0 | 0 | n/a | n/a | n/a | n/a | n/a | 0 | 0 | 100% | 100% | 0 | 0 | 0 | 0 | 0 | 0 | 0 | 0 | 0 | 0 | 0 | 0 | 0 | 0 | 0 | 0 | 0 | 0 | 0 | 0 | 0 | 0
| 0 | 0 | 0 | 0 | 0 | 0 | 0 | 0 | 0 | 0 | 0 | 0 | 0 | 0 | 0 | 0 | 0 | 0 | FALSE | FALSE | FALSE | FALSE | 0 | 0 | 0 | n/a | n/a | n/a | n/a | n/a | 0 | 0 | 100% | 100% | 0 | 0 | 0 | 0 | 0 | 0 | 0 | 0 | 0 | 0 | 0 | 0 | 0 | 0 | 0 | 0 | 0 | 0 | 0 | 0 | 0 | 0
| 0 | 0 | 0 | 0 | 0 | 0 | 0 | 0 | 0 | 0 | 0 | 0 | 0 | 0 | 0 | 0 | 0 | 0 | FALSE | FALSE | FALSE | FALSE | 0 | 0 | 0 | n/a | n/a | n/a | n/a | n/a | 0 | 0 | 100% | 100% | 0 | 0 | 0 | 0 | 0 | 0 | 0 | 0 | 0 | 0 | 0 | 0 | 0 | 0 | 0 | 0 | 0 | 0 | 0 | 0 | 0 | 0
| 0 | 0 | 0 | 0 | 0 | 0 | 0 | 0 | 0 | 0 | 0 | 0 | 0 | 0 | 0 | 0 | 0 | 0 | FALSE | FALSE | FALSE | FALSE | 0 | 0 | 0 | n/a | n/a | n/a | n/a | n/a | 0 | 0 | 100% | 100% | 0 | 0 | 0 | 0 | 0 | 0 | 0 | 0 | 0 | 0 | 0 | 0 | 0 | 0 | 0 | 0 | 0 | 0 | 0 | 0 | 0 | 0
| 0 | 0 | 0 | 0 | 0 | 0 | 0 | 0 | 0 | 0 | 0 | 0 | 0 | 0 | 0 | 0 | 0 | 0 | FALSE | FALSE | FALSE | FALSE | 0 | 0 | 0 | n/a | n/a | n/a | n/a | n/a | 0 | 0 | 100% | 100% | 0 | 0 | 0 | 0 | 0 | 0 | 0 | 0 | 0 | 0 | 0 | 0 | 0 | 0 | 0 | 0 | 0 | 0 | 0 | 0 | 0 | 0
| 0 | 0 | 0 | 0 | 0 | 0 | 0 | 0 | 0 | 0 | 0 | 0 | 0 | 0 | 0 | 0 | 0 | 0 | FALSE | FALSE | FALSE | FALSE | 0 | 0 | 0 | n/a | n/a | n/a | n/a | n/a | 0 | 0 | 100% | 100% | 0 | 0 | 0 | 0 | 0 | 0 | 0 | 0 | 0 | 0 | 0 | 0 | 0 | 0 | 0 | 0 | 0 | 0 | 0 | 0 | 0 | 0
| 0 | 0 | 0 | 0 | 0 | 0 | 0 | 0 | 0 | 0 | 0 | 0 | 0 | 0 | 0 | 0 | 0 | 0 | FALSE | FALSE | FALSE | FALSE | 0 | 0 | 0 | n/a | n/a | n/a | n/a | n/a | 0 | 0 | 100% | 100% | 0 | 0 | 0 | 0 | 0 | 0 | 0 | 0 | 0 | 0 | 0 | 0 | 0 | 0 | 0 | 0 | 0 | 0 | 0 | 0 | 0 | 0
| 0 | 0 | 0 | 0 | 0 | 0 | 0 | 0 | 0 | 0 | 0 | 0 | 0 | 0 | 0 | 0 | 0 | 0 | FALSE | FALSE | FALSE | FALSE | 0 | 0 | 0 | n/a | n/a | n/a | n/a | n/a | 0 | 0 | 100% | 100% | 0 | 0 | 0 | 0 | 0 | 0 | 0 | 0 | 0 | 0 | 0 | 0 | 0 | 0 | 0 | 0 | 0 | 0 | 0 | 0 | 0 | 0
| 0 | 0 | 0 | 0 | 0 | 0 | 0 | 0 | 0 | 0 | 0 | 0 | 0 | 0 | 0 | 0 | 0 | 0 | FALSE | FALSE | FALSE | FALSE | 0 | 0 | 0 | n/a | n/a | n/a | n/a | n/a | 0 | 0 | 100% | 100% | 0 | 0 | 0 | 0 | 0 | 0 | 0 | 0 | 0 | 0 | 0 | 0 | 0 | 0 | 0 | 0 | 0 | 0 | 0 | 0 | 0 | 0
| 0 | 0 | 0 | 0 | 0 | 0 | 0 | 0 | 0 | 0 | 0 | 0 | 0 | 0 | 0 | 0 | 0 | 0 | FALSE | FALSE | FALSE | FALSE | 0 | 0 | 0 | n/a | n/a | n/a | n/a | n/a | 0 | 0 | 100% | 100% | 0 | 0 | 0 | 0 | 0 | 0 | 0 | 0 | 0 | 0 | 0 | 0 | 0 | 0 | 0 | 0 | 0 | 0 | 0 | 0 | 0 | 0
| 0 | 0 | 0 | 0 | 0 | 0 | 0 | 0 | 0 | 0 | 0 | 0 | 0 | 0 | 0 | 0 | 0 | 0 | FALSE | FALSE | FALSE | FALSE | 0 | 0 | 0 | n/a | n/a | n/a | n/a | n/a | 0 | 0 | 100% | 100% | 0 | 0 | 0 | 0 | 0 | 0 | 0 | 0 | 0 | 0 | 0 | 0 | 0 | 0 | 0 | 0 | 0 | 0 | 0 | 0 | 0 | 0
| 0 | 0 | 0 | 0 | 0 | 0 | 0 | 0 | 0 | 0 | 0 | 0 | 0 | 0 | 0 | 0 | 0 | 0 | FALSE | FALSE | FALSE | FALSE | 0 | 0 | 0 | n/a | n/a | n/a | n/a | n/a | 0 | 0 | 100% | 100% | 0 | 0 | 0 | 0 | 0 | 0 | 0 | 0 | 0 | 0 | 0 | 0 | 0 | 0 | 0 | 0 | 0 | 0 | 0 | 0 | 0 | 0
| 0 | 0 | 0 | 0 | 0 | 0 | 0 | 0 | 0 | 0 | 0 | 0 | 0 | 0 | 0 | 0 | 0 | 0 | FALSE | FALSE | FALSE | FALSE | 0 | 0 | 0 | n/a | n/a | n/a | n/a | n/a | 0 | 0 | 100% | 100% | 0 | 0 | 0 | 0 | 0 | 0 | 0 | 0 | 0 | 0 | 0 | 0 | 0 | 0 | 0 | 0 | 0 | 0 | 0 | 0 | 0 | 0
| 0 | 0 | 0 | 0 | 0 | 0 | 0 | 0 | 0 | 0 | 0 | 0 | 0 | 0 | 0 | 0 | 0 | 0 | FALSE | FALSE | FALSE | FALSE | 0 | 0 | 0 | n/a | n/a | n/a | n/a | n/a | 0 | 0 | 100% | 100% | 0 | 0 | 0 | 0 | 0 | 0 | 0 | 0 | 0 | 0 | 0 | 0 | 0 | 0 | 0 | 0 | 0 | 0 | 0 | 0 | 0 | 0
| 0 | 0 | 0 | 0 | 0 | 0 | 0 | 0 | 0 | 0 | 0 | 0 | 0 | 0 | 0 | 0 | 0 | 0 | FALSE | FALSE | FALSE | FALSE | 0 | 0 | 0 | n/a | n/a | n/a | n/a | n/a | 0 | 0 | 100% | 100% | 0 | 0 | 0 | 0 | 0 | 0 | 0 | 0 | 0 | 0 | 0 | 0 | 0 | 0 | 0 | 0 | 0 | 0 | 0 | 0 | 0 | 0
| 0 | 0 | 0 | 0 | 0 | 0 | 0 | 0 | 0 | 0 | 0 | 0 | 0 | 0 | 0 | 0 | 0 | 0 | FALSE | FALSE | FALSE | FALSE | 0 | 0 | 0 | n/a | n/a | n/a | n/a | n/a | 0 | 0 | 100% | 100% | 0 | 0 | 0 | 0 | 0 | 0 | 0 | 0 | 0 | 0 | 0 | 0 | 0 | 0 | 0 | 0 | 0 | 0 | 0 | 0 | 0 | 0
| 0 | 0 | 0 | 0 | 0 | 0 | 0 | 0 | 0 | 0 | 0 | 0 | 0 | 0 | 0 | 0 | 0 | 0 | FALSE | FALSE | FALSE | FALSE | 0 | 0 | 0 | n/a | n/a | n/a | n/a | n/a | 0 | 0 | 100% | 100% | 0 | 0 | 0 | 0 | 0 | 0 | 0 | 0 | 0 | 0 | 0 | 0 | 0 | 0 | 0 | 0 | 0 | 0 | 0 | 0 | 0 | 0
| 0 | 0 | 0 | 0 | 0 | 0 | 0 | 0 | 0 | 0 | 0 | 0 | 0 | 0 | 0 | 0 | 0 | 0 | FALSE | FALSE | FALSE | FALSE | 0 | 0 | 0 | n/a | n/a | n/a | n/a | n/a | 0 | 0 | 100% | 100% | 0 | 0 | 0 | 0 | 0 | 0 | 0 | 0 | 0 | 0 | 0 | 0 | 0 | 0 | 0 | 0 | 0 | 0 | 0 | 0 | 0 | 0
| 0 | 0 | 0 | 0 | 0 | 0 | 0 | 0 | 0 | 0 | 0 | 0 | 0 | 0 | 0 | 0 | 0 | 0 | FALSE | FALSE | FALSE | FALSE | 0 | 0 | 0 | n/a | n/a | n/a | n/a | n/a | 0 | 0 | 100% | 100% | 0 | 0 | 0 | 0 | 0 | 0 | 0 | 0 | 0 | 0 | 0 | 0 | 0 | 0 | 0 | 0 | 0 | 0 | 0 | 0 | 0 | 0
| 0 | 0 | 0 | 0 | 0 | 0 | 0 | 0 | 0 | 0 | 0 | 0 | 0 | 0 | 0 | 0 | 0 | 0 | FALSE | FALSE | FALSE | FALSE | 0 | 0 | 0 | n/a | n/a | n/a | n/a | n/a | 0 | 0 | 100% | 100% | 0 | 0 | 0 | 0 | 0 | 0 | 0 | 0 | 0 | 0 | 0 | 0 | 0 | 0 | 0 | 0 | 0 | 0 | 0 | 0 | 0 | 0
| 0 | 0 | 0 | 0 | 0 | 0 | 0 | 0 | 0 | 0 | 0 | 0 | 0 | 0 | 0 | 0 | 0 | 0 | FALSE | FALSE | FALSE | FALSE | 0 | 0 | 0 | n/a | n/a | n/a | n/a | n/a | 0 | 0 | 100% | 100% | 0 | 0 | 0 | 0 | 0 | 0 | 0 | 0 | 0 | 0 | 0 | 0 | 0 | 0 | 0 | 0 | 0 | 0 | 0 | 0 | 0 | 0
| 0 | 0 | 0 | 0 | 0 | 0 | 0 | 0 | 0 | 0 | 0 | 0 | 0 | 0 | 0 | 0 | 0 | 0 | FALSE | FALSE | FALSE | FALSE | 0 | 0 | 0 | n/a | n/a | n/a | n/a | n/a | 0 | 0 | 100% | 100% | 0 | 0 | 0 | 0 | 0 | 0 | 0 | 0 | 0 | 0 | 0 | 0 | 0 | 0 | 0 | 0 | 0 | 0 | 0 | 0 | 0 | 0
| 0 | 0 | 0 | 0 | 0 | 0 | 0 | 0 | 0 | 0 | 0 | 0 | 0 | 0 | 0 | 0 | 0 | 0 | FALSE | FALSE | FALSE | FALSE | 0 | 0 | 0 | n/a | n/a | n/a | n/a | n/a | 0 | 0 | 100% | 100% | 0 | 0 | 0 | 0 | 0 | 0 | 0 | 0 | 0 | 0 | 0 | 0 | 0 | 0 | 0 | 0 | 0 | 0 | 0 | 0 | 0 | 0
| 0 | 0 | 0 | 0 | 0 | 0 | 0 | 0 | 0 | 0 | 0 | 0 | 0 | 0 | 0 | 0 | 0 | 0 | FALSE | FALSE | FALSE | FALSE | 0 | 0 | 0 | n/a | n/a | n/a | n/a | n/a | 0 | 0 | 100% | 100% | 0 | 0 | 0 | 0 | 0 | 0 | 0 | 0 | 0 | 0 | 0 | 0 | 0 | 0 | 0 | 0 | 0 | 0 | 0 | 0 | 0 | 0
| 0 | 0 | 0 | 0 | 0 | 0 | 0 | 0 | 0 | 0 | 0 | 0 | 0 | 0 | 0 | 0 | 0 | 0 | FALSE | FALSE | FALSE | FALSE | 0 | 0 | 0 | n/a | n/a | n/a | n/a | n/a | 0 | 0 | 100% | 100% | 0 | 0 | 0 | 0 | 0 | 0 | 0 | 0 | 0 | 0 | 0 | 0 | 0 | 0 | 0 | 0 | 0 | 0 | 0 | 0 | 0 | 0
| 0 | 0 | 0 | 0 | 0 | 0 | 0 | 0 | 0 | 0 | 0 | 0 | 0 | 0 | 0 | 0 | 0 | 0 | FALSE | FALSE | FALSE | FALSE | 0 | 0 | 0 | n/a | n/a | n/a | n/a | n/a | 0 | 0 | 100% | 100% | 0 | 0 | 0 | 0 | 0 | 0 | 0 | 0 | 0 | 0 | 0 | 0 | 0 | 0 | 0 | 0 | 0 | 0 | 0 | 0 | 0 | 0
| 0 | 0 | 0 | 0 | 0 | 0 | 0 | 0 | 0 | 0 | 0 | 0 | 0 | 0 | 0 | 0 | 0 | 0 | FALSE | FALSE | FALSE | FALSE | 0 | 0 | 0 | n/a | n/a | n/a | n/a | n/a | 0 | 0 | 100% | 100% | 0 | 0 | 0 | 0 | 0 | 0 | 0 | 0 | 0 | 0 | 0 | 0 | 0 | 0 | 0 | 0 | 0 | 0 | 0 | 0 | 0 | 0
| 0 | 0 | 0 | 0 | 0 | 0 | 0 | 0 | 0 | 0 | 0 | 0 | 0 | 0 | 0 | 0 | 0 | 0 | FALSE | FALSE | FALSE | FALSE | 0 | 0 | 0 | n/a | n/a | n/a | n/a | n/a | 0 | 0 | 100% | 100% | 0 | 0 | 0 | 0 | 0 | 0 | 0 | 0 | 0 | 0 | 0 | 0 | 0 | 0 | 0 | 0 | 0 | 0 | 0 | 0 | 0 | 0
| 0 | 0 | 0 | 0 | 0 | 0 | 0 | 0 | 0 | 0 | 0 | 0 | 0 | 0 | 0 | 0 | 0 | 0 | FALSE | FALSE | FALSE | FALSE | 0 | 0 | 0 | n/a | n/a | n/a | n/a | n/a | 0 | 0 | 100% | 100% | 0 | 0 | 0 | 0 | 0 | 0 | 0 | 0 | 0 | 0 | 0 | 0 | 0 | 0 | 0 | 0 | 0 | 0 | 0 | 0 | 0 | 0
| 0 | 0 | 0 | 0 | 0 | 0 | 0 | 0 | 0 | 0 | 0 | 0 | 0 | 0 | 0 | 0 | 0 | 0 | FALSE | FALSE | FALSE | FALSE | 0 | 0 | 0 | n/a | n/a | n/a | n/a | n/a | 0 | 0 | 100% | 100% | 0 | 0 | 0 | 0 | 0 | 0 | 0 | 0 | 0 | 0 | 0 | 0 | 0 | 0 | 0 | 0 | 0 | 0 | 0 | 0 | 0 | 0
| 0 | 0 | 0 | 0 | 0 | 0 | 0 | 0 | 0 | 0 | 0 | 0 | 0 | 0 | 0 | 0 | 0 | 0 | FALSE | FALSE | FALSE | FALSE | 0 | 0 | 0 | n/a | n/a | n/a | n/a | n/a | 0 | 0 | 100% | 100% | 0 | 0 | 0 | 0 | 0 | 0 | 0 | 0 | 0 | 0 | 0 | 0 | 0 | 0 | 0 | 0 | 0 | 0 | 0 | 0 | 0 | 0
| 0 | 0 | 0 | 0 | 0 | 0 | 0 | 0 | 0 | 0 | 0 | 0 | 0 | 0 | 0 | 0 | 0 | 0 | FALSE | FALSE | FALSE | FALSE | 0 | 0 | 0 | n/a | n/a | n/a | n/a | n/a | 0 | 0 | 100% | 100% | 0 | 0 | 0 | 0 | 0 | 0 | 0 | 0 | 0 | 0 | 0 | 0 | 0 | 0 | 0 | 0 | 0 | 0 | 0 | 0 | 0 | 0
| 0 | 0 | 0 | 0 | 0 | 0 | 0 | 0 | 0 | 0 | 0 | 0 | 0 | 0 | 0 | 0 | 0 | 0 | FALSE | FALSE | FALSE | FALSE | 0 | 0 | 0 | n/a | n/a | n/a | n/a | n/a | 0 | 0 | 100% | 100% | 0 | 0 | 0 | 0 | 0 | 0 | 0 | 0 | 0 | 0 | 0 | 0 | 0 | 0 | 0 | 0 | 0 | 0 | 0 | 0 | 0 | 0
| 0 | 0 | 0 | 0 | 0 | 0 | 0 | 0 | 0 | 0 | 0 | 0 | 0 | 0 | 0 | 0 | 0 | 0 | FALSE | FALSE | FALSE | FALSE | 0 | 0 | 0 | n/a | n/a | n/a | n/a | n/a | 0 | 0 | 100% | 100% | 0 | 0 | 0 | 0 | 0 | 0 | 0 | 0 | 0 | 0 | 0 | 0 | 0 | 0 | 0 | 0 | 0 | 0 | 0 | 0 | 0 | 0
| 0 | 0 | 0 | 0 | 0 | 0 | 0 | 0 | 0 | 0 | 0 | 0 | 0 | 0 | 0 | 0 | 0 | 0 | FALSE | FALSE | FALSE | FALSE | 0 | 0 | 0 | n/a | n/a | n/a | n/a | n/a | 0 | 0 | 100% | 100% | 0 | 0 | 0 | 0 | 0 | 0 | 0 | 0 | 0 | 0 | 0 | 0 | 0 | 0 | 0 | 0 | 0 | 0 | 0 | 0 | 0 | 0
| 0 | 0 | 0 | 0 | 0 | 0 | 0 | 0 | 0 | 0 | 0 | 0 | 0 | 0 | 0 | 0 | 0 | 0 | FALSE | FALSE | FALSE | FALSE | 0 | 0 | 0 | n/a | n/a | n/a | n/a | n/a | 0 | 0 | 100% | 100% | 0 | 0 | 0 | 0 | 0 | 0 | 0 | 0 | 0 | 0 | 0 | 0 | 0 | 0 | 0 | 0 | 0 | 0 | 0 | 0 | 0 | 0
| 0 | 0 | 0 | 0 | 0 | 0 | 0 | 0 | 0 | 0 | 0 | 0 | 0 | 0 | 0 | 0 | 0 | 0 | FALSE | FALSE | FALSE | FALSE | 0 | 0 | 0 | n/a | n/a | n/a | n/a | n/a | 0 | 0 | 100% | 100% | 0 | 0 | 0 | 0 | 0 | 0 | 0 | 0 | 0 | 0 | 0 | 0 | 0 | 0 | 0 | 0 | 0 | 0 | 0 | 0 | 0 | 0
| 0 | 0 | 0 | 0 | 0 | 0 | 0 | 0 | 0 | 0 | 0 | 0 | 0 | 0 | 0 | 0 | 0 | 0 | FALSE | FALSE | FALSE | FALSE | 0 | 0 | 0 | n/a | n/a | n/a | n/a | n/a | 0 | 0 | 100% | 100% | 0 | 0 | 0 | 0 | 0 | 0 | 0 | 0 | 0 | 0 | 0 | 0 | 0 | 0 | 0 | 0 | 0 | 0 | 0 | 0 | 0 | 0
| 0 | 0 | 0 | 0 | 0 | 0 | 0 | 0 | 0 | 0 | 0 | 0 | 0 | 0 | 0 | 0 | 0 | 0 | FALSE | FALSE | FALSE | FALSE | 0 | 0 | 0 | n/a | n/a | n/a | n/a | n/a | 0 | 0 | 100% | 100% | 0 | 0 | 0 | 0 | 0 | 0 | 0 | 0 | 0 | 0 | 0 | 0 | 0 | 0 | 0 | 0 | 0 | 0 | 0 | 0 | 0 | 0
| 0 | 0 | 0 | 0 | 0 | 0 | 0 | 0 | 0 | 0 | 0 | 0 | 0 | 0 | 0 | 0 | 0 | 0 | FALSE | FALSE | FALSE | FALSE | 0 | 0 | 0 | n/a | n/a | n/a | n/a | n/a | 0 | 0 | 100% | 100% | 0 | 0 | 0 | 0 | 0 | 0 | 0 | 0 | 0 | 0 | 0 | 0 | 0 | 0 | 0 | 0 | 0 | 0 | 0 | 0 | 0 | 0
| 0 | 0 | 0 | 0 | 0 | 0 | 0 | 0 | 0 | 0 | 0 | 0 | 0 | 0 | 0 | 0 | 0 | 0 | FALSE | FALSE | FALSE | FALSE | 0 | 0 | 0 | n/a | n/a | n/a | n/a | n/a | 0 | 0 | 100% | 100% | 0 | 0 | 0 | 0 | 0 | 0 | 0 | 0 | 0 | 0 | 0 | 0 | 0 | 0 | 0 | 0 | 0 | 0 | 0 | 0 | 0 | 0
| 0 | 0 | 0 | 0 | 0 | 0 | 0 | 0 | 0 | 0 | 0 | 0 | 0 | 0 | 0 | 0 | 0 | 0 | FALSE | FALSE | FALSE | FALSE | 0 | 0 | 0 | n/a | n/a | n/a | n/a | n/a | 0 | 0 | 100% | 100% | 0 | 0 | 0 | 0 | 0 | 0 | 0 | 0 | 0 | 0 | 0 | 0 | 0 | 0 | 0 | 0 | 0 | 0 | 0 | 0 | 0 | 0
| 0 | 0 | 0 | 0 | 0 | 0 | 0 | 0 | 0 | 0 | 0 | 0 | 0 | 0 | 0 | 0 | 0 | 0 | FALSE | FALSE | FALSE | FALSE | 0 | 0 | 0 | n/a | n/a | n/a | n/a | n/a | 0 | 0 | 100% | 100% | 0 | 0 | 0 | 0 | 0 | 0 | 0 | 0 | 0 | 0 | 0 | 0 | 0 | 0 | 0 | 0 | 0 | 0 | 0 | 0 | 0 | 0
| 0 | 0 | 0 | 0 | 0 | 0 | 0 | 0 | 0 | 0 | 0 | 0 | 0 | 0 | 0 | 0 | 0 | 0 | FALSE | FALSE | FALSE | FALSE | 0 | 0 | 0 | n/a | n/a | n/a | n/a | n/a | 0 | 0 | 100% | 100% | 0 | 0 | 0 | 0 | 0 | 0 | 0 | 0 | 0 | 0 | 0 | 0 | 0 | 0 | 0 | 0 | 0 | 0 | 0 | 0 | 0 | 0
| 0 | 0 | 0 | 0 | 0 | 0 | 0 | 0 | 0 | 0 | 0 | 0 | 0 | 0 | 0 | 0 | 0 | 0 | FALSE | FALSE | FALSE | FALSE | 0 | 0 | 0 | n/a | n/a | n/a | n/a | n/a | 0 | 0 | 100% | 100% | 0 | 0 | 0 | 0 | 0 | 0 | 0 | 0 | 0 | 0 | 0 | 0 | 0 | 0 | 0 | 0 | 0 | 0 | 0 | 0 | 0 | 0
| 0 | 0 | 0 | 0 | 0 | 0 | 0 | 0 | 0 | 0 | 0 | 0 | 0 | 0 | 0 | 0 | 0 | 0 | FALSE | FALSE | FALSE | FALSE | 0 | 0 | 0 | n/a | n/a | n/a | n/a | n/a | 0 | 0 | 100% | 100% | 0 | 0 | 0 | 0 | 0 | 0 | 0 | 0 | 0 | 0 | 0 | 0 | 0 | 0 | 0 | 0 | 0 | 0 | 0 | 0 | 0 | 0
| 0 | 0 | 0 | 0 | 0 | 0 | 0 | 0 | 0 | 0 | 0 | 0 | 0 | 0 | 0 | 0 | 0 | 0 | FALSE | FALSE | FALSE | FALSE | 0 | 0 | 0 | n/a | n/a | n/a | n/a | n/a | 0 | 0 | 100% | 100% | 0 | 0 | 0 | 0 | 0 | 0 | 0 | 0 | 0 | 0 | 0 | 0 | 0 | 0 | 0 | 0 | 0 | 0 | 0 | 0 | 0 | 0
| 0 | 0 | 0 | 0 | 0 | 0 | 0 | 0 | 0 | 0 | 0 | 0 | 0 | 0 | 0 | 0 | 0 | 0 | FALSE | FALSE | FALSE | FALSE | 0 | 0 | 0 | n/a | n/a | n/a | n/a | n/a | 0 | 0 | 100% | 100% | 0 | 0 | 0 | 0 | 0 | 0 | 0 | 0 | 0 | 0 | 0 | 0 | 0 | 0 | 0 | 0 | 0 | 0 | 0 | 0 | 0 | 0
| 0 | 0 | 0 | 0 | 0 | 0 | 0 | 0 | 0 | 0 | 0 | 0 | 0 | 0 | 0 | 0 | 0 | 0 | FALSE | FALSE | FALSE | FALSE | 0 | 0 | 0 | n/a | n/a | n/a | n/a | n/a | 0 | 0 | 100% | 100% | 0 | 0 | 0 | 0 | 0 | 0 | 0 | 0 | 0 | 0 | 0 | 0 | 0 | 0 | 0 | 0 | 0 | 0 | 0 | 0 | 0 | 0
| 0 | 0 | 0 | 0 | 0 | 0 | 0 | 0 | 0 | 0 | 0 | 0 | 0 | 0 | 0 | 0 | 0 | 0 | FALSE | FALSE | FALSE | FALSE | 0 | 0 | 0 | n/a | n/a | n/a | n/a | n/a | 0 | 0 | 100% | 100% | 0 | 0 | 0 | 0 | 0 | 0 | 0 | 0 | 0 | 0 | 0 | 0 | 0 | 0 | 0 | 0 | 0 | 0 | 0 | 0 | 0 | 0
| 0 | 0 | 0 | 0 | 0 | 0 | 0 | 0 | 0 | 0 | 0 | 0 | 0 | 0 | 0 | 0 | 0 | 0 | FALSE | FALSE | FALSE | FALSE | 0 | 0 | 0 | n/a | n/a | n/a | n/a | n/a | 0 | 0 | 100% | 100% | 0 | 0 | 0 | 0 | 0 | 0 | 0 | 0 | 0 | 0 | 0 | 0 | 0 | 0 | 0 | 0 | 0 | 0 | 0 | 0 | 0 | 0
| 0 | 0 | 0 | 0 | 0 | 0 | 0 | 0 | 0 | 0 | 0 | 0 | 0 | 0 | 0 | 0 | 0 | 0 | FALSE | FALSE | FALSE | FALSE | 0 | 0 | 0 | n/a | n/a | n/a | n/a | n/a | 0 | 0 | 100% | 100% | 0 | 0 | 0 | 0 | 0 | 0 | 0 | 0 | 0 | 0 | 0 | 0 | 0 | 0 | 0 | 0 | 0 | 0 | 0 | 0 | 0 | 0
| 0 | 0 | 0 | 0 | 0 | 0 | 0 | 0 | 0 | 0 | 0 | 0 | 0 | 0 | 0 | 0 | 0 | 0 | FALSE | FALSE | FALSE | FALSE | 0 | 0 | 0 | n/a | n/a | n/a | n/a | n/a | 0 | 0 | 100% | 100% | 0 | 0 | 0 | 0 | 0 | 0 | 0 | 0 | 0 | 0 | 0 | 0 | 0 | 0 | 0 | 0 | 0 | 0 | 0 | 0 | 0 | 0
| 0 | 0 | 0 | 0 | 0 | 0 | 0 | 0 | 0 | 0 | 0 | 0 | 0 | 0 | 0 | 0 | 0 | 0 | FALSE | FALSE | FALSE | FALSE | 0 | 0 | 0 | n/a | n/a | n/a | n/a | n/a | 0 | 0 | 100% | 100% | 0 | 0 | 0 | 0 | 0 | 0 | 0 | 0 | 0 | 0 | 0 | 0 | 0 | 0 | 0 | 0 | 0 | 0 | 0 | 0 | 0 | 0
| 0 | 0 | 0 | 0 | 0 | 0 | 0 | 0 | 0 | 0 | 0 | 0 | 0 | 0 | 0 | 0 | 0 | 0 | FALSE | FALSE | FALSE | FALSE | 0 | 0 | 0 | n/a | n/a | n/a | n/a | n/a | 0 | 0 | 100% | 100% | 0 | 0 | 0 | 0 | 0 | 0 | 0 | 0 | 0 | 0 | 0 | 0 | 0 | 0 | 0 | 0 | 0 | 0 | 0 | 0 | 0 | 0
| 0 | 0 | 0 | 0 | 0 | 0 | 0 | 0 | 0 | 0 | 0 | 0 | 0 | 0 | 0 | 0 | 0 | 0 | FALSE | FALSE | FALSE | FALSE | 0 | 0 | 0 | n/a | n/a | n/a | n/a | n/a | 0 | 0 | 100% | 100% | 0 | 0 | 0 | 0 | 0 | 0 | 0 | 0 | 0 | 0 | 0 | 0 | 0 | 0 | 0 | 0 | 0 | 0 | 0 | 0 | 0 | 0
| 0 | 0 | 0 | 0 | 0 | 0 | 0 | 0 | 0 | 0 | 0 | 0 | 0 | 0 | 0 | 0 | 0 | 0 | FALSE | FALSE | FALSE | FALSE | 0 | 0 | 0 | n/a | n/a | n/a | n/a | n/a | 0 | 0 | 100% | 100% | 0 | 0 | 0 | 0 | 0 | 0 | 0 | 0 | 0 | 0 | 0 | 0 | 0 | 0 | 0 | 0 | 0 | 0 | 0 | 0 | 0 | 0
| 0 | 0 | 0 | 0 | 0 | 0 | 0 | 0 | 0 | 0 | 0 | 0 | 0 | 0 | 0 | 0 | 0 | 0 | FALSE | FALSE | FALSE | FALSE | 0 | 0 | 0 | n/a | n/a | n/a | n/a | n/a | 0 | 0 | 100% | 100% | 0 | 0 | 0 | 0 | 0 | 0 | 0 | 0 | 0 | 0 | 0 | 0 | 0 | 0 | 0 | 0 | 0 | 0 | 0 | 0 | 0 | 0
| 0 | 0 | 0 | 0 | 0 | 0 | 0 | 0 | 0 | 0 | 0 | 0 | 0 | 0 | 0 | 0 | 0 | 0 | FALSE | FALSE | FALSE | FALSE | 0 | 0 | 0 | n/a | n/a | n/a | n/a | n/a | 0 | 0 | 100% | 100% | 0 | 0 | 0 | 0 | 0 | 0 | 0 | 0 | 0 | 0 | 0 | 0 | 0 | 0 | 0 | 0 | 0 | 0 | 0 | 0 | 0 | 0
| 0 | 0 | 0 | 0 | 0 | 0 | 0 | 0 | 0 | 0 | 0 | 0 | 0 | 0 | 0 | 0 | 0 | 0 | FALSE | FALSE | FALSE | FALSE | 0 | 0 | 0 | n/a | n/a | n/a | n/a | n/a | 0 | 0 | 100% | 100% | 0 | 0 | 0 | 0 | 0 | 0 | 0 | 0 | 0 | 0 | 0 | 0 | 0 | 0 | 0 | 0 | 0 | 0 | 0 | 0 | 0 | 0
| 0 | 0 | 0 | 0 | 0 | 0 | 0 | 0 | 0 | 0 | 0 | 0 | 0 | 0 | 0 | 0 | 0 | 0 | FALSE | FALSE | FALSE | FALSE | 0 | 0 | 0 | n/a | n/a | n/a | n/a | n/a | 0 | 0 | 100% | 100% | 0 | 0 | 0 | 0 | 0 | 0 | 0 | 0 | 0 | 0 | 0 | 0 | 0 | 0 | 0 | 0 | 0 | 0 | 0 | 0 | 0 | 0
| 0 | 0 | 0 | 0 | 0 | 0 | 0 | 0 | 0 | 0 | 0 | 0 | 0 | 0 | 0 | 0 | 0 | 0 | FALSE | FALSE | FALSE | FALSE | 0 | 0 | 0 | n/a | n/a | n/a | n/a | n/a | 0 | 0 | 100% | 100% | 0 | 0 | 0 | 0 | 0 | 0 | 0 | 0 | 0 | 0 | 0 | 0 | 0 | 0 | 0 | 0 | 0 | 0 | 0 | 0 | 0 | 0
| 0 | 0 | 0 | 0 | 0 | 0 | 0 | 0 | 0 | 0 | 0 | 0 | 0 | 0 | 0 | 0 | 0 | 0 | FALSE | FALSE | FALSE | FALSE | 0 | 0 | 0 | n/a | n/a | n/a | n/a | n/a | 0 | 0 | 100% | 100% | 0 | 0 | 0 | 0 | 0 | 0 | 0 | 0 | 0 | 0 | 0 | 0 | 0 | 0 | 0 | 0 | 0 | 0 | 0 | 0 | 0 | 0
| 0 | 0 | 0 | 0 | 0 | 0 | 0 | 0 | 0 | 0 | 0 | 0 | 0 | 0 | 0 | 0 | 0 | 0 | FALSE | FALSE | FALSE | FALSE | 0 | 0 | 0 | n/a | n/a | n/a | n/a | n/a | 0 | 0 | 100% | 100% | 0 | 0 | 0 | 0 | 0 | 0 | 0 | 0 | 0 | 0 | 0 | 0 | 0 | 0 | 0 | 0 | 0 | 0 | 0 | 0 | 0 | 0
| 0 | 0 | 0 | 0 | 0 | 0 | 0 | 0 | 0 | 0 | 0 | 0 | 0 | 0 | 0 | 0 | 0 | 0 | FALSE | FALSE | FALSE | FALSE | 0 | 0 | 0 | n/a | n/a | n/a | n/a | n/a | 0 | 0 | 100% | 100% | 0 | 0 | 0 | 0 | 0 | 0 | 0 | 0 | 0 | 0 | 0 | 0 | 0 | 0 | 0 | 0 | 0 | 0 | 0 | 0 | 0 | 0
| 0 | 0 | 0 | 0 | 0 | 0 | 0 | 0 | 0 | 0 | 0 | 0 | 0 | 0 | 0 | 0 | 0 | 0 | FALSE | FALSE | FALSE | FALSE | 0 | 0 | 0 | n/a | n/a | n/a | n/a | n/a | 0 | 0 | 100% | 100% | 0 | 0 | 0 | 0 | 0 | 0 | 0 | 0 | 0 | 0 | 0 | 0 | 0 | 0 | 0 | 0 | 0 | 0 | 0 | 0 | 0 | 0
| 0 | 0 | 0 | 0 | 0 | 0 | 0 | 0 | 0 | 0 | 0 | 0 | 0 | 0 | 0 | 0 | 0 | 0 | FALSE | FALSE | FALSE | FALSE | 0 | 0 | 0 | n/a | n/a | n/a | n/a | n/a | 0 | 0 | 100% | 100% | 0 | 0 | 0 | 0 | 0 | 0 | 0 | 0 | 0 | 0 | 0 | 0 | 0 | 0 | 0 | 0 | 0 | 0 | 0 | 0 | 0 | 0
| 0 | 0 | 0 | 0 | 0 | 0 | 0 | 0 | 0 | 0 | 0 | 0 | 0 | 0 | 0 | 0 | 0 | 0 | FALSE | FALSE | FALSE | FALSE | 0 | 0 | 0 | n/a | n/a | n/a | n/a | n/a | 0 | 0 | 100% | 100% | 0 | 0 | 0 | 0 | 0 | 0 | 0 | 0 | 0 | 0 | 0 | 0 | 0 | 0 | 0 | 0 | 0 | 0 | 0 | 0 | 0 | 0
| 0 | 0 | 0 | 0 | 0 | 0 | 0 | 0 | 0 | 0 | 0 | 0 | 0 | 0 | 0 | 0 | 0 | 0 | FALSE | FALSE | FALSE | FALSE | 0 | 0 | 0 | n/a | n/a | n/a | n/a | n/a | 0 | 0 | 100% | 100% | 0 | 0 | 0 | 0 | 0 | 0 | 0 | 0 | 0 | 0 | 0 | 0 | 0 | 0 | 0 | 0 | 0 | 0 | 0 | 0 | 0 | 0
| 0 | 0 | 0 | 0 | 0 | 0 | 0 | 0 | 0 | 0 | 0 | 0 | 0 | 0 | 0 | 0 | 0 | 0 | FALSE | FALSE | FALSE | FALSE | 0 | 0 | 0 | n/a | n/a | n/a | n/a | n/a | 0 | 0 | 100% | 100% | 0 | 0 | 0 | 0 | 0 | 0 | 0 | 0 | 0 | 0 | 0 | 0 | 0 | 0 | 0 | 0 | 0 | 0 | 0 | 0 | 0 | 0
| 0 | 0 | 0 | 0 | 0 | 0 | 0 | 0 | 0 | 0 | 0 | 0 | 0 | 0 | 0 | 0 | 0 | 0 | FALSE | FALSE | FALSE | FALSE | 0 | 0 | 0 | n/a | n/a | n/a | n/a | n/a | 0 | 0 | 100% | 100% | 0 | 0 | 0 | 0 | 0 | 0 | 0 | 0 | 0 | 0 | 0 | 0 | 0 | 0 | 0 | 0 | 0 | 0 | 0 | 0 | 0 | 0
| 0 | 0 | 0 | 0 | 0 | 0 | 0 | 0 | 0 | 0 | 0 | 0 | 0 | 0 | 0 | 0 | 0 | 0 | FALSE | FALSE | FALSE | FALSE | 0 | 0 | 0 | n/a | n/a | n/a | n/a | n/a | 0 | 0 | 100% | 100% | 0 | 0 | 0 | 0 | 0 | 0 | 0 | 0 | 0 | 0 | 0 | 0 | 0 | 0 | 0 | 0 | 0 | 0 | 0 | 0 | 0 | 0
| 0 | 0 | 0 | 0 | 0 | 0 | 0 | 0 | 0 | 0 | 0 | 0 | 0 | 0 | 0 | 0 | 0 | 0 | FALSE | FALSE | FALSE | FALSE | 0 | 0 | 0 | n/a | n/a | n/a | n/a | n/a | 0 | 0 | 100% | 100% | 0 | 0 | 0 | 0 | 0 | 0 | 0 | 0 | 0 | 0 | 0 | 0 | 0 | 0 | 0 | 0 | 0 | 0 | 0 | 0 | 0 | 0
| 0 | 0 | 0 | 0 | 0 | 0 | 0 | 0 | 0 | 0 | 0 | 0 | 0 | 0 | 0 | 0 | 0 | 0 | FALSE | FALSE | FALSE | FALSE | 0 | 0 | 0 | n/a | n/a | n/a | n/a | n/a | 0 | 0 | 100% | 100% | 0 | 0 | 0 | 0 | 0 | 0 | 0 | 0 | 0 | 0 | 0 | 0 | 0 | 0 | 0 | 0 | 0 | 0 | 0 | 0 | 0 | 0
| 0 | 0 | 0 | 0 | 0 | 0 | 0 | 0 | 0 | 0 | 0 | 0 | 0 | 0 | 0 | 0 | 0 | 0 | FALSE | FALSE | FALSE | FALSE | 0 | 0 | 0 | n/a | n/a | n/a | n/a | n/a | 0 | 0 | 100% | 100% | 0 | 0 | 0 | 0 | 0 | 0 | 0 | 0 | 0 | 0 | 0 | 0 | 0 | 0 | 0 | 0 | 0 | 0 | 0 | 0 | 0 | 0
| 0 | 0 | 0 | 0 | 0 | 0 | 0 | 0 | 0 | 0 | 0 | 0 | 0 | 0 | 0 | 0 | 0 | 0 | FALSE | FALSE | FALSE | FALSE | 0 | 0 | 0 | n/a | n/a | n/a | n/a | n/a | 0 | 0 | 100% | 100% | 0 | 0 | 0 | 0 | 0 | 0 | 0 | 0 | 0 | 0 | 0 | 0 | 0 | 0 | 0 | 0 | 0 | 0 | 0 | 0 | 0 | 0
| 0 | 0 | 0 | 0 | 0 | 0 | 0 | 0 | 0 | 0 | 0 | 0 | 0 | 0 | 0 | 0 | 0 | 0 | FALSE | FALSE | FALSE | FALSE | 0 | 0 | 0 | n/a | n/a | n/a | n/a | n/a | 0 | 0 | 100% | 100% | 0 | 0 | 0 | 0 | 0 | 0 | 0 | 0 | 0 | 0 | 0 | 0 | 0 | 0 | 0 | 0 | 0 | 0 | 0 | 0 | 0 | 0
| 0 | 0 | 0 | 0 | 0 | 0 | 0 | 0 | 0 | 0 | 0 | 0 | 0 | 0 | 0 | 0 | 0 | 0 | FALSE | FALSE | FALSE | FALSE | 0 | 0 | 0 | n/a | n/a | n/a | n/a | n/a | 0 | 0 | 100% | 100% | 0 | 0 | 0 | 0 | 0 | 0 | 0 | 0 | 0 | 0 | 0 | 0 | 0 | 0 | 0 | 0 | 0 | 0 | 0 | 0 | 0 | 0
| 0 | 0 | 0 | 0 | 0 | 0 | 0 | 0 | 0 | 0 | 0 | 0 | 0 | 0 | 0 | 0 | 0 | 0 | FALSE | FALSE | FALSE | FALSE | 0 | 0 | 0 | n/a | n/a | n/a | n/a | n/a | 0 | 0 | 100% | 100% | 0 | 0 | 0 | 0 | 0 | 0 | 0 | 0 | 0 | 0 | 0 | 0 | 0 | 0 | 0 | 0 | 0 | 0 | 0 | 0 | 0 | 0
| 0 | 0 | 0 | 0 | 0 | 0 | 0 | 0 | 0 | 0 | 0 | 0 | 0 | 0 | 0 | 0 | 0 | 0 | FALSE | FALSE | FALSE | FALSE | 0 | 0 | 0 | n/a | n/a | n/a | n/a | n/a | 0 | 0 | 100% | 100% | 0 | 0 | 0 | 0 | 0 | 0 | 0 | 0 | 0 | 0 | 0 | 0 | 0 | 0 | 0 | 0 | 0 | 0 | 0 | 0 | 0 | 0
| 0 | 0 | 0 | 0 | 0 | 0 | 0 | 0 | 0 | 0 | 0 | 0 | 0 | 0 | 0 | 0 | 0 | 0 | FALSE | FALSE | FALSE | FALSE | 0 | 0 | 0 | n/a | n/a | n/a | n/a | n/a | 0 | 0 | 100% | 100% | 0 | 0 | 0 | 0 | 0 | 0 | 0 | 0 | 0 | 0 | 0 | 0 | 0 | 0 | 0 | 0 | 0 | 0 | 0 | 0 | 0 | 0
| 0 | 0 | 0 | 0 | 0 | 0 | 0 | 0 | 0 | 0 | 0 | 0 | 0 | 0 | 0 | 0 | 0 | 0 | FALSE | FALSE | FALSE | FALSE | 0 | 0 | 0 | n/a | n/a | n/a | n/a | n/a | 0 | 0 | 100% | 100% | 0 | 0 | 0 | 0 | 0 | 0 | 0 | 0 | 0 | 0 | 0 | 0 | 0 | 0 | 0 | 0 | 0 | 0 | 0 | 0 | 0 | 0
| 0 | 0 | 0 | 0 | 0 | 0 | 0 | 0 | 0 | 0 | 0 | 0 | 0 | 0 | 0 | 0 | 0 | 0 | FALSE | FALSE | FALSE | FALSE | 0 | 0 | 0 | n/a | n/a | n/a | n/a | n/a | 0 | 0 | 100% | 100% | 0 | 0 | 0 | 0 | 0 | 0 | 0 | 0 | 0 | 0 | 0 | 0 | 0 | 0 | 0 | 0 | 0 | 0 | 0 | 0 | 0 | 0
| 0 | 0 | 0 | 0 | 0 | 0 | 0 | 0 | 0 | 0 | 0 | 0 | 0 | 0 | 0 | 0 | 0 | 0 | FALSE | FALSE | FALSE | FALSE | 0 | 0 | 0 | n/a | n/a | n/a | n/a | n/a | 0 | 0 | 100% | 100% | 0 | 0 | 0 | 0 | 0 | 0 | 0 | 0 | 0 | 0 | 0 | 0 | 0 | 0 | 0 | 0 | 0 | 0 | 0 | 0 | 0 | 0
| 0 | 0 | 0 | 0 | 0 | 0 | 0 | 0 | 0 | 0 | 0 | 0 | 0 | 0 | 0 | 0 | 0 | 0 | FALSE | FALSE | FALSE | FALSE | 0 | 0 | 0 | n/a | n/a | n/a | n/a | n/a | 0 | 0 | 100% | 100% | 0 | 0 | 0 | 0 | 0 | 0 | 0 | 0 | 0 | 0 | 0 | 0 | 0 | 0 | 0 | 0 | 0 | 0 | 0 | 0 | 0 | 0
| 0 | 0 | 0 | 0 | 0 | 0 | 0 | 0 | 0 | 0 | 0 | 0 | 0 | 0 | 0 | 0 | 0 | 0 | FALSE | FALSE | FALSE | FALSE | 0 | 0 | 0 | n/a | n/a | n/a | n/a | n/a | 0 | 0 | 100% | 100% | 0 | 0 | 0 | 0 | 0 | 0 | 0 | 0 | 0 | 0 | 0 | 0 | 0 | 0 | 0 | 0 | 0 | 0 | 0 | 0 | 0 | 0
| 0 | 0 | 0 | 0 | 0 | 0 | 0 | 0 | 0 | 0 | 0 | 0 | 0 | 0 | 0 | 0 | 0 | 0 | FALSE | FALSE | FALSE | FALSE | 0 | 0 | 0 | n/a | n/a | n/a | n/a | n/a | 0 | 0 | 100% | 100% | 0 | 0 | 0 | 0 | 0 | 0 | 0 | 0 | 0 | 0 | 0 | 0 | 0 | 0 | 0 | 0 | 0 | 0 | 0 | 0 | 0 | 0
| 0 | 0 | 0 | 0 | 0 | 0 | 0 | 0 | 0 | 0 | 0 | 0 | 0 | 0 | 0 | 0 | 0 | 0 | FALSE | FALSE | FALSE | FALSE | 0 | 0 | 0 | n/a | n/a | n/a | n/a | n/a | 0 | 0 | 100% | 100% | 0 | 0 | 0 | 0 | 0 | 0 | 0 | 0 | 0 | 0 | 0 | 0 | 0 | 0 | 0 | 0 | 0 | 0 | 0 | 0 | 0 | 0
| 0 | 0 | 0 | 0 | 0 | 0 | 0 | 0 | 0 | 0 | 0 | 0 | 0 | 0 | 0 | 0 | 0 | 0 | FALSE | FALSE | FALSE | FALSE | 0 | 0 | 0 | n/a | n/a | n/a | n/a | n/a | 0 | 0 | 100% | 100% | 0 | 0 | 0 | 0 | 0 | 0 | 0 | 0 | 0 | 0 | 0 | 0 | 0 | 0 | 0 | 0 | 0 | 0 | 0 | 0 | 0 | 0
| 0 | 0 | 0 | 0 | 0 | 0 | 0 | 0 | 0 | 0 | 0 | 0 | 0 | 0 | 0 | 0 | 0 | 0 | FALSE | FALSE | FALSE | FALSE | 0 | 0 | 0 | n/a | n/a | n/a | n/a | n/a | 0 | 0 | 100% | 100% | 0 | 0 | 0 | 0 | 0 | 0 | 0 | 0 | 0 | 0 | 0 | 0 | 0 | 0 | 0 | 0 | 0 | 0 | 0 | 0 | 0 | 0
| 0 | 0 | 0 | 0 | 0 | 0 | 0 | 0 | 0 | 0 | 0 | 0 | 0 | 0 | 0 | 0 | 0 | 0 | FALSE | FALSE | FALSE | FALSE | 0 | 0 | 0 | n/a | n/a | n/a | n/a | n/a | 0 | 0 | 100% | 100% | 0 | 0 | 0 | 0 | 0 | 0 | 0 | 0 | 0 | 0 | 0 | 0 | 0 | 0 | 0 | 0 | 0 | 0 | 0 | 0 | 0 | 0
| 0 | 0 | 0 | 0 | 0 | 0 | 0 | 0 | 0 | 0 | 0 | 0 | 0 | 0 | 0 | 0 | 0 | 0 | FALSE | FALSE | FALSE | FALSE | 0 | 0 | 0 | n/a | n/a | n/a | n/a | n/a | 0 | 0 | 100% | 100% | 0 | 0 | 0 | 0 | 0 | 0 | 0 | 0 | 0 | 0 | 0 | 0 | 0 | 0 | 0 | 0 | 0 | 0 | 0 | 0 | 0 | 0
| 0 | 0 | 0 | 0 | 0 | 0 | 0 | 0 | 0 | 0 | 0 | 0 | 0 | 0 | 0 | 0 | 0 | 0 | FALSE | FALSE | FALSE | FALSE | 0 | 0 | 0 | n/a | n/a | n/a | n/a | n/a | 0 | 0 | 100% | 100% | 0 | 0 | 0 | 0 | 0 | 0 | 0 | 0 | 0 | 0 | 0 | 0 | 0 | 0 | 0 | 0 | 0 | 0 | 0 | 0 | 0 | 0
| 0 | 0 | 0 | 0 | 0 | 0 | 0 | 0 | 0 | 0 | 0 | 0 | 0 | 0 | 0 | 0 | 0 | 0 | FALSE | FALSE | FALSE | FALSE | 0 | 0 | 0 | n/a | n/a | n/a | n/a | n/a | 0 | 0 | 100% | 100% | 0 | 0 | 0 | 0 | 0 | 0 | 0 | 0 | 0 | 0 | 0 | 0 | 0 | 0 | 0 | 0 | 0 | 0 | 0 | 0 | 0 | 0
| 0 | 0 | 0 | 0 | 0 | 0 | 0 | 0 | 0 | 0 | 0 | 0 | 0 | 0 | 0 | 0 | 0 | 0 | FALSE | FALSE | FALSE | FALSE | 0 | 0 | 0 | n/a | n/a | n/a | n/a | n/a | 0 | 0 | 100% | 100% | 0 | 0 | 0 | 0 | 0 | 0 | 0 | 0 | 0 | 0 | 0 | 0 | 0 | 0 | 0 | 0 | 0 | 0 | 0 | 0 | 0 | 0
| 0 | 0 | 0 | 0 | 0 | 0 | 0 | 0 | 0 | 0 | 0 | 0 | 0 | 0 | 0 | 0 | 0 | 0 | FALSE | FALSE | FALSE | FALSE | 0 | 0 | 0 | n/a | n/a | n/a | n/a | n/a | 0 | 0 | 100% | 100% | 0 | 0 | 0 | 0 | 0 | 0 | 0 | 0 | 0 | 0 | 0 | 0 | 0 | 0 | 0 | 0 | 0 | 0 | 0 | 0 | 0 | 0
| 0 | 0 | 0 | 0 | 0 | 0 | 0 | 0 | 0 | 0 | 0 | 0 | 0 | 0 | 0 | 0 | 0 | 0 | FALSE | FALSE | FALSE | FALSE | 0 | 0 | 0 | n/a | n/a | n/a | n/a | n/a | 0 | 0 | 100% | 100% | 0 | 0 | 0 | 0 | 0 | 0 | 0 | 0 | 0 | 0 | 0 | 0 | 0 | 0 | 0 | 0 | 0 | 0 | 0 | 0 | 0 | 0
| 0 | 0 | 0 | 0 | 0 | 0 | 0 | 0 | 0 | 0 | 0 | 0 | 0 | 0 | 0 | 0 | 0 | 0 | FALSE | FALSE | FALSE | FALSE | 0 | 0 | 0 | n/a | n/a | n/a | n/a | n/a | 0 | 0 | 100% | 100% | 0 | 0 | 0 | 0 | 0 | 0 | 0 | 0 | 0 | 0 | 0 | 0 | 0 | 0 | 0 | 0 | 0 | 0 | 0 | 0 | 0 | 0
| 0 | 0 | 0 | 0 | 0 | 0 | 0 | 0 | 0 | 0 | 0 | 0 | 0 | 0 | 0 | 0 | 0 | 0 | FALSE | FALSE | FALSE | FALSE | 0 | 0 | 0 | n/a | n/a | n/a | n/a | n/a | 0 | 0 | 100% | 100% | 0 | 0 | 0 | 0 | 0 | 0 | 0 | 0 | 0 | 0 | 0 | 0 | 0 | 0 | 0 | 0 | 0 | 0 | 0 | 0 | 0 | 0
| 0 | 0 | 0 | 0 | 0 | 0 | 0 | 0 | 0 | 0 | 0 | 0 | 0 | 0 | 0 | 0 | 0 | 0 | FALSE | FALSE | FALSE | FALSE | 0 | 0 | 0 | n/a | n/a | n/a | n/a | n/a | 0 | 0 | 100% | 100% | 0 | 0 | 0 | 0 | 0 | 0 | 0 | 0 | 0 | 0 | 0 | 0 | 0 | 0 | 0 | 0 | 0 | 0 | 0 | 0 | 0 | 0
| 0 | 0 | 0 | 0 | 0 | 0 | 0 | 0 | 0 | 0 | 0 | 0 | 0 | 0 | 0 | 0 | 0 | 0 | FALSE | FALSE | FALSE | FALSE | 0 | 0 | 0 | n/a | n/a | n/a | n/a | n/a | 0 | 0 | 100% | 100% | 0 | 0 | 0 | 0 | 0 | 0 | 0 | 0 | 0 | 0 | 0 | 0 | 0 | 0 | 0 | 0 | 0 | 0 | 0 | 0 | 0 | 0
| 0 | 0 | 0 | 0 | 0 | 0 | 0 | 0 | 0 | 0 | 0 | 0 | 0 | 0 | 0 | 0 | 0 | 0 | FALSE | FALSE | FALSE | FALSE | 0 | 0 | 0 | n/a | n/a | n/a | n/a | n/a | 0 | 0 | 100% | 100% | 0 | 0 | 0 | 0 | 0 | 0 | 0 | 0 | 0 | 0 | 0 | 0 | 0 | 0 | 0 | 0 | 0 | 0 | 0 | 0 | 0 | 0
| 0 | 0 | 0 | 0 | 0 | 0 | 0 | 0 | 0 | 0 | 0 | 0 | 0 | 0 | 0 | 0 | 0 | 0 | FALSE | FALSE | FALSE | FALSE | 0 | 0 | 0 | n/a | n/a | n/a | n/a | n/a | 0 | 0 | 100% | 100% | 0 | 0 | 0 | 0 | 0 | 0 | 0 | 0 | 0 | 0 | 0 | 0 | 0 | 0 | 0 | 0 | 0 | 0 | 0 | 0 | 0 | 0
| 0 | 0 | 0 | 0 | 0 | 0 | 0 | 0 | 0 | 0 | 0 | 0 | 0 | 0 | 0 | 0 | 0 | 0 | FALSE | FALSE | FALSE | FALSE | 0 | 0 | 0 | n/a | n/a | n/a | n/a | n/a | 0 | 0 | 100% | 100% | 0 | 0 | 0 | 0 | 0 | 0 | 0 | 0 | 0 | 0 | 0 | 0 | 0 | 0 | 0 | 0 | 0 | 0 | 0 | 0 | 0 | 0
| 0 | 0 | 0 | 0 | 0 | 0 | 0 | 0 | 0 | 0 | 0 | 0 | 0 | 0 | 0 | 0 | 0 | 0 | FALSE | FALSE | FALSE | FALSE | 0 | 0 | 0 | n/a | n/a | n/a | n/a | n/a | 0 | 0 | 100% | 100% | 0 | 0 | 0 | 0 | 0 | 0 | 0 | 0 | 0 | 0 | 0 | 0 | 0 | 0 | 0 | 0 | 0 | 0 | 0 | 0 | 0 | 0
| 0 | 0 | 0 | 0 | 0 | 0 | 0 | 0 | 0 | 0 | 0 | 0 | 0 | 0 | 0 | 0 | 0 | 0 | FALSE | FALSE | FALSE | FALSE | 0 | 0 | 0 | n/a | n/a | n/a | n/a | n/a | 0 | 0 | 100% | 100% | 0 | 0 | 0 | 0 | 0 | 0 | 0 | 0 | 0 | 0 | 0 | 0 | 0 | 0 | 0 | 0 | 0 | 0 | 0 | 0 | 0 | 0
| 0 | 0 | 0 | 0 | 0 | 0 | 0 | 0 | 0 | 0 | 0 | 0 | 0 | 0 | 0 | 0 | 0 | 0 | FALSE | FALSE | FALSE | FALSE | 0 | 0 | 0 | n/a | n/a | n/a | n/a | n/a | 0 | 0 | 100% | 100% | 0 | 0 | 0 | 0 | 0 | 0 | 0 | 0 | 0 | 0 | 0 | 0 | 0 | 0 | 0 | 0 | 0 | 0 | 0 | 0 | 0 | 0
| 0 | 0 | 0 | 0 | 0 | 0 | 0 | 0 | 0 | 0 | 0 | 0 | 0 | 0 | 0 | 0 | 0 | 0 | FALSE | FALSE | FALSE | FALSE | 0 | 0 | 0 | n/a | n/a | n/a | n/a | n/a | 0 | 0 | 100% | 100% | 0 | 0 | 0 | 0 | 0 | 0 | 0 | 0 | 0 | 0 | 0 | 0 | 0 | 0 | 0 | 0 | 0 | 0 | 0 | 0 | 0 | 0
| 0 | 0 | 0 | 0 | 0 | 0 | 0 | 0 | 0 | 0 | 0 | 0 | 0 | 0 | 0 | 0 | 0 | 0 | FALSE | FALSE | FALSE | FALSE | 0 | 0 | 0 | n/a | n/a | n/a | n/a | n/a | 0 | 0 | 100% | 100% | 0 | 0 | 0 | 0 | 0 | 0 | 0 | 0 | 0 | 0 | 0 | 0 | 0 | 0 | 0 | 0 | 0 | 0 | 0 | 0 | 0 | 0
| 0 | 0 | 0 | 0 | 0 | 0 | 0 | 0 | 0 | 0 | 0 | 0 | 0 | 0 | 0 | 0 | 0 | 0 | FALSE | FALSE | FALSE | FALSE | 0 | 0 | 0 | n/a | n/a | n/a | n/a | n/a | 0 | 0 | 100% | 100% | 0 | 0 | 0 | 0 | 0 | 0 | 0 | 0 | 0 | 0 | 0 | 0 | 0 | 0 | 0 | 0 | 0 | 0 | 0 | 0 | 0 | 0
| 0 | 0 | 0 | 0 | 0 | 0 | 0 | 0 | 0 | 0 | 0 | 0 | 0 | 0 | 0 | 0 | 0 | 0 | FALSE | FALSE | FALSE | FALSE | 0 | 0 | 0 | n/a | n/a | n/a | n/a | n/a | 0 | 0 | 100% | 100% | 0 | 0 | 0 | 0 | 0 | 0 | 0 | 0 | 0 | 0 | 0 | 0 | 0 | 0 | 0 | 0 | 0 | 0 | 0 | 0 | 0 | 0
| 0 | 0 | 0 | 0 | 0 | 0 | 0 | 0 | 0 | 0 | 0 | 0 | 0 | 0 | 0 | 0 | 0 | 0 | FALSE | FALSE | FALSE | FALSE | 0 | 0 | 0 | n/a | n/a | n/a | n/a | n/a | 0 | 0 | 100% | 100% | 0 | 0 | 0 | 0 | 0 | 0 | 0 | 0 | 0 | 0 | 0 | 0 | 0 | 0 | 0 | 0 | 0 | 0 | 0 | 0 | 0 | 0
| 0 | 0 | 0 | 0 | 0 | 0 | 0 | 0 | 0 | 0 | 0 | 0 | 0 | 0 | 0 | 0 | 0 | 0 | FALSE | FALSE | FALSE | FALSE | 0 | 0 | 0 | n/a | n/a | n/a | n/a | n/a | 0 | 0 | 100% | 100% | 0 | 0 | 0 | 0 | 0 | 0 | 0 | 0 | 0 | 0 | 0 | 0 | 0 | 0 | 0 | 0 | 0 | 0 | 0 | 0 | 0 | 0
| 0 | 0 | 0 | 0 | 0 | 0 | 0 | 0 | 0 | 0 | 0 | 0 | 0 | 0 | 0 | 0 | 0 | 0 | FALSE | FALSE | FALSE | FALSE | 0 | 0 | 0 | n/a | n/a | n/a | n/a | n/a | 0 | 0 | 100% | 100% | 0 | 0 | 0 | 0 | 0 | 0 | 0 | 0 | 0 | 0 | 0 | 0 | 0 | 0 | 0 | 0 | 0 | 0 | 0 | 0 | 0 | 0
| 0 | 0 | 0 | 0 | 0 | 0 | 0 | 0 | 0 | 0 | 0 | 0 | 0 | 0 | 0 | 0 | 0 | 0 | FALSE | FALSE | FALSE | FALSE | 0 | 0 | 0 | n/a | n/a | n/a | n/a | n/a | 0 | 0 | 100% | 100% | 0 | 0 | 0 | 0 | 0 | 0 | 0 | 0 | 0 | 0 | 0 | 0 | 0 | 0 | 0 | 0 | 0 | 0 | 0 | 0 | 0 | 0
| 0 | 0 | 0 | 0 | 0 | 0 | 0 | 0 | 0 | 0 | 0 | 0 | 0 | 0 | 0 | 0 | 0 | 0 | FALSE | FALSE | FALSE | FALSE | 0 | 0 | 0 | n/a | n/a | n/a | n/a | n/a | 0 | 0 | 100% | 100% | 0 | 0 | 0 | 0 | 0 | 0 | 0 | 0 | 0 | 0 | 0 | 0 | 0 | 0 | 0 | 0 | 0 | 0 | 0 | 0 | 0 | 0
| 0 | 0 | 0 | 0 | 0 | 0 | 0 | 0 | 0 | 0 | 0 | 0 | 0 | 0 | 0 | 0 | 0 | 0 | FALSE | FALSE | FALSE | FALSE | 0 | 0 | 0 | n/a | n/a | n/a | n/a | n/a | 0 | 0 | 100% | 100% | 0 | 0 | 0 | 0 | 0 | 0 | 0 | 0 | 0 | 0 | 0 | 0 | 0 | 0 | 0 | 0 | 0 | 0 | 0 | 0 | 0 | 0
| 0 | 0 | 0 | 0 | 0 | 0 | 0 | 0 | 0 | 0 | 0 | 0 | 0 | 0 | 0 | 0 | 0 | 0 | FALSE | FALSE | FALSE | FALSE | 0 | 0 | 0 | n/a | n/a | n/a | n/a | n/a | 0 | 0 | 100% | 100% | 0 | 0 | 0 | 0 | 0 | 0 | 0 | 0 | 0 | 0 | 0 | 0 | 0 | 0 | 0 | 0 | 0 | 0 | 0 | 0 | 0 | 0
| 0 | 0 | 0 | 0 | 0 | 0 | 0 | 0 | 0 | 0 | 0 | 0 | 0 | 0 | 0 | 0 | 0 | 0 | FALSE | FALSE | FALSE | FALSE | 0 | 0 | 0 | n/a | n/a | n/a | n/a | n/a | 0 | 0 | 100% | 100% | 0 | 0 | 0 | 0 | 0 | 0 | 0 | 0 | 0 | 0 | 0 | 0 | 0 | 0 | 0 | 0 | 0 | 0 | 0 | 0 | 0 | 0
| 0 | 0 | 0 | 0 | 0 | 0 | 0 | 0 | 0 | 0 | 0 | 0 | 0 | 0 | 0 | 0 | 0 | 0 | FALSE | FALSE | FALSE | FALSE | 0 | 0 | 0 | n/a | n/a | n/a | n/a | n/a | 0 | 0 | 100% | 100% | 0 | 0 | 0 | 0 | 0 | 0 | 0 | 0 | 0 | 0 | 0 | 0 | 0 | 0 | 0 | 0 | 0 | 0 | 0 | 0 | 0 | 0
| 0 | 0 | 0 | 0 | 0 | 0 | 0 | 0 | 0 | 0 | 0 | 0 | 0 | 0 | 0 | 0 | 0 | 0 | FALSE | FALSE | FALSE | FALSE | 0 | 0 | 0 | n/a | n/a | n/a | n/a | n/a | 0 | 0 | 100% | 100% | 0 | 0 | 0 | 0 | 0 | 0 | 0 | 0 | 0 | 0 | 0 | 0 | 0 | 0 | 0 | 0 | 0 | 0 | 0 | 0 | 0 | 0
| 0 | 0 | 0 | 0 | 0 | 0 | 0 | 0 | 0 | 0 | 0 | 0 | 0 | 0 | 0 | 0 | 0 | 0 | FALSE | FALSE | FALSE | FALSE | 0 | 0 | 0 | n/a | n/a | n/a | n/a | n/a | 0 | 0 | 100% | 100% | 0 | 0 | 0 | 0 | 0 | 0 | 0 | 0 | 0 | 0 | 0 | 0 | 0 | 0 | 0 | 0 | 0 | 0 | 0 | 0 | 0 | 0
| 0 | 0 | 0 | 0 | 0 | 0 | 0 | 0 | 0 | 0 | 0 | 0 | 0 | 0 | 0 | 0 | 0 | 0 | FALSE | FALSE | FALSE | FALSE | 0 | 0 | 0 | n/a | n/a | n/a | n/a | n/a | 0 | 0 | 100% | 100% | 0 | 0 | 0 | 0 | 0 | 0 | 0 | 0 | 0 | 0 | 0 | 0 | 0 | 0 | 0 | 0 | 0 | 0 | 0 | 0 | 0 | 0
| 0 | 0 | 0 | 0 | 0 | 0 | 0 | 0 | 0 | 0 | 0 | 0 | 0 | 0 | 0 | 0 | 0 | 0 | FALSE | FALSE | FALSE | FALSE | 0 | 0 | 0 | n/a | n/a | n/a | n/a | n/a | 0 | 0 | 100% | 100% | 0 | 0 | 0 | 0 | 0 | 0 | 0 | 0 | 0 | 0 | 0 | 0 | 0 | 0 | 0 | 0 | 0 | 0 | 0 | 0 | 0 | 0
| 0 | 0 | 0 | 0 | 0 | 0 | 0 | 0 | 0 | 0 | 0 | 0 | 0 | 0 | 0 | 0 | 0 | 0 | FALSE | FALSE | FALSE | FALSE | 0 | 0 | 0 | n/a | n/a | n/a | n/a | n/a | 0 | 0 | 100% | 100% | 0 | 0 | 0 | 0 | 0 | 0 | 0 | 0 | 0 | 0 | 0 | 0 | 0 | 0 | 0 | 0 | 0 | 0 | 0 | 0 | 0 | 0
| 0 | 0 | 0 | 0 | 0 | 0 | 0 | 0 | 0 | 0 | 0 | 0 | 0 | 0 | 0 | 0 | 0 | 0 | FALSE | FALSE | FALSE | FALSE | 0 | 0 | 0 | n/a | n/a | n/a | n/a | n/a | 0 | 0 | 100% | 100% | 0 | 0 | 0 | 0 | 0 | 0 | 0 | 0 | 0 | 0 | 0 | 0 | 0 | 0 | 0 | 0 | 0 | 0 | 0 | 0 | 0 | 0
| 0 | 0 | 0 | 0 | 0 | 0 | 0 | 0 | 0 | 0 | 0 | 0 | 0 | 0 | 0 | 0 | 0 | 0 | FALSE | FALSE | FALSE | FALSE | 0 | 0 | 0 | n/a | n/a | n/a | n/a | n/a | 0 | 0 | 100% | 100% | 0 | 0 | 0 | 0 | 0 | 0 | 0 | 0 | 0 | 0 | 0 | 0 | 0 | 0 | 0 | 0 | 0 | 0 | 0 | 0 | 0 | 0
| 0 | 0 | 0 | 0 | 0 | 0 | 0 | 0 | 0 | 0 | 0 | 0 | 0 | 0 | 0 | 0 | 0 | 0 | FALSE | FALSE | FALSE | FALSE | 0 | 0 | 0 | n/a | n/a | n/a | n/a | n/a | 0 | 0 | 100% | 100% | 0 | 0 | 0 | 0 | 0 | 0 | 0 | 0 | 0 | 0 | 0 | 0 | 0 | 0 | 0 | 0 | 0 | 0 | 0 | 0 | 0 | 0
| 0 | 0 | 0 | 0 | 0 | 0 | 0 | 0 | 0 | 0 | 0 | 0 | 0 | 0 | 0 | 0 | 0 | 0 | FALSE | FALSE | FALSE | FALSE | 0 | 0 | 0 | n/a | n/a | n/a | n/a | n/a | 0 | 0 | 100% | 100% | 0 | 0 | 0 | 0 | 0 | 0 | 0 | 0 | 0 | 0 | 0 | 0 | 0 | 0 | 0 | 0 | 0 | 0 | 0 | 0 | 0 | 0
| 0 | 0 | 0 | 0 | 0 | 0 | 0 | 0 | 0 | 0 | 0 | 0 | 0 | 0 | 0 | 0 | 0 | 0 | FALSE | FALSE | FALSE | FALSE | 0 | 0 | 0 | n/a | n/a | n/a | n/a | n/a | 0 | 0 | 100% | 100% | 0 | 0 | 0 | 0 | 0 | 0 | 0 | 0 | 0 | 0 | 0 | 0 | 0 | 0 | 0 | 0 | 0 | 0 | 0 | 0 | 0 | 0
| 0 | 0 | 0 | 0 | 0 | 0 | 0 | 0 | 0 | 0 | 0 | 0 | 0 | 0 | 0 | 0 | 0 | 0 | FALSE | FALSE | FALSE | FALSE | 0 | 0 | 0 | n/a | n/a | n/a | n/a | n/a | 0 | 0 | 100% | 100% | 0 | 0 | 0 | 0 | 0 | 0 | 0 | 0 | 0 | 0 | 0 | 0 | 0 | 0 | 0 | 0 | 0 | 0 | 0 | 0 | 0 | 0
| 0 | 0 | 0 | 0 | 0 | 0 | 0 | 0 | 0 | 0 | 0 | 0 | 0 | 0 | 0 | 0 | 0 | 0 | FALSE | FALSE | FALSE | FALSE | 0 | 0 | 0 | n/a | n/a | n/a | n/a | n/a | 0 | 0 | 100% | 100% | 0 | 0 | 0 | 0 | 0 | 0 | 0 | 0 | 0 | 0 | 0 | 0 | 0 | 0 | 0 | 0 | 0 | 0 | 0 | 0 | 0 | 0
| 0 | 0 | 0 | 0 | 0 | 0 | 0 | 0 | 0 | 0 | 0 | 0 | 0 | 0 | 0 | 0 | 0 | 0 | FALSE | FALSE | FALSE | FALSE | 0 | 0 | 0 | n/a | n/a | n/a | n/a | n/a | 0 | 0 | 100% | 100% | 0 | 0 | 0 | 0 | 0 | 0 | 0 | 0 | 0 | 0 | 0 | 0 | 0 | 0 | 0 | 0 | 0 | 0 | 0 | 0 | 0 | 0
| 0 | 0 | 0 | 0 | 0 | 0 | 0 | 0 | 0 | 0 | 0 | 0 | 0 | 0 | 0 | 0 | 0 | 0 | FALSE | FALSE | FALSE | FALSE | 0 | 0 | 0 | n/a | n/a | n/a | n/a | n/a | 0 | 0 | 100% | 100% | 0 | 0 | 0 | 0 | 0 | 0 | 0 | 0 | 0 | 0 | 0 | 0 | 0 | 0 | 0 | 0 | 0 | 0 | 0 | 0 | 0 | 0
| 0 | 0 | 0 | 0 | 0 | 0 | 0 | 0 | 0 | 0 | 0 | 0 | 0 | 0 | 0 | 0 | 0 | 0 | FALSE | FALSE | FALSE | FALSE | 0 | 0 | 0 | n/a | n/a | n/a | n/a | n/a | 0 | 0 | 100% | 100% | 0 | 0 | 0 | 0 | 0 | 0 | 0 | 0 | 0 | 0 | 0 | 0 | 0 | 0 | 0 | 0 | 0 | 0 | 0 | 0 | 0 | 0
| 0 | 0 | 0 | 0 | 0 | 0 | 0 | 0 | 0 | 0 | 0 | 0 | 0 | 0 | 0 | 0 | 0 | 0 | FALSE | FALSE | FALSE | FALSE | 0 | 0 | 0 | n/a | n/a | n/a | n/a | n/a | 0 | 0 | 100% | 100% | 0 | 0 | 0 | 0 | 0 | 0 | 0 | 0 | 0 | 0 | 0 | 0 | 0 | 0 | 0 | 0 | 0 | 0 | 0 | 0 | 0 | 0
| 0 | 0 | 0 | 0 | 0 | 0 | 0 | 0 | 0 | 0 | 0 | 0 | 0 | 0 | 0 | 0 | 0 | 0 | FALSE | FALSE | FALSE | FALSE | 0 | 0 | 0 | n/a | n/a | n/a | n/a | n/a | 0 | 0 | 100% | 100% | 0 | 0 | 0 | 0 | 0 | 0 | 0 | 0 | 0 | 0 | 0 | 0 | 0 | 0 | 0 | 0 | 0 | 0 | 0 | 0 | 0 | 0
| 0 | 0 | 0 | 0 | 0 | 0 | 0 | 0 | 0 | 0 | 0 | 0 | 0 | 0 | 0 | 0 | 0 | 0 | FALSE | FALSE | FALSE | FALSE | 0 | 0 | 0 | n/a | n/a | n/a | n/a | n/a | 0 | 0 | 100% | 100% | 0 | 0 | 0 | 0 | 0 | 0 | 0 | 0 | 0 | 0 | 0 | 0 | 0 | 0 | 0 | 0 | 0 | 0 | 0 | 0 | 0 | 0
| 0 | 0 | 0 | 0 | 0 | 0 | 0 | 0 | 0 | 0 | 0 | 0 | 0 | 0 | 0 | 0 | 0 | 0 | FALSE | FALSE | FALSE | FALSE | 0 | 0 | 0 | n/a | n/a | n/a | n/a | n/a | 0 | 0 | 100% | 100% | 0 | 0 | 0 | 0 | 0 | 0 | 0 | 0 | 0 | 0 | 0 | 0 | 0 | 0 | 0 | 0 | 0 | 0 | 0 | 0 | 0 | 0
| 0 | 0 | 0 | 0 | 0 | 0 | 0 | 0 | 0 | 0 | 0 | 0 | 0 | 0 | 0 | 0 | 0 | 0 | FALSE | FALSE | FALSE | FALSE | 0 | 0 | 0 | n/a | n/a | n/a | n/a | n/a | 0 | 0 | 100% | 100% | 0 | 0 | 0 | 0 | 0 | 0 | 0 | 0 | 0 | 0 | 0 | 0 | 0 | 0 | 0 | 0 | 0 | 0 | 0 | 0 | 0 | 0
| 0 | 0 | 0 | 0 | 0 | 0 | 0 | 0 | 0 | 0 | 0 | 0 | 0 | 0 | 0 | 0 | 0 | 0 | FALSE | FALSE | FALSE | FALSE | 0 | 0 | 0 | n/a | n/a | n/a | n/a | n/a | 0 | 0 | 100% | 100% | 0 | 0 | 0 | 0 | 0 | 0 | 0 | 0 | 0 | 0 | 0 | 0 | 0 | 0 | 0 | 0 | 0 | 0 | 0 | 0 | 0 | 0
| 0 | 0 | 0 | 0 | 0 | 0 | 0 | 0 | 0 | 0 | 0 | 0 | 0 | 0 | 0 | 0 | 0 | 0 | FALSE | FALSE | FALSE | FALSE | 0 | 0 | 0 | n/a | n/a | n/a | n/a | n/a | 0 | 0 | 100% | 100% | 0 | 0 | 0 | 0 | 0 | 0 | 0 | 0 | 0 | 0 | 0 | 0 | 0 | 0 | 0 | 0 | 0 | 0 | 0 | 0 | 0 | 0
| 0 | 0 | 0 | 0 | 0 | 0 | 0 | 0 | 0 | 0 | 0 | 0 | 0 | 0 | 0 | 0 | 0 | 0 | FALSE | FALSE | FALSE | FALSE | 0 | 0 | 0 | n/a | n/a | n/a | n/a | n/a | 0 | 0 | 100% | 100% | 0 | 0 | 0 | 0 | 0 | 0 | 0 | 0 | 0 | 0 | 0 | 0 | 0 | 0 | 0 | 0 | 0 | 0 | 0 | 0 | 0 | 0
| 0 | 0 | 0 | 0 | 0 | 0 | 0 | 0 | 0 | 0 | 0 | 0 | 0 | 0 | 0 | 0 | 0 | 0 | FALSE | FALSE | FALSE | FALSE | 0 | 0 | 0 | n/a | n/a | n/a | n/a | n/a | 0 | 0 | 100% | 100% | 0 | 0 | 0 | 0 | 0 | 0 | 0 | 0 | 0 | 0 | 0 | 0 | 0 | 0 | 0 | 0 | 0 | 0 | 0 | 0 | 0 | 0
| 0 | 0 | 0 | 0 | 0 | 0 | 0 | 0 | 0 | 0 | 0 | 0 | 0 | 0 | 0 | 0 | 0 | 0 | FALSE | FALSE | FALSE | FALSE | 0 | 0 | 0 | n/a | n/a | n/a | n/a | n/a | 0 | 0 | 100% | 100% | 0 | 0 | 0 | 0 | 0 | 0 | 0 | 0 | 0 | 0 | 0 | 0 | 0 | 0 | 0 | 0 | 0 | 0 | 0 | 0 | 0 | 0
| 0 | 0 | 0 | 0 | 0 | 0 | 0 | 0 | 0 | 0 | 0 | 0 | 0 | 0 | 0 | 0 | 0 | 0 | FALSE | FALSE | FALSE | FALSE | 0 | 0 | 0 | n/a | n/a | n/a | n/a | n/a | 0 | 0 | 100% | 100% | 0 | 0 | 0 | 0 | 0 | 0 | 0 | 0 | 0 | 0 | 0 | 0 | 0 | 0 | 0 | 0 | 0 | 0 | 0 | 0 | 0 | 0
| 0 | 0 | 0 | 0 | 0 | 0 | 0 | 0 | 0 | 0 | 0 | 0 | 0 | 0 | 0 | 0 | 0 | 0 | FALSE | FALSE | FALSE | FALSE | 0 | 0 | 0 | n/a | n/a | n/a | n/a | n/a | 0 | 0 | 100% | 100% | 0 | 0 | 0 | 0 | 0 | 0 | 0 | 0 | 0 | 0 | 0 | 0 | 0 | 0 | 0 | 0 | 0 | 0 | 0 | 0 | 0 | 0
| 0 | 0 | 0 | 0 | 0 | 0 | 0 | 0 | 0 | 0 | 0 | 0 | 0 | 0 | 0 | 0 | 0 | 0 | FALSE | FALSE | FALSE | FALSE | 0 | 0 | 0 | n/a | n/a | n/a | n/a | n/a | 0 | 0 | 100% | 100% | 0 | 0 | 0 | 0 | 0 | 0 | 0 | 0 | 0 | 0 | 0 | 0 | 0 | 0 | 0 | 0 | 0 | 0 | 0 | 0 | 0 | 0
| 0 | 0 | 0 | 0 | 0 | 0 | 0 | 0 | 0 | 0 | 0 | 0 | 0 | 0 | 0 | 0 | 0 | 0 | FALSE | FALSE | FALSE | FALSE | 0 | 0 | 0 | n/a | n/a | n/a | n/a | n/a | 0 | 0 | 100% | 100% | 0 | 0 | 0 | 0 | 0 | 0 | 0 | 0 | 0 | 0 | 0 | 0 | 0 | 0 | 0 | 0 | 0 | 0 | 0 | 0 | 0 | 0
| 0 | 0 | 0 | 0 | 0 | 0 | 0 | 0 | 0 | 0 | 0 | 0 | 0 | 0 | 0 | 0 | 0 | 0 | FALSE | FALSE | FALSE | FALSE | 0 | 0 | 0 | n/a | n/a | n/a | n/a | n/a | 0 | 0 | 100% | 100% | 0 | 0 | 0 | 0 | 0 | 0 | 0 | 0 | 0 | 0 | 0 | 0 | 0 | 0 | 0 | 0 | 0 | 0 | 0 | 0 | 0 | 0
| 0 | 0 | 0 | 0 | 0 | 0 | 0 | 0 | 0 | 0 | 0 | 0 | 0 | 0 | 0 | 0 | 0 | 0 | FALSE | FALSE | FALSE | FALSE | 0 | 0 | 0 | n/a | n/a | n/a | n/a | n/a | 0 | 0 | 100% | 100% | 0 | 0 | 0 | 0 | 0 | 0 | 0 | 0 | 0 | 0 | 0 | 0 | 0 | 0 | 0 | 0 | 0 | 0 | 0 | 0 | 0 | 0
| 0 | 0 | 0 | 0 | 0 | 0 | 0 | 0 | 0 | 0 | 0 | 0 | 0 | 0 | 0 | 0 | 0 | 0 | FALSE | FALSE | FALSE | FALSE | 0 | 0 | 0 | n/a | n/a | n/a | n/a | n/a | 0 | 0 | 100% | 100% | 0 | 0 | 0 | 0 | 0 | 0 | 0 | 0 | 0 | 0 | 0 | 0 | 0 | 0 | 0 | 0 | 0 | 0 | 0 | 0 | 0 | 0
| 0 | 0 | 0 | 0 | 0 | 0 | 0 | 0 | 0 | 0 | 0 | 0 | 0 | 0 | 0 | 0 | 0 | 0 | FALSE | FALSE | FALSE | FALSE | 0 | 0 | 0 | n/a | n/a | n/a | n/a | n/a | 0 | 0 | 100% | 100% | 0 | 0 | 0 | 0 | 0 | 0 | 0 | 0 | 0 | 0 | 0 | 0 | 0 | 0 | 0 | 0 | 0 | 0 | 0 | 0 | 0 | 0
| 0 | 0 | 0 | 0 | 0 | 0 | 0 | 0 | 0 | 0 | 0 | 0 | 0 | 0 | 0 | 0 | 0 | 0 | FALSE | FALSE | FALSE | FALSE | 0 | 0 | 0 | n/a | n/a | n/a | n/a | n/a | 0 | 0 | 100% | 100% | 0 | 0 | 0 | 0 | 0 | 0 | 0 | 0 | 0 | 0 | 0 | 0 | 0 | 0 | 0 | 0 | 0 | 0 | 0 | 0 | 0 | 0
| 0 | 0 | 0 | 0 | 0 | 0 | 0 | 0 | 0 | 0 | 0 | 0 | 0 | 0 | 0 | 0 | 0 | 0 | FALSE | FALSE | FALSE | FALSE | 0 | 0 | 0 | n/a | n/a | n/a | n/a | n/a | 0 | 0 | 100% | 100% | 0 | 0 | 0 | 0 | 0 | 0 | 0 | 0 | 0 | 0 | 0 | 0 | 0 | 0 | 0 | 0 | 0 | 0 | 0 | 0 | 0 | 0
| 0 | 0 | 0 | 0 | 0 | 0 | 0 | 0 | 0 | 0 | 0 | 0 | 0 | 0 | 0 | 0 | 0 | 0 | FALSE | FALSE | FALSE | FALSE | 0 | 0 | 0 | n/a | n/a | n/a | n/a | n/a | 0 | 0 | 100% | 100% | 0 | 0 | 0 | 0 | 0 | 0 | 0 | 0 | 0 | 0 | 0 | 0 | 0 | 0 | 0 | 0 | 0 | 0 | 0 | 0 | 0 | 0
| 0 | 0 | 0 | 0 | 0 | 0 | 0 | 0 | 0 | 0 | 0 | 0 | 0 | 0 | 0 | 0 | 0 | 0 | FALSE | FALSE | FALSE | FALSE | 0 | 0 | 0 | n/a | n/a | n/a | n/a | n/a | 0 | 0 | 100% | 100% | 0 | 0 | 0 | 0 | 0 | 0 | 0 | 0 | 0 | 0 | 0 | 0 | 0 | 0 | 0 | 0 | 0 | 0 | 0 | 0 | 0 | 0
| 0 | 0 | 0 | 0 | 0 | 0 | 0 | 0 | 0 | 0 | 0 | 0 | 0 | 0 | 0 | 0 | 0 | 0 | FALSE | FALSE | FALSE | FALSE | 0 | 0 | 0 | n/a | n/a | n/a | n/a | n/a | 0 | 0 | 100% | 100% | 0 | 0 | 0 | 0 | 0 | 0 | 0 | 0 | 0 | 0 | 0 | 0 | 0 | 0 | 0 | 0 | 0 | 0 | 0 | 0 | 0 | 0
| 0 | 0 | 0 | 0 | 0 | 0 | 0 | 0 | 0 | 0 | 0 | 0 | 0 | 0 | 0 | 0 | 0 | 0 | FALSE | FALSE | FALSE | FALSE | 0 | 0 | 0 | n/a | n/a | n/a | n/a | n/a | 0 | 0 | 100% | 100% | 0 | 0 | 0 | 0 | 0 | 0 | 0 | 0 | 0 | 0 | 0 | 0 | 0 | 0 | 0 | 0 | 0 | 0 | 0 | 0 | 0 | 0
| 0 | 0 | 0 | 0 | 0 | 0 | 0 | 0 | 0 | 0 | 0 | 0 | 0 | 0 | 0 | 0 | 0 | 0 | FALSE | FALSE | FALSE | FALSE | 0 | 0 | 0 | n/a | n/a | n/a | n/a | n/a | 0 | 0 | 100% | 100% | 0 | 0 | 0 | 0 | 0 | 0 | 0 | 0 | 0 | 0 | 0 | 0 | 0 | 0 | 0 | 0 | 0 | 0 | 0 | 0 | 0 | 0
| 0 | 0 | 0 | 0 | 0 | 0 | 0 | 0 | 0 | 0 | 0 | 0 | 0 | 0 | 0 | 0 | 0 | 0 | FALSE | FALSE | FALSE | FALSE | 0 | 0 | 0 | n/a | n/a | n/a | n/a | n/a | 0 | 0 | 100% | 100% | 0 | 0 | 0 | 0 | 0 | 0 | 0 | 0 | 0 | 0 | 0 | 0 | 0 | 0 | 0 | 0 | 0 | 0 | 0 | 0 | 0 | 0
| 0 | 0 | 0 | 0 | 0 | 0 | 0 | 0 | 0 | 0 | 0 | 0 | 0 | 0 | 0 | 0 | 0 | 0 | FALSE | FALSE | FALSE | FALSE | 0 | 0 | 0 | n/a | n/a | n/a | n/a | n/a | 0 | 0 | 100% | 100% | 0 | 0 | 0 | 0 | 0 | 0 | 0 | 0 | 0 | 0 | 0 | 0 | 0 | 0 | 0 | 0 | 0 | 0 | 0 | 0 | 0 | 0
| 0 | 0 | 0 | 0 | 0 | 0 | 0 | 0 | 0 | 0 | 0 | 0 | 0 | 0 | 0 | 0 | 0 | 0 | FALSE | FALSE | FALSE | FALSE | 0 | 0 | 0 | n/a | n/a | n/a | n/a | n/a | 0 | 0 | 100% | 100% | 0 | 0 | 0 | 0 | 0 | 0 | 0 | 0 | 0 | 0 | 0 | 0 | 0 | 0 | 0 | 0 | 0 | 0 | 0 | 0 | 0 | 0
| 0 | 0 | 0 | 0 | 0 | 0 | 0 | 0 | 0 | 0 | 0 | 0 | 0 | 0 | 0 | 0 | 0 | 0 | FALSE | FALSE | FALSE | FALSE | 0 | 0 | 0 | n/a | n/a | n/a | n/a | n/a | 0 | 0 | 100% | 100% | 0 | 0 | 0 | 0 | 0 | 0 | 0 | 0 | 0 | 0 | 0 | 0 | 0 | 0 | 0 | 0 | 0 | 0 | 0 | 0 | 0 | 0
| 0 | 0 | 0 | 0 | 0 | 0 | 0 | 0 | 0 | 0 | 0 | 0 | 0 | 0 | 0 | 0 | 0 | 0 | FALSE | FALSE | FALSE | FALSE | 0 | 0 | 0 | n/a | n/a | n/a | n/a | n/a | 0 | 0 | 100% | 100% | 0 | 0 | 0 | 0 | 0 | 0 | 0 | 0 | 0 | 0 | 0 | 0 | 0 | 0 | 0 | 0 | 0 | 0 | 0 | 0 | 0 | 0
| 0 | 0 | 0 | 0 | 0 | 0 | 0 | 0 | 0 | 0 | 0 | 0 | 0 | 0 | 0 | 0 | 0 | 0 | FALSE | FALSE | FALSE | FALSE | 0 | 0 | 0 | n/a | n/a | n/a | n/a | n/a | 0 | 0 | 100% | 100% | 0 | 0 | 0 | 0 | 0 | 0 | 0 | 0 | 0 | 0 | 0 | 0 | 0 | 0 | 0 | 0 | 0 | 0 | 0 | 0 | 0 | 0
| 0 | 0 | 0 | 0 | 0 | 0 | 0 | 0 | 0 | 0 | 0 | 0 | 0 | 0 | 0 | 0 | 0 | 0 | FALSE | FALSE | FALSE | FALSE | 0 | 0 | 0 | n/a | n/a | n/a | n/a | n/a | 0 | 0 | 100% | 100% | 0 | 0 | 0 | 0 | 0 | 0 | 0 | 0 | 0 | 0 | 0 | 0 | 0 | 0 | 0 | 0 | 0 | 0 | 0 | 0 | 0 | 0
| 0 | 0 | 0 | 0 | 0 | 0 | 0 | 0 | 0 | 0 | 0 | 0 | 0 | 0 | 0 | 0 | 0 | 0 | FALSE | FALSE | FALSE | FALSE | 0 | 0 | 0 | n/a | n/a | n/a | n/a | n/a | 0 | 0 | 100% | 100% | 0 | 0 | 0 | 0 | 0 | 0 | 0 | 0 | 0 | 0 | 0 | 0 | 0 | 0 | 0 | 0 | 0 | 0 | 0 | 0 | 0 | 0
| 0 | 0 | 0 | 0 | 0 | 0 | 0 | 0 | 0 | 0 | 0 | 0 | 0 | 0 | 0 | 0 | 0 | 0 | FALSE | FALSE | FALSE | FALSE | 0 | 0 | 0 | n/a | n/a | n/a | n/a | n/a | 0 | 0 | 100% | 100% | 0 | 0 | 0 | 0 | 0 | 0 | 0 | 0 | 0 | 0 | 0 | 0 | 0 | 0 | 0 | 0 | 0 | 0 | 0 | 0 | 0 | 0
| 0 | 0 | 0 | 0 | 0 | 0 | 0 | 0 | 0 | 0 | 0 | 0 | 0 | 0 | 0 | 0 | 0 | 0 | FALSE | FALSE | FALSE | FALSE | 0 | 0 | 0 | n/a | n/a | n/a | n/a | n/a | 0 | 0 | 100% | 100% | 0 | 0 | 0 | 0 | 0 | 0 | 0 | 0 | 0 | 0 | 0 | 0 | 0 | 0 | 0 | 0 | 0 | 0 | 0 | 0 | 0 | 0
| 0 | 0 | 0 | 0 | 0 | 0 | 0 | 0 | 0 | 0 | 0 | 0 | 0 | 0 | 0 | 0 | 0 | 0 | FALSE | FALSE | FALSE | FALSE | 0 | 0 | 0 | n/a | n/a | n/a | n/a | n/a | 0 | 0 | 100% | 100% | 0 | 0 | 0 | 0 | 0 | 0 | 0 | 0 | 0 | 0 | 0 | 0 | 0 | 0 | 0 | 0 | 0 | 0 | 0 | 0 | 0 | 0
| 0 | 0 | 0 | 0 | 0 | 0 | 0 | 0 | 0 | 0 | 0 | 0 | 0 | 0 | 0 | 0 | 0 | 0 | FALSE | FALSE | FALSE | FALSE | 0 | 0 | 0 | n/a | n/a | n/a | n/a | n/a | 0 | 0 | 100% | 100% | 0 | 0 | 0 | 0 | 0 | 0 | 0 | 0 | 0 | 0 | 0 | 0 | 0 | 0 | 0 | 0 | 0 | 0 | 0 | 0 | 0 | 0
| 0 | 0 | 0 | 0 | 0 | 0 | 0 | 0 | 0 | 0 | 0 | 0 | 0 | 0 | 0 | 0 | 0 | 0 | FALSE | FALSE | FALSE | FALSE | 0 | 0 | 0 | n/a | n/a | n/a | n/a | n/a | 0 | 0 | 100% | 100% | 0 | 0 | 0 | 0 | 0 | 0 | 0 | 0 | 0 | 0 | 0 | 0 | 0 | 0 | 0 | 0 | 0 | 0 | 0 | 0 | 0 | 0
| 0 | 0 | 0 | 0 | 0 | 0 | 0 | 0 | 0 | 0 | 0 | 0 | 0 | 0 | 0 | 0 | 0 | 0 | FALSE | FALSE | FALSE | FALSE | 0 | 0 | 0 | n/a | n/a | n/a | n/a | n/a | 0 | 0 | 100% | 100% | 0 | 0 | 0 | 0 | 0 | 0 | 0 | 0 | 0 | 0 | 0 | 0 | 0 | 0 | 0 | 0 | 0 | 0 | 0 | 0 | 0 | 0
| 0 | 0 | 0 | 0 | 0 | 0 | 0 | 0 | 0 | 0 | 0 | 0 | 0 | 0 | 0 | 0 | 0 | 0 | FALSE | FALSE | FALSE | FALSE | 0 | 0 | 0 | n/a | n/a | n/a | n/a | n/a | 0 | 0 | 100% | 100% | 0 | 0 | 0 | 0 | 0 | 0 | 0 | 0 | 0 | 0 | 0 | 0 | 0 | 0 | 0 | 0 | 0 | 0 | 0 | 0 | 0 | 0
| 0 | 0 | 0 | 0 | 0 | 0 | 0 | 0 | 0 | 0 | 0 | 0 | 0 | 0 | 0 | 0 | 0 | 0 | FALSE | FALSE | FALSE | FALSE | 0 | 0 | 0 | n/a | n/a | n/a | n/a | n/a | 0 | 0 | 100% | 100% | 0 | 0 | 0 | 0 | 0 | 0 | 0 | 0 | 0 | 0 | 0 | 0 | 0 | 0 | 0 | 0 | 0 | 0 | 0 | 0 | 0 | 0
| 0 | 0 | 0 | 0 | 0 | 0 | 0 | 0 | 0 | 0 | 0 | 0 | 0 | 0 | 0 | 0 | 0 | 0 | FALSE | FALSE | FALSE | FALSE | 0 | 0 | 0 | n/a | n/a | n/a | n/a | n/a | 0 | 0 | 100% | 100% | 0 | 0 | 0 | 0 | 0 | 0 | 0 | 0 | 0 | 0 | 0 | 0 | 0 | 0 | 0 | 0 | 0 | 0 | 0 | 0 | 0 | 0
| 0 | 0 | 0 | 0 | 0 | 0 | 0 | 0 | 0 | 0 | 0 | 0 | 0 | 0 | 0 | 0 | 0 | 0 | FALSE | FALSE | FALSE | FALSE | 0 | 0 | 0 | n/a | n/a | n/a | n/a | n/a | 0 | 0 | 100% | 100% | 0 | 0 | 0 | 0 | 0 | 0 | 0 | 0 | 0 | 0 | 0 | 0 | 0 | 0 | 0 | 0 | 0 | 0 | 0 | 0 | 0 | 0
| 0 | 0 | 0 | 0 | 0 | 0 | 0 | 0 | 0 | 0 | 0 | 0 | 0 | 0 | 0 | 0 | 0 | 0 | FALSE | FALSE | FALSE | FALSE | 0 | 0 | 0 | n/a | n/a | n/a | n/a | n/a | 0 | 0 | 100% | 100% | 0 | 0 | 0 | 0 | 0 | 0 | 0 | 0 | 0 | 0 | 0 | 0 | 0 | 0 | 0 | 0 | 0 | 0 | 0 | 0 | 0 | 0
| 0 | 0 | 0 | 0 | 0 | 0 | 0 | 0 | 0 | 0 | 0 | 0 | 0 | 0 | 0 | 0 | 0 | 0 | FALSE | FALSE | FALSE | FALSE | 0 | 0 | 0 | n/a | n/a | n/a | n/a | n/a | 0 | 0 | 100% | 100% | 0 | 0 | 0 | 0 | 0 | 0 | 0 | 0 | 0 | 0 | 0 | 0 | 0 | 0 | 0 | 0 | 0 | 0 | 0 | 0 | 0 | 0
| 0 | 0 | 0 | 0 | 0 | 0 | 0 | 0 | 0 | 0 | 0 | 0 | 0 | 0 | 0 | 0 | 0 | 0 | FALSE | FALSE | FALSE | FALSE | 0 | 0 | 0 | n/a | n/a | n/a | n/a | n/a | 0 | 0 | 100% | 100% | 0 | 0 | 0 | 0 | 0 | 0 | 0 | 0 | 0 | 0 | 0 | 0 | 0 | 0 | 0 | 0 | 0 | 0 | 0 | 0 | 0 | 0
| 0 | 0 | 0 | 0 | 0 | 0 | 0 | 0 | 0 | 0 | 0 | 0 | 0 | 0 | 0 | 0 | 0 | 0 | FALSE | FALSE | FALSE | FALSE | 0 | 0 | 0 | n/a | n/a | n/a | n/a | n/a | 0 | 0 | 100% | 100% | 0 | 0 | 0 | 0 | 0 | 0 | 0 | 0 | 0 | 0 | 0 | 0 | 0 | 0 | 0 | 0 | 0 | 0 | 0 | 0 | 0 | 0
| 0 | 0 | 0 | 0 | 0 | 0 | 0 | 0 | 0 | 0 | 0 | 0 | 0 | 0 | 0 | 0 | 0 | 0 | FALSE | FALSE | FALSE | FALSE | 0 | 0 | 0 | n/a | n/a | n/a | n/a | n/a | 0 | 0 | 100% | 100% | 0 | 0 | 0 | 0 | 0 | 0 | 0 | 0 | 0 | 0 | 0 | 0 | 0 | 0 | 0 | 0 | 0 | 0 | 0 | 0 | 0 | 0
| 0 | 0 | 0 | 0 | 0 | 0 | 0 | 0 | 0 | 0 | 0 | 0 | 0 | 0 | 0 | 0 | 0 | 0 | FALSE | FALSE | FALSE | FALSE | 0 | 0 | 0 | n/a | n/a | n/a | n/a | n/a | 0 | 0 | 100% | 100% | 0 | 0 | 0 | 0 | 0 | 0 | 0 | 0 | 0 | 0 | 0 | 0 | 0 | 0 | 0 | 0 | 0 | 0 | 0 | 0 | 0 | 0
| 0 | 0 | 0 | 0 | 0 | 0 | 0 | 0 | 0 | 0 | 0 | 0 | 0 | 0 | 0 | 0 | 0 | 0 | FALSE | FALSE | FALSE | FALSE | 0 | 0 | 0 | n/a | n/a | n/a | n/a | n/a | 0 | 0 | 100% | 100% | 0 | 0 | 0 | 0 | 0 | 0 | 0 | 0 | 0 | 0 | 0 | 0 | 0 | 0 | 0 | 0 | 0 | 0 | 0 | 0 | 0 | 0
| 0 | 0 | 0 | 0 | 0 | 0 | 0 | 0 | 0 | 0 | 0 | 0 | 0 | 0 | 0 | 0 | 0 | 0 | FALSE | FALSE | FALSE | FALSE | 0 | 0 | 0 | n/a | n/a | n/a | n/a | n/a | 0 | 0 | 100% | 100% | 0 | 0 | 0 | 0 | 0 | 0 | 0 | 0 | 0 | 0 | 0 | 0 | 0 | 0 | 0 | 0 | 0 | 0 | 0 | 0 | 0 | 0
| 0 | 0 | 0 | 0 | 0 | 0 | 0 | 0 | 0 | 0 | 0 | 0 | 0 | 0 | 0 | 0 | 0 | 0 | FALSE | FALSE | FALSE | FALSE | 0 | 0 | 0 | n/a | n/a | n/a | n/a | n/a | 0 | 0 | 100% | 100% | 0 | 0 | 0 | 0 | 0 | 0 | 0 | 0 | 0 | 0 | 0 | 0 | 0 | 0 | 0 | 0 | 0 | 0 | 0 | 0 | 0 | 0
| 0 | 0 | 0 | 0 | 0 | 0 | 0 | 0 | 0 | 0 | 0 | 0 | 0 | 0 | 0 | 0 | 0 | 0 | FALSE | FALSE | FALSE | FALSE | 0 | 0 | 0 | n/a | n/a | n/a | n/a | n/a | 0 | 0 | 100% | 100% | 0 | 0 | 0 | 0 | 0 | 0 | 0 | 0 | 0 | 0 | 0 | 0 | 0 | 0 | 0 | 0 | 0 | 0 | 0 | 0 | 0 | 0
| 0 | 0 | 0 | 0 | 0 | 0 | 0 | 0 | 0 | 0 | 0 | 0 | 0 | 0 | 0 | 0 | 0 | 0 | FALSE | FALSE | FALSE | FALSE | 0 | 0 | 0 | n/a | n/a | n/a | n/a | n/a | 0 | 0 | 100% | 100% | 0 | 0 | 0 | 0 | 0 | 0 | 0 | 0 | 0 | 0 | 0 | 0 | 0 | 0 | 0 | 0 | 0 | 0 | 0 | 0 | 0 | 0
| 0 | 0 | 0 | 0 | 0 | 0 | 0 | 0 | 0 | 0 | 0 | 0 | 0 | 0 | 0 | 0 | 0 | 0 | FALSE | FALSE | FALSE | FALSE | 0 | 0 | 0 | n/a | n/a | n/a | n/a | n/a | 0 | 0 | 100% | 100% | 0 | 0 | 0 | 0 | 0 | 0 | 0 | 0 | 0 | 0 | 0 | 0 | 0 | 0 | 0 | 0 | 0 | 0 | 0 | 0 | 0 | 0
| 0 | 0 | 0 | 0 | 0 | 0 | 0 | 0 | 0 | 0 | 0 | 0 | 0 | 0 | 0 | 0 | 0 | 0 | FALSE | FALSE | FALSE | FALSE | 0 | 0 | 0 | n/a | n/a | n/a | n/a | n/a | 0 | 0 | 100% | 100% | 0 | 0 | 0 | 0 | 0 | 0 | 0 | 0 | 0 | 0 | 0 | 0 | 0 | 0 | 0 | 0 | 0 | 0 | 0 | 0 | 0 | 0
| 0 | 0 | 0 | 0 | 0 | 0 | 0 | 0 | 0 | 0 | 0 | 0 | 0 | 0 | 0 | 0 | 0 | 0 | FALSE | FALSE | FALSE | FALSE | 0 | 0 | 0 | n/a | n/a | n/a | n/a | n/a | 0 | 0 | 100% | 100% | 0 | 0 | 0 | 0 | 0 | 0 | 0 | 0 | 0 | 0 | 0 | 0 | 0 | 0 | 0 | 0 | 0 | 0 | 0 | 0 | 0 | 0
| 0 | 0 | 0 | 0 | 0 | 0 | 0 | 0 | 0 | 0 | 0 | 0 | 0 | 0 | 0 | 0 | 0 | 0 | FALSE | FALSE | FALSE | FALSE | 0 | 0 | 0 | n/a | n/a | n/a | n/a | n/a | 0 | 0 | 100% | 100% | 0 | 0 | 0 | 0 | 0 | 0 | 0 | 0 | 0 | 0 | 0 | 0 | 0 | 0 | 0 | 0 | 0 | 0 | 0 | 0 | 0 | 0
| 0 | 0 | 0 | 0 | 0 | 0 | 0 | 0 | 0 | 0 | 0 | 0 | 0 | 0 | 0 | 0 | 0 | 0 | FALSE | FALSE | FALSE | FALSE | 0 | 0 | 0 | n/a | n/a | n/a | n/a | n/a | 0 | 0 | 100% | 100% | 0 | 0 | 0 | 0 | 0 | 0 | 0 | 0 | 0 | 0 | 0 | 0 | 0 | 0 | 0 | 0 | 0 | 0 | 0 | 0 | 0 | 0
| 0 | 0 | 0 | 0 | 0 | 0 | 0 | 0 | 0 | 0 | 0 | 0 | 0 | 0 | 0 | 0 | 0 | 0 | FALSE | FALSE | FALSE | FALSE | 0 | 0 | 0 | n/a | n/a | n/a | n/a | n/a | 0 | 0 | 100% | 100% | 0 | 0 | 0 | 0 | 0 | 0 | 0 | 0 | 0 | 0 | 0 | 0 | 0 | 0 | 0 | 0 | 0 | 0 | 0 | 0 | 0 | 0
| 0 | 0 | 0 | 0 | 0 | 0 | 0 | 0 | 0 | 0 | 0 | 0 | 0 | 0 | 0 | 0 | 0 | 0 | FALSE | FALSE | FALSE | FALSE | 0 | 0 | 0 | n/a | n/a | n/a | n/a | n/a | 0 | 0 | 100% | 100% | 0 | 0 | 0 | 0 | 0 | 0 | 0 | 0 | 0 | 0 | 0 | 0 | 0 | 0 | 0 | 0 | 0 | 0 | 0 | 0 | 0 | 0
| 0 | 0 | 0 | 0 | 0 | 0 | 0 | 0 | 0 | 0 | 0 | 0 | 0 | 0 | 0 | 0 | 0 | 0 | FALSE | FALSE | FALSE | FALSE | 0 | 0 | 0 | n/a | n/a | n/a | n/a | n/a | 0 | 0 | 100% | 100% | 0 | 0 | 0 | 0 | 0 | 0 | 0 | 0 | 0 | 0 | 0 | 0 | 0 | 0 | 0 | 0 | 0 | 0 | 0 | 0 | 0 | 0
| 0 | 0 | 0 | 0 | 0 | 0 | 0 | 0 | 0 | 0 | 0 | 0 | 0 | 0 | 0 | 0 | 0 | 0 | FALSE | FALSE | FALSE | FALSE | 0 | 0 | 0 | n/a | n/a | n/a | n/a | n/a | 0 | 0 | 100% | 100% | 0 | 0 | 0 | 0 | 0 | 0 | 0 | 0 | 0 | 0 | 0 | 0 | 0 | 0 | 0 | 0 | 0 | 0 | 0 | 0 | 0 | 0
| 0 | 0 | 0 | 0 | 0 | 0 | 0 | 0 | 0 | 0 | 0 | 0 | 0 | 0 | 0 | 0 | 0 | 0 | FALSE | FALSE | FALSE | FALSE | 0 | 0 | 0 | n/a | n/a | n/a | n/a | n/a | 0 | 0 | 100% | 100% | 0 | 0 | 0 | 0 | 0 | 0 | 0 | 0 | 0 | 0 | 0 | 0 | 0 | 0 | 0 | 0 | 0 | 0 | 0 | 0 | 0 | 0
| 0 | 0 | 0 | 0 | 0 | 0 | 0 | 0 | 0 | 0 | 0 | 0 | 0 | 0 | 0 | 0 | 0 | 0 | FALSE | FALSE | FALSE | FALSE | 0 | 0 | 0 | n/a | n/a | n/a | n/a | n/a | 0 | 0 | 100% | 100% | 0 | 0 | 0 | 0 | 0 | 0 | 0 | 0 | 0 | 0 | 0 | 0 | 0 | 0 | 0 | 0 | 0 | 0 | 0 | 0 | 0 | 0
| 0 | 0 | 0 | 0 | 0 | 0 | 0 | 0 | 0 | 0 | 0 | 0 | 0 | 0 | 0 | 0 | 0 | 0 | FALSE | FALSE | FALSE | FALSE | 0 | 0 | 0 | n/a | n/a | n/a | n/a | n/a | 0 | 0 | 100% | 100% | 0 | 0 | 0 | 0 | 0 | 0 | 0 | 0 | 0 | 0 | 0 | 0 | 0 | 0 | 0 | 0 | 0 | 0 | 0 | 0 | 0 | 0
| 0 | 0 | 0 | 0 | 0 | 0 | 0 | 0 | 0 | 0 | 0 | 0 | 0 | 0 | 0 | 0 | 0 | 0 | FALSE | FALSE | FALSE | FALSE | 0 | 0 | 0 | n/a | n/a | n/a | n/a | n/a | 0 | 0 | 100% | 100% | 0 | 0 | 0 | 0 | 0 | 0 | 0 | 0 | 0 | 0 | 0 | 0 | 0 | 0 | 0 | 0 | 0 | 0 | 0 | 0 | 0 | 0
| 0 | 0 | 0 | 0 | 0 | 0 | 0 | 0 | 0 | 0 | 0 | 0 | 0 | 0 | 0 | 0 | 0 | 0 | FALSE | FALSE | FALSE | FALSE | 0 | 0 | 0 | n/a | n/a | n/a | n/a | n/a | 0 | 0 | 100% | 100% | 0 | 0 | 0 | 0 | 0 | 0 | 0 | 0 | 0 | 0 | 0 | 0 | 0 | 0 | 0 | 0 | 0 | 0 | 0 | 0 | 0 | 0
| 0 | 0 | 0 | 0 | 0 | 0 | 0 | 0 | 0 | 0 | 0 | 0 | 0 | 0 | 0 | 0 | 0 | 0 | FALSE | FALSE | FALSE | FALSE | 0 | 0 | 0 | n/a | n/a | n/a | n/a | n/a | 0 | 0 | 100% | 100% | 0 | 0 | 0 | 0 | 0 | 0 | 0 | 0 | 0 | 0 | 0 | 0 | 0 | 0 | 0 | 0 | 0 | 0 | 0 | 0 | 0 | 0
| 0 | 0 | 0 | 0 | 0 | 0 | 0 | 0 | 0 | 0 | 0 | 0 | 0 | 0 | 0 | 0 | 0 | 0 | FALSE | FALSE | FALSE | FALSE | 0 | 0 | 0 | n/a | n/a | n/a | n/a | n/a | 0 | 0 | 100% | 100% | 0 | 0 | 0 | 0 | 0 | 0 | 0 | 0 | 0 | 0 | 0 | 0 | 0 | 0 | 0 | 0 | 0 | 0 | 0 | 0 | 0 | 0
| 0 | 0 | 0 | 0 | 0 | 0 | 0 | 0 | 0 | 0 | 0 | 0 | 0 | 0 | 0 | 0 | 0 | 0 | FALSE | FALSE | FALSE | FALSE | 0 | 0 | 0 | n/a | n/a | n/a | n/a | n/a | 0 | 0 | 100% | 100% | 0 | 0 | 0 | 0 | 0 | 0 | 0 | 0 | 0 | 0 | 0 | 0 | 0 | 0 | 0 | 0 | 0 | 0 | 0 | 0 | 0 | 0
| 0 | 0 | 0 | 0 | 0 | 0 | 0 | 0 | 0 | 0 | 0 | 0 | 0 | 0 | 0 | 0 | 0 | 0 | FALSE | FALSE | FALSE | FALSE | 0 | 0 | 0 | n/a | n/a | n/a | n/a | n/a | 0 | 0 | 100% | 100% | 0 | 0 | 0 | 0 | 0 | 0 | 0 | 0 | 0 | 0 | 0 | 0 | 0 | 0 | 0 | 0 | 0 | 0 | 0 | 0 | 0 | 0
| 0 | 0 | 0 | 0 | 0 | 0 | 0 | 0 | 0 | 0 | 0 | 0 | 0 | 0 | 0 | 0 | 0 | 0 | FALSE | FALSE | FALSE | FALSE | 0 | 0 | 0 | n/a | n/a | n/a | n/a | n/a | 0 | 0 | 100% | 100% | 0 | 0 | 0 | 0 | 0 | 0 | 0 | 0 | 0 | 0 | 0 | 0 | 0 | 0 | 0 | 0 | 0 | 0 | 0 | 0 | 0 | 0
| 0 | 0 | 0 | 0 | 0 | 0 | 0 | 0 | 0 | 0 | 0 | 0 | 0 | 0 | 0 | 0 | 0 | 0 | FALSE | FALSE | FALSE | FALSE | 0 | 0 | 0 | n/a | n/a | n/a | n/a | n/a | 0 | 0 | 100% | 100% | 0 | 0 | 0 | 0 | 0 | 0 | 0 | 0 | 0 | 0 | 0 | 0 | 0 | 0 | 0 | 0 | 0 | 0 | 0 | 0 | 0 | 0
| 0 | 0 | 0 | 0 | 0 | 0 | 0 | 0 | 0 | 0 | 0 | 0 | 0 | 0 | 0 | 0 | 0 | 0 | FALSE | FALSE | FALSE | FALSE | 0 | 0 | 0 | n/a | n/a | n/a | n/a | n/a | 0 | 0 | 100% | 100% | 0 | 0 | 0 | 0 | 0 | 0 | 0 | 0 | 0 | 0 | 0 | 0 | 0 | 0 | 0 | 0 | 0 | 0 | 0 | 0 | 0 | 0
| 0 | 0 | 0 | 0 | 0 | 0 | 0 | 0 | 0 | 0 | 0 | 0 | 0 | 0 | 0 | 0 | 0 | 0 | FALSE | FALSE | FALSE | FALSE | 0 | 0 | 0 | n/a | n/a | n/a | n/a | n/a | 0 | 0 | 100% | 100% | 0 | 0 | 0 | 0 | 0 | 0 | 0 | 0 | 0 | 0 | 0 | 0 | 0 | 0 | 0 | 0 | 0 | 0 | 0 | 0 | 0 | 0
| 0 | 0 | 0 | 0 | 0 | 0 | 0 | 0 | 0 | 0 | 0 | 0 | 0 | 0 | 0 | 0 | 0 | 0 | FALSE | FALSE | FALSE | FALSE | 0 | 0 | 0 | n/a | n/a | n/a | n/a | n/a | 0 | 0 | 100% | 100% | 0 | 0 | 0 | 0 | 0 | 0 | 0 | 0 | 0 | 0 | 0 | 0 | 0 | 0 | 0 | 0 | 0 | 0 | 0 | 0 | 0 | 0
| 0 | 0 | 0 | 0 | 0 | 0 | 0 | 0 | 0 | 0 | 0 | 0 | 0 | 0 | 0 | 0 | 0 | 0 | FALSE | FALSE | FALSE | FALSE | 0 | 0 | 0 | n/a | n/a | n/a | n/a | n/a | 0 | 0 | 100% | 100% | 0 | 0 | 0 | 0 | 0 | 0 | 0 | 0 | 0 | 0 | 0 | 0 | 0 | 0 | 0 | 0 | 0 | 0 | 0 | 0 | 0 | 0
| 0 | 0 | 0 | 0 | 0 | 0 | 0 | 0 | 0 | 0 | 0 | 0 | 0 | 0 | 0 | 0 | 0 | 0 | FALSE | FALSE | FALSE | FALSE | 0 | 0 | 0 | n/a | n/a | n/a | n/a | n/a | 0 | 0 | 100% | 100% | 0 | 0 | 0 | 0 | 0 | 0 | 0 | 0 | 0 | 0 | 0 | 0 | 0 | 0 | 0 | 0 | 0 | 0 | 0 | 0 | 0 | 0
| 0 | 0 | 0 | 0 | 0 | 0 | 0 | 0 | 0 | 0 | 0 | 0 | 0 | 0 | 0 | 0 | 0 | 0 | FALSE | FALSE | FALSE | FALSE | 0 | 0 | 0 | n/a | n/a | n/a | n/a | n/a | 0 | 0 | 100% | 100% | 0 | 0 | 0 | 0 | 0 | 0 | 0 | 0 | 0 | 0 | 0 | 0 | 0 | 0 | 0 | 0 | 0 | 0 | 0 | 0 | 0 | 0
| 0 | 0 | 0 | 0 | 0 | 0 | 0 | 0 | 0 | 0 | 0 | 0 | 0 | 0 | 0 | 0 | 0 | 0 | FALSE | FALSE | FALSE | FALSE | 0 | 0 | 0 | n/a | n/a | n/a | n/a | n/a | 0 | 0 | 100% | 100% | 0 | 0 | 0 | 0 | 0 | 0 | 0 | 0 | 0 | 0 | 0 | 0 | 0 | 0 | 0 | 0 | 0 | 0 | 0 | 0 | 0 | 0
| 0 | 0 | 0 | 0 | 0 | 0 | 0 | 0 | 0 | 0 | 0 | 0 | 0 | 0 | 0 | 0 | 0 | 0 | FALSE | FALSE | FALSE | FALSE | 0 | 0 | 0 | n/a | n/a | n/a | n/a | n/a | 0 | 0 | 100% | 100% | 0 | 0 | 0 | 0 | 0 | 0 | 0 | 0 | 0 | 0 | 0 | 0 | 0 | 0 | 0 | 0 | 0 | 0 | 0 | 0 | 0 | 0
| 0 | 0 | 0 | 0 | 0 | 0 | 0 | 0 | 0 | 0 | 0 | 0 | 0 | 0 | 0 | 0 | 0 | 0 | FALSE | FALSE | FALSE | FALSE | 0 | 0 | 0 | n/a | n/a | n/a | n/a | n/a | 0 | 0 | 100% | 100% | 0 | 0 | 0 | 0 | 0 | 0 | 0 | 0 | 0 | 0 | 0 | 0 | 0 | 0 | 0 | 0 | 0 | 0 | 0 | 0 | 0 | 0
| 0 | 0 | 0 | 0 | 0 | 0 | 0 | 0 | 0 | 0 | 0 | 0 | 0 | 0 | 0 | 0 | 0 | 0 | FALSE | FALSE | FALSE | FALSE | 0 | 0 | 0 | n/a | n/a | n/a | n/a | n/a | 0 | 0 | 100% | 100% | 0 | 0 | 0 | 0 | 0 | 0 | 0 | 0 | 0 | 0 | 0 | 0 | 0 | 0 | 0 | 0 | 0 | 0 | 0 | 0 | 0 | 0
| 0 | 0 | 0 | 0 | 0 | 0 | 0 | 0 | 0 | 0 | 0 | 0 | 0 | 0 | 0 | 0 | 0 | 0 | FALSE | FALSE | FALSE | FALSE | 0 | 0 | 0 | n/a | n/a | n/a | n/a | n/a | 0 | 0 | 100% | 100% | 0 | 0 | 0 | 0 | 0 | 0 | 0 | 0 | 0 | 0 | 0 | 0 | 0 | 0 | 0 | 0 | 0 | 0 | 0 | 0 | 0 | 0
| 0 | 0 | 0 | 0 | 0 | 0 | 0 | 0 | 0 | 0 | 0 | 0 | 0 | 0 | 0 | 0 | 0 | 0 | FALSE | FALSE | FALSE | FALSE | 0 | 0 | 0 | n/a | n/a | n/a | n/a | n/a | 0 | 0 | 100% | 100% | 0 | 0 | 0 | 0 | 0 | 0 | 0 | 0 | 0 | 0 | 0 | 0 | 0 | 0 | 0 | 0 | 0 | 0 | 0 | 0 | 0 | 0
| 0 | 0 | 0 | 0 | 0 | 0 | 0 | 0 | 0 | 0 | 0 | 0 | 0 | 0 | 0 | 0 | 0 | 0 | FALSE | FALSE | FALSE | FALSE | 0 | 0 | 0 | n/a | n/a | n/a | n/a | n/a | 0 | 0 | 100% | 100% | 0 | 0 | 0 | 0 | 0 | 0 | 0 | 0 | 0 | 0 | 0 | 0 | 0 | 0 | 0 | 0 | 0 | 0 | 0 | 0 | 0 | 0
| 0 | 0 | 0 | 0 | 0 | 0 | 0 | 0 | 0 | 0 | 0 | 0 | 0 | 0 | 0 | 0 | 0 | 0 | FALSE | FALSE | FALSE | FALSE | 0 | 0 | 0 | n/a | n/a | n/a | n/a | n/a | 0 | 0 | 100% | 100% | 0 | 0 | 0 | 0 | 0 | 0 | 0 | 0 | 0 | 0 | 0 | 0 | 0 | 0 | 0 | 0 | 0 | 0 | 0 | 0 | 0 | 0
| 0 | 0 | 0 | 0 | 0 | 0 | 0 | 0 | 0 | 0 | 0 | 0 | 0 | 0 | 0 | 0 | 0 | 0 | FALSE | FALSE | FALSE | FALSE | 0 | 0 | 0 | n/a | n/a | n/a | n/a | n/a | 0 | 0 | 100% | 100% | 0 | 0 | 0 | 0 | 0 | 0 | 0 | 0 | 0 | 0 | 0 | 0 | 0 | 0 | 0 | 0 | 0 | 0 | 0 | 0 | 0 | 0
| 0 | 0 | 0 | 0 | 0 | 0 | 0 | 0 | 0 | 0 | 0 | 0 | 0 | 0 | 0 | 0 | 0 | 0 | FALSE | FALSE | FALSE | FALSE | 0 | 0 | 0 | n/a | n/a | n/a | n/a | n/a | 0 | 0 | 100% | 100% | 0 | 0 | 0 | 0 | 0 | 0 | 0 | 0 | 0 | 0 | 0 | 0 | 0 | 0 | 0 | 0 | 0 | 0 | 0 | 0 | 0 | 0
| 0 | 0 | 0 | 0 | 0 | 0 | 0 | 0 | 0 | 0 | 0 | 0 | 0 | 0 | 0 | 0 | 0 | 0 | FALSE | FALSE | FALSE | FALSE | 0 | 0 | 0 | n/a | n/a | n/a | n/a | n/a | 0 | 0 | 100% | 100% | 0 | 0 | 0 | 0 | 0 | 0 | 0 | 0 | 0 | 0 | 0 | 0 | 0 | 0 | 0 | 0 | 0 | 0 | 0 | 0 | 0 | 0
| 0 | 0 | 0 | 0 | 0 | 0 | 0 | 0 | 0 | 0 | 0 | 0 | 0 | 0 | 0 | 0 | 0 | 0 | FALSE | FALSE | FALSE | FALSE | 0 | 0 | 0 | n/a | n/a | n/a | n/a | n/a | 0 | 0 | 100% | 100% | 0 | 0 | 0 | 0 | 0 | 0 | 0 | 0 | 0 | 0 | 0 | 0 | 0 | 0 | 0 | 0 | 0 | 0 | 0 | 0 | 0 | 0
| 0 | 0 | 0 | 0 | 0 | 0 | 0 | 0 | 0 | 0 | 0 | 0 | 0 | 0 | 0 | 0 | 0 | 0 | FALSE | FALSE | FALSE | FALSE | 0 | 0 | 0 | n/a | n/a | n/a | n/a | n/a | 0 | 0 | 100% | 100% | 0 | 0 | 0 | 0 | 0 | 0 | 0 | 0 | 0 | 0 | 0 | 0 | 0 | 0 | 0 | 0 | 0 | 0 | 0 | 0 | 0 | 0
| 0 | 0 | 0 | 0 | 0 | 0 | 0 | 0 | 0 | 0 | 0 | 0 | 0 | 0 | 0 | 0 | 0 | 0 | FALSE | FALSE | FALSE | FALSE | 0 | 0 | 0 | n/a | n/a | n/a | n/a | n/a | 0 | 0 | 100% | 100% | 0 | 0 | 0 | 0 | 0 | 0 | 0 | 0 | 0 | 0 | 0 | 0 | 0 | 0 | 0 | 0 | 0 | 0 | 0 | 0 | 0 | 0
| 0 | 0 | 0 | 0 | 0 | 0 | 0 | 0 | 0 | 0 | 0 | 0 | 0 | 0 | 0 | 0 | 0 | 0 | FALSE | FALSE | FALSE | FALSE | 0 | 0 | 0 | n/a | n/a | n/a | n/a | n/a | 0 | 0 | 100% | 100% | 0 | 0 | 0 | 0 | 0 | 0 | 0 | 0 | 0 | 0 | 0 | 0 | 0 | 0 | 0 | 0 | 0 | 0 | 0 | 0 | 0 | 0
| 0 | 0 | 0 | 0 | 0 | 0 | 0 | 0 | 0 | 0 | 0 | 0 | 0 | 0 | 0 | 0 | 0 | 0 | FALSE | FALSE | FALSE | FALSE | 0 | 0 | 0 | n/a | n/a | n/a | n/a | n/a | 0 | 0 | 100% | 100% | 0 | 0 | 0 | 0 | 0 | 0 | 0 | 0 | 0 | 0 | 0 | 0 | 0 | 0 | 0 | 0 | 0 | 0 | 0 | 0 | 0 | 0
| 0 | 0 | 0 | 0 | 0 | 0 | 0 | 0 | 0 | 0 | 0 | 0 | 0 | 0 | 0 | 0 | 0 | 0 | FALSE | FALSE | FALSE | FALSE | 0 | 0 | 0 | n/a | n/a | n/a | n/a | n/a | 0 | 0 | 100% | 100% | 0 | 0 | 0 | 0 | 0 | 0 | 0 | 0 | 0 | 0 | 0 | 0 | 0 | 0 | 0 | 0 | 0 | 0 | 0 | 0 | 0 | 0
| 0 | 0 | 0 | 0 | 0 | 0 | 0 | 0 | 0 | 0 | 0 | 0 | 0 | 0 | 0 | 0 | 0 | 0 | FALSE | FALSE | FALSE | FALSE | 0 | 0 | 0 | n/a | n/a | n/a | n/a | n/a | 0 | 0 | 100% | 100% | 0 | 0 | 0 | 0 | 0 | 0 | 0 | 0 | 0 | 0 | 0 | 0 | 0 | 0 | 0 | 0 | 0 | 0 | 0 | 0 | 0 | 0
| 0 | 0 | 0 | 0 | 0 | 0 | 0 | 0 | 0 | 0 | 0 | 0 | 0 | 0 | 0 | 0 | 0 | 0 | FALSE | FALSE | FALSE | FALSE | 0 | 0 | 0 | n/a | n/a | n/a | n/a | n/a | 0 | 0 | 100% | 100% | 0 | 0 | 0 | 0 | 0 | 0 | 0 | 0 | 0 | 0 | 0 | 0 | 0 | 0 | 0 | 0 | 0 | 0 | 0 | 0 | 0 | 0
| 0 | 0 | 0 | 0 | 0 | 0 | 0 | 0 | 0 | 0 | 0 | 0 | 0 | 0 | 0 | 0 | 0 | 0 | FALSE | FALSE | FALSE | FALSE | 0 | 0 | 0 | n/a | n/a | n/a | n/a | n/a | 0 | 0 | 100% | 100% | 0 | 0 | 0 | 0 | 0 | 0 | 0 | 0 | 0 | 0 | 0 | 0 | 0 | 0 | 0 | 0 | 0 | 0 | 0 | 0 | 0 | 0
| 0 | 0 | 0 | 0 | 0 | 0 | 0 | 0 | 0 | 0 | 0 | 0 | 0 | 0 | 0 | 0 | 0 | 0 | FALSE | FALSE | FALSE | FALSE | 0 | 0 | 0 | n/a | n/a | n/a | n/a | n/a | 0 | 0 | 100% | 100% | 0 | 0 | 0 | 0 | 0 | 0 | 0 | 0 | 0 | 0 | 0 | 0 | 0 | 0 | 0 | 0 | 0 | 0 | 0 | 0 | 0 | 0
| 0 | 0 | 0 | 0 | 0 | 0 | 0 | 0 | 0 | 0 | 0 | 0 | 0 | 0 | 0 | 0 | 0 | 0 | FALSE | FALSE | FALSE | FALSE | 0 | 0 | 0 | n/a | n/a | n/a | n/a | n/a | 0 | 0 | 100% | 100% | 0 | 0 | 0 | 0 | 0 | 0 | 0 | 0 | 0 | 0 | 0 | 0 | 0 | 0 | 0 | 0 | 0 | 0 | 0 | 0 | 0 | 0
| 0 | 0 | 0 | 0 | 0 | 0 | 0 | 0 | 0 | 0 | 0 | 0 | 0 | 0 | 0 | 0 | 0 | 0 | FALSE | FALSE | FALSE | FALSE | 0 | 0 | 0 | n/a | n/a | n/a | n/a | n/a | 0 | 0 | 100% | 100% | 0 | 0 | 0 | 0 | 0 | 0 | 0 | 0 | 0 | 0 | 0 | 0 | 0 | 0 | 0 | 0 | 0 | 0 | 0 | 0 | 0 | 0
| 0 | 0 | 0 | 0 | 0 | 0 | 0 | 0 | 0 | 0 | 0 | 0 | 0 | 0 | 0 | 0 | 0 | 0 | FALSE | FALSE | FALSE | FALSE | 0 | 0 | 0 | n/a | n/a | n/a | n/a | n/a | 0 | 0 | 100% | 100% | 0 | 0 | 0 | 0 | 0 | 0 | 0 | 0 | 0 | 0 | 0 | 0 | 0 | 0 | 0 | 0 | 0 | 0 | 0 | 0 | 0 | 0
| 0 | 0 | 0 | 0 | 0 | 0 | 0 | 0 | 0 | 0 | 0 | 0 | 0 | 0 | 0 | 0 | 0 | 0 | FALSE | FALSE | FALSE | FALSE | 0 | 0 | 0 | n/a | n/a | n/a | n/a | n/a | 0 | 0 | 100% | 100% | 0 | 0 | 0 | 0 | 0 | 0 | 0 | 0 | 0 | 0 | 0 | 0 | 0 | 0 | 0 | 0 | 0 | 0 | 0 | 0 | 0 | 0
| 0 | 0 | 0 | 0 | 0 | 0 | 0 | 0 | 0 | 0 | 0 | 0 | 0 | 0 | 0 | 0 | 0 | 0 | FALSE | FALSE | FALSE | FALSE | 0 | 0 | 0 | n/a | n/a | n/a | n/a | n/a | 0 | 0 | 100% | 100% | 0 | 0 | 0 | 0 | 0 | 0 | 0 | 0 | 0 | 0 | 0 | 0 | 0 | 0 | 0 | 0 | 0 | 0 | 0 | 0 | 0 | 0
| 0 | 0 | 0 | 0 | 0 | 0 | 0 | 0 | 0 | 0 | 0 | 0 | 0 | 0 | 0 | 0 | 0 | 0 | FALSE | FALSE | FALSE | FALSE | 0 | 0 | 0 | n/a | n/a | n/a | n/a | n/a | 0 | 0 | 100% | 100% | 0 | 0 | 0 | 0 | 0 | 0 | 0 | 0 | 0 | 0 | 0 | 0 | 0 | 0 | 0 | 0 | 0 | 0 | 0 | 0 | 0 | 0
| 0 | 0 | 0 | 0 | 0 | 0 | 0 | 0 | 0 | 0 | 0 | 0 | 0 | 0 | 0 | 0 | 0 | 0 | FALSE | FALSE | FALSE | FALSE | 0 | 0 | 0 | n/a | n/a | n/a | n/a | n/a | 0 | 0 | 100% | 100% | 0 | 0 | 0 | 0 | 0 | 0 | 0 | 0 | 0 | 0 | 0 | 0 | 0 | 0 | 0 | 0 | 0 | 0 | 0 | 0 | 0 | 0
| 0 | 0 | 0 | 0 | 0 | 0 | 0 | 0 | 0 | 0 | 0 | 0 | 0 | 0 | 0 | 0 | 0 | 0 | FALSE | FALSE | FALSE | FALSE | 0 | 0 | 0 | n/a | n/a | n/a | n/a | n/a | 0 | 0 | 100% | 100% | 0 | 0 | 0 | 0 | 0 | 0 | 0 | 0 | 0 | 0 | 0 | 0 | 0 | 0 | 0 | 0 | 0 | 0 | 0 | 0 | 0 | 0
| 0 | 0 | 0 | 0 | 0 | 0 | 0 | 0 | 0 | 0 | 0 | 0 | 0 | 0 | 0 | 0 | 0 | 0 | FALSE | FALSE | FALSE | FALSE | 0 | 0 | 0 | n/a | n/a | n/a | n/a | n/a | 0 | 0 | 100% | 100% | 0 | 0 | 0 | 0 | 0 | 0 | 0 | 0 | 0 | 0 | 0 | 0 | 0 | 0 | 0 | 0 | 0 | 0 | 0 | 0 | 0 | 0
| 0 | 0 | 0 | 0 | 0 | 0 | 0 | 0 | 0 | 0 | 0 | 0 | 0 | 0 | 0 | 0 | 0 | 0 | FALSE | FALSE | FALSE | FALSE | 0 | 0 | 0 | n/a | n/a | n/a | n/a | n/a | 0 | 0 | 100% | 100% | 0 | 0 | 0 | 0 | 0 | 0 | 0 | 0 | 0 | 0 | 0 | 0 | 0 | 0 | 0 | 0 | 0 | 0 | 0 | 0 | 0 | 0
| 0 | 0 | 0 | 0 | 0 | 0 | 0 | 0 | 0 | 0 | 0 | 0 | 0 | 0 | 0 | 0 | 0 | 0 | FALSE | FALSE | FALSE | FALSE | 0 | 0 | 0 | n/a | n/a | n/a | n/a | n/a | 0 | 0 | 100% | 100% | 0 | 0 | 0 | 0 | 0 | 0 | 0 | 0 | 0 | 0 | 0 | 0 | 0 | 0 | 0 | 0 | 0 | 0 | 0 | 0 | 0 | 0
| 0 | 0 | 0 | 0 | 0 | 0 | 0 | 0 | 0 | 0 | 0 | 0 | 0 | 0 | 0 | 0 | 0 | 0 | FALSE | FALSE | FALSE | FALSE | 0 | 0 | 0 | n/a | n/a | n/a | n/a | n/a | 0 | 0 | 100% | 100% | 0 | 0 | 0 | 0 | 0 | 0 | 0 | 0 | 0 | 0 | 0 | 0 | 0 | 0 | 0 | 0 | 0 | 0 | 0 | 0 | 0 | 0
| 0 | 0 | 0 | 0 | 0 | 0 | 0 | 0 | 0 | 0 | 0 | 0 | 0 | 0 | 0 | 0 | 0 | 0 | FALSE | FALSE | FALSE | FALSE | 0 | 0 | 0 | n/a | n/a | n/a | n/a | n/a | 0 | 0 | 100% | 100% | 0 | 0 | 0 | 0 | 0 | 0 | 0 | 0 | 0 | 0 | 0 | 0 | 0 | 0 | 0 | 0 | 0 | 0 | 0 | 0 | 0 | 0
| 0 | 0 | 0 | 0 | 0 | 0 | 0 | 0 | 0 | 0 | 0 | 0 | 0 | 0 | 0 | 0 | 0 | 0 | FALSE | FALSE | FALSE | FALSE | 0 | 0 | 0 | n/a | n/a | n/a | n/a | n/a | 0 | 0 | 100% | 100% | 0 | 0 | 0 | 0 | 0 | 0 | 0 | 0 | 0 | 0 | 0 | 0 | 0 | 0 | 0 | 0 | 0 | 0 | 0 | 0 | 0 | 0
| 0 | 0 | 0 | 0 | 0 | 0 | 0 | 0 | 0 | 0 | 0 | 0 | 0 | 0 | 0 | 0 | 0 | 0 | FALSE | FALSE | FALSE | FALSE | 0 | 0 | 0 | n/a | n/a | n/a | n/a | n/a | 0 | 0 | 100% | 100% | 0 | 0 | 0 | 0 | 0 | 0 | 0 | 0 | 0 | 0 | 0 | 0 | 0 | 0 | 0 | 0 | 0 | 0 | 0 | 0 | 0 | 0
| 0 | 0 | 0 | 0 | 0 | 0 | 0 | 0 | 0 | 0 | 0 | 0 | 0 | 0 | 0 | 0 | 0 | 0 | FALSE | FALSE | FALSE | FALSE | 0 | 0 | 0 | n/a | n/a | n/a | n/a | n/a | 0 | 0 | 100% | 100% | 0 | 0 | 0 | 0 | 0 | 0 | 0 | 0 | 0 | 0 | 0 | 0 | 0 | 0 | 0 | 0 | 0 | 0 | 0 | 0 | 0 | 0
| 0 | 0 | 0 | 0 | 0 | 0 | 0 | 0 | 0 | 0 | 0 | 0 | 0 | 0 | 0 | 0 | 0 | 0 | FALSE | FALSE | FALSE | FALSE | 0 | 0 | 0 | n/a | n/a | n/a | n/a | n/a | 0 | 0 | 100% | 100% | 0 | 0 | 0 | 0 | 0 | 0 | 0 | 0 | 0 | 0 | 0 | 0 | 0 | 0 | 0 | 0 | 0 | 0 | 0 | 0 | 0 | 0
| 0 | 0 | 0 | 0 | 0 | 0 | 0 | 0 | 0 | 0 | 0 | 0 | 0 | 0 | 0 | 0 | 0 | 0 | FALSE | FALSE | FALSE | FALSE | 0 | 0 | 0 | n/a | n/a | n/a | n/a | n/a | 0 | 0 | 100% | 100% | 0 | 0 | 0 | 0 | 0 | 0 | 0 | 0 | 0 | 0 | 0 | 0 | 0 | 0 | 0 | 0 | 0 | 0 | 0 | 0 | 0 | 0
| 0 | 0 | 0 | 0 | 0 | 0 | 0 | 0 | 0 | 0 | 0 | 0 | 0 | 0 | 0 | 0 | 0 | 0 | FALSE | FALSE | FALSE | FALSE | 0 | 0 | 0 | n/a | n/a | n/a | n/a | n/a | 0 | 0 | 100% | 100% | 0 | 0 | 0 | 0 | 0 | 0 | 0 | 0 | 0 | 0 | 0 | 0 | 0 | 0 | 0 | 0 | 0 | 0 | 0 | 0 | 0 | 0
| 0 | 0 | 0 | 0 | 0 | 0 | 0 | 0 | 0 | 0 | 0 | 0 | 0 | 0 | 0 | 0 | 0 | 0 | FALSE | FALSE | FALSE | FALSE | 0 | 0 | 0 | n/a | n/a | n/a | n/a | n/a | 0 | 0 | 100% | 100% | 0 | 0 | 0 | 0 | 0 | 0 | 0 | 0 | 0 | 0 | 0 | 0 | 0 | 0 | 0 | 0 | 0 | 0 | 0 | 0 | 0 | 0
| 0 | 0 | 0 | 0 | 0 | 0 | 0 | 0 | 0 | 0 | 0 | 0 | 0 | 0 | 0 | 0 | 0 | 0 | FALSE | FALSE | FALSE | FALSE | 0 | 0 | 0 | n/a | n/a | n/a | n/a | n/a | 0 | 0 | 100% | 100% | 0 | 0 | 0 | 0 | 0 | 0 | 0 | 0 | 0 | 0 | 0 | 0 | 0 | 0 | 0 | 0 | 0 | 0 | 0 | 0 | 0 | 0
| 0 | 0 | 0 | 0 | 0 | 0 | 0 | 0 | 0 | 0 | 0 | 0 | 0 | 0 | 0 | 0 | 0 | 0 | FALSE | FALSE | FALSE | FALSE | 0 | 0 | 0 | n/a | n/a | n/a | n/a | n/a | 0 | 0 | 100% | 100% | 0 | 0 | 0 | 0 | 0 | 0 | 0 | 0 | 0 | 0 | 0 | 0 | 0 | 0 | 0 | 0 | 0 | 0 | 0 | 0 | 0 | 0
| 0 | 0 | 0 | 0 | 0 | 0 | 0 | 0 | 0 | 0 | 0 | 0 | 0 | 0 | 0 | 0 | 0 | 0 | FALSE | FALSE | FALSE | FALSE | 0 | 0 | 0 | n/a | n/a | n/a | n/a | n/a | 0 | 0 | 100% | 100% | 0 | 0 | 0 | 0 | 0 | 0 | 0 | 0 | 0 | 0 | 0 | 0 | 0 | 0 | 0 | 0 | 0 | 0 | 0 | 0 | 0 | 0
| 0 | 0 | 0 | 0 | 0 | 0 | 0 | 0 | 0 | 0 | 0 | 0 | 0 | 0 | 0 | 0 | 0 | 0 | FALSE | FALSE | FALSE | FALSE | 0 | 0 | 0 | n/a | n/a | n/a | n/a | n/a | 0 | 0 | 100% | 100% | 0 | 0 | 0 | 0 | 0 | 0 | 0 | 0 | 0 | 0 | 0 | 0 | 0 | 0 | 0 | 0 | 0 | 0 | 0 | 0 | 0 | 0
| 0 | 0 | 0 | 0 | 0 | 0 | 0 | 0 | 0 | 0 | 0 | 0 | 0 | 0 | 0 | 0 | 0 | 0 | FALSE | FALSE | FALSE | FALSE | 0 | 0 | 0 | n/a | n/a | n/a | n/a | n/a | 0 | 0 | 100% | 100% | 0 | 0 | 0 | 0 | 0 | 0 | 0 | 0 | 0 | 0 | 0 | 0 | 0 | 0 | 0 | 0 | 0 | 0 | 0 | 0 | 0 | 0
| 0 | 0 | 0 | 0 | 0 | 0 | 0 | 0 | 0 | 0 | 0 | 0 | 0 | 0 | 0 | 0 | 0 | 0 | FALSE | FALSE | FALSE | FALSE | 0 | 0 | 0 | n/a | n/a | n/a | n/a | n/a | 0 | 0 | 100% | 100% | 0 | 0 | 0 | 0 | 0 | 0 | 0 | 0 | 0 | 0 | 0 | 0 | 0 | 0 | 0 | 0 | 0 | 0 | 0 | 0 | 0 | 0
| 0 | 0 | 0 | 0 | 0 | 0 | 0 | 0 | 0 | 0 | 0 | 0 | 0 | 0 | 0 | 0 | 0 | 0 | FALSE | FALSE | FALSE | FALSE | 0 | 0 | 0 | n/a | n/a | n/a | n/a | n/a | 0 | 0 | 100% | 100% | 0 | 0 | 0 | 0 | 0 | 0 | 0 | 0 | 0 | 0 | 0 | 0 | 0 | 0 | 0 | 0 | 0 | 0 | 0 | 0 | 0 | 0
| 0 | 0 | 0 | 0 | 0 | 0 | 0 | 0 | 0 | 0 | 0 | 0 | 0 | 0 | 0 | 0 | 0 | 0 | FALSE | FALSE | FALSE | FALSE | 0 | 0 | 0 | n/a | n/a | n/a | n/a | n/a | 0 | 0 | 100% | 100% | 0 | 0 | 0 | 0 | 0 | 0 | 0 | 0 | 0 | 0 | 0 | 0 | 0 | 0 | 0 | 0 | 0 | 0 | 0 | 0 | 0 | 0
| 0 | 0 | 0 | 0 | 0 | 0 | 0 | 0 | 0 | 0 | 0 | 0 | 0 | 0 | 0 | 0 | 0 | 0 | FALSE | FALSE | FALSE | FALSE | 0 | 0 | 0 | n/a | n/a | n/a | n/a | n/a | 0 | 0 | 100% | 100% | 0 | 0 | 0 | 0 | 0 | 0 | 0 | 0 | 0 | 0 | 0 | 0 | 0 | 0 | 0 | 0 | 0 | 0 | 0 | 0 | 0 | 0
| 0 | 0 | 0 | 0 | 0 | 0 | 0 | 0 | 0 | 0 | 0 | 0 | 0 | 0 | 0 | 0 | 0 | 0 | FALSE | FALSE | FALSE | FALSE | 0 | 0 | 0 | n/a | n/a | n/a | n/a | n/a | 0 | 0 | 100% | 100% | 0 | 0 | 0 | 0 | 0 | 0 | 0 | 0 | 0 | 0 | 0 | 0 | 0 | 0 | 0 | 0 | 0 | 0 | 0 | 0 | 0 | 0
| 0 | 0 | 0 | 0 | 0 | 0 | 0 | 0 | 0 | 0 | 0 | 0 | 0 | 0 | 0 | 0 | 0 | 0 | FALSE | FALSE | FALSE | FALSE | 0 | 0 | 0 | n/a | n/a | n/a | n/a | n/a | 0 | 0 | 100% | 100% | 0 | 0 | 0 | 0 | 0 | 0 | 0 | 0 | 0 | 0 | 0 | 0 | 0 | 0 | 0 | 0 | 0 | 0 | 0 | 0 | 0 | 0
| 0 | 0 | 0 | 0 | 0 | 0 | 0 | 0 | 0 | 0 | 0 | 0 | 0 | 0 | 0 | 0 | 0 | 0 | FALSE | FALSE | FALSE | FALSE | 0 | 0 | 0 | n/a | n/a | n/a | n/a | n/a | 0 | 0 | 100% | 100% | 0 | 0 | 0 | 0 | 0 | 0 | 0 | 0 | 0 | 0 | 0 | 0 | 0 | 0 | 0 | 0 | 0 | 0 | 0 | 0 | 0 | 0
| 0 | 0 | 0 | 0 | 0 | 0 | 0 | 0 | 0 | 0 | 0 | 0 | 0 | 0 | 0 | 0 | 0 | 0 | FALSE | FALSE | FALSE | FALSE | 0 | 0 | 0 | n/a | n/a | n/a | n/a | n/a | 0 | 0 | 100% | 100% | 0 | 0 | 0 | 0 | 0 | 0 | 0 | 0 | 0 | 0 | 0 | 0 | 0 | 0 | 0 | 0 | 0 | 0 | 0 | 0 | 0 | 0
| 0 | 0 | 0 | 0 | 0 | 0 | 0 | 0 | 0 | 0 | 0 | 0 | 0 | 0 | 0 | 0 | 0 | 0 | FALSE | FALSE | FALSE | FALSE | 0 | 0 | 0 | n/a | n/a | n/a | n/a | n/a | 0 | 0 | 100% | 100% | 0 | 0 | 0 | 0 | 0 | 0 | 0 | 0 | 0 | 0 | 0 | 0 | 0 | 0 | 0 | 0 | 0 | 0 | 0 | 0 | 0 | 0
| 0 | 0 | 0 | 0 | 0 | 0 | 0 | 0 | 0 | 0 | 0 | 0 | 0 | 0 | 0 | 0 | 0 | 0 | FALSE | FALSE | FALSE | FALSE | 0 | 0 | 0 | n/a | n/a | n/a | n/a | n/a | 0 | 0 | 100% | 100% | 0 | 0 | 0 | 0 | 0 | 0 | 0 | 0 | 0 | 0 | 0 | 0 | 0 | 0 | 0 | 0 | 0 | 0 | 0 | 0 | 0 | 0
| 0 | 0 | 0 | 0 | 0 | 0 | 0 | 0 | 0 | 0 | 0 | 0 | 0 | 0 | 0 | 0 | 0 | 0 | FALSE | FALSE | FALSE | FALSE | 0 | 0 | 0 | n/a | n/a | n/a | n/a | n/a | 0 | 0 | 100% | 100% | 0 | 0 | 0 | 0 | 0 | 0 | 0 | 0 | 0 | 0 | 0 | 0 | 0 | 0 | 0 | 0 | 0 | 0 | 0 | 0 | 0 | 0
| 0 | 0 | 0 | 0 | 0 | 0 | 0 | 0 | 0 | 0 | 0 | 0 | 0 | 0 | 0 | 0 | 0 | 0 | FALSE | FALSE | FALSE | FALSE | 0 | 0 | 0 | n/a | n/a | n/a | n/a | n/a | 0 | 0 | 100% | 100% | 0 | 0 | 0 | 0 | 0 | 0 | 0 | 0 | 0 | 0 | 0 | 0 | 0 | 0 | 0 | 0 | 0 | 0 | 0 | 0 | 0 | 0
| 0 | 0 | 0 | 0 | 0 | 0 | 0 | 0 | 0 | 0 | 0 | 0 | 0 | 0 | 0 | 0 | 0 | 0 | FALSE | FALSE | FALSE | FALSE | 0 | 0 | 0 | n/a | n/a | n/a | n/a | n/a | 0 | 0 | 100% | 100% | 0 | 0 | 0 | 0 | 0 | 0 | 0 | 0 | 0 | 0 | 0 | 0 | 0 | 0 | 0 | 0 | 0 | 0 | 0 | 0 | 0 | 0
| 0 | 0 | 0 | 0 | 0 | 0 | 0 | 0 | 0 | 0 | 0 | 0 | 0 | 0 | 0 | 0 | 0 | 0 | FALSE | FALSE | FALSE | FALSE | 0 | 0 | 0 | n/a | n/a | n/a | n/a | n/a | 0 | 0 | 100% | 100% | 0 | 0 | 0 | 0 | 0 | 0 | 0 | 0 | 0 | 0 | 0 | 0 | 0 | 0 | 0 | 0 | 0 | 0 | 0 | 0 | 0 | 0
| 0 | 0 | 0 | 0 | 0 | 0 | 0 | 0 | 0 | 0 | 0 | 0 | 0 | 0 | 0 | 0 | 0 | 0 | FALSE | FALSE | FALSE | FALSE | 0 | 0 | 0 | n/a | n/a | n/a | n/a | n/a | 0 | 0 | 100% | 100% | 0 | 0 | 0 | 0 | 0 | 0 | 0 | 0 | 0 | 0 | 0 | 0 | 0 | 0 | 0 | 0 | 0 | 0 | 0 | 0 | 0 | 0
| 0 | 0 | 0 | 0 | 0 | 0 | 0 | 0 | 0 | 0 | 0 | 0 | 0 | 0 | 0 | 0 | 0 | 0 | FALSE | FALSE | FALSE | FALSE | 0 | 0 | 0 | n/a | n/a | n/a | n/a | n/a | 0 | 0 | 100% | 100% | 0 | 0 | 0 | 0 | 0 | 0 | 0 | 0 | 0 | 0 | 0 | 0 | 0 | 0 | 0 | 0 | 0 | 0 | 0 | 0 | 0 | 0
| 0 | 0 | 0 | 0 | 0 | 0 | 0 | 0 | 0 | 0 | 0 | 0 | 0 | 0 | 0 | 0 | 0 | 0 | FALSE | FALSE | FALSE | FALSE | 0 | 0 | 0 | n/a | n/a | n/a | n/a | n/a | 0 | 0 | 100% | 100% | 0 | 0 | 0 | 0 | 0 | 0 | 0 | 0 | 0 | 0 | 0 | 0 | 0 | 0 | 0 | 0 | 0 | 0 | 0 | 0 | 0 | 0
| 0 | 0 | 0 | 0 | 0 | 0 | 0 | 0 | 0 | 0 | 0 | 0 | 0 | 0 | 0 | 0 | 0 | 0 | FALSE | FALSE | FALSE | FALSE | 0 | 0 | 0 | n/a | n/a | n/a | n/a | n/a | 0 | 0 | 100% | 100% | 0 | 0 | 0 | 0 | 0 | 0 | 0 | 0 | 0 | 0 | 0 | 0 | 0 | 0 | 0 | 0 | 0 | 0 | 0 | 0 | 0 | 0
| 0 | 0 | 0 | 0 | 0 | 0 | 0 | 0 | 0 | 0 | 0 | 0 | 0 | 0 | 0 | 0 | 0 | 0 | FALSE | FALSE | FALSE | FALSE | 0 | 0 | 0 | n/a | n/a | n/a | n/a | n/a | 0 | 0 | 100% | 100% | 0 | 0 | 0 | 0 | 0 | 0 | 0 | 0 | 0 | 0 | 0 | 0 | 0 | 0 | 0 | 0 | 0 | 0 | 0 | 0 | 0 | 0
| 0 | 0 | 0 | 0 | 0 | 0 | 0 | 0 | 0 | 0 | 0 | 0 | 0 | 0 | 0 | 0 | 0 | 0 | FALSE | FALSE | FALSE | FALSE | 0 | 0 | 0 | n/a | n/a | n/a | n/a | n/a | 0 | 0 | 100% | 100% | 0 | 0 | 0 | 0 | 0 | 0 | 0 | 0 | 0 | 0 | 0 | 0 | 0 | 0 | 0 | 0 | 0 | 0 | 0 | 0 | 0 | 0
| 0 | 0 | 0 | 0 | 0 | 0 | 0 | 0 | 0 | 0 | 0 | 0 | 0 | 0 | 0 | 0 | 0 | 0 | FALSE | FALSE | FALSE | FALSE | 0 | 0 | 0 | n/a | n/a | n/a | n/a | n/a | 0 | 0 | 100% | 100% | 0 | 0 | 0 | 0 | 0 | 0 | 0 | 0 | 0 | 0 | 0 | 0 | 0 | 0 | 0 | 0 | 0 | 0 | 0 | 0 | 0 | 0
| 0 | 0 | 0 | 0 | 0 | 0 | 0 | 0 | 0 | 0 | 0 | 0 | 0 | 0 | 0 | 0 | 0 | 0 | FALSE | FALSE | FALSE | FALSE | 0 | 0 | 0 | n/a | n/a | n/a | n/a | n/a | 0 | 0 | 100% | 100% | 0 | 0 | 0 | 0 | 0 | 0 | 0 | 0 | 0 | 0 | 0 | 0 | 0 | 0 | 0 | 0 | 0 | 0 | 0 | 0 | 0 | 0
| 0 | 0 | 0 | 0 | 0 | 0 | 0 | 0 | 0 | 0 | 0 | 0 | 0 | 0 | 0 | 0 | 0 | 0 | FALSE | FALSE | FALSE | FALSE | 0 | 0 | 0 | n/a | n/a | n/a | n/a | n/a | 0 | 0 | 100% | 100% | 0 | 0 | 0 | 0 | 0 | 0 | 0 | 0 | 0 | 0 | 0 | 0 | 0 | 0 | 0 | 0 | 0 | 0 | 0 | 0 | 0 | 0
| 0 | 0 | 0 | 0 | 0 | 0 | 0 | 0 | 0 | 0 | 0 | 0 | 0 | 0 | 0 | 0 | 0 | 0 | FALSE | FALSE | FALSE | FALSE | 0 | 0 | 0 | n/a | n/a | n/a | n/a | n/a | 0 | 0 | 100% | 100% | 0 | 0 | 0 | 0 | 0 | 0 | 0 | 0 | 0 | 0 | 0 | 0 | 0 | 0 | 0 | 0 | 0 | 0 | 0 | 0 | 0 | 0
| 0 | 0 | 0 | 0 | 0 | 0 | 0 | 0 | 0 | 0 | 0 | 0 | 0 | 0 | 0 | 0 | 0 | 0 | FALSE | FALSE | FALSE | FALSE | 0 | 0 | 0 | n/a | n/a | n/a | n/a | n/a | 0 | 0 | 100% | 100% | 0 | 0 | 0 | 0 | 0 | 0 | 0 | 0 | 0 | 0 | 0 | 0 | 0 | 0 | 0 | 0 | 0 | 0 | 0 | 0 | 0 | 0
| 0 | 0 | 0 | 0 | 0 | 0 | 0 | 0 | 0 | 0 | 0 | 0 | 0 | 0 | 0 | 0 | 0 | 0 | FALSE | FALSE | FALSE | FALSE | 0 | 0 | 0 | n/a | n/a | n/a | n/a | n/a | 0 | 0 | 100% | 100% | 0 | 0 | 0 | 0 | 0 | 0 | 0 | 0 | 0 | 0 | 0 | 0 | 0 | 0 | 0 | 0 | 0 | 0 | 0 | 0 | 0 | 0
| 0 | 0 | 0 | 0 | 0 | 0 | 0 | 0 | 0 | 0 | 0 | 0 | 0 | 0 | 0 | 0 | 0 | 0 | FALSE | FALSE | FALSE | FALSE | 0 | 0 | 0 | n/a | n/a | n/a | n/a | n/a | 0 | 0 | 100% | 100% | 0 | 0 | 0 | 0 | 0 | 0 | 0 | 0 | 0 | 0 | 0 | 0 | 0 | 0 | 0 | 0 | 0 | 0 | 0 | 0 | 0 | 0
| 0 | 0 | 0 | 0 | 0 | 0 | 0 | 0 | 0 | 0 | 0 | 0 | 0 | 0 | 0 | 0 | 0 | 0 | FALSE | FALSE | FALSE | FALSE | 0 | 0 | 0 | n/a | n/a | n/a | n/a | n/a | 0 | 0 | 100% | 100% | 0 | 0 | 0 | 0 | 0 | 0 | 0 | 0 | 0 | 0 | 0 | 0 | 0 | 0 | 0 | 0 | 0 | 0 | 0 | 0 | 0 | 0
| 0 | 0 | 0 | 0 | 0 | 0 | 0 | 0 | 0 | 0 | 0 | 0 | 0 | 0 | 0 | 0 | 0 | 0 | FALSE | FALSE | FALSE | FALSE | 0 | 0 | 0 | n/a | n/a | n/a | n/a | n/a | 0 | 0 | 100% | 100% | 0 | 0 | 0 | 0 | 0 | 0 | 0 | 0 | 0 | 0 | 0 | 0 | 0 | 0 | 0 | 0 | 0 | 0 | 0 | 0 | 0 | 0
| 0 | 0 | 0 | 0 | 0 | 0 | 0 | 0 | 0 | 0 | 0 | 0 | 0 | 0 | 0 | 0 | 0 | 0 | FALSE | FALSE | FALSE | FALSE | 0 | 0 | 0 | n/a | n/a | n/a | n/a | n/a | 0 | 0 | 100% | 100% | 0 | 0 | 0 | 0 | 0 | 0 | 0 | 0 | 0 | 0 | 0 | 0 | 0 | 0 | 0 | 0 | 0 | 0 | 0 | 0 | 0 | 0
| 0 | 0 | 0 | 0 | 0 | 0 | 0 | 0 | 0 | 0 | 0 | 0 | 0 | 0 | 0 | 0 | 0 | 0 | FALSE | FALSE | FALSE | FALSE | 0 | 0 | 0 | n/a | n/a | n/a | n/a | n/a | 0 | 0 | 100% | 100% | 0 | 0 | 0 | 0 | 0 | 0 | 0 | 0 | 0 | 0 | 0 | 0 | 0 | 0 | 0 | 0 | 0 | 0 | 0 | 0 | 0 | 0
| 0 | 0 | 0 | 0 | 0 | 0 | 0 | 0 | 0 | 0 | 0 | 0 | 0 | 0 | 0 | 0 | 0 | 0 | FALSE | FALSE | FALSE | FALSE | 0 | 0 | 0 | n/a | n/a | n/a | n/a | n/a | 0 | 0 | 100% | 100% | 0 | 0 | 0 | 0 | 0 | 0 | 0 | 0 | 0 | 0 | 0 | 0 | 0 | 0 | 0 | 0 | 0 | 0 | 0 | 0 | 0 | 0
| 0 | 0 | 0 | 0 | 0 | 0 | 0 | 0 | 0 | 0 | 0 | 0 | 0 | 0 | 0 | 0 | 0 | 0 | FALSE | FALSE | FALSE | FALSE | 0 | 0 | 0 | n/a | n/a | n/a | n/a | n/a | 0 | 0 | 100% | 100% | 0 | 0 | 0 | 0 | 0 | 0 | 0 | 0 | 0 | 0 | 0 | 0 | 0 | 0 | 0 | 0 | 0 | 0 | 0 | 0 | 0 | 0
| 0 | 0 | 0 | 0 | 0 | 0 | 0 | 0 | 0 | 0 | 0 | 0 | 0 | 0 | 0 | 0 | 0 | 0 | FALSE | FALSE | FALSE | FALSE | 0 | 0 | 0 | n/a | n/a | n/a | n/a | n/a | 0 | 0 | 100% | 100% | 0 | 0 | 0 | 0 | 0 | 0 | 0 | 0 | 0 | 0 | 0 | 0 | 0 | 0 | 0 | 0 | 0 | 0 | 0 | 0 | 0 | 0
| 0 | 0 | 0 | 0 | 0 | 0 | 0 | 0 | 0 | 0 | 0 | 0 | 0 | 0 | 0 | 0 | 0 | 0 | FALSE | FALSE | FALSE | FALSE | 0 | 0 | 0 | n/a | n/a | n/a | n/a | n/a | 0 | 0 | 100% | 100% | 0 | 0 | 0 | 0 | 0 | 0 | 0 | 0 | 0 | 0 | 0 | 0 | 0 | 0 | 0 | 0 | 0 | 0 | 0 | 0 | 0 | 0
| 0 | 0 | 0 | 0 | 0 | 0 | 0 | 0 | 0 | 0 | 0 | 0 | 0 | 0 | 0 | 0 | 0 | 0 | FALSE | FALSE | FALSE | FALSE | 0 | 0 | 0 | n/a | n/a | n/a | n/a | n/a | 0 | 0 | 100% | 100% | 0 | 0 | 0 | 0 | 0 | 0 | 0 | 0 | 0 | 0 | 0 | 0 | 0 | 0 | 0 | 0 | 0 | 0 | 0 | 0 | 0 | 0
| 0 | 0 | 0 | 0 | 0 | 0 | 0 | 0 | 0 | 0 | 0 | 0 | 0 | 0 | 0 | 0 | 0 | 0 | FALSE | FALSE | FALSE | FALSE | 0 | 0 | 0 | n/a | n/a | n/a | n/a | n/a | 0 | 0 | 100% | 100% | 0 | 0 | 0 | 0 | 0 | 0 | 0 | 0 | 0 | 0 | 0 | 0 | 0 | 0 | 0 | 0 | 0 | 0 | 0 | 0 | 0 | 0
| 0 | 0 | 0 | 0 | 0 | 0 | 0 | 0 | 0 | 0 | 0 | 0 | 0 | 0 | 0 | 0 | 0 | 0 | FALSE | FALSE | FALSE | FALSE | 0 | 0 | 0 | n/a | n/a | n/a | n/a | n/a | 0 | 0 | 100% | 100% | 0 | 0 | 0 | 0 | 0 | 0 | 0 | 0 | 0 | 0 | 0 | 0 | 0 | 0 | 0 | 0 | 0 | 0 | 0 | 0 | 0 | 0
| 0 | 0 | 0 | 0 | 0 | 0 | 0 | 0 | 0 | 0 | 0 | 0 | 0 | 0 | 0 | 0 | 0 | 0 | FALSE | FALSE | FALSE | FALSE | 0 | 0 | 0 | n/a | n/a | n/a | n/a | n/a | 0 | 0 | 100% | 100% | 0 | 0 | 0 | 0 | 0 | 0 | 0 | 0 | 0 | 0 | 0 | 0 | 0 | 0 | 0 | 0 | 0 | 0 | 0 | 0 | 0 | 0
| 0 | 0 | 0 | 0 | 0 | 0 | 0 | 0 | 0 | 0 | 0 | 0 | 0 | 0 | 0 | 0 | 0 | 0 | FALSE | FALSE | FALSE | FALSE | 0 | 0 | 0 | n/a | n/a | n/a | n/a | n/a | 0 | 0 | 100% | 100% | 0 | 0 | 0 | 0 | 0 | 0 | 0 | 0 | 0 | 0 | 0 | 0 | 0 | 0 | 0 | 0 | 0 | 0 | 0 | 0 | 0 | 0
| 0 | 0 | 0 | 0 | 0 | 0 | 0 | 0 | 0 | 0 | 0 | 0 | 0 | 0 | 0 | 0 | 0 | 0 | FALSE | FALSE | FALSE | FALSE | 0 | 0 | 0 | n/a | n/a | n/a | n/a | n/a | 0 | 0 | 100% | 100% | 0 | 0 | 0 | 0 | 0 | 0 | 0 | 0 | 0 | 0 | 0 | 0 | 0 | 0 | 0 | 0 | 0 | 0 | 0 | 0 | 0 | 0
| 0 | 0 | 0 | 0 | 0 | 0 | 0 | 0 | 0 | 0 | 0 | 0 | 0 | 0 | 0 | 0 | 0 | 0 | FALSE | FALSE | FALSE | FALSE | 0 | 0 | 0 | n/a | n/a | n/a | n/a | n/a | 0 | 0 | 100% | 100% | 0 | 0 | 0 | 0 | 0 | 0 | 0 | 0 | 0 | 0 | 0 | 0 | 0 | 0 | 0 | 0 | 0 | 0 | 0 | 0 | 0 | 0
| 0 | 0 | 0 | 0 | 0 | 0 | 0 | 0 | 0 | 0 | 0 | 0 | 0 | 0 | 0 | 0 | 0 | 0 | FALSE | FALSE | FALSE | FALSE | 0 | 0 | 0 | n/a | n/a | n/a | n/a | n/a | 0 | 0 | 100% | 100% | 0 | 0 | 0 | 0 | 0 | 0 | 0 | 0 | 0 | 0 | 0 | 0 | 0 | 0 | 0 | 0 | 0 | 0 | 0 | 0 | 0 | 0
| 0 | 0 | 0 | 0 | 0 | 0 | 0 | 0 | 0 | 0 | 0 | 0 | 0 | 0 | 0 | 0 | 0 | 0 | FALSE | FALSE | FALSE | FALSE | 0 | 0 | 0 | n/a | n/a | n/a | n/a | n/a | 0 | 0 | 100% | 100% | 0 | 0 | 0 | 0 | 0 | 0 | 0 | 0 | 0 | 0 | 0 | 0 | 0 | 0 | 0 | 0 | 0 | 0 | 0 | 0 | 0 | 0
| 0 | 0 | 0 | 0 | 0 | 0 | 0 | 0 | 0 | 0 | 0 | 0 | 0 | 0 | 0 | 0 | 0 | 0 | FALSE | FALSE | FALSE | FALSE | 0 | 0 | 0 | n/a | n/a | n/a | n/a | n/a | 0 | 0 | 100% | 100% | 0 | 0 | 0 | 0 | 0 | 0 | 0 | 0 | 0 | 0 | 0 | 0 | 0 | 0 | 0 | 0 | 0 | 0 | 0 | 0 | 0 | 0
| 0 | 0 | 0 | 0 | 0 | 0 | 0 | 0 | 0 | 0 | 0 | 0 | 0 | 0 | 0 | 0 | 0 | 0 | FALSE | FALSE | FALSE | FALSE | 0 | 0 | 0 | n/a | n/a | n/a | n/a | n/a | 0 | 0 | 100% | 100% | 0 | 0 | 0 | 0 | 0 | 0 | 0 | 0 | 0 | 0 | 0 | 0 | 0 | 0 | 0 | 0 | 0 | 0 | 0 | 0 | 0 | 0
| 0 | 0 | 0 | 0 | 0 | 0 | 0 | 0 | 0 | 0 | 0 | 0 | 0 | 0 | 0 | 0 | 0 | 0 | FALSE | FALSE | FALSE | FALSE | 0 | 0 | 0 | n/a | n/a | n/a | n/a | n/a | 0 | 0 | 100% | 100% | 0 | 0 | 0 | 0 | 0 | 0 | 0 | 0 | 0 | 0 | 0 | 0 | 0 | 0 | 0 | 0 | 0 | 0 | 0 | 0 | 0 | 0
| 0 | 0 | 0 | 0 | 0 | 0 | 0 | 0 | 0 | 0 | 0 | 0 | 0 | 0 | 0 | 0 | 0 | 0 | FALSE | FALSE | FALSE | FALSE | 0 | 0 | 0 | n/a | n/a | n/a | n/a | n/a | 0 | 0 | 100% | 100% | 0 | 0 | 0 | 0 | 0 | 0 | 0 | 0 | 0 | 0 | 0 | 0 | 0 | 0 | 0 | 0 | 0 | 0 | 0 | 0 | 0 | 0
| 0 | 0 | 0 | 0 | 0 | 0 | 0 | 0 | 0 | 0 | 0 | 0 | 0 | 0 | 0 | 0 | 0 | 0 | FALSE | FALSE | FALSE | FALSE | 0 | 0 | 0 | n/a | n/a | n/a | n/a | n/a | 0 | 0 | 100% | 100% | 0 | 0 | 0 | 0 | 0 | 0 | 0 | 0 | 0 | 0 | 0 | 0 | 0 | 0 | 0 | 0 | 0 | 0 | 0 | 0 | 0 | 0
| 0 | 0 | 0 | 0 | 0 | 0 | 0 | 0 | 0 | 0 | 0 | 0 | 0 | 0 | 0 | 0 | 0 | 0 | FALSE | FALSE | FALSE | FALSE | 0 | 0 | 0 | n/a | n/a | n/a | n/a | n/a | 0 | 0 | 100% | 100% | 0 | 0 | 0 | 0 | 0 | 0 | 0 | 0 | 0 | 0 | 0 | 0 | 0 | 0 | 0 | 0 | 0 | 0 | 0 | 0 | 0 | 0
| 0 | 0 | 0 | 0 | 0 | 0 | 0 | 0 | 0 | 0 | 0 | 0 | 0 | 0 | 0 | 0 | 0 | 0 | FALSE | FALSE | FALSE | FALSE | 0 | 0 | 0 | n/a | n/a | n/a | n/a | n/a | 0 | 0 | 100% | 100% | 0 | 0 | 0 | 0 | 0 | 0 | 0 | 0 | 0 | 0 | 0 | 0 | 0 | 0 | 0 | 0 | 0 | 0 | 0 | 0 | 0 | 0
| 0 | 0 | 0 | 0 | 0 | 0 | 0 | 0 | 0 | 0 | 0 | 0 | 0 | 0 | 0 | 0 | 0 | 0 | FALSE | FALSE | FALSE | FALSE | 0 | 0 | 0 | n/a | n/a | n/a | n/a | n/a | 0 | 0 | 100% | 100% | 0 | 0 | 0 | 0 | 0 | 0 | 0 | 0 | 0 | 0 | 0 | 0 | 0 | 0 | 0 | 0 | 0 | 0 | 0 | 0 | 0 | 0
| 0 | 0 | 0 | 0 | 0 | 0 | 0 | 0 | 0 | 0 | 0 | 0 | 0 | 0 | 0 | 0 | 0 | 0 | FALSE | FALSE | FALSE | FALSE | 0 | 0 | 0 | n/a | n/a | n/a | n/a | n/a | 0 | 0 | 100% | 100% | 0 | 0 | 0 | 0 | 0 | 0 | 0 | 0 | 0 | 0 | 0 | 0 | 0 | 0 | 0 | 0 | 0 | 0 | 0 | 0 | 0 | 0
| 0 | 0 | 0 | 0 | 0 | 0 | 0 | 0 | 0 | 0 | 0 | 0 | 0 | 0 | 0 | 0 | 0 | 0 | FALSE | FALSE | FALSE | FALSE | 0 | 0 | 0 | n/a | n/a | n/a | n/a | n/a | 0 | 0 | 100% | 100% | 0 | 0 | 0 | 0 | 0 | 0 | 0 | 0 | 0 | 0 | 0 | 0 | 0 | 0 | 0 | 0 | 0 | 0 | 0 | 0 | 0 | 0
| 0 | 0 | 0 | 0 | 0 | 0 | 0 | 0 | 0 | 0 | 0 | 0 | 0 | 0 | 0 | 0 | 0 | 0 | FALSE | FALSE | FALSE | FALSE | 0 | 0 | 0 | n/a | n/a | n/a | n/a | n/a | 0 | 0 | 100% | 100% | 0 | 0 | 0 | 0 | 0 | 0 | 0 | 0 | 0 | 0 | 0 | 0 | 0 | 0 | 0 | 0 | 0 | 0 | 0 | 0 | 0 | 0
| 0 | 0 | 0 | 0 | 0 | 0 | 0 | 0 | 0 | 0 | 0 | 0 | 0 | 0 | 0 | 0 | 0 | 0 | FALSE | FALSE | FALSE | FALSE | 0 | 0 | 0 | n/a | n/a | n/a | n/a | n/a | 0 | 0 | 100% | 100% | 0 | 0 | 0 | 0 | 0 | 0 | 0 | 0 | 0 | 0 | 0 | 0 | 0 | 0 | 0 | 0 | 0 | 0 | 0 | 0 | 0 | 0
| 0 | 0 | 0 | 0 | 0 | 0 | 0 | 0 | 0 | 0 | 0 | 0 | 0 | 0 | 0 | 0 | 0 | 0 | FALSE | FALSE | FALSE | FALSE | 0 | 0 | 0 | n/a | n/a | n/a | n/a | n/a | 0 | 0 | 100% | 100% | 0 | 0 | 0 | 0 | 0 | 0 | 0 | 0 | 0 | 0 | 0 | 0 | 0 | 0 | 0 | 0 | 0 | 0 | 0 | 0 | 0 | 0
| 0 | 0 | 0 | 0 | 0 | 0 | 0 | 0 | 0 | 0 | 0 | 0 | 0 | 0 | 0 | 0 | 0 | 0 | FALSE | FALSE | FALSE | FALSE | 0 | 0 | 0 | n/a | n/a | n/a | n/a | n/a | 0 | 0 | 100% | 100% | 0 | 0 | 0 | 0 | 0 | 0 | 0 | 0 | 0 | 0 | 0 | 0 | 0 | 0 | 0 | 0 | 0 | 0 | 0 | 0 | 0 | 0
| 0 | 0 | 0 | 0 | 0 | 0 | 0 | 0 | 0 | 0 | 0 | 0 | 0 | 0 | 0 | 0 | 0 | 0 | FALSE | FALSE | FALSE | FALSE | 0 | 0 | 0 | n/a | n/a | n/a | n/a | n/a | 0 | 0 | 100% | 100% | 0 | 0 | 0 | 0 | 0 | 0 | 0 | 0 | 0 | 0 | 0 | 0 | 0 | 0 | 0 | 0 | 0 | 0 | 0 | 0 | 0 | 0
| 0 | 0 | 0 | 0 | 0 | 0 | 0 | 0 | 0 | 0 | 0 | 0 | 0 | 0 | 0 | 0 | 0 | 0 | FALSE | FALSE | FALSE | FALSE | 0 | 0 | 0 | n/a | n/a | n/a | n/a | n/a | 0 | 0 | 100% | 100% | 0 | 0 | 0 | 0 | 0 | 0 | 0 | 0 | 0 | 0 | 0 | 0 | 0 | 0 | 0 | 0 | 0 | 0 | 0 | 0 | 0 | 0
| 0 | 0 | 0 | 0 | 0 | 0 | 0 | 0 | 0 | 0 | 0 | 0 | 0 | 0 | 0 | 0 | 0 | 0 | FALSE | FALSE | FALSE | FALSE | 0 | 0 | 0 | n/a | n/a | n/a | n/a | n/a | 0 | 0 | 100% | 100% | 0 | 0 | 0 | 0 | 0 | 0 | 0 | 0 | 0 | 0 | 0 | 0 | 0 | 0 | 0 | 0 | 0 | 0 | 0 | 0 | 0 | 0
| 0 | 0 | 0 | 0 | 0 | 0 | 0 | 0 | 0 | 0 | 0 | 0 | 0 | 0 | 0 | 0 | 0 | 0 | FALSE | FALSE | FALSE | FALSE | 0 | 0 | 0 | n/a | n/a | n/a | n/a | n/a | 0 | 0 | 100% | 100% | 0 | 0 | 0 | 0 | 0 | 0 | 0 | 0 | 0 | 0 | 0 | 0 | 0 | 0 | 0 | 0 | 0 | 0 | 0 | 0 | 0 | 0
| 0 | 0 | 0 | 0 | 0 | 0 | 0 | 0 | 0 | 0 | 0 | 0 | 0 | 0 | 0 | 0 | 0 | 0 | FALSE | FALSE | FALSE | FALSE | 0 | 0 | 0 | n/a | n/a | n/a | n/a | n/a | 0 | 0 | 100% | 100% | 0 | 0 | 0 | 0 | 0 | 0 | 0 | 0 | 0 | 0 | 0 | 0 | 0 | 0 | 0 | 0 | 0 | 0 | 0 | 0 | 0 | 0
| 0 | 0 | 0 | 0 | 0 | 0 | 0 | 0 | 0 | 0 | 0 | 0 | 0 | 0 | 0 | 0 | 0 | 0 | FALSE | FALSE | FALSE | FALSE | 0 | 0 | 0 | n/a | n/a | n/a | n/a | n/a | 0 | 0 | 100% | 100% | 0 | 0 | 0 | 0 | 0 | 0 | 0 | 0 | 0 | 0 | 0 | 0 | 0 | 0 | 0 | 0 | 0 | 0 | 0 | 0 | 0 | 0
| 0 | 0 | 0 | 0 | 0 | 0 | 0 | 0 | 0 | 0 | 0 | 0 | 0 | 0 | 0 | 0 | 0 | 0 | FALSE | FALSE | FALSE | FALSE | 0 | 0 | 0 | n/a | n/a | n/a | n/a | n/a | 0 | 0 | 100% | 100% | 0 | 0 | 0 | 0 | 0 | 0 | 0 | 0 | 0 | 0 | 0 | 0 | 0 | 0 | 0 | 0 | 0 | 0 | 0 | 0 | 0 | 0
| 0 | 0 | 0 | 0 | 0 | 0 | 0 | 0 | 0 | 0 | 0 | 0 | 0 | 0 | 0 | 0 | 0 | 0 | FALSE | FALSE | FALSE | FALSE | 0 | 0 | 0 | n/a | n/a | n/a | n/a | n/a | 0 | 0 | 100% | 100% | 0 | 0 | 0 | 0 | 0 | 0 | 0 | 0 | 0 | 0 | 0 | 0 | 0 | 0 | 0 | 0 | 0 | 0 | 0 | 0 | 0 | 0
| 0 | 0 | 0 | 0 | 0 | 0 | 0 | 0 | 0 | 0 | 0 | 0 | 0 | 0 | 0 | 0 | 0 | 0 | FALSE | FALSE | FALSE | FALSE | 0 | 0 | 0 | n/a | n/a | n/a | n/a | n/a | 0 | 0 | 100% | 100% | 0 | 0 | 0 | 0 | 0 | 0 | 0 | 0 | 0 | 0 | 0 | 0 | 0 | 0 | 0 | 0 | 0 | 0 | 0 | 0 | 0 | 0
| 0 | 0 | 0 | 0 | 0 | 0 | 0 | 0 | 0 | 0 | 0 | 0 | 0 | 0 | 0 | 0 | 0 | 0 | FALSE | FALSE | FALSE | FALSE | 0 | 0 | 0 | n/a | n/a | n/a | n/a | n/a | 0 | 0 | 100% | 100% | 0 | 0 | 0 | 0 | 0 | 0 | 0 | 0 | 0 | 0 | 0 | 0 | 0 | 0 | 0 | 0 | 0 | 0 | 0 | 0 | 0 | 0
| 0 | 0 | 0 | 0 | 0 | 0 | 0 | 0 | 0 | 0 | 0 | 0 | 0 | 0 | 0 | 0 | 0 | 0 | FALSE | FALSE | FALSE | FALSE | 0 | 0 | 0 | n/a | n/a | n/a | n/a | n/a | 0 | 0 | 100% | 100% | 0 | 0 | 0 | 0 | 0 | 0 | 0 | 0 | 0 | 0 | 0 | 0 | 0 | 0 | 0 | 0 | 0 | 0 | 0 | 0 | 0 | 0
| 0 | 0 | 0 | 0 | 0 | 0 | 0 | 0 | 0 | 0 | 0 | 0 | 0 | 0 | 0 | 0 | 0 | 0 | FALSE | FALSE | FALSE | FALSE | 0 | 0 | 0 | n/a | n/a | n/a | n/a | n/a | 0 | 0 | 100% | 100% | 0 | 0 | 0 | 0 | 0 | 0 | 0 | 0 | 0 | 0 | 0 | 0 | 0 | 0 | 0 | 0 | 0 | 0 | 0 | 0 | 0 | 0
| 0 | 0 | 0 | 0 | 0 | 0 | 0 | 0 | 0 | 0 | 0 | 0 | 0 | 0 | 0 | 0 | 0 | 0 | FALSE | FALSE | FALSE | FALSE | 0 | 0 | 0 | n/a | n/a | n/a | n/a | n/a | 0 | 0 | 100% | 100% | 0 | 0 | 0 | 0 | 0 | 0 | 0 | 0 | 0 | 0 | 0 | 0 | 0 | 0 | 0 | 0 | 0 | 0 | 0 | 0 | 0 | 0
| 0 | 0 | 0 | 0 | 0 | 0 | 0 | 0 | 0 | 0 | 0 | 0 | 0 | 0 | 0 | 0 | 0 | 0 | FALSE | FALSE | FALSE | FALSE | 0 | 0 | 0 | n/a | n/a | n/a | n/a | n/a | 0 | 0 | 100% | 100% | 0 | 0 | 0 | 0 | 0 | 0 | 0 | 0 | 0 | 0 | 0 | 0 | 0 | 0 | 0 | 0 | 0 | 0 | 0 | 0 | 0 | 0
| 0 | 0 | 0 | 0 | 0 | 0 | 0 | 0 | 0 | 0 | 0 | 0 | 0 | 0 | 0 | 0 | 0 | 0 | FALSE | FALSE | FALSE | FALSE | 0 | 0 | 0 | n/a | n/a | n/a | n/a | n/a | 0 | 0 | 100% | 100% | 0 | 0 | 0 | 0 | 0 | 0 | 0 | 0 | 0 | 0 | 0 | 0 | 0 | 0 | 0 | 0 | 0 | 0 | 0 | 0 | 0 | 0
| 0 | 0 | 0 | 0 | 0 | 0 | 0 | 0 | 0 | 0 | 0 | 0 | 0 | 0 | 0 | 0 | 0 | 0 | FALSE | FALSE | FALSE | FALSE | 0 | 0 | 0 | n/a | n/a | n/a | n/a | n/a | 0 | 0 | 100% | 100% | 0 | 0 | 0 | 0 | 0 | 0 | 0 | 0 | 0 | 0 | 0 | 0 | 0 | 0 | 0 | 0 | 0 | 0 | 0 | 0 | 0 | 0
| 0 | 0 | 0 | 0 | 0 | 0 | 0 | 0 | 0 | 0 | 0 | 0 | 0 | 0 | 0 | 0 | 0 | 0 | FALSE | FALSE | FALSE | FALSE | 0 | 0 | 0 | n/a | n/a | n/a | n/a | n/a | 0 | 0 | 100% | 100% | 0 | 0 | 0 | 0 | 0 | 0 | 0 | 0 | 0 | 0 | 0 | 0 | 0 | 0 | 0 | 0 | 0 | 0 | 0 | 0 | 0 | 0
| 0 | 0 | 0 | 0 | 0 | 0 | 0 | 0 | 0 | 0 | 0 | 0 | 0 | 0 | 0 | 0 | 0 | 0 | FALSE | FALSE | FALSE | FALSE | 0 | 0 | 0 | n/a | n/a | n/a | n/a | n/a | 0 | 0 | 100% | 100% | 0 | 0 | 0 | 0 | 0 | 0 | 0 | 0 | 0 | 0 | 0 | 0 | 0 | 0 | 0 | 0 | 0 | 0 | 0 | 0 | 0 | 0
| 0 | 0 | 0 | 0 | 0 | 0 | 0 | 0 | 0 | 0 | 0 | 0 | 0 | 0 | 0 | 0 | 0 | 0 | FALSE | FALSE | FALSE | FALSE | 0 | 0 | 0 | n/a | n/a | n/a | n/a | n/a | 0 | 0 | 100% | 100% | 0 | 0 | 0 | 0 | 0 | 0 | 0 | 0 | 0 | 0 | 0 | 0 | 0 | 0 | 0 | 0 | 0 | 0 | 0 | 0 | 0 | 0
| 0 | 0 | 0 | 0 | 0 | 0 | 0 | 0 | 0 | 0 | 0 | 0 | 0 | 0 | 0 | 0 | 0 | 0 | FALSE | FALSE | FALSE | FALSE | 0 | 0 | 0 | n/a | n/a | n/a | n/a | n/a | 0 | 0 | 100% | 100% | 0 | 0 | 0 | 0 | 0 | 0 | 0 | 0 | 0 | 0 | 0 | 0 | 0 | 0 | 0 | 0 | 0 | 0 | 0 | 0 | 0 | 0
| 0 | 0 | 0 | 0 | 0 | 0 | 0 | 0 | 0 | 0 | 0 | 0 | 0 | 0 | 0 | 0 | 0 | 0 | FALSE | FALSE | FALSE | FALSE | 0 | 0 | 0 | n/a | n/a | n/a | n/a | n/a | 0 | 0 | 100% | 100% | 0 | 0 | 0 | 0 | 0 | 0 | 0 | 0 | 0 | 0 | 0 | 0 | 0 | 0 | 0 | 0 | 0 | 0 | 0 | 0 | 0 | 0
| 0 | 0 | 0 | 0 | 0 | 0 | 0 | 0 | 0 | 0 | 0 | 0 | 0 | 0 | 0 | 0 | 0 | 0 | FALSE | FALSE | FALSE | FALSE | 0 | 0 | 0 | n/a | n/a | n/a | n/a | n/a | 0 | 0 | 100% | 100% | 0 | 0 | 0 | 0 | 0 | 0 | 0 | 0 | 0 | 0 | 0 | 0 | 0 | 0 | 0 | 0 | 0 | 0 | 0 | 0 | 0 | 0
| 0 | 0 | 0 | 0 | 0 | 0 | 0 | 0 | 0 | 0 | 0 | 0 | 0 | 0 | 0 | 0 | 0 | 0 | FALSE | FALSE | FALSE | FALSE | 0 | 0 | 0 | n/a | n/a | n/a | n/a | n/a | 0 | 0 | 100% | 100% | 0 | 0 | 0 | 0 | 0 | 0 | 0 | 0 | 0 | 0 | 0 | 0 | 0 | 0 | 0 | 0 | 0 | 0 | 0 | 0 | 0 | 0
| 0 | 0 | 0 | 0 | 0 | 0 | 0 | 0 | 0 | 0 | 0 | 0 | 0 | 0 | 0 | 0 | 0 | 0 | FALSE | FALSE | FALSE | FALSE | 0 | 0 | 0 | n/a | n/a | n/a | n/a | n/a | 0 | 0 | 100% | 100% | 0 | 0 | 0 | 0 | 0 | 0 | 0 | 0 | 0 | 0 | 0 | 0 | 0 | 0 | 0 | 0 | 0 | 0 | 0 | 0 | 0 | 0
| 0 | 0 | 0 | 0 | 0 | 0 | 0 | 0 | 0 | 0 | 0 | 0 | 0 | 0 | 0 | 0 | 0 | 0 | FALSE | FALSE | FALSE | FALSE | 0 | 0 | 0 | n/a | n/a | n/a | n/a | n/a | 0 | 0 | 100% | 100% | 0 | 0 | 0 | 0 | 0 | 0 | 0 | 0 | 0 | 0 | 0 | 0 | 0 | 0 | 0 | 0 | 0 | 0 | 0 | 0 | 0 | 0
| 0 | 0 | 0 | 0 | 0 | 0 | 0 | 0 | 0 | 0 | 0 | 0 | 0 | 0 | 0 | 0 | 0 | 0 | FALSE | FALSE | FALSE | FALSE | 0 | 0 | 0 | n/a | n/a | n/a | n/a | n/a | 0 | 0 | 100% | 100% | 0 | 0 | 0 | 0 | 0 | 0 | 0 | 0 | 0 | 0 | 0 | 0 | 0 | 0 | 0 | 0 | 0 | 0 | 0 | 0 | 0 | 0
| 0 | 0 | 0 | 0 | 0 | 0 | 0 | 0 | 0 | 0 | 0 | 0 | 0 | 0 | 0 | 0 | 0 | 0 | FALSE | FALSE | FALSE | FALSE | 0 | 0 | 0 | n/a | n/a | n/a | n/a | n/a | 0 | 0 | 100% | 100% | 0 | 0 | 0 | 0 | 0 | 0 | 0 | 0 | 0 | 0 | 0 | 0 | 0 | 0 | 0 | 0 | 0 | 0 | 0 | 0 | 0 | 0
| 0 | 0 | 0 | 0 | 0 | 0 | 0 | 0 | 0 | 0 | 0 | 0 | 0 | 0 | 0 | 0 | 0 | 0 | FALSE | FALSE | FALSE | FALSE | 0 | 0 | 0 | n/a | n/a | n/a | n/a | n/a | 0 | 0 | 100% | 100% | 0 | 0 | 0 | 0 | 0 | 0 | 0 | 0 | 0 | 0 | 0 | 0 | 0 | 0 | 0 | 0 | 0 | 0 | 0 | 0 | 0 | 0
| 0 | 0 | 0 | 0 | 0 | 0 | 0 | 0 | 0 | 0 | 0 | 0 | 0 | 0 | 0 | 0 | 0 | 0 | FALSE | FALSE | FALSE | FALSE | 0 | 0 | 0 | n/a | n/a | n/a | n/a | n/a | 0 | 0 | 100% | 100% | 0 | 0 | 0 | 0 | 0 | 0 | 0 | 0 | 0 | 0 | 0 | 0 | 0 | 0 | 0 | 0 | 0 | 0 | 0 | 0 | 0 | 0
| 0 | 0 | 0 | 0 | 0 | 0 | 0 | 0 | 0 | 0 | 0 | 0 | 0 | 0 | 0 | 0 | 0 | 0 | FALSE | FALSE | FALSE | FALSE | 0 | 0 | 0 | n/a | n/a | n/a | n/a | n/a | 0 | 0 | 100% | 100% | 0 | 0 | 0 | 0 | 0 | 0 | 0 | 0 | 0 | 0 | 0 | 0 | 0 | 0 | 0 | 0 | 0 | 0 | 0 | 0 | 0 | 0
| 0 | 0 | 0 | 0 | 0 | 0 | 0 | 0 | 0 | 0 | 0 | 0 | 0 | 0 | 0 | 0 | 0 | 0 | FALSE | FALSE | FALSE | FALSE | 0 | 0 | 0 | n/a | n/a | n/a | n/a | n/a | 0 | 0 | 100% | 100% | 0 | 0 | 0 | 0 | 0 | 0 | 0 | 0 | 0 | 0 | 0 | 0 | 0 | 0 | 0 | 0 | 0 | 0 | 0 | 0 | 0 | 0
| 0 | 0 | 0 | 0 | 0 | 0 | 0 | 0 | 0 | 0 | 0 | 0 | 0 | 0 | 0 | 0 | 0 | 0 | FALSE | FALSE | FALSE | FALSE | 0 | 0 | 0 | n/a | n/a | n/a | n/a | n/a | 0 | 0 | 100% | 100% | 0 | 0 | 0 | 0 | 0 | 0 | 0 | 0 | 0 | 0 | 0 | 0 | 0 | 0 | 0 | 0 | 0 | 0 | 0 | 0 | 0 | 0
| 0 | 0 | 0 | 0 | 0 | 0 | 0 | 0 | 0 | 0 | 0 | 0 | 0 | 0 | 0 | 0 | 0 | 0 | FALSE | FALSE | FALSE | FALSE | 0 | 0 | 0 | n/a | n/a | n/a | n/a | n/a | 0 | 0 | 100% | 100% | 0 | 0 | 0 | 0 | 0 | 0 | 0 | 0 | 0 | 0 | 0 | 0 | 0 | 0 | 0 | 0 | 0 | 0 | 0 | 0 | 0 | 0
| 0 | 0 | 0 | 0 | 0 | 0 | 0 | 0 | 0 | 0 | 0 | 0 | 0 | 0 | 0 | 0 | 0 | 0 | FALSE | FALSE | FALSE | FALSE | 0 | 0 | 0 | n/a | n/a | n/a | n/a | n/a | 0 | 0 | 100% | 100% | 0 | 0 | 0 | 0 | 0 | 0 | 0 | 0 | 0 | 0 | 0 | 0 | 0 | 0 | 0 | 0 | 0 | 0 | 0 | 0 | 0 | 0
| 0 | 0 | 0 | 0 | 0 | 0 | 0 | 0 | 0 | 0 | 0 | 0 | 0 | 0 | 0 | 0 | 0 | 0 | FALSE | FALSE | FALSE | FALSE | 0 | 0 | 0 | n/a | n/a | n/a | n/a | n/a | 0 | 0 | 100% | 100% | 0 | 0 | 0 | 0 | 0 | 0 | 0 | 0 | 0 | 0 | 0 | 0 | 0 | 0 | 0 | 0 | 0 | 0 | 0 | 0 | 0 | 0
| 0 | 0 | 0 | 0 | 0 | 0 | 0 | 0 | 0 | 0 | 0 | 0 | 0 | 0 | 0 | 0 | 0 | 0 | FALSE | FALSE | FALSE | FALSE | 0 | 0 | 0 | n/a | n/a | n/a | n/a | n/a | 0 | 0 | 100% | 100% | 0 | 0 | 0 | 0 | 0 | 0 | 0 | 0 | 0 | 0 | 0 | 0 | 0 | 0 | 0 | 0 | 0 | 0 | 0 | 0 | 0 | 0
| 0 | 0 | 0 | 0 | 0 | 0 | 0 | 0 | 0 | 0 | 0 | 0 | 0 | 0 | 0 | 0 | 0 | 0 | FALSE | FALSE | FALSE | FALSE | 0 | 0 | 0 | n/a | n/a | n/a | n/a | n/a | 0 | 0 | 100% | 100% | 0 | 0 | 0 | 0 | 0 | 0 | 0 | 0 | 0 | 0 | 0 | 0 | 0 | 0 | 0 | 0 | 0 | 0 | 0 | 0 | 0 | 0
| 0 | 0 | 0 | 0 | 0 | 0 | 0 | 0 | 0 | 0 | 0 | 0 | 0 | 0 | 0 | 0 | 0 | 0 | FALSE | FALSE | FALSE | FALSE | 0 | 0 | 0 | n/a | n/a | n/a | n/a | n/a | 0 | 0 | 100% | 100% | 0 | 0 | 0 | 0 | 0 | 0 | 0 | 0 | 0 | 0 | 0 | 0 | 0 | 0 | 0 | 0 | 0 | 0 | 0 | 0 | 0 | 0
| 0 | 0 | 0 | 0 | 0 | 0 | 0 | 0 | 0 | 0 | 0 | 0 | 0 | 0 | 0 | 0 | 0 | 0 | FALSE | FALSE | FALSE | FALSE | 0 | 0 | 0 | n/a | n/a | n/a | n/a | n/a | 0 | 0 | 100% | 100% | 0 | 0 | 0 | 0 | 0 | 0 | 0 | 0 | 0 | 0 | 0 | 0 | 0 | 0 | 0 | 0 | 0 | 0 | 0 | 0 | 0 | 0
| 0 | 0 | 0 | 0 | 0 | 0 | 0 | 0 | 0 | 0 | 0 | 0 | 0 | 0 | 0 | 0 | 0 | 0 | FALSE | FALSE | FALSE | FALSE | 0 | 0 | 0 | n/a | n/a | n/a | n/a | n/a | 0 | 0 | 100% | 100% | 0 | 0 | 0 | 0 | 0 | 0 | 0 | 0 | 0 | 0 | 0 | 0 | 0 | 0 | 0 | 0 | 0 | 0 | 0 | 0 | 0 | 0
| 0 | 0 | 0 | 0 | 0 | 0 | 0 | 0 | 0 | 0 | 0 | 0 | 0 | 0 | 0 | 0 | 0 | 0 | FALSE | FALSE | FALSE | FALSE | 0 | 0 | 0 | n/a | n/a | n/a | n/a | n/a | 0 | 0 | 100% | 100% | 0 | 0 | 0 | 0 | 0 | 0 | 0 | 0 | 0 | 0 | 0 | 0 | 0 | 0 | 0 | 0 | 0 | 0 | 0 | 0 | 0 | 0
| 0 | 0 | 0 | 0 | 0 | 0 | 0 | 0 | 0 | 0 | 0 | 0 | 0 | 0 | 0 | 0 | 0 | 0 | FALSE | FALSE | FALSE | FALSE | 0 | 0 | 0 | n/a | n/a | n/a | n/a | n/a | 0 | 0 | 100% | 100% | 0 | 0 | 0 | 0 | 0 | 0 | 0 | 0 | 0 | 0 | 0 | 0 | 0 | 0 | 0 | 0 | 0 | 0 | 0 | 0 | 0 | 0
| 0 | 0 | 0 | 0 | 0 | 0 | 0 | 0 | 0 | 0 | 0 | 0 | 0 | 0 | 0 | 0 | 0 | 0 | FALSE | FALSE | FALSE | FALSE | 0 | 0 | 0 | n/a | n/a | n/a | n/a | n/a | 0 | 0 | 100% | 100% | 0 | 0 | 0 | 0 | 0 | 0 | 0 | 0 | 0 | 0 | 0 | 0 | 0 | 0 | 0 | 0 | 0 | 0 | 0 | 0 | 0 | 0
| 0 | 0 | 0 | 0 | 0 | 0 | 0 | 0 | 0 | 0 | 0 | 0 | 0 | 0 | 0 | 0 | 0 | 0 | FALSE | FALSE | FALSE | FALSE | 0 | 0 | 0 | n/a | n/a | n/a | n/a | n/a | 0 | 0 | 100% | 100% | 0 | 0 | 0 | 0 | 0 | 0 | 0 | 0 | 0 | 0 | 0 | 0 | 0 | 0 | 0 | 0 | 0 | 0 | 0 | 0 | 0 | 0
| 0 | 0 | 0 | 0 | 0 | 0 | 0 | 0 | 0 | 0 | 0 | 0 | 0 | 0 | 0 | 0 | 0 | 0 | FALSE | FALSE | FALSE | FALSE | 0 | 0 | 0 | n/a | n/a | n/a | n/a | n/a | 0 | 0 | 100% | 100% | 0 | 0 | 0 | 0 | 0 | 0 | 0 | 0 | 0 | 0 | 0 | 0 | 0 | 0 | 0 | 0 | 0 | 0 | 0 | 0 | 0 | 0
| 0 | 0 | 0 | 0 | 0 | 0 | 0 | 0 | 0 | 0 | 0 | 0 | 0 | 0 | 0 | 0 | 0 | 0 | FALSE | FALSE | FALSE | FALSE | 0 | 0 | 0 | n/a | n/a | n/a | n/a | n/a | 0 | 0 | 100% | 100% | 0 | 0 | 0 | 0 | 0 | 0 | 0 | 0 | 0 | 0 | 0 | 0 | 0 | 0 | 0 | 0 | 0 | 0 | 0 | 0 | 0 | 0
| 0 | 0 | 0 | 0 | 0 | 0 | 0 | 0 | 0 | 0 | 0 | 0 | 0 | 0 | 0 | 0 | 0 | 0 | FALSE | FALSE | FALSE | FALSE | 0 | 0 | 0 | n/a | n/a | n/a | n/a | n/a | 0 | 0 | 100% | 100% | 0 | 0 | 0 | 0 | 0 | 0 | 0 | 0 | 0 | 0 | 0 | 0 | 0 | 0 | 0 | 0 | 0 | 0 | 0 | 0 | 0 | 0
| 0 | 0 | 0 | 0 | 0 | 0 | 0 | 0 | 0 | 0 | 0 | 0 | 0 | 0 | 0 | 0 | 0 | 0 | FALSE | FALSE | FALSE | FALSE | 0 | 0 | 0 | n/a | n/a | n/a | n/a | n/a | 0 | 0 | 100% | 100% | 0 | 0 | 0 | 0 | 0 | 0 | 0 | 0 | 0 | 0 | 0 | 0 | 0 | 0 | 0 | 0 | 0 | 0 | 0 | 0 | 0 | 0
| 0 | 0 | 0 | 0 | 0 | 0 | 0 | 0 | 0 | 0 | 0 | 0 | 0 | 0 | 0 | 0 | 0 | 0 | FALSE | FALSE | FALSE | FALSE | 0 | 0 | 0 | n/a | n/a | n/a | n/a | n/a | 0 | 0 | 100% | 100% | 0 | 0 | 0 | 0 | 0 | 0 | 0 | 0 | 0 | 0 | 0 | 0 | 0 | 0 | 0 | 0 | 0 | 0 | 0 | 0 | 0 | 0
| 0 | 0 | 0 | 0 | 0 | 0 | 0 | 0 | 0 | 0 | 0 | 0 | 0 | 0 | 0 | 0 | 0 | 0 | FALSE | FALSE | FALSE | FALSE | 0 | 0 | 0 | n/a | n/a | n/a | n/a | n/a | 0 | 0 | 100% | 100% | 0 | 0 | 0 | 0 | 0 | 0 | 0 | 0 | 0 | 0 | 0 | 0 | 0 | 0 | 0 | 0 | 0 | 0 | 0 | 0 | 0 | 0
| 0 | 0 | 0 | 0 | 0 | 0 | 0 | 0 | 0 | 0 | 0 | 0 | 0 | 0 | 0 | 0 | 0 | 0 | FALSE | FALSE | FALSE | FALSE | 0 | 0 | 0 | n/a | n/a | n/a | n/a | n/a | 0 | 0 | 100% | 100% | 0 | 0 | 0 | 0 | 0 | 0 | 0 | 0 | 0 | 0 | 0 | 0 | 0 | 0 | 0 | 0 | 0 | 0 | 0 | 0 | 0 | 0
| 0 | 0 | 0 | 0 | 0 | 0 | 0 | 0 | 0 | 0 | 0 | 0 | 0 | 0 | 0 | 0 | 0 | 0 | FALSE | FALSE | FALSE | FALSE | 0 | 0 | 0 | n/a | n/a | n/a | n/a | n/a | 0 | 0 | 100% | 100% | 0 | 0 | 0 | 0 | 0 | 0 | 0 | 0 | 0 | 0 | 0 | 0 | 0 | 0 | 0 | 0 | 0 | 0 | 0 | 0 | 0 | 0
| 0 | 0 | 0 | 0 | 0 | 0 | 0 | 0 | 0 | 0 | 0 | 0 | 0 | 0 | 0 | 0 | 0 | 0 | FALSE | FALSE | FALSE | FALSE | 0 | 0 | 0 | n/a | n/a | n/a | n/a | n/a | 0 | 0 | 100% | 100% | 0 | 0 | 0 | 0 | 0 | 0 | 0 | 0 | 0 | 0 | 0 | 0 | 0 | 0 | 0 | 0 | 0 | 0 | 0 | 0 | 0 | 0
| 0 | 0 | 0 | 0 | 0 | 0 | 0 | 0 | 0 | 0 | 0 | 0 | 0 | 0 | 0 | 0 | 0 | 0 | FALSE | FALSE | FALSE | FALSE | 0 | 0 | 0 | n/a | n/a | n/a | n/a | n/a | 0 | 0 | 100% | 100% | 0 | 0 | 0 | 0 | 0 | 0 | 0 | 0 | 0 | 0 | 0 | 0 | 0 | 0 | 0 | 0 | 0 | 0 | 0 | 0 | 0 | 0
| 0 | 0 | 0 | 0 | 0 | 0 | 0 | 0 | 0 | 0 | 0 | 0 | 0 | 0 | 0 | 0 | 0 | 0 | FALSE | FALSE | FALSE | FALSE | 0 | 0 | 0 | n/a | n/a | n/a | n/a | n/a | 0 | 0 | 100% | 100% | 0 | 0 | 0 | 0 | 0 | 0 | 0 | 0 | 0 | 0 | 0 | 0 | 0 | 0 | 0 | 0 | 0 | 0 | 0 | 0 | 0 | 0
| 0 | 0 | 0 | 0 | 0 | 0 | 0 | 0 | 0 | 0 | 0 | 0 | 0 | 0 | 0 | 0 | 0 | 0 | FALSE | FALSE | FALSE | FALSE | 0 | 0 | 0 | n/a | n/a | n/a | n/a | n/a | 0 | 0 | 100% | 100% | 0 | 0 | 0 | 0 | 0 | 0 | 0 | 0 | 0 | 0 | 0 | 0 | 0 | 0 | 0 | 0 | 0 | 0 | 0 | 0 | 0 | 0
| 0 | 0 | 0 | 0 | 0 | 0 | 0 | 0 | 0 | 0 | 0 | 0 | 0 | 0 | 0 | 0 | 0 | 0 | FALSE | FALSE | FALSE | FALSE | 0 | 0 | 0 | n/a | n/a | n/a | n/a | n/a | 0 | 0 | 100% | 100% | 0 | 0 | 0 | 0 | 0 | 0 | 0 | 0 | 0 | 0 | 0 | 0 | 0 | 0 | 0 | 0 | 0 | 0 | 0 | 0 | 0 | 0
| 0 | 0 | 0 | 0 | 0 | 0 | 0 | 0 | 0 | 0 | 0 | 0 | 0 | 0 | 0 | 0 | 0 | 0 | FALSE | FALSE | FALSE | FALSE | 0 | 0 | 0 | n/a | n/a | n/a | n/a | n/a | 0 | 0 | 100% | 100% | 0 | 0 | 0 | 0 | 0 | 0 | 0 | 0 | 0 | 0 | 0 | 0 | 0 | 0 | 0 | 0 | 0 | 0 | 0 | 0 | 0 | 0
| 0 | 0 | 0 | 0 | 0 | 0 | 0 | 0 | 0 | 0 | 0 | 0 | 0 | 0 | 0 | 0 | 0 | 0 | FALSE | FALSE | FALSE | FALSE | 0 | 0 | 0 | n/a | n/a | n/a | n/a | n/a | 0 | 0 | 100% | 100% | 0 | 0 | 0 | 0 | 0 | 0 | 0 | 0 | 0 | 0 | 0 | 0 | 0 | 0 | 0 | 0 | 0 | 0 | 0 | 0 | 0 | 0
| 0 | 0 | 0 | 0 | 0 | 0 | 0 | 0 | 0 | 0 | 0 | 0 | 0 | 0 | 0 | 0 | 0 | 0 | FALSE | FALSE | FALSE | FALSE | 0 | 0 | 0 | n/a | n/a | n/a | n/a | n/a | 0 | 0 | 100% | 100% | 0 | 0 | 0 | 0 | 0 | 0 | 0 | 0 | 0 | 0 | 0 | 0 | 0 | 0 | 0 | 0 | 0 | 0 | 0 | 0 | 0 | 0
| 0 | 0 | 0 | 0 | 0 | 0 | 0 | 0 | 0 | 0 | 0 | 0 | 0 | 0 | 0 | 0 | 0 | 0 | FALSE | FALSE | FALSE | FALSE | 0 | 0 | 0 | n/a | n/a | n/a | n/a | n/a | 0 | 0 | 100% | 100% | 0 | 0 | 0 | 0 | 0 | 0 | 0 | 0 | 0 | 0 | 0 | 0 | 0 | 0 | 0 | 0 | 0 | 0 | 0 | 0 | 0 | 0
| 0 | 0 | 0 | 0 | 0 | 0 | 0 | 0 | 0 | 0 | 0 | 0 | 0 | 0 | 0 | 0 | 0 | 0 | FALSE | FALSE | FALSE | FALSE | 0 | 0 | 0 | n/a | n/a | n/a | n/a | n/a | 0 | 0 | 100% | 100% | 0 | 0 | 0 | 0 | 0 | 0 | 0 | 0 | 0 | 0 | 0 | 0 | 0 | 0 | 0 | 0 | 0 | 0 | 0 | 0 | 0 | 0
| 0 | 0 | 0 | 0 | 0 | 0 | 0 | 0 | 0 | 0 | 0 | 0 | 0 | 0 | 0 | 0 | 0 | 0 | FALSE | FALSE | FALSE | FALSE | 0 | 0 | 0 | n/a | n/a | n/a | n/a | n/a | 0 | 0 | 100% | 100% | 0 | 0 | 0 | 0 | 0 | 0 | 0 | 0 | 0 | 0 | 0 | 0 | 0 | 0 | 0 | 0 | 0 | 0 | 0 | 0 | 0 | 0
| 0 | 0 | 0 | 0 | 0 | 0 | 0 | 0 | 0 | 0 | 0 | 0 | 0 | 0 | 0 | 0 | 0 | 0 | FALSE | FALSE | FALSE | FALSE | 0 | 0 | 0 | n/a | n/a | n/a | n/a | n/a | 0 | 0 | 100% | 100% | 0 | 0 | 0 | 0 | 0 | 0 | 0 | 0 | 0 | 0 | 0 | 0 | 0 | 0 | 0 | 0 | 0 | 0 | 0 | 0 | 0 | 0
| 0 | 0 | 0 | 0 | 0 | 0 | 0 | 0 | 0 | 0 | 0 | 0 | 0 | 0 | 0 | 0 | 0 | 0 | FALSE | FALSE | FALSE | FALSE | 0 | 0 | 0 | n/a | n/a | n/a | n/a | n/a | 0 | 0 | 100% | 100% | 0 | 0 | 0 | 0 | 0 | 0 | 0 | 0 | 0 | 0 | 0 | 0 | 0 | 0 | 0 | 0 | 0 | 0 | 0 | 0 | 0 | 0
| 0 | 0 | 0 | 0 | 0 | 0 | 0 | 0 | 0 | 0 | 0 | 0 | 0 | 0 | 0 | 0 | 0 | 0 | FALSE | FALSE | FALSE | FALSE | 0 | 0 | 0 | n/a | n/a | n/a | n/a | n/a | 0 | 0 | 100% | 100% | 0 | 0 | 0 | 0 | 0 | 0 | 0 | 0 | 0 | 0 | 0 | 0 | 0 | 0 | 0 | 0 | 0 | 0 | 0 | 0 | 0 | 0
| 0 | 0 | 0 | 0 | 0 | 0 | 0 | 0 | 0 | 0 | 0 | 0 | 0 | 0 | 0 | 0 | 0 | 0 | FALSE | FALSE | FALSE | FALSE | 0 | 0 | 0 | n/a | n/a | n/a | n/a | n/a | 0 | 0 | 100% | 100% | 0 | 0 | 0 | 0 | 0 | 0 | 0 | 0 | 0 | 0 | 0 | 0 | 0 | 0 | 0 | 0 | 0 | 0 | 0 | 0 | 0 | 0
| 0 | 0 | 0 | 0 | 0 | 0 | 0 | 0 | 0 | 0 | 0 | 0 | 0 | 0 | 0 | 0 | 0 | 0 | FALSE | FALSE | FALSE | FALSE | 0 | 0 | 0 | n/a | n/a | n/a | n/a | n/a | 0 | 0 | 100% | 100% | 0 | 0 | 0 | 0 | 0 | 0 | 0 | 0 | 0 | 0 | 0 | 0 | 0 | 0 | 0 | 0 | 0 | 0 | 0 | 0 | 0 | 0
| 0 | 0 | 0 | 0 | 0 | 0 | 0 | 0 | 0 | 0 | 0 | 0 | 0 | 0 | 0 | 0 | 0 | 0 | FALSE | FALSE | FALSE | FALSE | 0 | 0 | 0 | n/a | n/a | n/a | n/a | n/a | 0 | 0 | 100% | 100% | 0 | 0 | 0 | 0 | 0 | 0 | 0 | 0 | 0 | 0 | 0 | 0 | 0 | 0 | 0 | 0 | 0 | 0 | 0 | 0 | 0 | 0
| 0 | 0 | 0 | 0 | 0 | 0 | 0 | 0 | 0 | 0 | 0 | 0 | 0 | 0 | 0 | 0 | 0 | 0 | FALSE | FALSE | FALSE | FALSE | 0 | 0 | 0 | n/a | n/a | n/a | n/a | n/a | 0 | 0 | 100% | 100% | 0 | 0 | 0 | 0 | 0 | 0 | 0 | 0 | 0 | 0 | 0 | 0 | 0 | 0 | 0 | 0 | 0 | 0 | 0 | 0 | 0 | 0
| 0 | 0 | 0 | 0 | 0 | 0 | 0 | 0 | 0 | 0 | 0 | 0 | 0 | 0 | 0 | 0 | 0 | 0 | FALSE | FALSE | FALSE | FALSE | 0 | 0 | 0 | n/a | n/a | n/a | n/a | n/a | 0 | 0 | 100% | 100% | 0 | 0 | 0 | 0 | 0 | 0 | 0 | 0 | 0 | 0 | 0 | 0 | 0 | 0 | 0 | 0 | 0 | 0 | 0 | 0 | 0 | 0
| 0 | 0 | 0 | 0 | 0 | 0 | 0 | 0 | 0 | 0 | 0 | 0 | 0 | 0 | 0 | 0 | 0 | 0 | FALSE | FALSE | FALSE | FALSE | 0 | 0 | 0 | n/a | n/a | n/a | n/a | n/a | 0 | 0 | 100% | 100% | 0 | 0 | 0 | 0 | 0 | 0 | 0 | 0 | 0 | 0 | 0 | 0 | 0 | 0 | 0 | 0 | 0 | 0 | 0 | 0 | 0 | 0
| 0 | 0 | 0 | 0 | 0 | 0 | 0 | 0 | 0 | 0 | 0 | 0 | 0 | 0 | 0 | 0 | 0 | 0 | FALSE | FALSE | FALSE | FALSE | 0 | 0 | 0 | n/a | n/a | n/a | n/a | n/a | 0 | 0 | 100% | 100% | 0 | 0 | 0 | 0 | 0 | 0 | 0 | 0 | 0 | 0 | 0 | 0 | 0 | 0 | 0 | 0 | 0 | 0 | 0 | 0 | 0 | 0
| 0 | 0 | 0 | 0 | 0 | 0 | 0 | 0 | 0 | 0 | 0 | 0 | 0 | 0 | 0 | 0 | 0 | 0 | FALSE | FALSE | FALSE | FALSE | 0 | 0 | 0 | n/a | n/a | n/a | n/a | n/a | 0 | 0 | 100% | 100% | 0 | 0 | 0 | 0 | 0 | 0 | 0 | 0 | 0 | 0 | 0 | 0 | 0 | 0 | 0 | 0 | 0 | 0 | 0 | 0 | 0 | 0
| 0 | 0 | 0 | 0 | 0 | 0 | 0 | 0 | 0 | 0 | 0 | 0 | 0 | 0 | 0 | 0 | 0 | 0 | FALSE | FALSE | FALSE | FALSE | 0 | 0 | 0 | n/a | n/a | n/a | n/a | n/a | 0 | 0 | 100% | 100% | 0 | 0 | 0 | 0 | 0 | 0 | 0 | 0 | 0 | 0 | 0 | 0 | 0 | 0 | 0 | 0 | 0 | 0 | 0 | 0 | 0 | 0
| 0 | 0 | 0 | 0 | 0 | 0 | 0 | 0 | 0 | 0 | 0 | 0 | 0 | 0 | 0 | 0 | 0 | 0 | FALSE | FALSE | FALSE | FALSE | 0 | 0 | 0 | n/a | n/a | n/a | n/a | n/a | 0 | 0 | 100% | 100% | 0 | 0 | 0 | 0 | 0 | 0 | 0 | 0 | 0 | 0 | 0 | 0 | 0 | 0 | 0 | 0 | 0 | 0 | 0 | 0 | 0 | 0
| 0 | 0 | 0 | 0 | 0 | 0 | 0 | 0 | 0 | 0 | 0 | 0 | 0 | 0 | 0 | 0 | 0 | 0 | FALSE | FALSE | FALSE | FALSE | 0 | 0 | 0 | n/a | n/a | n/a | n/a | n/a | 0 | 0 | 100% | 100% | 0 | 0 | 0 | 0 | 0 | 0 | 0 | 0 | 0 | 0 | 0 | 0 | 0 | 0 | 0 | 0 | 0 | 0 | 0 | 0 | 0 | 0
| 0 | 0 | 0 | 0 | 0 | 0 | 0 | 0 | 0 | 0 | 0 | 0 | 0 | 0 | 0 | 0 | 0 | 0 | FALSE | FALSE | FALSE | FALSE | 0 | 0 | 0 | n/a | n/a | n/a | n/a | n/a | 0 | 0 | 100% | 100% | 0 | 0 | 0 | 0 | 0 | 0 | 0 | 0 | 0 | 0 | 0 | 0 | 0 | 0 | 0 | 0 | 0 | 0 | 0 | 0 | 0 | 0
| 0 | 0 | 0 | 0 | 0 | 0 | 0 | 0 | 0 | 0 | 0 | 0 | 0 | 0 | 0 | 0 | 0 | 0 | FALSE | FALSE | FALSE | FALSE | 0 | 0 | 0 | n/a | n/a | n/a | n/a | n/a | 0 | 0 | 100% | 100% | 0 | 0 | 0 | 0 | 0 | 0 | 0 | 0 | 0 | 0 | 0 | 0 | 0 | 0 | 0 | 0 | 0 | 0 | 0 | 0 | 0 | 0
| 0 | 0 | 0 | 0 | 0 | 0 | 0 | 0 | 0 | 0 | 0 | 0 | 0 | 0 | 0 | 0 | 0 | 0 | FALSE | FALSE | FALSE | FALSE | 0 | 0 | 0 | n/a | n/a | n/a | n/a | n/a | 0 | 0 | 100% | 100% | 0 | 0 | 0 | 0 | 0 | 0 | 0 | 0 | 0 | 0 | 0 | 0 | 0 | 0 | 0 | 0 | 0 | 0 | 0 | 0 | 0 | 0
| 0 | 0 | 0 | 0 | 0 | 0 | 0 | 0 | 0 | 0 | 0 | 0 | 0 | 0 | 0 | 0 | 0 | 0 | FALSE | FALSE | FALSE | FALSE | 0 | 0 | 0 | n/a | n/a | n/a | n/a | n/a | 0 | 0 | 100% | 100% | 0 | 0 | 0 | 0 | 0 | 0 | 0 | 0 | 0 | 0 | 0 | 0 | 0 | 0 | 0 | 0 | 0 | 0 | 0 | 0 | 0 | 0
| 0 | 0 | 0 | 0 | 0 | 0 | 0 | 0 | 0 | 0 | 0 | 0 | 0 | 0 | 0 | 0 | 0 | 0 | FALSE | FALSE | FALSE | FALSE | 0 | 0 | 0 | n/a | n/a | n/a | n/a | n/a | 0 | 0 | 100% | 100% | 0 | 0 | 0 | 0 | 0 | 0 | 0 | 0 | 0 | 0 | 0 | 0 | 0 | 0 | 0 | 0 | 0 | 0 | 0 | 0 | 0 | 0
| 0 | 0 | 0 | 0 | 0 | 0 | 0 | 0 | 0 | 0 | 0 | 0 | 0 | 0 | 0 | 0 | 0 | 0 | FALSE | FALSE | FALSE | FALSE | 0 | 0 | 0 | n/a | n/a | n/a | n/a | n/a | 0 | 0 | 100% | 100% | 0 | 0 | 0 | 0 | 0 | 0 | 0 | 0 | 0 | 0 | 0 | 0 | 0 | 0 | 0 | 0 | 0 | 0 | 0 | 0 | 0 | 0
| 0 | 0 | 0 | 0 | 0 | 0 | 0 | 0 | 0 | 0 | 0 | 0 | 0 | 0 | 0 | 0 | 0 | 0 | FALSE | FALSE | FALSE | FALSE | 0 | 0 | 0 | n/a | n/a | n/a | n/a | n/a | 0 | 0 | 100% | 100% | 0 | 0 | 0 | 0 | 0 | 0 | 0 | 0 | 0 | 0 | 0 | 0 | 0 | 0 | 0 | 0 | 0 | 0 | 0 | 0 | 0 | 0
| 0 | 0 | 0 | 0 | 0 | 0 | 0 | 0 | 0 | 0 | 0 | 0 | 0 | 0 | 0 | 0 | 0 | 0 | FALSE | FALSE | FALSE | FALSE | 0 | 0 | 0 | n/a | n/a | n/a | n/a | n/a | 0 | 0 | 100% | 100% | 0 | 0 | 0 | 0 | 0 | 0 | 0 | 0 | 0 | 0 | 0 | 0 | 0 | 0 | 0 | 0 | 0 | 0 | 0 | 0 | 0 | 0
| 0 | 0 | 0 | 0 | 0 | 0 | 0 | 0 | 0 | 0 | 0 | 0 | 0 | 0 | 0 | 0 | 0 | 0 | FALSE | FALSE | FALSE | FALSE | 0 | 0 | 0 | n/a | n/a | n/a | n/a | n/a | 0 | 0 | 100% | 100% | 0 | 0 | 0 | 0 | 0 | 0 | 0 | 0 | 0 | 0 | 0 | 0 | 0 | 0 | 0 | 0 | 0 | 0 | 0 | 0 | 0 | 0
| 0 | 0 | 0 | 0 | 0 | 0 | 0 | 0 | 0 | 0 | 0 | 0 | 0 | 0 | 0 | 0 | 0 | 0 | FALSE | FALSE | FALSE | FALSE | 0 | 0 | 0 | n/a | n/a | n/a | n/a | n/a | 0 | 0 | 100% | 100% | 0 | 0 | 0 | 0 | 0 | 0 | 0 | 0 | 0 | 0 | 0 | 0 | 0 | 0 | 0 | 0 | 0 | 0 | 0 | 0 | 0 | 0
| 0 | 0 | 0 | 0 | 0 | 0 | 0 | 0 | 0 | 0 | 0 | 0 | 0 | 0 | 0 | 0 | 0 | 0 | FALSE | FALSE | FALSE | FALSE | 0 | 0 | 0 | n/a | n/a | n/a | n/a | n/a | 0 | 0 | 100% | 100% | 0 | 0 | 0 | 0 | 0 | 0 | 0 | 0 | 0 | 0 | 0 | 0 | 0 | 0 | 0 | 0 | 0 | 0 | 0 | 0 | 0 | 0
| 0 | 0 | 0 | 0 | 0 | 0 | 0 | 0 | 0 | 0 | 0 | 0 | 0 | 0 | 0 | 0 | 0 | 0 | FALSE | FALSE | FALSE | FALSE | 0 | 0 | 0 | n/a | n/a | n/a | n/a | n/a | 0 | 0 | 100% | 100% | 0 | 0 | 0 | 0 | 0 | 0 | 0 | 0 | 0 | 0 | 0 | 0 | 0 | 0 | 0 | 0 | 0 | 0 | 0 | 0 | 0 | 0
| 0 | 0 | 0 | 0 | 0 | 0 | 0 | 0 | 0 | 0 | 0 | 0 | 0 | 0 | 0 | 0 | 0 | 0 | FALSE | FALSE | FALSE | FALSE | 0 | 0 | 0 | n/a | n/a | n/a | n/a | n/a | 0 | 0 | 100% | 100% | 0 | 0 | 0 | 0 | 0 | 0 | 0 | 0 | 0 | 0 | 0 | 0 | 0 | 0 | 0 | 0 | 0 | 0 | 0 | 0 | 0 | 0
| 0 | 0 | 0 | 0 | 0 | 0 | 0 | 0 | 0 | 0 | 0 | 0 | 0 | 0 | 0 | 0 | 0 | 0 | FALSE | FALSE | FALSE | FALSE | 0 | 0 | 0 | n/a | n/a | n/a | n/a | n/a | 0 | 0 | 100% | 100% | 0 | 0 | 0 | 0 | 0 | 0 | 0 | 0 | 0 | 0 | 0 | 0 | 0 | 0 | 0 | 0 | 0 | 0 | 0 | 0 | 0 | 0
| 0 | 0 | 0 | 0 | 0 | 0 | 0 | 0 | 0 | 0 | 0 | 0 | 0 | 0 | 0 | 0 | 0 | 0 | FALSE | FALSE | FALSE | FALSE | 0 | 0 | 0 | n/a | n/a | n/a | n/a | n/a | 0 | 0 | 100% | 100% | 0 | 0 | 0 | 0 | 0 | 0 | 0 | 0 | 0 | 0 | 0 | 0 | 0 | 0 | 0 | 0 | 0 | 0 | 0 | 0 | 0 | 0
| 0 | 0 | 0 | 0 | 0 | 0 | 0 | 0 | 0 | 0 | 0 | 0 | 0 | 0 | 0 | 0 | 0 | 0 | FALSE | FALSE | FALSE | FALSE | 0 | 0 | 0 | n/a | n/a | n/a | n/a | n/a | 0 | 0 | 100% | 100% | 0 | 0 | 0 | 0 | 0 | 0 | 0 | 0 | 0 | 0 | 0 | 0 | 0 | 0 | 0 | 0 | 0 | 0 | 0 | 0 | 0 | 0
| 0 | 0 | 0 | 0 | 0 | 0 | 0 | 0 | 0 | 0 | 0 | 0 | 0 | 0 | 0 | 0 | 0 | 0 | FALSE | FALSE | FALSE | FALSE | 0 | 0 | 0 | n/a | n/a | n/a | n/a | n/a | 0 | 0 | 100% | 100% | 0 | 0 | 0 | 0 | 0 | 0 | 0 | 0 | 0 | 0 | 0 | 0 | 0 | 0 | 0 | 0 | 0 | 0 | 0 | 0 | 0 | 0
| 0 | 0 | 0 | 0 | 0 | 0 | 0 | 0 | 0 | 0 | 0 | 0 | 0 | 0 | 0 | 0 | 0 | 0 | FALSE | FALSE | FALSE | FALSE | 0 | 0 | 0 | n/a | n/a | n/a | n/a | n/a | 0 | 0 | 100% | 100% | 0 | 0 | 0 | 0 | 0 | 0 | 0 | 0 | 0 | 0 | 0 | 0 | 0 | 0 | 0 | 0 | 0 | 0 | 0 | 0 | 0 | 0
| 0 | 0 | 0 | 0 | 0 | 0 | 0 | 0 | 0 | 0 | 0 | 0 | 0 | 0 | 0 | 0 | 0 | 0 | FALSE | FALSE | FALSE | FALSE | 0 | 0 | 0 | n/a | n/a | n/a | n/a | n/a | 0 | 0 | 100% | 100% | 0 | 0 | 0 | 0 | 0 | 0 | 0 | 0 | 0 | 0 | 0 | 0 | 0 | 0 | 0 | 0 | 0 | 0 | 0 | 0 | 0 | 0
| 0 | 0 | 0 | 0 | 0 | 0 | 0 | 0 | 0 | 0 | 0 | 0 | 0 | 0 | 0 | 0 | 0 | 0 | FALSE | FALSE | FALSE | FALSE | 0 | 0 | 0 | n/a | n/a | n/a | n/a | n/a | 0 | 0 | 100% | 100% | 0 | 0 | 0 | 0 | 0 | 0 | 0 | 0 | 0 | 0 | 0 | 0 | 0 | 0 | 0 | 0 | 0 | 0 | 0 | 0 | 0 | 0
| 0 | 0 | 0 | 0 | 0 | 0 | 0 | 0 | 0 | 0 | 0 | 0 | 0 | 0 | 0 | 0 | 0 | 0 | FALSE | FALSE | FALSE | FALSE | 0 | 0 | 0 | n/a | n/a | n/a | n/a | n/a | 0 | 0 | 100% | 100% | 0 | 0 | 0 | 0 | 0 | 0 | 0 | 0 | 0 | 0 | 0 | 0 | 0 | 0 | 0 | 0 | 0 | 0 | 0 | 0 | 0 | 0
| 0 | 0 | 0 | 0 | 0 | 0 | 0 | 0 | 0 | 0 | 0 | 0 | 0 | 0 | 0 | 0 | 0 | 0 | FALSE | FALSE | FALSE | FALSE | 0 | 0 | 0 | n/a | n/a | n/a | n/a | n/a | 0 | 0 | 100% | 100% | 0 | 0 | 0 | 0 | 0 | 0 | 0 | 0 | 0 | 0 | 0 | 0 | 0 | 0 | 0 | 0 | 0 | 0 | 0 | 0 | 0 | 0
| 0 | 0 | 0 | 0 | 0 | 0 | 0 | 0 | 0 | 0 | 0 | 0 | 0 | 0 | 0 | 0 | 0 | 0 | FALSE | FALSE | FALSE | FALSE | 0 | 0 | 0 | n/a | n/a | n/a | n/a | n/a | 0 | 0 | 100% | 100% | 0 | 0 | 0 | 0 | 0 | 0 | 0 | 0 | 0 | 0 | 0 | 0 | 0 | 0 | 0 | 0 | 0 | 0 | 0 | 0 | 0 | 0
| 0 | 0 | 0 | 0 | 0 | 0 | 0 | 0 | 0 | 0 | 0 | 0 | 0 | 0 | 0 | 0 | 0 | 0 | FALSE | FALSE | FALSE | FALSE | 0 | 0 | 0 | n/a | n/a | n/a | n/a | n/a | 0 | 0 | 100% | 100% | 0 | 0 | 0 | 0 | 0 | 0 | 0 | 0 | 0 | 0 | 0 | 0 | 0 | 0 | 0 | 0 | 0 | 0 | 0 | 0 | 0 | 0
| 0 | 0 | 0 | 0 | 0 | 0 | 0 | 0 | 0 | 0 | 0 | 0 | 0 | 0 | 0 | 0 | 0 | 0 | FALSE | FALSE | FALSE | FALSE | 0 | 0 | 0 | n/a | n/a | n/a | n/a | n/a | 0 | 0 | 100% | 100% | 0 | 0 | 0 | 0 | 0 | 0 | 0 | 0 | 0 | 0 | 0 | 0 | 0 | 0 | 0 | 0 | 0 | 0 | 0 | 0 | 0 | 0
| 0 | 0 | 0 | 0 | 0 | 0 | 0 | 0 | 0 | 0 | 0 | 0 | 0 | 0 | 0 | 0 | 0 | 0 | FALSE | FALSE | FALSE | FALSE | 0 | 0 | 0 | n/a | n/a | n/a | n/a | n/a | 0 | 0 | 100% | 100% | 0 | 0 | 0 | 0 | 0 | 0 | 0 | 0 | 0 | 0 | 0 | 0 | 0 | 0 | 0 | 0 | 0 | 0 | 0 | 0 | 0 | 0
| 0 | 0 | 0 | 0 | 0 | 0 | 0 | 0 | 0 | 0 | 0 | 0 | 0 | 0 | 0 | 0 | 0 | 0 | FALSE | FALSE | FALSE | FALSE | 0 | 0 | 0 | n/a | n/a | n/a | n/a | n/a | 0 | 0 | 100% | 100% | 0 | 0 | 0 | 0 | 0 | 0 | 0 | 0 | 0 | 0 | 0 | 0 | 0 | 0 | 0 | 0 | 0 | 0 | 0 | 0 | 0 | 0
| 0 | 0 | 0 | 0 | 0 | 0 | 0 | 0 | 0 | 0 | 0 | 0 | 0 | 0 | 0 | 0 | 0 | 0 | FALSE | FALSE | FALSE | FALSE | 0 | 0 | 0 | n/a | n/a | n/a | n/a | n/a | 0 | 0 | 100% | 100% | 0 | 0 | 0 | 0 | 0 | 0 | 0 | 0 | 0 | 0 | 0 | 0 | 0 | 0 | 0 | 0 | 0 | 0 | 0 | 0 | 0 | 0
| 0 | 0 | 0 | 0 | 0 | 0 | 0 | 0 | 0 | 0 | 0 | 0 | 0 | 0 | 0 | 0 | 0 | 0 | FALSE | FALSE | FALSE | FALSE | 0 | 0 | 0 | n/a | n/a | n/a | n/a | n/a | 0 | 0 | 100% | 100% | 0 | 0 | 0 | 0 | 0 | 0 | 0 | 0 | 0 | 0 | 0 | 0 | 0 | 0 | 0 | 0 | 0 | 0 | 0 | 0 | 0 | 0
| 0 | 0 | 0 | 0 | 0 | 0 | 0 | 0 | 0 | 0 | 0 | 0 | 0 | 0 | 0 | 0 | 0 | 0 | FALSE | FALSE | FALSE | FALSE | 0 | 0 | 0 | n/a | n/a | n/a | n/a | n/a | 0 | 0 | 100% | 100% | 0 | 0 | 0 | 0 | 0 | 0 | 0 | 0 | 0 | 0 | 0 | 0 | 0 | 0 | 0 | 0 | 0 | 0 | 0 | 0 | 0 | 0
| 0 | 0 | 0 | 0 | 0 | 0 | 0 | 0 | 0 | 0 | 0 | 0 | 0 | 0 | 0 | 0 | 0 | 0 | FALSE | FALSE | FALSE | FALSE | 0 | 0 | 0 | n/a | n/a | n/a | n/a | n/a | 0 | 0 | 100% | 100% | 0 | 0 | 0 | 0 | 0 | 0 | 0 | 0 | 0 | 0 | 0 | 0 | 0 | 0 | 0 | 0 | 0 | 0 | 0 | 0 | 0 | 0
| 0 | 0 | 0 | 0 | 0 | 0 | 0 | 0 | 0 | 0 | 0 | 0 | 0 | 0 | 0 | 0 | 0 | 0 | FALSE | FALSE | FALSE | FALSE | 0 | 0 | 0 | n/a | n/a | n/a | n/a | n/a | 0 | 0 | 100% | 100% | 0 | 0 | 0 | 0 | 0 | 0 | 0 | 0 | 0 | 0 | 0 | 0 | 0 | 0 | 0 | 0 | 0 | 0 | 0 | 0 | 0 | 0
| 0 | 0 | 0 | 0 | 0 | 0 | 0 | 0 | 0 | 0 | 0 | 0 | 0 | 0 | 0 | 0 | 0 | 0 | FALSE | FALSE | FALSE | FALSE | 0 | 0 | 0 | n/a | n/a | n/a | n/a | n/a | 0 | 0 | 100% | 100% | 0 | 0 | 0 | 0 | 0 | 0 | 0 | 0 | 0 | 0 | 0 | 0 | 0 | 0 | 0 | 0 | 0 | 0 | 0 | 0 | 0 | 0
| 0 | 0 | 0 | 0 | 0 | 0 | 0 | 0 | 0 | 0 | 0 | 0 | 0 | 0 | 0 | 0 | 0 | 0 | FALSE | FALSE | FALSE | FALSE | 0 | 0 | 0 | n/a | n/a | n/a | n/a | n/a | 0 | 0 | 100% | 100% | 0 | 0 | 0 | 0 | 0 | 0 | 0 | 0 | 0 | 0 | 0 | 0 | 0 | 0 | 0 | 0 | 0 | 0 | 0 | 0 | 0 | 0
| 0 | 0 | 0 | 0 | 0 | 0 | 0 | 0 | 0 | 0 | 0 | 0 | 0 | 0 | 0 | 0 | 0 | 0 | FALSE | FALSE | FALSE | FALSE | 0 | 0 | 0 | n/a | n/a | n/a | n/a | n/a | 0 | 0 | 100% | 100% | 0 | 0 | 0 | 0 | 0 | 0 | 0 | 0 | 0 | 0 | 0 | 0 | 0 | 0 | 0 | 0 | 0 | 0 | 0 | 0 | 0 | 0
| 0 | 0 | 0 | 0 | 0 | 0 | 0 | 0 | 0 | 0 | 0 | 0 | 0 | 0 | 0 | 0 | 0 | 0 | FALSE | FALSE | FALSE | FALSE | 0 | 0 | 0 | n/a | n/a | n/a | n/a | n/a | 0 | 0 | 100% | 100% | 0 | 0 | 0 | 0 | 0 | 0 | 0 | 0 | 0 | 0 | 0 | 0 | 0 | 0 | 0 | 0 | 0 | 0 | 0 | 0 | 0 | 0
| 0 | 0 | 0 | 0 | 0 | 0 | 0 | 0 | 0 | 0 | 0 | 0 | 0 | 0 | 0 | 0 | 0 | 0 | FALSE | FALSE | FALSE | FALSE | 0 | 0 | 0 | n/a | n/a | n/a | n/a | n/a | 0 | 0 | 100% | 100% | 0 | 0 | 0 | 0 | 0 | 0 | 0 | 0 | 0 | 0 | 0 | 0 | 0 | 0 | 0 | 0 | 0 | 0 | 0 | 0 | 0 | 0
| 0 | 0 | 0 | 0 | 0 | 0 | 0 | 0 | 0 | 0 | 0 | 0 | 0 | 0 | 0 | 0 | 0 | 0 | FALSE | FALSE | FALSE | FALSE | 0 | 0 | 0 | n/a | n/a | n/a | n/a | n/a | 0 | 0 | 100% | 100% | 0 | 0 | 0 | 0 | 0 | 0 | 0 | 0 | 0 | 0 | 0 | 0 | 0 | 0 | 0 | 0 | 0 | 0 | 0 | 0 | 0 | 0
| 0 | 0 | 0 | 0 | 0 | 0 | 0 | 0 | 0 | 0 | 0 | 0 | 0 | 0 | 0 | 0 | 0 | 0 | FALSE | FALSE | FALSE | FALSE | 0 | 0 | 0 | n/a | n/a | n/a | n/a | n/a | 0 | 0 | 100% | 100% | 0 | 0 | 0 | 0 | 0 | 0 | 0 | 0 | 0 | 0 | 0 | 0 | 0 | 0 | 0 | 0 | 0 | 0 | 0 | 0 | 0 | 0
| 0 | 0 | 0 | 0 | 0 | 0 | 0 | 0 | 0 | 0 | 0 | 0 | 0 | 0 | 0 | 0 | 0 | 0 | FALSE | FALSE | FALSE | FALSE | 0 | 0 | 0 | n/a | n/a | n/a | n/a | n/a | 0 | 0 | 100% | 100% | 0 | 0 | 0 | 0 | 0 | 0 | 0 | 0 | 0 | 0 | 0 | 0 | 0 | 0 | 0 | 0 | 0 | 0 | 0 | 0 | 0 | 0
| 0 | 0 | 0 | 0 | 0 | 0 | 0 | 0 | 0 | 0 | 0 | 0 | 0 | 0 | 0 | 0 | 0 | 0 | FALSE | FALSE | FALSE | FALSE | 0 | 0 | 0 | n/a | n/a | n/a | n/a | n/a | 0 | 0 | 100% | 100% | 0 | 0 | 0 | 0 | 0 | 0 | 0 | 0 | 0 | 0 | 0 | 0 | 0 | 0 | 0 | 0 | 0 | 0 | 0 | 0 | 0 | 0
| 0 | 0 | 0 | 0 | 0 | 0 | 0 | 0 | 0 | 0 | 0 | 0 | 0 | 0 | 0 | 0 | 0 | 0 | FALSE | FALSE | FALSE | FALSE | 0 | 0 | 0 | n/a | n/a | n/a | n/a | n/a | 0 | 0 | 100% | 100% | 0 | 0 | 0 | 0 | 0 | 0 | 0 | 0 | 0 | 0 | 0 | 0 | 0 | 0 | 0 | 0 | 0 | 0 | 0 | 0 | 0 | 0
| 0 | 0 | 0 | 0 | 0 | 0 | 0 | 0 | 0 | 0 | 0 | 0 | 0 | 0 | 0 | 0 | 0 | 0 | FALSE | FALSE | FALSE | FALSE | 0 | 0 | 0 | n/a | n/a | n/a | n/a | n/a | 0 | 0 | 100% | 100% | 0 | 0 | 0 | 0 | 0 | 0 | 0 | 0 | 0 | 0 | 0 | 0 | 0 | 0 | 0 | 0 | 0 | 0 | 0 | 0 | 0 | 0
| 0 | 0 | 0 | 0 | 0 | 0 | 0 | 0 | 0 | 0 | 0 | 0 | 0 | 0 | 0 | 0 | 0 | 0 | FALSE | FALSE | FALSE | FALSE | 0 | 0 | 0 | n/a | n/a | n/a | n/a | n/a | 0 | 0 | 100% | 100% | 0 | 0 | 0 | 0 | 0 | 0 | 0 | 0 | 0 | 0 | 0 | 0 | 0 | 0 | 0 | 0 | 0 | 0 | 0 | 0 | 0 | 0
| 0 | 0 | 0 | 0 | 0 | 0 | 0 | 0 | 0 | 0 | 0 | 0 | 0 | 0 | 0 | 0 | 0 | 0 | FALSE | FALSE | FALSE | FALSE | 0 | 0 | 0 | n/a | n/a | n/a | n/a | n/a | 0 | 0 | 100% | 100% | 0 | 0 | 0 | 0 | 0 | 0 | 0 | 0 | 0 | 0 | 0 | 0 | 0 | 0 | 0 | 0 | 0 | 0 | 0 | 0 | 0 | 0
| 0 | 0 | 0 | 0 | 0 | 0 | 0 | 0 | 0 | 0 | 0 | 0 | 0 | 0 | 0 | 0 | 0 | 0 | FALSE | FALSE | FALSE | FALSE | 0 | 0 | 0 | n/a | n/a | n/a | n/a | n/a | 0 | 0 | 100% | 100% | 0 | 0 | 0 | 0 | 0 | 0 | 0 | 0 | 0 | 0 | 0 | 0 | 0 | 0 | 0 | 0 | 0 | 0 | 0 | 0 | 0 | 0
| 0 | 0 | 0 | 0 | 0 | 0 | 0 | 0 | 0 | 0 | 0 | 0 | 0 | 0 | 0 | 0 | 0 | 0 | FALSE | FALSE | FALSE | FALSE | 0 | 0 | 0 | n/a | n/a | n/a | n/a | n/a | 0 | 0 | 100% | 100% | 0 | 0 | 0 | 0 | 0 | 0 | 0 | 0 | 0 | 0 | 0 | 0 | 0 | 0 | 0 | 0 | 0 | 0 | 0 | 0 | 0 | 0
| 0 | 0 | 0 | 0 | 0 | 0 | 0 | 0 | 0 | 0 | 0 | 0 | 0 | 0 | 0 | 0 | 0 | 0 | FALSE | FALSE | FALSE | FALSE | 0 | 0 | 0 | n/a | n/a | n/a | n/a | n/a | 0 | 0 | 100% | 100% | 0 | 0 | 0 | 0 | 0 | 0 | 0 | 0 | 0 | 0 | 0 | 0 | 0 | 0 | 0 | 0 | 0 | 0 | 0 | 0 | 0 | 0
| 0 | 0 | 0 | 0 | 0 | 0 | 0 | 0 | 0 | 0 | 0 | 0 | 0 | 0 | 0 | 0 | 0 | 0 | FALSE | FALSE | FALSE | FALSE | 0 | 0 | 0 | n/a | n/a | n/a | n/a | n/a | 0 | 0 | 100% | 100% | 0 | 0 | 0 | 0 | 0 | 0 | 0 | 0 | 0 | 0 | 0 | 0 | 0 | 0 | 0 | 0 | 0 | 0 | 0 | 0 | 0 | 0
| 0 | 0 | 0 | 0 | 0 | 0 | 0 | 0 | 0 | 0 | 0 | 0 | 0 | 0 | 0 | 0 | 0 | 0 | FALSE | FALSE | FALSE | FALSE | 0 | 0 | 0 | n/a | n/a | n/a | n/a | n/a | 0 | 0 | 100% | 100% | 0 | 0 | 0 | 0 | 0 | 0 | 0 | 0 | 0 | 0 | 0 | 0 | 0 | 0 | 0 | 0 | 0 | 0 | 0 | 0 | 0 | 0
| 0 | 0 | 0 | 0 | 0 | 0 | 0 | 0 | 0 | 0 | 0 | 0 | 0 | 0 | 0 | 0 | 0 | 0 | FALSE | FALSE | FALSE | FALSE | 0 | 0 | 0 | n/a | n/a | n/a | n/a | n/a | 0 | 0 | 100% | 100% | 0 | 0 | 0 | 0 | 0 | 0 | 0 | 0 | 0 | 0 | 0 | 0 | 0 | 0 | 0 | 0 | 0 | 0 | 0 | 0 | 0 | 0
| 0 | 0 | 0 | 0 | 0 | 0 | 0 | 0 | 0 | 0 | 0 | 0 | 0 | 0 | 0 | 0 | 0 | 0 | FALSE | FALSE | FALSE | FALSE | 0 | 0 | 0 | n/a | n/a | n/a | n/a | n/a | 0 | 0 | 100% | 100% | 0 | 0 | 0 | 0 | 0 | 0 | 0 | 0 | 0 | 0 | 0 | 0 | 0 | 0 | 0 | 0 | 0 | 0 | 0 | 0 | 0 | 0
| 0 | 0 | 0 | 0 | 0 | 0 | 0 | 0 | 0 | 0 | 0 | 0 | 0 | 0 | 0 | 0 | 0 | 0 | FALSE | FALSE | FALSE | FALSE | 0 | 0 | 0 | n/a | n/a | n/a | n/a | n/a | 0 | 0 | 100% | 100% | 0 | 0 | 0 | 0 | 0 | 0 | 0 | 0 | 0 | 0 | 0 | 0 | 0 | 0 | 0 | 0 | 0 | 0 | 0 | 0 | 0 | 0
| 0 | 0 | 0 | 0 | 0 | 0 | 0 | 0 | 0 | 0 | 0 | 0 | 0 | 0 | 0 | 0 | 0 | 0 | FALSE | FALSE | FALSE | FALSE | 0 | 0 | 0 | n/a | n/a | n/a | n/a | n/a | 0 | 0 | 100% | 100% | 0 | 0 | 0 | 0 | 0 | 0 | 0 | 0 | 0 | 0 | 0 | 0 | 0 | 0 | 0 | 0 | 0 | 0 | 0 | 0 | 0 | 0
| 0 | 0 | 0 | 0 | 0 | 0 | 0 | 0 | 0 | 0 | 0 | 0 | 0 | 0 | 0 | 0 | 0 | 0 | FALSE | FALSE | FALSE | FALSE | 0 | 0 | 0 | n/a | n/a | n/a | n/a | n/a | 0 | 0 | 100% | 100% | 0 | 0 | 0 | 0 | 0 | 0 | 0 | 0 | 0 | 0 | 0 | 0 | 0 | 0 | 0 | 0 | 0 | 0 | 0 | 0 | 0 | 0
| 0 | 0 | 0 | 0 | 0 | 0 | 0 | 0 | 0 | 0 | 0 | 0 | 0 | 0 | 0 | 0 | 0 | 0 | FALSE | FALSE | FALSE | FALSE | 0 | 0 | 0 | n/a | n/a | n/a | n/a | n/a | 0 | 0 | 100% | 100% | 0 | 0 | 0 | 0 | 0 | 0 | 0 | 0 | 0 | 0 | 0 | 0 | 0 | 0 | 0 | 0 | 0 | 0 | 0 | 0 | 0 | 0
| 0 | 0 | 0 | 0 | 0 | 0 | 0 | 0 | 0 | 0 | 0 | 0 | 0 | 0 | 0 | 0 | 0 | 0 | FALSE | FALSE | FALSE | FALSE | 0 | 0 | 0 | n/a | n/a | n/a | n/a | n/a | 0 | 0 | 100% | 100% | 0 | 0 | 0 | 0 | 0 | 0 | 0 | 0 | 0 | 0 | 0 | 0 | 0 | 0 | 0 | 0 | 0 | 0 | 0 | 0 | 0 | 0
| 0 | 0 | 0 | 0 | 0 | 0 | 0 | 0 | 0 | 0 | 0 | 0 | 0 | 0 | 0 | 0 | 0 | 0 | FALSE | FALSE | FALSE | FALSE | 0 | 0 | 0 | n/a | n/a | n/a | n/a | n/a | 0 | 0 | 100% | 100% | 0 | 0 | 0 | 0 | 0 | 0 | 0 | 0 | 0 | 0 | 0 | 0 | 0 | 0 | 0 | 0 | 0 | 0 | 0 | 0 | 0 | 0
| 0 | 0 | 0 | 0 | 0 | 0 | 0 | 0 | 0 | 0 | 0 | 0 | 0 | 0 | 0 | 0 | 0 | 0 | FALSE | FALSE | FALSE | FALSE | 0 | 0 | 0 | n/a | n/a | n/a | n/a | n/a | 0 | 0 | 100% | 100% | 0 | 0 | 0 | 0 | 0 | 0 | 0 | 0 | 0 | 0 | 0 | 0 | 0 | 0 | 0 | 0 | 0 | 0 | 0 | 0 | 0 | 0
| 0 | 0 | 0 | 0 | 0 | 0 | 0 | 0 | 0 | 0 | 0 | 0 | 0 | 0 | 0 | 0 | 0 | 0 | FALSE | FALSE | FALSE | FALSE | 0 | 0 | 0 | n/a | n/a | n/a | n/a | n/a | 0 | 0 | 100% | 100% | 0 | 0 | 0 | 0 | 0 | 0 | 0 | 0 | 0 | 0 | 0 | 0 | 0 | 0 | 0 | 0 | 0 | 0 | 0 | 0 | 0 | 0
| 0 | 0 | 0 | 0 | 0 | 0 | 0 | 0 | 0 | 0 | 0 | 0 | 0 | 0 | 0 | 0 | 0 | 0 | FALSE | FALSE | FALSE | FALSE | 0 | 0 | 0 | n/a | n/a | n/a | n/a | n/a | 0 | 0 | 100% | 100% | 0 | 0 | 0 | 0 | 0 | 0 | 0 | 0 | 0 | 0 | 0 | 0 | 0 | 0 | 0 | 0 | 0 | 0 | 0 | 0 | 0 | 0
| 0 | 0 | 0 | 0 | 0 | 0 | 0 | 0 | 0 | 0 | 0 | 0 | 0 | 0 | 0 | 0 | 0 | 0 | FALSE | FALSE | FALSE | FALSE | 0 | 0 | 0 | n/a | n/a | n/a | n/a | n/a | 0 | 0 | 100% | 100% | 0 | 0 | 0 | 0 | 0 | 0 | 0 | 0 | 0 | 0 | 0 | 0 | 0 | 0 | 0 | 0 | 0 | 0 | 0 | 0 | 0 | 0
| 0 | 0 | 0 | 0 | 0 | 0 | 0 | 0 | 0 | 0 | 0 | 0 | 0 | 0 | 0 | 0 | 0 | 0 | FALSE | FALSE | FALSE | FALSE | 0 | 0 | 0 | n/a | n/a | n/a | n/a | n/a | 0 | 0 | 100% | 100% | 0 | 0 | 0 | 0 | 0 | 0 | 0 | 0 | 0 | 0 | 0 | 0 | 0 | 0 | 0 | 0 | 0 | 0 | 0 | 0 | 0 | 0
| 0 | 0 | 0 | 0 | 0 | 0 | 0 | 0 | 0 | 0 | 0 | 0 | 0 | 0 | 0 | 0 | 0 | 0 | FALSE | FALSE | FALSE | FALSE | 0 | 0 | 0 | n/a | n/a | n/a | n/a | n/a | 0 | 0 | 100% | 100% | 0 | 0 | 0 | 0 | 0 | 0 | 0 | 0 | 0 | 0 | 0 | 0 | 0 | 0 | 0 | 0 | 0 | 0 | 0 | 0 | 0 | 0
| 0 | 0 | 0 | 0 | 0 | 0 | 0 | 0 | 0 | 0 | 0 | 0 | 0 | 0 | 0 | 0 | 0 | 0 | FALSE | FALSE | FALSE | FALSE | 0 | 0 | 0 | n/a | n/a | n/a | n/a | n/a | 0 | 0 | 100% | 100% | 0 | 0 | 0 | 0 | 0 | 0 | 0 | 0 | 0 | 0 | 0 | 0 | 0 | 0 | 0 | 0 | 0 | 0 | 0 | 0 | 0 | 0
| 0 | 0 | 0 | 0 | 0 | 0 | 0 | 0 | 0 | 0 | 0 | 0 | 0 | 0 | 0 | 0 | 0 | 0 | FALSE | FALSE | FALSE | FALSE | 0 | 0 | 0 | n/a | n/a | n/a | n/a | n/a | 0 | 0 | 100% | 100% | 0 | 0 | 0 | 0 | 0 | 0 | 0 | 0 | 0 | 0 | 0 | 0 | 0 | 0 | 0 | 0 | 0 | 0 | 0 | 0 | 0 | 0
| 0 | 0 | 0 | 0 | 0 | 0 | 0 | 0 | 0 | 0 | 0 | 0 | 0 | 0 | 0 | 0 | 0 | 0 | FALSE | FALSE | FALSE | FALSE | 0 | 0 | 0 | n/a | n/a | n/a | n/a | n/a | 0 | 0 | 100% | 100% | 0 | 0 | 0 | 0 | 0 | 0 | 0 | 0 | 0 | 0 | 0 | 0 | 0 | 0 | 0 | 0 | 0 | 0 | 0 | 0 | 0 | 0
| 0 | 0 | 0 | 0 | 0 | 0 | 0 | 0 | 0 | 0 | 0 | 0 | 0 | 0 | 0 | 0 | 0 | 0 | FALSE | FALSE | FALSE | FALSE | 0 | 0 | 0 | n/a | n/a | n/a | n/a | n/a | 0 | 0 | 100% | 100% | 0 | 0 | 0 | 0 | 0 | 0 | 0 | 0 | 0 | 0 | 0 | 0 | 0 | 0 | 0 | 0 | 0 | 0 | 0 | 0 | 0 | 0
| 0 | 0 | 0 | 0 | 0 | 0 | 0 | 0 | 0 | 0 | 0 | 0 | 0 | 0 | 0 | 0 | 0 | 0 | FALSE | FALSE | FALSE | FALSE | 0 | 0 | 0 | n/a | n/a | n/a | n/a | n/a | 0 | 0 | 100% | 100% | 0 | 0 | 0 | 0 | 0 | 0 | 0 | 0 | 0 | 0 | 0 | 0 | 0 | 0 | 0 | 0 | 0 | 0 | 0 | 0 | 0 | 0
| 0 | 0 | 0 | 0 | 0 | 0 | 0 | 0 | 0 | 0 | 0 | 0 | 0 | 0 | 0 | 0 | 0 | 0 | FALSE | FALSE | FALSE | FALSE | 0 | 0 | 0 | n/a | n/a | n/a | n/a | n/a | 0 | 0 | 100% | 100% | 0 | 0 | 0 | 0 | 0 | 0 | 0 | 0 | 0 | 0 | 0 | 0 | 0 | 0 | 0 | 0 | 0 | 0 | 0 | 0 | 0 | 0
| 0 | 0 | 0 | 0 | 0 | 0 | 0 | 0 | 0 | 0 | 0 | 0 | 0 | 0 | 0 | 0 | 0 | 0 | FALSE | FALSE | FALSE | FALSE | 0 | 0 | 0 | n/a | n/a | n/a | n/a | n/a | 0 | 0 | 100% | 100% | 0 | 0 | 0 | 0 | 0 | 0 | 0 | 0 | 0 | 0 | 0 | 0 | 0 | 0 | 0 | 0 | 0 | 0 | 0 | 0 | 0 | 0
| 0 | 0 | 0 | 0 | 0 | 0 | 0 | 0 | 0 | 0 | 0 | 0 | 0 | 0 | 0 | 0 | 0 | 0 | FALSE | FALSE | FALSE | FALSE | 0 | 0 | 0 | n/a | n/a | n/a | n/a | n/a | 0 | 0 | 100% | 100% | 0 | 0 | 0 | 0 | 0 | 0 | 0 | 0 | 0 | 0 | 0 | 0 | 0 | 0 | 0 | 0 | 0 | 0 | 0 | 0 | 0 | 0
| 0 | 0 | 0 | 0 | 0 | 0 | 0 | 0 | 0 | 0 | 0 | 0 | 0 | 0 | 0 | 0 | 0 | 0 | FALSE | FALSE | FALSE | FALSE | 0 | 0 | 0 | n/a | n/a | n/a | n/a | n/a | 0 | 0 | 100% | 100% | 0 | 0 | 0 | 0 | 0 | 0 | 0 | 0 | 0 | 0 | 0 | 0 | 0 | 0 | 0 | 0 | 0 | 0 | 0 | 0 | 0 | 0
| 0 | 0 | 0 | 0 | 0 | 0 | 0 | 0 | 0 | 0 | 0 | 0 | 0 | 0 | 0 | 0 | 0 | 0 | FALSE | FALSE | FALSE | FALSE | 0 | 0 | 0 | n/a | n/a | n/a | n/a | n/a | 0 | 0 | 100% | 100% | 0 | 0 | 0 | 0 | 0 | 0 | 0 | 0 | 0 | 0 | 0 | 0 | 0 | 0 | 0 | 0 | 0 | 0 | 0 | 0 | 0 | 0
| 0 | 0 | 0 | 0 | 0 | 0 | 0 | 0 | 0 | 0 | 0 | 0 | 0 | 0 | 0 | 0 | 0 | 0 | FALSE | FALSE | FALSE | FALSE | 0 | 0 | 0 | n/a | n/a | n/a | n/a | n/a | 0 | 0 | 100% | 100% | 0 | 0 | 0 | 0 | 0 | 0 | 0 | 0 | 0 | 0 | 0 | 0 | 0 | 0 | 0 | 0 | 0 | 0 | 0 | 0 | 0 | 0
| 0 | 0 | 0 | 0 | 0 | 0 | 0 | 0 | 0 | 0 | 0 | 0 | 0 | 0 | 0 | 0 | 0 | 0 | FALSE | FALSE | FALSE | FALSE | 0 | 0 | 0 | n/a | n/a | n/a | n/a | n/a | 0 | 0 | 100% | 100% | 0 | 0 | 0 | 0 | 0 | 0 | 0 | 0 | 0 | 0 | 0 | 0 | 0 | 0 | 0 | 0 | 0 | 0 | 0 | 0 | 0 | 0
| 0 | 0 | 0 | 0 | 0 | 0 | 0 | 0 | 0 | 0 | 0 | 0 | 0 | 0 | 0 | 0 | 0 | 0 | FALSE | FALSE | FALSE | FALSE | 0 | 0 | 0 | n/a | n/a | n/a | n/a | n/a | 0 | 0 | 100% | 100% | 0 | 0 | 0 | 0 | 0 | 0 | 0 | 0 | 0 | 0 | 0 | 0 | 0 | 0 | 0 | 0 | 0 | 0 | 0 | 0 | 0 | 0
| 0 | 0 | 0 | 0 | 0 | 0 | 0 | 0 | 0 | 0 | 0 | 0 | 0 | 0 | 0 | 0 | 0 | 0 | FALSE | FALSE | FALSE | FALSE | 0 | 0 | 0 | n/a | n/a | n/a | n/a | n/a | 0 | 0 | 100% | 100% | 0 | 0 | 0 | 0 | 0 | 0 | 0 | 0 | 0 | 0 | 0 | 0 | 0 | 0 | 0 | 0 | 0 | 0 | 0 | 0 | 0 | 0
| 0 | 0 | 0 | 0 | 0 | 0 | 0 | 0 | 0 | 0 | 0 | 0 | 0 | 0 | 0 | 0 | 0 | 0 | FALSE | FALSE | FALSE | FALSE | 0 | 0 | 0 | n/a | n/a | n/a | n/a | n/a | 0 | 0 | 100% | 100% | 0 | 0 | 0 | 0 | 0 | 0 | 0 | 0 | 0 | 0 | 0 | 0 | 0 | 0 | 0 | 0 | 0 | 0 | 0 | 0 | 0 | 0
| 0 | 0 | 0 | 0 | 0 | 0 | 0 | 0 | 0 | 0 | 0 | 0 | 0 | 0 | 0 | 0 | 0 | 0 | FALSE | FALSE | FALSE | FALSE | 0 | 0 | 0 | n/a | n/a | n/a | n/a | n/a | 0 | 0 | 100% | 100% | 0 | 0 | 0 | 0 | 0 | 0 | 0 | 0 | 0 | 0 | 0 | 0 | 0 | 0 | 0 | 0 | 0 | 0 | 0 | 0 | 0 | 0
| 0 | 0 | 0 | 0 | 0 | 0 | 0 | 0 | 0 | 0 | 0 | 0 | 0 | 0 | 0 | 0 | 0 | 0 | FALSE | FALSE | FALSE | FALSE | 0 | 0 | 0 | n/a | n/a | n/a | n/a | n/a | 0 | 0 | 100% | 100% | 0 | 0 | 0 | 0 | 0 | 0 | 0 | 0 | 0 | 0 | 0 | 0 | 0 | 0 | 0 | 0 | 0 | 0 | 0 | 0 | 0 | 0
| 0 | 0 | 0 | 0 | 0 | 0 | 0 | 0 | 0 | 0 | 0 | 0 | 0 | 0 | 0 | 0 | 0 | 0 | FALSE | FALSE | FALSE | FALSE | 0 | 0 | 0 | n/a | n/a | n/a | n/a | n/a | 0 | 0 | 100% | 100% | 0 | 0 | 0 | 0 | 0 | 0 | 0 | 0 | 0 | 0 | 0 | 0 | 0 | 0 | 0 | 0 | 0 | 0 | 0 | 0 | 0 | 0
| 0 | 0 | 0 | 0 | 0 | 0 | 0 | 0 | 0 | 0 | 0 | 0 | 0 | 0 | 0 | 0 | 0 | 0 | FALSE | FALSE | FALSE | FALSE | 0 | 0 | 0 | n/a | n/a | n/a | n/a | n/a | 0 | 0 | 100% | 100% | 0 | 0 | 0 | 0 | 0 | 0 | 0 | 0 | 0 | 0 | 0 | 0 | 0 | 0 | 0 | 0 | 0 | 0 | 0 | 0 | 0 | 0
| 0 | 0 | 0 | 0 | 0 | 0 | 0 | 0 | 0 | 0 | 0 | 0 | 0 | 0 | 0 | 0 | 0 | 0 | FALSE | FALSE | FALSE | FALSE | 0 | 0 | 0 | n/a | n/a | n/a | n/a | n/a | 0 | 0 | 100% | 100% | 0 | 0 | 0 | 0 | 0 | 0 | 0 | 0 | 0 | 0 | 0 | 0 | 0 | 0 | 0 | 0 | 0 | 0 | 0 | 0 | 0 | 0
| 0 | 0 | 0 | 0 | 0 | 0 | 0 | 0 | 0 | 0 | 0 | 0 | 0 | 0 | 0 | 0 | 0 | 0 | FALSE | FALSE | FALSE | FALSE | 0 | 0 | 0 | n/a | n/a | n/a | n/a | n/a | 0 | 0 | 100% | 100% | 0 | 0 | 0 | 0 | 0 | 0 | 0 | 0 | 0 | 0 | 0 | 0 | 0 | 0 | 0 | 0 | 0 | 0 | 0 | 0 | 0 | 0
| 0 | 0 | 0 | 0 | 0 | 0 | 0 | 0 | 0 | 0 | 0 | 0 | 0 | 0 | 0 | 0 | 0 | 0 | FALSE | FALSE | FALSE | FALSE | 0 | 0 | 0 | n/a | n/a | n/a | n/a | n/a | 0 | 0 | 100% | 100% | 0 | 0 | 0 | 0 | 0 | 0 | 0 | 0 | 0 | 0 | 0 | 0 | 0 | 0 | 0 | 0 | 0 | 0 | 0 | 0 | 0 | 0
| 0 | 0 | 0 | 0 | 0 | 0 | 0 | 0 | 0 | 0 | 0 | 0 | 0 | 0 | 0 | 0 | 0 | 0 | FALSE | FALSE | FALSE | FALSE | 0 | 0 | 0 | n/a | n/a | n/a | n/a | n/a | 0 | 0 | 100% | 100% | 0 | 0 | 0 | 0 | 0 | 0 | 0 | 0 | 0 | 0 | 0 | 0 | 0 | 0 | 0 | 0 | 0 | 0 | 0 | 0 | 0 | 0
| 0 | 0 | 0 | 0 | 0 | 0 | 0 | 0 | 0 | 0 | 0 | 0 | 0 | 0 | 0 | 0 | 0 | 0 | FALSE | FALSE | FALSE | FALSE | 0 | 0 | 0 | n/a | n/a | n/a | n/a | n/a | 0 | 0 | 100% | 100% | 0 | 0 | 0 | 0 | 0 | 0 | 0 | 0 | 0 | 0 | 0 | 0 | 0 | 0 | 0 | 0 | 0 | 0 | 0 | 0 | 0 | 0
| 0 | 0 | 0 | 0 | 0 | 0 | 0 | 0 | 0 | 0 | 0 | 0 | 0 | 0 | 0 | 0 | 0 | 0 | FALSE | FALSE | FALSE | FALSE | 0 | 0 | 0 | n/a | n/a | n/a | n/a | n/a | 0 | 0 | 100% | 100% | 0 | 0 | 0 | 0 | 0 | 0 | 0 | 0 | 0 | 0 | 0 | 0 | 0 | 0 | 0 | 0 | 0 | 0 | 0 | 0 | 0 | 0
| 0 | 0 | 0 | 0 | 0 | 0 | 0 | 0 | 0 | 0 | 0 | 0 | 0 | 0 | 0 | 0 | 0 | 0 | FALSE | FALSE | FALSE | FALSE | 0 | 0 | 0 | n/a | n/a | n/a | n/a | n/a | 0 | 0 | 100% | 100% | 0 | 0 | 0 | 0 | 0 | 0 | 0 | 0 | 0 | 0 | 0 | 0 | 0 | 0 | 0 | 0 | 0 | 0 | 0 | 0 | 0 | 0
| 0 | 0 | 0 | 0 | 0 | 0 | 0 | 0 | 0 | 0 | 0 | 0 | 0 | 0 | 0 | 0 | 0 | 0 | FALSE | FALSE | FALSE | FALSE | 0 | 0 | 0 | n/a | n/a | n/a | n/a | n/a | 0 | 0 | 100% | 100% | 0 | 0 | 0 | 0 | 0 | 0 | 0 | 0 | 0 | 0 | 0 | 0 | 0 | 0 | 0 | 0 | 0 | 0 | 0 | 0 | 0 | 0
| 0 | 0 | 0 | 0 | 0 | 0 | 0 | 0 | 0 | 0 | 0 | 0 | 0 | 0 | 0 | 0 | 0 | 0 | FALSE | FALSE | FALSE | FALSE | 0 | 0 | 0 | n/a | n/a | n/a | n/a | n/a | 0 | 0 | 100% | 100% | 0 | 0 | 0 | 0 | 0 | 0 | 0 | 0 | 0 | 0 | 0 | 0 | 0 | 0 | 0 | 0 | 0 | 0 | 0 | 0 | 0 | 0
| 0 | 0 | 0 | 0 | 0 | 0 | 0 | 0 | 0 | 0 | 0 | 0 | 0 | 0 | 0 | 0 | 0 | 0 | FALSE | FALSE | FALSE | FALSE | 0 | 0 | 0 | n/a | n/a | n/a | n/a | n/a | 0 | 0 | 100% | 100% | 0 | 0 | 0 | 0 | 0 | 0 | 0 | 0 | 0 | 0 | 0 | 0 | 0 | 0 | 0 | 0 | 0 | 0 | 0 | 0 | 0 | 0
| 0 | 0 | 0 | 0 | 0 | 0 | 0 | 0 | 0 | 0 | 0 | 0 | 0 | 0 | 0 | 0 | 0 | 0 | FALSE | FALSE | FALSE | FALSE | 0 | 0 | 0 | n/a | n/a | n/a | n/a | n/a | 0 | 0 | 100% | 100% | 0 | 0 | 0 | 0 | 0 | 0 | 0 | 0 | 0 | 0 | 0 | 0 | 0 | 0 | 0 | 0 | 0 | 0 | 0 | 0 | 0 | 0
| 0 | 0 | 0 | 0 | 0 | 0 | 0 | 0 | 0 | 0 | 0 | 0 | 0 | 0 | 0 | 0 | 0 | 0 | FALSE | FALSE | FALSE | FALSE | 0 | 0 | 0 | n/a | n/a | n/a | n/a | n/a | 0 | 0 | 100% | 100% | 0 | 0 | 0 | 0 | 0 | 0 | 0 | 0 | 0 | 0 | 0 | 0 | 0 | 0 | 0 | 0 | 0 | 0 | 0 | 0 | 0 | 0
| 0 | 0 | 0 | 0 | 0 | 0 | 0 | 0 | 0 | 0 | 0 | 0 | 0 | 0 | 0 | 0 | 0 | 0 | FALSE | FALSE | FALSE | FALSE | 0 | 0 | 0 | n/a | n/a | n/a | n/a | n/a | 0 | 0 | 100% | 100% | 0 | 0 | 0 | 0 | 0 | 0 | 0 | 0 | 0 | 0 | 0 | 0 | 0 | 0 | 0 | 0 | 0 | 0 | 0 | 0 | 0 | 0
| 0 | 0 | 0 | 0 | 0 | 0 | 0 | 0 | 0 | 0 | 0 | 0 | 0 | 0 | 0 | 0 | 0 | 0 | FALSE | FALSE | FALSE | FALSE | 0 | 0 | 0 | n/a | n/a | n/a | n/a | n/a | 0 | 0 | 100% | 100% | 0 | 0 | 0 | 0 | 0 | 0 | 0 | 0 | 0 | 0 | 0 | 0 | 0 | 0 | 0 | 0 | 0 | 0 | 0 | 0 | 0 | 0
| 0 | 0 | 0 | 0 | 0 | 0 | 0 | 0 | 0 | 0 | 0 | 0 | 0 | 0 | 0 | 0 | 0 | 0 | FALSE | FALSE | FALSE | FALSE | 0 | 0 | 0 | n/a | n/a | n/a | n/a | n/a | 0 | 0 | 100% | 100% | 0 | 0 | 0 | 0 | 0 | 0 | 0 | 0 | 0 | 0 | 0 | 0 | 0 | 0 | 0 | 0 | 0 | 0 | 0 | 0 | 0 | 0
| 0 | 0 | 0 | 0 | 0 | 0 | 0 | 0 | 0 | 0 | 0 | 0 | 0 | 0 | 0 | 0 | 0 | 0 | FALSE | FALSE | FALSE | FALSE | 0 | 0 | 0 | n/a | n/a | n/a | n/a | n/a | 0 | 0 | 100% | 100% | 0 | 0 | 0 | 0 | 0 | 0 | 0 | 0 | 0 | 0 | 0 | 0 | 0 | 0 | 0 | 0 | 0 | 0 | 0 | 0 | 0 | 0
| 0 | 0 | 0 | 0 | 0 | 0 | 0 | 0 | 0 | 0 | 0 | 0 | 0 | 0 | 0 | 0 | 0 | 0 | FALSE | FALSE | FALSE | FALSE | 0 | 0 | 0 | n/a | n/a | n/a | n/a | n/a | 0 | 0 | 100% | 100% | 0 | 0 | 0 | 0 | 0 | 0 | 0 | 0 | 0 | 0 | 0 | 0 | 0 | 0 | 0 | 0 | 0 | 0 | 0 | 0 | 0 | 0
| 0 | 0 | 0 | 0 | 0 | 0 | 0 | 0 | 0 | 0 | 0 | 0 | 0 | 0 | 0 | 0 | 0 | 0 | FALSE | FALSE | FALSE | FALSE | 0 | 0 | 0 | n/a | n/a | n/a | n/a | n/a | 0 | 0 | 100% | 100% | 0 | 0 | 0 | 0 | 0 | 0 | 0 | 0 | 0 | 0 | 0 | 0 | 0 | 0 | 0 | 0 | 0 | 0 | 0 | 0 | 0 | 0
| 0 | 0 | 0 | 0 | 0 | 0 | 0 | 0 | 0 | 0 | 0 | 0 | 0 | 0 | 0 | 0 | 0 | 0 | FALSE | FALSE | FALSE | FALSE | 0 | 0 | 0 | n/a | n/a | n/a | n/a | n/a | 0 | 0 | 100% | 100% | 0 | 0 | 0 | 0 | 0 | 0 | 0 | 0 | 0 | 0 | 0 | 0 | 0 | 0 | 0 | 0 | 0 | 0 | 0 | 0 | 0 | 0
| 0 | 0 | 0 | 0 | 0 | 0 | 0 | 0 | 0 | 0 | 0 | 0 | 0 | 0 | 0 | 0 | 0 | 0 | FALSE | FALSE | FALSE | FALSE | 0 | 0 | 0 | n/a | n/a | n/a | n/a | n/a | 0 | 0 | 100% | 100% | 0 | 0 | 0 | 0 | 0 | 0 | 0 | 0 | 0 | 0 | 0 | 0 | 0 | 0 | 0 | 0 | 0 | 0 | 0 | 0 | 0 | 0
| 0 | 0 | 0 | 0 | 0 | 0 | 0 | 0 | 0 | 0 | 0 | 0 | 0 | 0 | 0 | 0 | 0 | 0 | FALSE | FALSE | FALSE | FALSE | 0 | 0 | 0 | n/a | n/a | n/a | n/a | n/a | 0 | 0 | 100% | 100% | 0 | 0 | 0 | 0 | 0 | 0 | 0 | 0 | 0 | 0 | 0 | 0 | 0 | 0 | 0 | 0 | 0 | 0 | 0 | 0 | 0 | 0
| 0 | 0 | 0 | 0 | 0 | 0 | 0 | 0 | 0 | 0 | 0 | 0 | 0 | 0 | 0 | 0 | 0 | 0 | FALSE | FALSE | FALSE | FALSE | 0 | 0 | 0 | n/a | n/a | n/a | n/a | n/a | 0 | 0 | 100% | 100% | 0 | 0 | 0 | 0 | 0 | 0 | 0 | 0 | 0 | 0 | 0 | 0 | 0 | 0 | 0 | 0 | 0 | 0 | 0 | 0 | 0 | 0
| 0 | 0 | 0 | 0 | 0 | 0 | 0 | 0 | 0 | 0 | 0 | 0 | 0 | 0 | 0 | 0 | 0 | 0 | FALSE | FALSE | FALSE | FALSE | 0 | 0 | 0 | n/a | n/a | n/a | n/a | n/a | 0 | 0 | 100% | 100% | 0 | 0 | 0 | 0 | 0 | 0 | 0 | 0 | 0 | 0 | 0 | 0 | 0 | 0 | 0 | 0 | 0 | 0 | 0 | 0 | 0 | 0
| 0 | 0 | 0 | 0 | 0 | 0 | 0 | 0 | 0 | 0 | 0 | 0 | 0 | 0 | 0 | 0 | 0 | 0 | FALSE | FALSE | FALSE | FALSE | 0 | 0 | 0 | n/a | n/a | n/a | n/a | n/a | 0 | 0 | 100% | 100% | 0 | 0 | 0 | 0 | 0 | 0 | 0 | 0 | 0 | 0 | 0 | 0 | 0 | 0 | 0 | 0 | 0 | 0 | 0 | 0 | 0 | 0
| 0 | 0 | 0 | 0 | 0 | 0 | 0 | 0 | 0 | 0 | 0 | 0 | 0 | 0 | 0 | 0 | 0 | 0 | FALSE | FALSE | FALSE | FALSE | 0 | 0 | 0 | n/a | n/a | n/a | n/a | n/a | 0 | 0 | 100% | 100% | 0 | 0 | 0 | 0 | 0 | 0 | 0 | 0 | 0 | 0 | 0 | 0 | 0 | 0 | 0 | 0 | 0 | 0 | 0 | 0 | 0 | 0
| 0 | 0 | 0 | 0 | 0 | 0 | 0 | 0 | 0 | 0 | 0 | 0 | 0 | 0 | 0 | 0 | 0 | 0 | FALSE | FALSE | FALSE | FALSE | 0 | 0 | 0 | n/a | n/a | n/a | n/a | n/a | 0 | 0 | 100% | 100% | 0 | 0 | 0 | 0 | 0 | 0 | 0 | 0 | 0 | 0 | 0 | 0 | 0 | 0 | 0 | 0 | 0 | 0 | 0 | 0 | 0 | 0
| 0 | 0 | 0 | 0 | 0 | 0 | 0 | 0 | 0 | 0 | 0 | 0 | 0 | 0 | 0 | 0 | 0 | 0 | FALSE | FALSE | FALSE | FALSE | 0 | 0 | 0 | n/a | n/a | n/a | n/a | n/a | 0 | 0 | 100% | 100% | 0 | 0 | 0 | 0 | 0 | 0 | 0 | 0 | 0 | 0 | 0 | 0 | 0 | 0 | 0 | 0 | 0 | 0 | 0 | 0 | 0 | 0
| 0 | 0 | 0 | 0 | 0 | 0 | 0 | 0 | 0 | 0 | 0 | 0 | 0 | 0 | 0 | 0 | 0 | 0 | FALSE | FALSE | FALSE | FALSE | 0 | 0 | 0 | n/a | n/a | n/a | n/a | n/a | 0 | 0 | 100% | 100% | 0 | 0 | 0 | 0 | 0 | 0 | 0 | 0 | 0 | 0 | 0 | 0 | 0 | 0 | 0 | 0 | 0 | 0 | 0 | 0 | 0 | 0
| 0 | 0 | 0 | 0 | 0 | 0 | 0 | 0 | 0 | 0 | 0 | 0 | 0 | 0 | 0 | 0 | 0 | 0 | FALSE | FALSE | FALSE | FALSE | 0 | 0 | 0 | n/a | n/a | n/a | n/a | n/a | 0 | 0 | 100% | 100% | 0 | 0 | 0 | 0 | 0 | 0 | 0 | 0 | 0 | 0 | 0 | 0 | 0 | 0 | 0 | 0 | 0 | 0 | 0 | 0 | 0 | 0
| 0 | 0 | 0 | 0 | 0 | 0 | 0 | 0 | 0 | 0 | 0 | 0 | 0 | 0 | 0 | 0 | 0 | 0 | FALSE | FALSE | FALSE | FALSE | 0 | 0 | 0 | n/a | n/a | n/a | n/a | n/a | 0 | 0 | 100% | 100% | 0 | 0 | 0 | 0 | 0 | 0 | 0 | 0 | 0 | 0 | 0 | 0 | 0 | 0 | 0 | 0 | 0 | 0 | 0 | 0 | 0 | 0
| 0 | 0 | 0 | 0 | 0 | 0 | 0 | 0 | 0 | 0 | 0 | 0 | 0 | 0 | 0 | 0 | 0 | 0 | FALSE | FALSE | FALSE | FALSE | 0 | 0 | 0 | n/a | n/a | n/a | n/a | n/a | 0 | 0 | 100% | 100% | 0 | 0 | 0 | 0 | 0 | 0 | 0 | 0 | 0 | 0 | 0 | 0 | 0 | 0 | 0 | 0 | 0 | 0 | 0 | 0 | 0 | 0
| 0 | 0 | 0 | 0 | 0 | 0 | 0 | 0 | 0 | 0 | 0 | 0 | 0 | 0 | 0 | 0 | 0 | 0 | FALSE | FALSE | FALSE | FALSE | 0 | 0 | 0 | n/a | n/a | n/a | n/a | n/a | 0 | 0 | 100% | 100% | 0 | 0 | 0 | 0 | 0 | 0 | 0 | 0 | 0 | 0 | 0 | 0 | 0 | 0 | 0 | 0 | 0 | 0 | 0 | 0 | 0 | 0
| 0 | 0 | 0 | 0 | 0 | 0 | 0 | 0 | 0 | 0 | 0 | 0 | 0 | 0 | 0 | 0 | 0 | 0 | FALSE | FALSE | FALSE | FALSE | 0 | 0 | 0 | n/a | n/a | n/a | n/a | n/a | 0 | 0 | 100% | 100% | 0 | 0 | 0 | 0 | 0 | 0 | 0 | 0 | 0 | 0 | 0 | 0 | 0 | 0 | 0 | 0 | 0 | 0 | 0 | 0 | 0 | 0
| 0 | 0 | 0 | 0 | 0 | 0 | 0 | 0 | 0 | 0 | 0 | 0 | 0 | 0 | 0 | 0 | 0 | 0 | FALSE | FALSE | FALSE | FALSE | 0 | 0 | 0 | n/a | n/a | n/a | n/a | n/a | 0 | 0 | 100% | 100% | 0 | 0 | 0 | 0 | 0 | 0 | 0 | 0 | 0 | 0 | 0 | 0 | 0 | 0 | 0 | 0 | 0 | 0 | 0 | 0 | 0 | 0
| 0 | 0 | 0 | 0 | 0 | 0 | 0 | 0 | 0 | 0 | 0 | 0 | 0 | 0 | 0 | 0 | 0 | 0 | FALSE | FALSE | FALSE | FALSE | 0 | 0 | 0 | n/a | n/a | n/a | n/a | n/a | 0 | 0 | 100% | 100% | 0 | 0 | 0 | 0 | 0 | 0 | 0 | 0 | 0 | 0 | 0 | 0 | 0 | 0 | 0 | 0 | 0 | 0 | 0 | 0 | 0 | 0
| 0 | 0 | 0 | 0 | 0 | 0 | 0 | 0 | 0 | 0 | 0 | 0 | 0 | 0 | 0 | 0 | 0 | 0 | FALSE | FALSE | FALSE | FALSE | 0 | 0 | 0 | n/a | n/a | n/a | n/a | n/a | 0 | 0 | 100% | 100% | 0 | 0 | 0 | 0 | 0 | 0 | 0 | 0 | 0 | 0 | 0 | 0 | 0 | 0 | 0 | 0 | 0 | 0 | 0 | 0 | 0 | 0
| 0 | 0 | 0 | 0 | 0 | 0 | 0 | 0 | 0 | 0 | 0 | 0 | 0 | 0 | 0 | 0 | 0 | 0 | FALSE | FALSE | FALSE | FALSE | 0 | 0 | 0 | n/a | n/a | n/a | n/a | n/a | 0 | 0 | 100% | 100% | 0 | 0 | 0 | 0 | 0 | 0 | 0 | 0 | 0 | 0 | 0 | 0 | 0 | 0 | 0 | 0 | 0 | 0 | 0 | 0 | 0 | 0
| 0 | 0 | 0 | 0 | 0 | 0 | 0 | 0 | 0 | 0 | 0 | 0 | 0 | 0 | 0 | 0 | 0 | 0 | FALSE | FALSE | FALSE | FALSE | 0 | 0 | 0 | n/a | n/a | n/a | n/a | n/a | 0 | 0 | 100% | 100% | 0 | 0 | 0 | 0 | 0 | 0 | 0 | 0 | 0 | 0 | 0 | 0 | 0 | 0 | 0 | 0 | 0 | 0 | 0 | 0 | 0 | 0
| 0 | 0 | 0 | 0 | 0 | 0 | 0 | 0 | 0 | 0 | 0 | 0 | 0 | 0 | 0 | 0 | 0 | 0 | FALSE | FALSE | FALSE | FALSE | 0 | 0 | 0 | n/a | n/a | n/a | n/a | n/a | 0 | 0 | 100% | 100% | 0 | 0 | 0 | 0 | 0 | 0 | 0 | 0 | 0 | 0 | 0 | 0 | 0 | 0 | 0 | 0 | 0 | 0 | 0 | 0 | 0 | 0
| 0 | 0 | 0 | 0 | 0 | 0 | 0 | 0 | 0 | 0 | 0 | 0 | 0 | 0 | 0 | 0 | 0 | 0 | FALSE | FALSE | FALSE | FALSE | 0 | 0 | 0 | n/a | n/a | n/a | n/a | n/a | 0 | 0 | 100% | 100% | 0 | 0 | 0 | 0 | 0 | 0 | 0 | 0 | 0 | 0 | 0 | 0 | 0 | 0 | 0 | 0 | 0 | 0 | 0 | 0 | 0 | 0
| 0 | 0 | 0 | 0 | 0 | 0 | 0 | 0 | 0 | 0 | 0 | 0 | 0 | 0 | 0 | 0 | 0 | 0 | FALSE | FALSE | FALSE | FALSE | 0 | 0 | 0 | n/a | n/a | n/a | n/a | n/a | 0 | 0 | 100% | 100% | 0 | 0 | 0 | 0 | 0 | 0 | 0 | 0 | 0 | 0 | 0 | 0 | 0 | 0 | 0 | 0 | 0 | 0 | 0 | 0 | 0 | 0
| 0 | 0 | 0 | 0 | 0 | 0 | 0 | 0 | 0 | 0 | 0 | 0 | 0 | 0 | 0 | 0 | 0 | 0 | FALSE | FALSE | FALSE | FALSE | 0 | 0 | 0 | n/a | n/a | n/a | n/a | n/a | 0 | 0 | 100% | 100% | 0 | 0 | 0 | 0 | 0 | 0 | 0 | 0 | 0 | 0 | 0 | 0 | 0 | 0 | 0 | 0 | 0 | 0 | 0 | 0 | 0 | 0
| 0 | 0 | 0 | 0 | 0 | 0 | 0 | 0 | 0 | 0 | 0 | 0 | 0 | 0 | 0 | 0 | 0 | 0 | FALSE | FALSE | FALSE | FALSE | 0 | 0 | 0 | n/a | n/a | n/a | n/a | n/a | 0 | 0 | 100% | 100% | 0 | 0 | 0 | 0 | 0 | 0 | 0 | 0 | 0 | 0 | 0 | 0 | 0 | 0 | 0 | 0 | 0 | 0 | 0 | 0 | 0 | 0
| 0 | 0 | 0 | 0 | 0 | 0 | 0 | 0 | 0 | 0 | 0 | 0 | 0 | 0 | 0 | 0 | 0 | 0 | FALSE | FALSE | FALSE | FALSE | 0 | 0 | 0 | n/a | n/a | n/a | n/a | n/a | 0 | 0 | 100% | 100% | 0 | 0 | 0 | 0 | 0 | 0 | 0 | 0 | 0 | 0 | 0 | 0 | 0 | 0 | 0 | 0 | 0 | 0 | 0 | 0 | 0 | 0
| 0 | 0 | 0 | 0 | 0 | 0 | 0 | 0 | 0 | 0 | 0 | 0 | 0 | 0 | 0 | 0 | 0 | 0 | FALSE | FALSE | FALSE | FALSE | 0 | 0 | 0 | n/a | n/a | n/a | n/a | n/a | 0 | 0 | 100% | 100% | 0 | 0 | 0 | 0 | 0 | 0 | 0 | 0 | 0 | 0 | 0 | 0 | 0 | 0 | 0 | 0 | 0 | 0 | 0 | 0 | 0 | 0
| 0 | 0 | 0 | 0 | 0 | 0 | 0 | 0 | 0 | 0 | 0 | 0 | 0 | 0 | 0 | 0 | 0 | 0 | FALSE | FALSE | FALSE | FALSE | 0 | 0 | 0 | n/a | n/a | n/a | n/a | n/a | 0 | 0 | 100% | 100% | 0 | 0 | 0 | 0 | 0 | 0 | 0 | 0 | 0 | 0 | 0 | 0 | 0 | 0 | 0 | 0 | 0 | 0 | 0 | 0 | 0 | 0
| 0 | 0 | 0 | 0 | 0 | 0 | 0 | 0 | 0 | 0 | 0 | 0 | 0 | 0 | 0 | 0 | 0 | 0 | FALSE | FALSE | FALSE | FALSE | 0 | 0 | 0 | n/a | n/a | n/a | n/a | n/a | 0 | 0 | 100% | 100% | 0 | 0 | 0 | 0 | 0 | 0 | 0 | 0 | 0 | 0 | 0 | 0 | 0 | 0 | 0 | 0 | 0 | 0 | 0 | 0 | 0 | 0
| 0 | 0 | 0 | 0 | 0 | 0 | 0 | 0 | 0 | 0 | 0 | 0 | 0 | 0 | 0 | 0 | 0 | 0 | FALSE | FALSE | FALSE | FALSE | 0 | 0 | 0 | n/a | n/a | n/a | n/a | n/a | 0 | 0 | 100% | 100% | 0 | 0 | 0 | 0 | 0 | 0 | 0 | 0 | 0 | 0 | 0 | 0 | 0 | 0 | 0 | 0 | 0 | 0 | 0 | 0 | 0 | 0
| 0 | 0 | 0 | 0 | 0 | 0 | 0 | 0 | 0 | 0 | 0 | 0 | 0 | 0 | 0 | 0 | 0 | 0 | FALSE | FALSE | FALSE | FALSE | 0 | 0 | 0 | n/a | n/a | n/a | n/a | n/a | 0 | 0 | 100% | 100% | 0 | 0 | 0 | 0 | 0 | 0 | 0 | 0 | 0 | 0 | 0 | 0 | 0 | 0 | 0 | 0 | 0 | 0 | 0 | 0 | 0 | 0
| 0 | 0 | 0 | 0 | 0 | 0 | 0 | 0 | 0 | 0 | 0 | 0 | 0 | 0 | 0 | 0 | 0 | 0 | FALSE | FALSE | FALSE | FALSE | 0 | 0 | 0 | n/a | n/a | n/a | n/a | n/a | 0 | 0 | 100% | 100% | 0 | 0 | 0 | 0 | 0 | 0 | 0 | 0 | 0 | 0 | 0 | 0 | 0 | 0 | 0 | 0 | 0 | 0 | 0 | 0 | 0 | 0
| 0 | 0 | 0 | 0 | 0 | 0 | 0 | 0 | 0 | 0 | 0 | 0 | 0 | 0 | 0 | 0 | 0 | 0 | FALSE | FALSE | FALSE | FALSE | 0 | 0 | 0 | n/a | n/a | n/a | n/a | n/a | 0 | 0 | 100% | 100% | 0 | 0 | 0 | 0 | 0 | 0 | 0 | 0 | 0 | 0 | 0 | 0 | 0 | 0 | 0 | 0 | 0 | 0 | 0 | 0 | 0 | 0
| 0 | 0 | 0 | 0 | 0 | 0 | 0 | 0 | 0 | 0 | 0 | 0 | 0 | 0 | 0 | 0 | 0 | 0 | FALSE | FALSE | FALSE | FALSE | 0 | 0 | 0 | n/a | n/a | n/a | n/a | n/a | 0 | 0 | 100% | 100% | 0 | 0 | 0 | 0 | 0 | 0 | 0 | 0 | 0 | 0 | 0 | 0 | 0 | 0 | 0 | 0 | 0 | 0 | 0 | 0 | 0 | 0
| 0 | 0 | 0 | 0 | 0 | 0 | 0 | 0 | 0 | 0 | 0 | 0 | 0 | 0 | 0 | 0 | 0 | 0 | FALSE | FALSE | FALSE | FALSE | 0 | 0 | 0 | n/a | n/a | n/a | n/a | n/a | 0 | 0 | 100% | 100% | 0 | 0 | 0 | 0 | 0 | 0 | 0 | 0 | 0 | 0 | 0 | 0 | 0 | 0 | 0 | 0 | 0 | 0 | 0 | 0 | 0 | 0
| 0 | 0 | 0 | 0 | 0 | 0 | 0 | 0 | 0 | 0 | 0 | 0 | 0 | 0 | 0 | 0 | 0 | 0 | FALSE | FALSE | FALSE | FALSE | 0 | 0 | 0 | n/a | n/a | n/a | n/a | n/a | 0 | 0 | 100% | 100% | 0 | 0 | 0 | 0 | 0 | 0 | 0 | 0 | 0 | 0 | 0 | 0 | 0 | 0 | 0 | 0 | 0 | 0 | 0 | 0 | 0 | 0
| 0 | 0 | 0 | 0 | 0 | 0 | 0 | 0 | 0 | 0 | 0 | 0 | 0 | 0 | 0 | 0 | 0 | 0 | FALSE | FALSE | FALSE | FALSE | 0 | 0 | 0 | n/a | n/a | n/a | n/a | n/a | 0 | 0 | 100% | 100% | 0 | 0 | 0 | 0 | 0 | 0 | 0 | 0 | 0 | 0 | 0 | 0 | 0 | 0 | 0 | 0 | 0 | 0 | 0 | 0 | 0 | 0
| 0 | 0 | 0 | 0 | 0 | 0 | 0 | 0 | 0 | 0 | 0 | 0 | 0 | 0 | 0 | 0 | 0 | 0 | FALSE | FALSE | FALSE | FALSE | 0 | 0 | 0 | n/a | n/a | n/a | n/a | n/a | 0 | 0 | 100% | 100% | 0 | 0 | 0 | 0 | 0 | 0 | 0 | 0 | 0 | 0 | 0 | 0 | 0 | 0 | 0 | 0 | 0 | 0 | 0 | 0 | 0 | 0
| 0 | 0 | 0 | 0 | 0 | 0 | 0 | 0 | 0 | 0 | 0 | 0 | 0 | 0 | 0 | 0 | 0 | 0 | FALSE | FALSE | FALSE | FALSE | 0 | 0 | 0 | n/a | n/a | n/a | n/a | n/a | 0 | 0 | 100% | 100% | 0 | 0 | 0 | 0 | 0 | 0 | 0 | 0 | 0 | 0 | 0 | 0 | 0 | 0 | 0 | 0 | 0 | 0 | 0 | 0 | 0 | 0
| 0 | 0 | 0 | 0 | 0 | 0 | 0 | 0 | 0 | 0 | 0 | 0 | 0 | 0 | 0 | 0 | 0 | 0 | FALSE | FALSE | FALSE | FALSE | 0 | 0 | 0 | n/a | n/a | n/a | n/a | n/a | 0 | 0 | 100% | 100% | 0 | 0 | 0 | 0 | 0 | 0 | 0 | 0 | 0 | 0 | 0 | 0 | 0 | 0 | 0 | 0 | 0 | 0 | 0 | 0 | 0 | 0
| 0 | 0 | 0 | 0 | 0 | 0 | 0 | 0 | 0 | 0 | 0 | 0 | 0 | 0 | 0 | 0 | 0 | 0 | FALSE | FALSE | FALSE | FALSE | 0 | 0 | 0 | n/a | n/a | n/a | n/a | n/a | 0 | 0 | 100% | 100% | 0 | 0 | 0 | 0 | 0 | 0 | 0 | 0 | 0 | 0 | 0 | 0 | 0 | 0 | 0 | 0 | 0 | 0 | 0 | 0 | 0 | 0
| 0 | 0 | 0 | 0 | 0 | 0 | 0 | 0 | 0 | 0 | 0 | 0 | 0 | 0 | 0 | 0 | 0 | 0 | FALSE | FALSE | FALSE | FALSE | 0 | 0 | 0 | n/a | n/a | n/a | n/a | n/a | 0 | 0 | 100% | 100% | 0 | 0 | 0 | 0 | 0 | 0 | 0 | 0 | 0 | 0 | 0 | 0 | 0 | 0 | 0 | 0 | 0 | 0 | 0 | 0 | 0 | 0
| 0 | 0 | 0 | 0 | 0 | 0 | 0 | 0 | 0 | 0 | 0 | 0 | 0 | 0 | 0 | 0 | 0 | 0 | FALSE | FALSE | FALSE | FALSE | 0 | 0 | 0 | n/a | n/a | n/a | n/a | n/a | 0 | 0 | 100% | 100% | 0 | 0 | 0 | 0 | 0 | 0 | 0 | 0 | 0 | 0 | 0 | 0 | 0 | 0 | 0 | 0 | 0 | 0 | 0 | 0 | 0 | 0
| 0 | 0 | 0 | 0 | 0 | 0 | 0 | 0 | 0 | 0 | 0 | 0 | 0 | 0 | 0 | 0 | 0 | 0 | FALSE | FALSE | FALSE | FALSE | 0 | 0 | 0 | n/a | n/a | n/a | n/a | n/a | 0 | 0 | 100% | 100% | 0 | 0 | 0 | 0 | 0 | 0 | 0 | 0 | 0 | 0 | 0 | 0 | 0 | 0 | 0 | 0 | 0 | 0 | 0 | 0 | 0 | 0
| 0 | 0 | 0 | 0 | 0 | 0 | 0 | 0 | 0 | 0 | 0 | 0 | 0 | 0 | 0 | 0 | 0 | 0 | FALSE | FALSE | FALSE | FALSE | 0 | 0 | 0 | n/a | n/a | n/a | n/a | n/a | 0 | 0 | 100% | 100% | 0 | 0 | 0 | 0 | 0 | 0 | 0 | 0 | 0 | 0 | 0 | 0 | 0 | 0 | 0 | 0 | 0 | 0 | 0 | 0 | 0 | 0
| 0 | 0 | 0 | 0 | 0 | 0 | 0 | 0 | 0 | 0 | 0 | 0 | 0 | 0 | 0 | 0 | 0 | 0 | FALSE | FALSE | FALSE | FALSE | 0 | 0 | 0 | n/a | n/a | n/a | n/a | n/a | 0 | 0 | 100% | 100% | 0 | 0 | 0 | 0 | 0 | 0 | 0 | 0 | 0 | 0 | 0 | 0 | 0 | 0 | 0 | 0 | 0 | 0 | 0 | 0 | 0 | 0
| 0 | 0 | 0 | 0 | 0 | 0 | 0 | 0 | 0 | 0 | 0 | 0 | 0 | 0 | 0 | 0 | 0 | 0 | FALSE | FALSE | FALSE | FALSE | 0 | 0 | 0 | n/a | n/a | n/a | n/a | n/a | 0 | 0 | 100% | 100% | 0 | 0 | 0 | 0 | 0 | 0 | 0 | 0 | 0 | 0 | 0 | 0 | 0 | 0 | 0 | 0 | 0 | 0 | 0 | 0 | 0 | 0
| 0 | 0 | 0 | 0 | 0 | 0 | 0 | 0 | 0 | 0 | 0 | 0 | 0 | 0 | 0 | 0 | 0 | 0 | FALSE | FALSE | FALSE | FALSE | 0 | 0 | 0 | n/a | n/a | n/a | n/a | n/a | 0 | 0 | 100% | 100% | 0 | 0 | 0 | 0 | 0 | 0 | 0 | 0 | 0 | 0 | 0 | 0 | 0 | 0 | 0 | 0 | 0 | 0 | 0 | 0 | 0 | 0
| 0 | 0 | 0 | 0 | 0 | 0 | 0 | 0 | 0 | 0 | 0 | 0 | 0 | 0 | 0 | 0 | 0 | 0 | FALSE | FALSE | FALSE | FALSE | 0 | 0 | 0 | n/a | n/a | n/a | n/a | n/a | 0 | 0 | 100% | 100% | 0 | 0 | 0 | 0 | 0 | 0 | 0 | 0 | 0 | 0 | 0 | 0 | 0 | 0 | 0 | 0 | 0 | 0 | 0 | 0 | 0 | 0
| 0 | 0 | 0 | 0 | 0 | 0 | 0 | 0 | 0 | 0 | 0 | 0 | 0 | 0 | 0 | 0 | 0 | 0 | FALSE | FALSE | FALSE | FALSE | 0 | 0 | 0 | n/a | n/a | n/a | n/a | n/a | 0 | 0 | 100% | 100% | 0 | 0 | 0 | 0 | 0 | 0 | 0 | 0 | 0 | 0 | 0 | 0 | 0 | 0 | 0 | 0 | 0 | 0 | 0 | 0 | 0 | 0
| 0 | 0 | 0 | 0 | 0 | 0 | 0 | 0 | 0 | 0 | 0 | 0 | 0 | 0 | 0 | 0 | 0 | 0 | FALSE | FALSE | FALSE | FALSE | 0 | 0 | 0 | n/a | n/a | n/a | n/a | n/a | 0 | 0 | 100% | 100% | 0 | 0 | 0 | 0 | 0 | 0 | 0 | 0 | 0 | 0 | 0 | 0 | 0 | 0 | 0 | 0 | 0 | 0 | 0 | 0 | 0 | 0
| 0 | 0 | 0 | 0 | 0 | 0 | 0 | 0 | 0 | 0 | 0 | 0 | 0 | 0 | 0 | 0 | 0 | 0 | FALSE | FALSE | FALSE | FALSE | 0 | 0 | 0 | n/a | n/a | n/a | n/a | n/a | 0 | 0 | 100% | 100% | 0 | 0 | 0 | 0 | 0 | 0 | 0 | 0 | 0 | 0 | 0 | 0 | 0 | 0 | 0 | 0 | 0 | 0 | 0 | 0 | 0 | 0
| 0 | 0 | 0 | 0 | 0 | 0 | 0 | 0 | 0 | 0 | 0 | 0 | 0 | 0 | 0 | 0 | 0 | 0 | FALSE | FALSE | FALSE | FALSE | 0 | 0 | 0 | n/a | n/a | n/a | n/a | n/a | 0 | 0 | 100% | 100% | 0 | 0 | 0 | 0 | 0 | 0 | 0 | 0 | 0 | 0 | 0 | 0 | 0 | 0 | 0 | 0 | 0 | 0 | 0 | 0 | 0 | 0
| 0 | 0 | 0 | 0 | 0 | 0 | 0 | 0 | 0 | 0 | 0 | 0 | 0 | 0 | 0 | 0 | 0 | 0 | FALSE | FALSE | FALSE | FALSE | 0 | 0 | 0 | n/a | n/a | n/a | n/a | n/a | 0 | 0 | 100% | 100% | 0 | 0 | 0 | 0 | 0 | 0 | 0 | 0 | 0 | 0 | 0 | 0 | 0 | 0 | 0 | 0 | 0 | 0 | 0 | 0 | 0 | 0
| 0 | 0 | 0 | 0 | 0 | 0 | 0 | 0 | 0 | 0 | 0 | 0 | 0 | 0 | 0 | 0 | 0 | 0 | FALSE | FALSE | FALSE | FALSE | 0 | 0 | 0 | n/a | n/a | n/a | n/a | n/a | 0 | 0 | 100% | 100% | 0 | 0 | 0 | 0 | 0 | 0 | 0 | 0 | 0 | 0 | 0 | 0 | 0 | 0 | 0 | 0 | 0 | 0 | 0 | 0 | 0 | 0
| 0 | 0 | 0 | 0 | 0 | 0 | 0 | 0 | 0 | 0 | 0 | 0 | 0 | 0 | 0 | 0 | 0 | 0 | FALSE | FALSE | FALSE | FALSE | 0 | 0 | 0 | n/a | n/a | n/a | n/a | n/a | 0 | 0 | 100% | 100% | 0 | 0 | 0 | 0 | 0 | 0 | 0 | 0 | 0 | 0 | 0 | 0 | 0 | 0 | 0 | 0 | 0 | 0 | 0 | 0 | 0 | 0
| 0 | 0 | 0 | 0 | 0 | 0 | 0 | 0 | 0 | 0 | 0 | 0 | 0 | 0 | 0 | 0 | 0 | 0 | FALSE | FALSE | FALSE | FALSE | 0 | 0 | 0 | n/a | n/a | n/a | n/a | n/a | 0 | 0 | 100% | 100% | 0 | 0 | 0 | 0 | 0 | 0 | 0 | 0 | 0 | 0 | 0 | 0 | 0 | 0 | 0 | 0 | 0 | 0 | 0 | 0 | 0 | 0
| 0 | 0 | 0 | 0 | 0 | 0 | 0 | 0 | 0 | 0 | 0 | 0 | 0 | 0 | 0 | 0 | 0 | 0 | FALSE | FALSE | FALSE | FALSE | 0 | 0 | 0 | n/a | n/a | n/a | n/a | n/a | 0 | 0 | 100% | 100% | 0 | 0 | 0 | 0 | 0 | 0 | 0 | 0 | 0 | 0 | 0 | 0 | 0 | 0 | 0 | 0 | 0 | 0 | 0 | 0 | 0 | 0
| 0 | 0 | 0 | 0 | 0 | 0 | 0 | 0 | 0 | 0 | 0 | 0 | 0 | 0 | 0 | 0 | 0 | 0 | FALSE | FALSE | FALSE | FALSE | 0 | 0 | 0 | n/a | n/a | n/a | n/a | n/a | 0 | 0 | 100% | 100% | 0 | 0 | 0 | 0 | 0 | 0 | 0 | 0 | 0 | 0 | 0 | 0 | 0 | 0 | 0 | 0 | 0 | 0 | 0 | 0 | 0 | 0
| 0 | 0 | 0 | 0 | 0 | 0 | 0 | 0 | 0 | 0 | 0 | 0 | 0 | 0 | 0 | 0 | 0 | 0 | FALSE | FALSE | FALSE | FALSE | 0 | 0 | 0 | n/a | n/a | n/a | n/a | n/a | 0 | 0 | 100% | 100% | 0 | 0 | 0 | 0 | 0 | 0 | 0 | 0 | 0 | 0 | 0 | 0 | 0 | 0 | 0 | 0 | 0 | 0 | 0 | 0 | 0 | 0
| 0 | 0 | 0 | 0 | 0 | 0 | 0 | 0 | 0 | 0 | 0 | 0 | 0 | 0 | 0 | 0 | 0 | 0 | FALSE | FALSE | FALSE | FALSE | 0 | 0 | 0 | n/a | n/a | n/a | n/a | n/a | 0 | 0 | 100% | 100% | 0 | 0 | 0 | 0 | 0 | 0 | 0 | 0 | 0 | 0 | 0 | 0 | 0 | 0 | 0 | 0 | 0 | 0 | 0 | 0 | 0 | 0
| 0 | 0 | 0 | 0 | 0 | 0 | 0 | 0 | 0 | 0 | 0 | 0 | 0 | 0 | 0 | 0 | 0 | 0 | FALSE | FALSE | FALSE | FALSE | 0 | 0 | 0 | n/a | n/a | n/a | n/a | n/a | 0 | 0 | 100% | 100% | 0 | 0 | 0 | 0 | 0 | 0 | 0 | 0 | 0 | 0 | 0 | 0 | 0 | 0 | 0 | 0 | 0 | 0 | 0 | 0 | 0 | 0
| 0 | 0 | 0 | 0 | 0 | 0 | 0 | 0 | 0 | 0 | 0 | 0 | 0 | 0 | 0 | 0 | 0 | 0 | FALSE | FALSE | FALSE | FALSE | 0 | 0 | 0 | n/a | n/a | n/a | n/a | n/a | 0 | 0 | 100% | 100% | 0 | 0 | 0 | 0 | 0 | 0 | 0 | 0 | 0 | 0 | 0 | 0 | 0 | 0 | 0 | 0 | 0 | 0 | 0 | 0 | 0 | 0
| 0 | 0 | 0 | 0 | 0 | 0 | 0 | 0 | 0 | 0 | 0 | 0 | 0 | 0 | 0 | 0 | 0 | 0 | FALSE | FALSE | FALSE | FALSE | 0 | 0 | 0 | n/a | n/a | n/a | n/a | n/a | 0 | 0 | 100% | 100% | 0 | 0 | 0 | 0 | 0 | 0 | 0 | 0 | 0 | 0 | 0 | 0 | 0 | 0 | 0 | 0 | 0 | 0 | 0 | 0 | 0 | 0
| 0 | 0 | 0 | 0 | 0 | 0 | 0 | 0 | 0 | 0 | 0 | 0 | 0 | 0 | 0 | 0 | 0 | 0 | FALSE | FALSE | FALSE | FALSE | 0 | 0 | 0 | n/a | n/a | n/a | n/a | n/a | 0 | 0 | 100% | 100% | 0 | 0 | 0 | 0 | 0 | 0 | 0 | 0 | 0 | 0 | 0 | 0 | 0 | 0 | 0 | 0 | 0 | 0 | 0 | 0 | 0 | 0
| 0 | 0 | 0 | 0 | 0 | 0 | 0 | 0 | 0 | 0 | 0 | 0 | 0 | 0 | 0 | 0 | 0 | 0 | FALSE | FALSE | FALSE | FALSE | 0 | 0 | 0 | n/a | n/a | n/a | n/a | n/a | 0 | 0 | 100% | 100% | 0 | 0 | 0 | 0 | 0 | 0 | 0 | 0 | 0 | 0 | 0 | 0 | 0 | 0 | 0 | 0 | 0 | 0 | 0 | 0 | 0 | 0
| 0 | 0 | 0 | 0 | 0 | 0 | 0 | 0 | 0 | 0 | 0 | 0 | 0 | 0 | 0 | 0 | 0 | 0 | FALSE | FALSE | FALSE | FALSE | 0 | 0 | 0 | n/a | n/a | n/a | n/a | n/a | 0 | 0 | 100% | 100% | 0 | 0 | 0 | 0 | 0 | 0 | 0 | 0 | 0 | 0 | 0 | 0 | 0 | 0 | 0 | 0 | 0 | 0 | 0 | 0 | 0 | 0
| 0 | 0 | 0 | 0 | 0 | 0 | 0 | 0 | 0 | 0 | 0 | 0 | 0 | 0 | 0 | 0 | 0 | 0 | FALSE | FALSE | FALSE | FALSE | 0 | 0 | 0 | n/a | n/a | n/a | n/a | n/a | 0 | 0 | 100% | 100% | 0 | 0 | 0 | 0 | 0 | 0 | 0 | 0 | 0 | 0 | 0 | 0 | 0 | 0 | 0 | 0 | 0 | 0 | 0 | 0 | 0 | 0
| 0 | 0 | 0 | 0 | 0 | 0 | 0 | 0 | 0 | 0 | 0 | 0 | 0 | 0 | 0 | 0 | 0 | 0 | FALSE | FALSE | FALSE | FALSE | 0 | 0 | 0 | n/a | n/a | n/a | n/a | n/a | 0 | 0 | 100% | 100% | 0 | 0 | 0 | 0 | 0 | 0 | 0 | 0 | 0 | 0 | 0 | 0 | 0 | 0 | 0 | 0 | 0 | 0 | 0 | 0 | 0 | 0
| 0 | 0 | 0 | 0 | 0 | 0 | 0 | 0 | 0 | 0 | 0 | 0 | 0 | 0 | 0 | 0 | 0 | 0 | FALSE | FALSE | FALSE | FALSE | 0 | 0 | 0 | n/a | n/a | n/a | n/a | n/a | 0 | 0 | 100% | 100% | 0 | 0 | 0 | 0 | 0 | 0 | 0 | 0 | 0 | 0 | 0 | 0 | 0 | 0 | 0 | 0 | 0 | 0 | 0 | 0 | 0 | 0
| 0 | 0 | 0 | 0 | 0 | 0 | 0 | 0 | 0 | 0 | 0 | 0 | 0 | 0 | 0 | 0 | 0 | 0 | FALSE | FALSE | FALSE | FALSE | 0 | 0 | 0 | n/a | n/a | n/a | n/a | n/a | 0 | 0 | 100% | 100% | 0 | 0 | 0 | 0 | 0 | 0 | 0 | 0 | 0 | 0 | 0 | 0 | 0 | 0 | 0 | 0 | 0 | 0 | 0 | 0 | 0 | 0
| 0 | 0 | 0 | 0 | 0 | 0 | 0 | 0 | 0 | 0 | 0 | 0 | 0 | 0 | 0 | 0 | 0 | 0 | FALSE | FALSE | FALSE | FALSE | 0 | 0 | 0 | n/a | n/a | n/a | n/a | n/a | 0 | 0 | 100% | 100% | 0 | 0 | 0 | 0 | 0 | 0 | 0 | 0 | 0 | 0 | 0 | 0 | 0 | 0 | 0 | 0 | 0 | 0 | 0 | 0 | 0 | 0
| 0 | 0 | 0 | 0 | 0 | 0 | 0 | 0 | 0 | 0 | 0 | 0 | 0 | 0 | 0 | 0 | 0 | 0 | FALSE | FALSE | FALSE | FALSE | 0 | 0 | 0 | n/a | n/a | n/a | n/a | n/a | 0 | 0 | 100% | 100% | 0 | 0 | 0 | 0 | 0 | 0 | 0 | 0 | 0 | 0 | 0 | 0 | 0 | 0 | 0 | 0 | 0 | 0 | 0 | 0 | 0 | 0
| 0 | 0 | 0 | 0 | 0 | 0 | 0 | 0 | 0 | 0 | 0 | 0 | 0 | 0 | 0 | 0 | 0 | 0 | FALSE | FALSE | FALSE | FALSE | 0 | 0 | 0 | n/a | n/a | n/a | n/a | n/a | 0 | 0 | 100% | 100% | 0 | 0 | 0 | 0 | 0 | 0 | 0 | 0 | 0 | 0 | 0 | 0 | 0 | 0 | 0 | 0 | 0 | 0 | 0 | 0 | 0 | 0
| 0 | 0 | 0 | 0 | 0 | 0 | 0 | 0 | 0 | 0 | 0 | 0 | 0 | 0 | 0 | 0 | 0 | 0 | FALSE | FALSE | FALSE | FALSE | 0 | 0 | 0 | n/a | n/a | n/a | n/a | n/a | 0 | 0 | 100% | 100% | 0 | 0 | 0 | 0 | 0 | 0 | 0 | 0 | 0 | 0 | 0 | 0 | 0 | 0 | 0 | 0 | 0 | 0 | 0 | 0 | 0 | 0
| 0 | 0 | 0 | 0 | 0 | 0 | 0 | 0 | 0 | 0 | 0 | 0 | 0 | 0 | 0 | 0 | 0 | 0 | FALSE | FALSE | FALSE | FALSE | 0 | 0 | 0 | n/a | n/a | n/a | n/a | n/a | 0 | 0 | 100% | 100% | 0 | 0 | 0 | 0 | 0 | 0 | 0 | 0 | 0 | 0 | 0 | 0 | 0 | 0 | 0 | 0 | 0 | 0 | 0 | 0 | 0 | 0
| 0 | 0 | 0 | 0 | 0 | 0 | 0 | 0 | 0 | 0 | 0 | 0 | 0 | 0 | 0 | 0 | 0 | 0 | FALSE | FALSE | FALSE | FALSE | 0 | 0 | 0 | n/a | n/a | n/a | n/a | n/a | 0 | 0 | 100% | 100% | 0 | 0 | 0 | 0 | 0 | 0 | 0 | 0 | 0 | 0 | 0 | 0 | 0 | 0 | 0 | 0 | 0 | 0 | 0 | 0 | 0 | 0
| 0 | 0 | 0 | 0 | 0 | 0 | 0 | 0 | 0 | 0 | 0 | 0 | 0 | 0 | 0 | 0 | 0 | 0 | FALSE | FALSE | FALSE | FALSE | 0 | 0 | 0 | n/a | n/a | n/a | n/a | n/a | 0 | 0 | 100% | 100% | 0 | 0 | 0 | 0 | 0 | 0 | 0 | 0 | 0 | 0 | 0 | 0 | 0 | 0 | 0 | 0 | 0 | 0 | 0 | 0 | 0 | 0
| 0 | 0 | 0 | 0 | 0 | 0 | 0 | 0 | 0 | 0 | 0 | 0 | 0 | 0 | 0 | 0 | 0 | 0 | FALSE | FALSE | FALSE | FALSE | 0 | 0 | 0 | n/a | n/a | n/a | n/a | n/a | 0 | 0 | 100% | 100% | 0 | 0 | 0 | 0 | 0 | 0 | 0 | 0 | 0 | 0 | 0 | 0 | 0 | 0 | 0 | 0 | 0 | 0 | 0 | 0 | 0 | 0
| 0 | 0 | 0 | 0 | 0 | 0 | 0 | 0 | 0 | 0 | 0 | 0 | 0 | 0 | 0 | 0 | 0 | 0 | FALSE | FALSE | FALSE | FALSE | 0 | 0 | 0 | n/a | n/a | n/a | n/a | n/a | 0 | 0 | 100% | 100% | 0 | 0 | 0 | 0 | 0 | 0 | 0 | 0 | 0 | 0 | 0 | 0 | 0 | 0 | 0 | 0 | 0 | 0 | 0 | 0 | 0 | 0
| 0 | 0 | 0 | 0 | 0 | 0 | 0 | 0 | 0 | 0 | 0 | 0 | 0 | 0 | 0 | 0 | 0 | 0 | FALSE | FALSE | FALSE | FALSE | 0 | 0 | 0 | n/a | n/a | n/a | n/a | n/a | 0 | 0 | 100% | 100% | 0 | 0 | 0 | 0 | 0 | 0 | 0 | 0 | 0 | 0 | 0 | 0 | 0 | 0 | 0 | 0 | 0 | 0 | 0 | 0 | 0 | 0
| 0 | 0 | 0 | 0 | 0 | 0 | 0 | 0 | 0 | 0 | 0 | 0 | 0 | 0 | 0 | 0 | 0 | 0 | FALSE | FALSE | FALSE | FALSE | 0 | 0 | 0 | n/a | n/a | n/a | n/a | n/a | 0 | 0 | 100% | 100% | 0 | 0 | 0 | 0 | 0 | 0 | 0 | 0 | 0 | 0 | 0 | 0 | 0 | 0 | 0 | 0 | 0 | 0 | 0 | 0 | 0 | 0
| 0 | 0 | 0 | 0 | 0 | 0 | 0 | 0 | 0 | 0 | 0 | 0 | 0 | 0 | 0 | 0 | 0 | 0 | FALSE | FALSE | FALSE | FALSE | 0 | 0 | 0 | n/a | n/a | n/a | n/a | n/a | 0 | 0 | 100% | 100% | 0 | 0 | 0 | 0 | 0 | 0 | 0 | 0 | 0 | 0 | 0 | 0 | 0 | 0 | 0 | 0 | 0 | 0 | 0 | 0 | 0 | 0
| 0 | 0 | 0 | 0 | 0 | 0 | 0 | 0 | 0 | 0 | 0 | 0 | 0 | 0 | 0 | 0 | 0 | 0 | FALSE | FALSE | FALSE | FALSE | 0 | 0 | 0 | n/a | n/a | n/a | n/a | n/a | 0 | 0 | 100% | 100% | 0 | 0 | 0 | 0 | 0 | 0 | 0 | 0 | 0 | 0 | 0 | 0 | 0 | 0 | 0 | 0 | 0 | 0 | 0 | 0 | 0 | 0
| 0 | 0 | 0 | 0 | 0 | 0 | 0 | 0 | 0 | 0 | 0 | 0 | 0 | 0 | 0 | 0 | 0 | 0 | FALSE | FALSE | FALSE | FALSE | 0 | 0 | 0 | n/a | n/a | n/a | n/a | n/a | 0 | 0 | 100% | 100% | 0 | 0 | 0 | 0 | 0 | 0 | 0 | 0 | 0 | 0 | 0 | 0 | 0 | 0 | 0 | 0 | 0 | 0 | 0 | 0 | 0 | 0
| 0 | 0 | 0 | 0 | 0 | 0 | 0 | 0 | 0 | 0 | 0 | 0 | 0 | 0 | 0 | 0 | 0 | 0 | FALSE | FALSE | FALSE | FALSE | 0 | 0 | 0 | n/a | n/a | n/a | n/a | n/a | 0 | 0 | 100% | 100% | 0 | 0 | 0 | 0 | 0 | 0 | 0 | 0 | 0 | 0 | 0 | 0 | 0 | 0 | 0 | 0 | 0 | 0 | 0 | 0 | 0 | 0
| 0 | 0 | 0 | 0 | 0 | 0 | 0 | 0 | 0 | 0 | 0 | 0 | 0 | 0 | 0 | 0 | 0 | 0 | FALSE | FALSE | FALSE | FALSE | 0 | 0 | 0 | n/a | n/a | n/a | n/a | n/a | 0 | 0 | 100% | 100% | 0 | 0 | 0 | 0 | 0 | 0 | 0 | 0 | 0 | 0 | 0 | 0 | 0 | 0 | 0 | 0 | 0 | 0 | 0 | 0 | 0 | 0
| 0 | 0 | 0 | 0 | 0 | 0 | 0 | 0 | 0 | 0 | 0 | 0 | 0 | 0 | 0 | 0 | 0 | 0 | FALSE | FALSE | FALSE | FALSE | 0 | 0 | 0 | n/a | n/a | n/a | n/a | n/a | 0 | 0 | 100% | 100% | 0 | 0 | 0 | 0 | 0 | 0 | 0 | 0 | 0 | 0 | 0 | 0 | 0 | 0 | 0 | 0 | 0 | 0 | 0 | 0 | 0 | 0
| 0 | 0 | 0 | 0 | 0 | 0 | 0 | 0 | 0 | 0 | 0 | 0 | 0 | 0 | 0 | 0 | 0 | 0 | FALSE | FALSE | FALSE | FALSE | 0 | 0 | 0 | n/a | n/a | n/a | n/a | n/a | 0 | 0 | 100% | 100% | 0 | 0 | 0 | 0 | 0 | 0 | 0 | 0 | 0 | 0 | 0 | 0 | 0 | 0 | 0 | 0 | 0 | 0 | 0 | 0 | 0 | 0
| 0 | 0 | 0 | 0 | 0 | 0 | 0 | 0 | 0 | 0 | 0 | 0 | 0 | 0 | 0 | 0 | 0 | 0 | FALSE | FALSE | FALSE | FALSE | 0 | 0 | 0 | n/a | n/a | n/a | n/a | n/a | 0 | 0 | 100% | 100% | 0 | 0 | 0 | 0 | 0 | 0 | 0 | 0 | 0 | 0 | 0 | 0 | 0 | 0 | 0 | 0 | 0 | 0 | 0 | 0 | 0 | 0
| 0 | 0 | 0 | 0 | 0 | 0 | 0 | 0 | 0 | 0 | 0 | 0 | 0 | 0 | 0 | 0 | 0 | 0 | FALSE | FALSE | FALSE | FALSE | 0 | 0 | 0 | n/a | n/a | n/a | n/a | n/a | 0 | 0 | 100% | 100% | 0 | 0 | 0 | 0 | 0 | 0 | 0 | 0 | 0 | 0 | 0 | 0 | 0 | 0 | 0 | 0 | 0 | 0 | 0 | 0 | 0 | 0
| 0 | 0 | 0 | 0 | 0 | 0 | 0 | 0 | 0 | 0 | 0 | 0 | 0 | 0 | 0 | 0 | 0 | 0 | FALSE | FALSE | FALSE | FALSE | 0 | 0 | 0 | n/a | n/a | n/a | n/a | n/a | 0 | 0 | 100% | 100% | 0 | 0 | 0 | 0 | 0 | 0 | 0 | 0 | 0 | 0 | 0 | 0 | 0 | 0 | 0 | 0 | 0 | 0 | 0 | 0 | 0 | 0
| 0 | 0 | 0 | 0 | 0 | 0 | 0 | 0 | 0 | 0 | 0 | 0 | 0 | 0 | 0 | 0 | 0 | 0 | FALSE | FALSE | FALSE | FALSE | 0 | 0 | 0 | n/a | n/a | n/a | n/a | n/a | 0 | 0 | 100% | 100% | 0 | 0 | 0 | 0 | 0 | 0 | 0 | 0 | 0 | 0 | 0 | 0 | 0 | 0 | 0 | 0 | 0 | 0 | 0 | 0 | 0 | 0
| 0 | 0 | 0 | 0 | 0 | 0 | 0 | 0 | 0 | 0 | 0 | 0 | 0 | 0 | 0 | 0 | 0 | 0 | FALSE | FALSE | FALSE | FALSE | 0 | 0 | 0 | n/a | n/a | n/a | n/a | n/a | 0 | 0 | 100% | 100% | 0 | 0 | 0 | 0 | 0 | 0 | 0 | 0 | 0 | 0 | 0 | 0 | 0 | 0 | 0 | 0 | 0 | 0 | 0 | 0 | 0 | 0
| 0 | 0 | 0 | 0 | 0 | 0 | 0 | 0 | 0 | 0 | 0 | 0 | 0 | 0 | 0 | 0 | 0 | 0 | FALSE | FALSE | FALSE | FALSE | 0 | 0 | 0 | n/a | n/a | n/a | n/a | n/a | 0 | 0 | 100% | 100% | 0 | 0 | 0 | 0 | 0 | 0 | 0 | 0 | 0 | 0 | 0 | 0 | 0 | 0 | 0 | 0 | 0 | 0 | 0 | 0 | 0 | 0
| 0 | 0 | 0 | 0 | 0 | 0 | 0 | 0 | 0 | 0 | 0 | 0 | 0 | 0 | 0 | 0 | 0 | 0 | FALSE | FALSE | FALSE | FALSE | 0 | 0 | 0 | n/a | n/a | n/a | n/a | n/a | 0 | 0 | 100% | 100% | 0 | 0 | 0 | 0 | 0 | 0 | 0 | 0 | 0 | 0 | 0 | 0 | 0 | 0 | 0 | 0 | 0 | 0 | 0 | 0 | 0 | 0
| 0 | 0 | 0 | 0 | 0 | 0 | 0 | 0 | 0 | 0 | 0 | 0 | 0 | 0 | 0 | 0 | 0 | 0 | FALSE | FALSE | FALSE | FALSE | 0 | 0 | 0 | n/a | n/a | n/a | n/a | n/a | 0 | 0 | 100% | 100% | 0 | 0 | 0 | 0 | 0 | 0 | 0 | 0 | 0 | 0 | 0 | 0 | 0 | 0 | 0 | 0 | 0 | 0 | 0 | 0 | 0 | 0
| 0 | 0 | 0 | 0 | 0 | 0 | 0 | 0 | 0 | 0 | 0 | 0 | 0 | 0 | 0 | 0 | 0 | 0 | FALSE | FALSE | FALSE | FALSE | 0 | 0 | 0 | n/a | n/a | n/a | n/a | n/a | 0 | 0 | 100% | 100% | 0 | 0 | 0 | 0 | 0 | 0 | 0 | 0 | 0 | 0 | 0 | 0 | 0 | 0 | 0 | 0 | 0 | 0 | 0 | 0 | 0 | 0
| 0 | 0 | 0 | 0 | 0 | 0 | 0 | 0 | 0 | 0 | 0 | 0 | 0 | 0 | 0 | 0 | 0 | 0 | FALSE | FALSE | FALSE | FALSE | 0 | 0 | 0 | n/a | n/a | n/a | n/a | n/a | 0 | 0 | 100% | 100% | 0 | 0 | 0 | 0 | 0 | 0 | 0 | 0 | 0 | 0 | 0 | 0 | 0 | 0 | 0 | 0 | 0 | 0 | 0 | 0 | 0 | 0
| 0 | 0 | 0 | 0 | 0 | 0 | 0 | 0 | 0 | 0 | 0 | 0 | 0 | 0 | 0 | 0 | 0 | 0 | FALSE | FALSE | FALSE | FALSE | 0 | 0 | 0 | n/a | n/a | n/a | n/a | n/a | 0 | 0 | 100% | 100% | 0 | 0 | 0 | 0 | 0 | 0 | 0 | 0 | 0 | 0 | 0 | 0 | 0 | 0 | 0 | 0 | 0 | 0 | 0 | 0 | 0 | 0
| 0 | 0 | 0 | 0 | 0 | 0 | 0 | 0 | 0 | 0 | 0 | 0 | 0 | 0 | 0 | 0 | 0 | 0 | FALSE | FALSE | FALSE | FALSE | 0 | 0 | 0 | n/a | n/a | n/a | n/a | n/a | 0 | 0 | 100% | 100% | 0 | 0 | 0 | 0 | 0 | 0 | 0 | 0 | 0 | 0 | 0 | 0 | 0 | 0 | 0 | 0 | 0 | 0 | 0 | 0 | 0 | 0
| 0 | 0 | 0 | 0 | 0 | 0 | 0 | 0 | 0 | 0 | 0 | 0 | 0 | 0 | 0 | 0 | 0 | 0 | FALSE | FALSE | FALSE | FALSE | 0 | 0 | 0 | n/a | n/a | n/a | n/a | n/a | 0 | 0 | 100% | 100% | 0 | 0 | 0 | 0 | 0 | 0 | 0 | 0 | 0 | 0 | 0 | 0 | 0 | 0 | 0 | 0 | 0 | 0 | 0 | 0 | 0 | 0
| 0 | 0 | 0 | 0 | 0 | 0 | 0 | 0 | 0 | 0 | 0 | 0 | 0 | 0 | 0 | 0 | 0 | 0 | FALSE | FALSE | FALSE | FALSE | 0 | 0 | 0 | n/a | n/a | n/a | n/a | n/a | 0 | 0 | 100% | 100% | 0 | 0 | 0 | 0 | 0 | 0 | 0 | 0 | 0 | 0 | 0 | 0 | 0 | 0 | 0 | 0 | 0 | 0 | 0 | 0 | 0 | 0
| 0 | 0 | 0 | 0 | 0 | 0 | 0 | 0 | 0 | 0 | 0 | 0 | 0 | 0 | 0 | 0 | 0 | 0 | FALSE | FALSE | FALSE | FALSE | 0 | 0 | 0 | n/a | n/a | n/a | n/a | n/a | 0 | 0 | 100% | 100% | 0 | 0 | 0 | 0 | 0 | 0 | 0 | 0 | 0 | 0 | 0 | 0 | 0 | 0 | 0 | 0 | 0 | 0 | 0 | 0 | 0 | 0
| 0 | 0 | 0 | 0 | 0 | 0 | 0 | 0 | 0 | 0 | 0 | 0 | 0 | 0 | 0 | 0 | 0 | 0 | FALSE | FALSE | FALSE | FALSE | 0 | 0 | 0 | n/a | n/a | n/a | n/a | n/a | 0 | 0 | 100% | 100% | 0 | 0 | 0 | 0 | 0 | 0 | 0 | 0 | 0 | 0 | 0 | 0 | 0 | 0 | 0 | 0 | 0 | 0 | 0 | 0 | 0 | 0
| 0 | 0 | 0 | 0 | 0 | 0 | 0 | 0 | 0 | 0 | 0 | 0 | 0 | 0 | 0 | 0 | 0 | 0 | FALSE | FALSE | FALSE | FALSE | 0 | 0 | 0 | n/a | n/a | n/a | n/a | n/a | 0 | 0 | 100% | 100% | 0 | 0 | 0 | 0 | 0 | 0 | 0 | 0 | 0 | 0 | 0 | 0 | 0 | 0 | 0 | 0 | 0 | 0 | 0 | 0 | 0 | 0
| 0 | 0 | 0 | 0 | 0 | 0 | 0 | 0 | 0 | 0 | 0 | 0 | 0 | 0 | 0 | 0 | 0 | 0 | FALSE | FALSE | FALSE | FALSE | 0 | 0 | 0 | n/a | n/a | n/a | n/a | n/a | 0 | 0 | 100% | 100% | 0 | 0 | 0 | 0 | 0 | 0 | 0 | 0 | 0 | 0 | 0 | 0 | 0 | 0 | 0 | 0 | 0 | 0 | 0 | 0 | 0 | 0
| 0 | 0 | 0 | 0 | 0 | 0 | 0 | 0 | 0 | 0 | 0 | 0 | 0 | 0 | 0 | 0 | 0 | 0 | FALSE | FALSE | FALSE | FALSE | 0 | 0 | 0 | n/a | n/a | n/a | n/a | n/a | 0 | 0 | 100% | 100% | 0 | 0 | 0 | 0 | 0 | 0 | 0 | 0 | 0 | 0 | 0 | 0 | 0 | 0 | 0 | 0 | 0 | 0 | 0 | 0 | 0 | 0
| 0 | 0 | 0 | 0 | 0 | 0 | 0 | 0 | 0 | 0 | 0 | 0 | 0 | 0 | 0 | 0 | 0 | 0 | FALSE | FALSE | FALSE | FALSE | 0 | 0 | 0 | n/a | n/a | n/a | n/a | n/a | 0 | 0 | 100% | 100% | 0 | 0 | 0 | 0 | 0 | 0 | 0 | 0 | 0 | 0 | 0 | 0 | 0 | 0 | 0 | 0 | 0 | 0 | 0 | 0 | 0 | 0
| 0 | 0 | 0 | 0 | 0 | 0 | 0 | 0 | 0 | 0 | 0 | 0 | 0 | 0 | 0 | 0 | 0 | 0 | FALSE | FALSE | FALSE | FALSE | 0 | 0 | 0 | n/a | n/a | n/a | n/a | n/a | 0 | 0 | 100% | 100% | 0 | 0 | 0 | 0 | 0 | 0 | 0 | 0 | 0 | 0 | 0 | 0 | 0 | 0 | 0 | 0 | 0 | 0 | 0 | 0 | 0 | 0
| 0 | 0 | 0 | 0 | 0 | 0 | 0 | 0 | 0 | 0 | 0 | 0 | 0 | 0 | 0 | 0 | 0 | 0 | FALSE | FALSE | FALSE | FALSE | 0 | 0 | 0 | n/a | n/a | n/a | n/a | n/a | 0 | 0 | 100% | 100% | 0 | 0 | 0 | 0 | 0 | 0 | 0 | 0 | 0 | 0 | 0 | 0 | 0 | 0 | 0 | 0 | 0 | 0 | 0 | 0 | 0 | 0
| 0 | 0 | 0 | 0 | 0 | 0 | 0 | 0 | 0 | 0 | 0 | 0 | 0 | 0 | 0 | 0 | 0 | 0 | FALSE | FALSE | FALSE | FALSE | 0 | 0 | 0 | n/a | n/a | n/a | n/a | n/a | 0 | 0 | 100% | 100% | 0 | 0 | 0 | 0 | 0 | 0 | 0 | 0 | 0 | 0 | 0 | 0 | 0 | 0 | 0 | 0 | 0 | 0 | 0 | 0 | 0 | 0
| 0 | 0 | 0 | 0 | 0 | 0 | 0 | 0 | 0 | 0 | 0 | 0 | 0 | 0 | 0 | 0 | 0 | 0 | FALSE | FALSE | FALSE | FALSE | 0 | 0 | 0 | n/a | n/a | n/a | n/a | n/a | 0 | 0 | 100% | 100% | 0 | 0 | 0 | 0 | 0 | 0 | 0 | 0 | 0 | 0 | 0 | 0 | 0 | 0 | 0 | 0 | 0 | 0 | 0 | 0 | 0 | 0
| 0 | 0 | 0 | 0 | 0 | 0 | 0 | 0 | 0 | 0 | 0 | 0 | 0 | 0 | 0 | 0 | 0 | 0 | FALSE | FALSE | FALSE | FALSE | 0 | 0 | 0 | n/a | n/a | n/a | n/a | n/a | 0 | 0 | 100% | 100% | 0 | 0 | 0 | 0 | 0 | 0 | 0 | 0 | 0 | 0 | 0 | 0 | 0 | 0 | 0 | 0 | 0 | 0 | 0 | 0 | 0 | 0
| 0 | 0 | 0 | 0 | 0 | 0 | 0 | 0 | 0 | 0 | 0 | 0 | 0 | 0 | 0 | 0 | 0 | 0 | FALSE | FALSE | FALSE | FALSE | 0 | 0 | 0 | n/a | n/a | n/a | n/a | n/a | 0 | 0 | 100% | 100% | 0 | 0 | 0 | 0 | 0 | 0 | 0 | 0 | 0 | 0 | 0 | 0 | 0 | 0 | 0 | 0 | 0 | 0 | 0 | 0 | 0 | 0
| 0 | 0 | 0 | 0 | 0 | 0 | 0 | 0 | 0 | 0 | 0 | 0 | 0 | 0 | 0 | 0 | 0 | 0 | FALSE | FALSE | FALSE | FALSE | 0 | 0 | 0 | n/a | n/a | n/a | n/a | n/a | 0 | 0 | 100% | 100% | 0 | 0 | 0 | 0 | 0 | 0 | 0 | 0 | 0 | 0 | 0 | 0 | 0 | 0 | 0 | 0 | 0 | 0 | 0 | 0 | 0 | 0
| 0 | 0 | 0 | 0 | 0 | 0 | 0 | 0 | 0 | 0 | 0 | 0 | 0 | 0 | 0 | 0 | 0 | 0 | FALSE | FALSE | FALSE | FALSE | 0 | 0 | 0 | n/a | n/a | n/a | n/a | n/a | 0 | 0 | 100% | 100% | 0 | 0 | 0 | 0 | 0 | 0 | 0 | 0 | 0 | 0 | 0 | 0 | 0 | 0 | 0 | 0 | 0 | 0 | 0 | 0 | 0 | 0
| 0 | 0 | 0 | 0 | 0 | 0 | 0 | 0 | 0 | 0 | 0 | 0 | 0 | 0 | 0 | 0 | 0 | 0 | FALSE | FALSE | FALSE | FALSE | 0 | 0 | 0 | n/a | n/a | n/a | n/a | n/a | 0 | 0 | 100% | 100% | 0 | 0 | 0 | 0 | 0 | 0 | 0 | 0 | 0 | 0 | 0 | 0 | 0 | 0 | 0 | 0 | 0 | 0 | 0 | 0 | 0 | 0
| 0 | 0 | 0 | 0 | 0 | 0 | 0 | 0 | 0 | 0 | 0 | 0 | 0 | 0 | 0 | 0 | 0 | 0 | FALSE | FALSE | FALSE | FALSE | 0 | 0 | 0 | n/a | n/a | n/a | n/a | n/a | 0 | 0 | 100% | 100% | 0 | 0 | 0 | 0 | 0 | 0 | 0 | 0 | 0 | 0 | 0 | 0 | 0 | 0 | 0 | 0 | 0 | 0 | 0 | 0 | 0 | 0
| 0 | 0 | 0 | 0 | 0 | 0 | 0 | 0 | 0 | 0 | 0 | 0 | 0 | 0 | 0 | 0 | 0 | 0 | FALSE | FALSE | FALSE | FALSE | 0 | 0 | 0 | n/a | n/a | n/a | n/a | n/a | 0 | 0 | 100% | 100% | 0 | 0 | 0 | 0 | 0 | 0 | 0 | 0 | 0 | 0 | 0 | 0 | 0 | 0 | 0 | 0 | 0 | 0 | 0 | 0 | 0 | 0
| 0 | 0 | 0 | 0 | 0 | 0 | 0 | 0 | 0 | 0 | 0 | 0 | 0 | 0 | 0 | 0 | 0 | 0 | FALSE | FALSE | FALSE | FALSE | 0 | 0 | 0 | n/a | n/a | n/a | n/a | n/a | 0 | 0 | 100% | 100% | 0 | 0 | 0 | 0 | 0 | 0 | 0 | 0 | 0 | 0 | 0 | 0 | 0 | 0 | 0 | 0 | 0 | 0 | 0 | 0 | 0 | 0
| 0 | 0 | 0 | 0 | 0 | 0 | 0 | 0 | 0 | 0 | 0 | 0 | 0 | 0 | 0 | 0 | 0 | 0 | FALSE | FALSE | FALSE | FALSE | 0 | 0 | 0 | n/a | n/a | n/a | n/a | n/a | 0 | 0 | 100% | 100% | 0 | 0 | 0 | 0 | 0 | 0 | 0 | 0 | 0 | 0 | 0 | 0 | 0 | 0 | 0 | 0 | 0 | 0 | 0 | 0 | 0 | 0
| 0 | 0 | 0 | 0 | 0 | 0 | 0 | 0 | 0 | 0 | 0 | 0 | 0 | 0 | 0 | 0 | 0 | 0 | FALSE | FALSE | FALSE | FALSE | 0 | 0 | 0 | n/a | n/a | n/a | n/a | n/a | 0 | 0 | 100% | 100% | 0 | 0 | 0 | 0 | 0 | 0 | 0 | 0 | 0 | 0 | 0 | 0 | 0 | 0 | 0 | 0 | 0 | 0 | 0 | 0 | 0 | 0
| 0 | 0 | 0 | 0 | 0 | 0 | 0 | 0 | 0 | 0 | 0 | 0 | 0 | 0 | 0 | 0 | 0 | 0 | FALSE | FALSE | FALSE | FALSE | 0 | 0 | 0 | n/a | n/a | n/a | n/a | n/a | 0 | 0 | 100% | 100% | 0 | 0 | 0 | 0 | 0 | 0 | 0 | 0 | 0 | 0 | 0 | 0 | 0 | 0 | 0 | 0 | 0 | 0 | 0 | 0 | 0 | 0
| 0 | 0 | 0 | 0 | 0 | 0 | 0 | 0 | 0 | 0 | 0 | 0 | 0 | 0 | 0 | 0 | 0 | 0 | FALSE | FALSE | FALSE | FALSE | 0 | 0 | 0 | n/a | n/a | n/a | n/a | n/a | 0 | 0 | 100% | 100% | 0 | 0 | 0 | 0 | 0 | 0 | 0 | 0 | 0 | 0 | 0 | 0 | 0 | 0 | 0 | 0 | 0 | 0 | 0 | 0 | 0 | 0
| 0 | 0 | 0 | 0 | 0 | 0 | 0 | 0 | 0 | 0 | 0 | 0 | 0 | 0 | 0 | 0 | 0 | 0 | FALSE | FALSE | FALSE | FALSE | 0 | 0 | 0 | n/a | n/a | n/a | n/a | n/a | 0 | 0 | 100% | 100% | 0 | 0 | 0 | 0 | 0 | 0 | 0 | 0 | 0 | 0 | 0 | 0 | 0 | 0 | 0 | 0 | 0 | 0 | 0 | 0 | 0 | 0
| 0 | 0 | 0 | 0 | 0 | 0 | 0 | 0 | 0 | 0 | 0 | 0 | 0 | 0 | 0 | 0 | 0 | 0 | FALSE | FALSE | FALSE | FALSE | 0 | 0 | 0 | n/a | n/a | n/a | n/a | n/a | 0 | 0 | 100% | 100% | 0 | 0 | 0 | 0 | 0 | 0 | 0 | 0 | 0 | 0 | 0 | 0 | 0 | 0 | 0 | 0 | 0 | 0 | 0 | 0 | 0 | 0
| 0 | 0 | 0 | 0 | 0 | 0 | 0 | 0 | 0 | 0 | 0 | 0 | 0 | 0 | 0 | 0 | 0 | 0 | FALSE | FALSE | FALSE | FALSE | 0 | 0 | 0 | n/a | n/a | n/a | n/a | n/a | 0 | 0 | 100% | 100% | 0 | 0 | 0 | 0 | 0 | 0 | 0 | 0 | 0 | 0 | 0 | 0 | 0 | 0 | 0 | 0 | 0 | 0 | 0 | 0 | 0 | 0
| 0 | 0 | 0 | 0 | 0 | 0 | 0 | 0 | 0 | 0 | 0 | 0 | 0 | 0 | 0 | 0 | 0 | 0 | FALSE | FALSE | FALSE | FALSE | 0 | 0 | 0 | n/a | n/a | n/a | n/a | n/a | 0 | 0 | 100% | 100% | 0 | 0 | 0 | 0 | 0 | 0 | 0 | 0 | 0 | 0 | 0 | 0 | 0 | 0 | 0 | 0 | 0 | 0 | 0 | 0 | 0 | 0
| 0 | 0 | 0 | 0 | 0 | 0 | 0 | 0 | 0 | 0 | 0 | 0 | 0 | 0 | 0 | 0 | 0 | 0 | FALSE | FALSE | FALSE | FALSE | 0 | 0 | 0 | n/a | n/a | n/a | n/a | n/a | 0 | 0 | 100% | 100% | 0 | 0 | 0 | 0 | 0 | 0 | 0 | 0 | 0 | 0 | 0 | 0 | 0 | 0 | 0 | 0 | 0 | 0 | 0 | 0 | 0 | 0
| 0 | 0 | 0 | 0 | 0 | 0 | 0 | 0 | 0 | 0 | 0 | 0 | 0 | 0 | 0 | 0 | 0 | 0 | FALSE | FALSE | FALSE | FALSE | 0 | 0 | 0 | n/a | n/a | n/a | n/a | n/a | 0 | 0 | 100% | 100% | 0 | 0 | 0 | 0 | 0 | 0 | 0 | 0 | 0 | 0 | 0 | 0 | 0 | 0 | 0 | 0 | 0 | 0 | 0 | 0 | 0 | 0
| 0 | 0 | 0 | 0 | 0 | 0 | 0 | 0 | 0 | 0 | 0 | 0 | 0 | 0 | 0 | 0 | 0 | 0 | FALSE | FALSE | FALSE | FALSE | 0 | 0 | 0 | n/a | n/a | n/a | n/a | n/a | 0 | 0 | 100% | 100% | 0 | 0 | 0 | 0 | 0 | 0 | 0 | 0 | 0 | 0 | 0 | 0 | 0 | 0 | 0 | 0 | 0 | 0 | 0 | 0 | 0 | 0
| 0 | 0 | 0 | 0 | 0 | 0 | 0 | 0 | 0 | 0 | 0 | 0 | 0 | 0 | 0 | 0 | 0 | 0 | FALSE | FALSE | FALSE | FALSE | 0 | 0 | 0 | n/a | n/a | n/a | n/a | n/a | 0 | 0 | 100% | 100% | 0 | 0 | 0 | 0 | 0 | 0 | 0 | 0 | 0 | 0 | 0 | 0 | 0 | 0 | 0 | 0 | 0 | 0 | 0 | 0 | 0 | 0
| 0 | 0 | 0 | 0 | 0 | 0 | 0 | 0 | 0 | 0 | 0 | 0 | 0 | 0 | 0 | 0 | 0 | 0 | FALSE | FALSE | FALSE | FALSE | 0 | 0 | 0 | n/a | n/a | n/a | n/a | n/a | 0 | 0 | 100% | 100% | 0 | 0 | 0 | 0 | 0 | 0 | 0 | 0 | 0 | 0 | 0 | 0 | 0 | 0 | 0 | 0 | 0 | 0 | 0 | 0 | 0 | 0
| 0 | 0 | 0 | 0 | 0 | 0 | 0 | 0 | 0 | 0 | 0 | 0 | 0 | 0 | 0 | 0 | 0 | 0 | FALSE | FALSE | FALSE | FALSE | 0 | 0 | 0 | n/a | n/a | n/a | n/a | n/a | 0 | 0 | 100% | 100% | 0 | 0 | 0 | 0 | 0 | 0 | 0 | 0 | 0 | 0 | 0 | 0 | 0 | 0 | 0 | 0 | 0 | 0 | 0 | 0 | 0 | 0
| 0 | 0 | 0 | 0 | 0 | 0 | 0 | 0 | 0 | 0 | 0 | 0 | 0 | 0 | 0 | 0 | 0 | 0 | FALSE | FALSE | FALSE | FALSE | 0 | 0 | 0 | n/a | n/a | n/a | n/a | n/a | 0 | 0 | 100% | 100% | 0 | 0 | 0 | 0 | 0 | 0 | 0 | 0 | 0 | 0 | 0 | 0 | 0 | 0 | 0 | 0 | 0 | 0 | 0 | 0 | 0 | 0
| 0 | 0 | 0 | 0 | 0 | 0 | 0 | 0 | 0 | 0 | 0 | 0 | 0 | 0 | 0 | 0 | 0 | 0 | FALSE | FALSE | FALSE | FALSE | 0 | 0 | 0 | n/a | n/a | n/a | n/a | n/a | 0 | 0 | 100% | 100% | 0 | 0 | 0 | 0 | 0 | 0 | 0 | 0 | 0 | 0 | 0 | 0 | 0 | 0 | 0 | 0 | 0 | 0 | 0 | 0 | 0 | 0
| 0 | 0 | 0 | 0 | 0 | 0 | 0 | 0 | 0 | 0 | 0 | 0 | 0 | 0 | 0 | 0 | 0 | 0 | FALSE | FALSE | FALSE | FALSE | 0 | 0 | 0 | n/a | n/a | n/a | n/a | n/a | 0 | 0 | 100% | 100% | 0 | 0 | 0 | 0 | 0 | 0 | 0 | 0 | 0 | 0 | 0 | 0 | 0 | 0 | 0 | 0 | 0 | 0 | 0 | 0 | 0 | 0
| 0 | 0 | 0 | 0 | 0 | 0 | 0 | 0 | 0 | 0 | 0 | 0 | 0 | 0 | 0 | 0 | 0 | 0 | FALSE | FALSE | FALSE | FALSE | 0 | 0 | 0 | n/a | n/a | n/a | n/a | n/a | 0 | 0 | 100% | 100% | 0 | 0 | 0 | 0 | 0 | 0 | 0 | 0 | 0 | 0 | 0 | 0 | 0 | 0 | 0 | 0 | 0 | 0 | 0 | 0 | 0 | 0
| 0 | 0 | 0 | 0 | 0 | 0 | 0 | 0 | 0 | 0 | 0 | 0 | 0 | 0 | 0 | 0 | 0 | 0 | FALSE | FALSE | FALSE | FALSE | 0 | 0 | 0 | n/a | n/a | n/a | n/a | n/a | 0 | 0 | 100% | 100% | 0 | 0 | 0 | 0 | 0 | 0 | 0 | 0 | 0 | 0 | 0 | 0 | 0 | 0 | 0 | 0 | 0 | 0 | 0 | 0 | 0 | 0
| 0 | 0 | 0 | 0 | 0 | 0 | 0 | 0 | 0 | 0 | 0 | 0 | 0 | 0 | 0 | 0 | 0 | 0 | FALSE | FALSE | FALSE | FALSE | 0 | 0 | 0 | n/a | n/a | n/a | n/a | n/a | 0 | 0 | 100% | 100% | 0 | 0 | 0 | 0 | 0 | 0 | 0 | 0 | 0 | 0 | 0 | 0 | 0 | 0 | 0 | 0 | 0 | 0 | 0 | 0 | 0 | 0
| 0 | 0 | 0 | 0 | 0 | 0 | 0 | 0 | 0 | 0 | 0 | 0 | 0 | 0 | 0 | 0 | 0 | 0 | FALSE | FALSE | FALSE | FALSE | 0 | 0 | 0 | n/a | n/a | n/a | n/a | n/a | 0 | 0 | 100% | 100% | 0 | 0 | 0 | 0 | 0 | 0 | 0 | 0 | 0 | 0 | 0 | 0 | 0 | 0 | 0 | 0 | 0 | 0 | 0 | 0 | 0 | 0
| 0 | 0 | 0 | 0 | 0 | 0 | 0 | 0 | 0 | 0 | 0 | 0 | 0 | 0 | 0 | 0 | 0 | 0 | FALSE | FALSE | FALSE | FALSE | 0 | 0 | 0 | n/a | n/a | n/a | n/a | n/a | 0 | 0 | 100% | 100% | 0 | 0 | 0 | 0 | 0 | 0 | 0 | 0 | 0 | 0 | 0 | 0 | 0 | 0 | 0 | 0 | 0 | 0 | 0 | 0 | 0 | 0
| 0 | 0 | 0 | 0 | 0 | 0 | 0 | 0 | 0 | 0 | 0 | 0 | 0 | 0 | 0 | 0 | 0 | 0 | FALSE | FALSE | FALSE | FALSE | 0 | 0 | 0 | n/a | n/a | n/a | n/a | n/a | 0 | 0 | 100% | 100% | 0 | 0 | 0 | 0 | 0 | 0 | 0 | 0 | 0 | 0 | 0 | 0 | 0 | 0 | 0 | 0 | 0 | 0 | 0 | 0 | 0 | 0
| 0 | 0 | 0 | 0 | 0 | 0 | 0 | 0 | 0 | 0 | 0 | 0 | 0 | 0 | 0 | 0 | 0 | 0 | FALSE | FALSE | FALSE | FALSE | 0 | 0 | 0 | n/a | n/a | n/a | n/a | n/a | 0 | 0 | 100% | 100% | 0 | 0 | 0 | 0 | 0 | 0 | 0 | 0 | 0 | 0 | 0 | 0 | 0 | 0 | 0 | 0 | 0 | 0 | 0 | 0 | 0 | 0
| 0 | 0 | 0 | 0 | 0 | 0 | 0 | 0 | 0 | 0 | 0 | 0 | 0 | 0 | 0 | 0 | 0 | 0 | FALSE | FALSE | FALSE | FALSE | 0 | 0 | 0 | n/a | n/a | n/a | n/a | n/a | 0 | 0 | 100% | 100% | 0 | 0 | 0 | 0 | 0 | 0 | 0 | 0 | 0 | 0 | 0 | 0 | 0 | 0 | 0 | 0 | 0 | 0 | 0 | 0 | 0 | 0
| 0 | 0 | 0 | 0 | 0 | 0 | 0 | 0 | 0 | 0 | 0 | 0 | 0 | 0 | 0 | 0 | 0 | 0 | FALSE | FALSE | FALSE | FALSE | 0 | 0 | 0 | n/a | n/a | n/a | n/a | n/a | 0 | 0 | 100% | 100% | 0 | 0 | 0 | 0 | 0 | 0 | 0 | 0 | 0 | 0 | 0 | 0 | 0 | 0 | 0 | 0 | 0 | 0 | 0 | 0 | 0 | 0
| 0 | 0 | 0 | 0 | 0 | 0 | 0 | 0 | 0 | 0 | 0 | 0 | 0 | 0 | 0 | 0 | 0 | 0 | FALSE | FALSE | FALSE | FALSE | 0 | 0 | 0 | n/a | n/a | n/a | n/a | n/a | 0 | 0 | 100% | 100% | 0 | 0 | 0 | 0 | 0 | 0 | 0 | 0 | 0 | 0 | 0 | 0 | 0 | 0 | 0 | 0 | 0 | 0 | 0 | 0 | 0 | 0
| 0 | 0 | 0 | 0 | 0 | 0 | 0 | 0 | 0 | 0 | 0 | 0 | 0 | 0 | 0 | 0 | 0 | 0 | FALSE | FALSE | FALSE | FALSE | 0 | 0 | 0 | n/a | n/a | n/a | n/a | n/a | 0 | 0 | 100% | 100% | 0 | 0 | 0 | 0 | 0 | 0 | 0 | 0 | 0 | 0 | 0 | 0 | 0 | 0 | 0 | 0 | 0 | 0 | 0 | 0 | 0 | 0
| 0 | 0 | 0 | 0 | 0 | 0 | 0 | 0 | 0 | 0 | 0 | 0 | 0 | 0 | 0 | 0 | 0 | 0 | FALSE | FALSE | FALSE | FALSE | 0 | 0 | 0 | n/a | n/a | n/a | n/a | n/a | 0 | 0 | 100% | 100% | 0 | 0 | 0 | 0 | 0 | 0 | 0 | 0 | 0 | 0 | 0 | 0 | 0 | 0 | 0 | 0 | 0 | 0 | 0 | 0 | 0 | 0
| 0 | 0 | 0 | 0 | 0 | 0 | 0 | 0 | 0 | 0 | 0 | 0 | 0 | 0 | 0 | 0 | 0 | 0 | FALSE | FALSE | FALSE | FALSE | 0 | 0 | 0 | n/a | n/a | n/a | n/a | n/a | 0 | 0 | 100% | 100% | 0 | 0 | 0 | 0 | 0 | 0 | 0 | 0 | 0 | 0 | 0 | 0 | 0 | 0 | 0 | 0 | 0 | 0 | 0 | 0 | 0 | 0
| 0 | 0 | 0 | 0 | 0 | 0 | 0 | 0 | 0 | 0 | 0 | 0 | 0 | 0 | 0 | 0 | 0 | 0 | FALSE | FALSE | FALSE | FALSE | 0 | 0 | 0 | n/a | n/a | n/a | n/a | n/a | 0 | 0 | 100% | 100% | 0 | 0 | 0 | 0 | 0 | 0 | 0 | 0 | 0 | 0 | 0 | 0 | 0 | 0 | 0 | 0 | 0 | 0 | 0 | 0 | 0 | 0
| 0 | 0 | 0 | 0 | 0 | 0 | 0 | 0 | 0 | 0 | 0 | 0 | 0 | 0 | 0 | 0 | 0 | 0 | FALSE | FALSE | FALSE | FALSE | 0 | 0 | 0 | n/a | n/a | n/a | n/a | n/a | 0 | 0 | 100% | 100% | 0 | 0 | 0 | 0 | 0 | 0 | 0 | 0 | 0 | 0 | 0 | 0 | 0 | 0 | 0 | 0 | 0 | 0 | 0 | 0 | 0 | 0
| 0 | 0 | 0 | 0 | 0 | 0 | 0 | 0 | 0 | 0 | 0 | 0 | 0 | 0 | 0 | 0 | 0 | 0 | FALSE | FALSE | FALSE | FALSE | 0 | 0 | 0 | n/a | n/a | n/a | n/a | n/a | 0 | 0 | 100% | 100% | 0 | 0 | 0 | 0 | 0 | 0 | 0 | 0 | 0 | 0 | 0 | 0 | 0 | 0 | 0 | 0 | 0 | 0 | 0 | 0 | 0 | 0
| 0 | 0 | 0 | 0 | 0 | 0 | 0 | 0 | 0 | 0 | 0 | 0 | 0 | 0 | 0 | 0 | 0 | 0 | FALSE | FALSE | FALSE | FALSE | 0 | 0 | 0 | n/a | n/a | n/a | n/a | n/a | 0 | 0 | 100% | 100% | 0 | 0 | 0 | 0 | 0 | 0 | 0 | 0 | 0 | 0 | 0 | 0 | 0 | 0 | 0 | 0 | 0 | 0 | 0 | 0 | 0 | 0
| 0 | 0 | 0 | 0 | 0 | 0 | 0 | 0 | 0 | 0 | 0 | 0 | 0 | 0 | 0 | 0 | 0 | 0 | FALSE | FALSE | FALSE | FALSE | 0 | 0 | 0 | n/a | n/a | n/a | n/a | n/a | 0 | 0 | 100% | 100% | 0 | 0 | 0 | 0 | 0 | 0 | 0 | 0 | 0 | 0 | 0 | 0 | 0 | 0 | 0 | 0 | 0 | 0 | 0 | 0 | 0 | 0
| 0 | 0 | 0 | 0 | 0 | 0 | 0 | 0 | 0 | 0 | 0 | 0 | 0 | 0 | 0 | 0 | 0 | 0 | FALSE | FALSE | FALSE | FALSE | 0 | 0 | 0 | n/a | n/a | n/a | n/a | n/a | 0 | 0 | 100% | 100% | 0 | 0 | 0 | 0 | 0 | 0 | 0 | 0 | 0 | 0 | 0 | 0 | 0 | 0 | 0 | 0 | 0 | 0 | 0 | 0 | 0 | 0
| 0 | 0 | 0 | 0 | 0 | 0 | 0 | 0 | 0 | 0 | 0 | 0 | 0 | 0 | 0 | 0 | 0 | 0 | FALSE | FALSE | FALSE | FALSE | 0 | 0 | 0 | n/a | n/a | n/a | n/a | n/a | 0 | 0 | 100% | 100% | 0 | 0 | 0 | 0 | 0 | 0 | 0 | 0 | 0 | 0 | 0 | 0 | 0 | 0 | 0 | 0 | 0 | 0 | 0 | 0 | 0 | 0
| 0 | 0 | 0 | 0 | 0 | 0 | 0 | 0 | 0 | 0 | 0 | 0 | 0 | 0 | 0 | 0 | 0 | 0 | FALSE | FALSE | FALSE | FALSE | 0 | 0 | 0 | n/a | n/a | n/a | n/a | n/a | 0 | 0 | 100% | 100% | 0 | 0 | 0 | 0 | 0 | 0 | 0 | 0 | 0 | 0 | 0 | 0 | 0 | 0 | 0 | 0 | 0 | 0 | 0 | 0 | 0 | 0
| 0 | 0 | 0 | 0 | 0 | 0 | 0 | 0 | 0 | 0 | 0 | 0 | 0 | 0 | 0 | 0 | 0 | 0 | FALSE | FALSE | FALSE | FALSE | 0 | 0 | 0 | n/a | n/a | n/a | n/a | n/a | 0 | 0 | 100% | 100% | 0 | 0 | 0 | 0 | 0 | 0 | 0 | 0 | 0 | 0 | 0 | 0 | 0 | 0 | 0 | 0 | 0 | 0 | 0 | 0 | 0 | 0
| 0 | 0 | 0 | 0 | 0 | 0 | 0 | 0 | 0 | 0 | 0 | 0 | 0 | 0 | 0 | 0 | 0 | 0 | FALSE | FALSE | FALSE | FALSE | 0 | 0 | 0 | n/a | n/a | n/a | n/a | n/a | 0 | 0 | 100% | 100% | 0 | 0 | 0 | 0 | 0 | 0 | 0 | 0 | 0 | 0 | 0 | 0 | 0 | 0 | 0 | 0 | 0 | 0 | 0 | 0 | 0 | 0
| 0 | 0 | 0 | 0 | 0 | 0 | 0 | 0 | 0 | 0 | 0 | 0 | 0 | 0 | 0 | 0 | 0 | 0 | FALSE | FALSE | FALSE | FALSE | 0 | 0 | 0 | n/a | n/a | n/a | n/a | n/a | 0 | 0 | 100% | 100% | 0 | 0 | 0 | 0 | 0 | 0 | 0 | 0 | 0 | 0 | 0 | 0 | 0 | 0 | 0 | 0 | 0 | 0 | 0 | 0 | 0 | 0
| 0 | 0 | 0 | 0 | 0 | 0 | 0 | 0 | 0 | 0 | 0 | 0 | 0 | 0 | 0 | 0 | 0 | 0 | FALSE | FALSE | FALSE | FALSE | 0 | 0 | 0 | n/a | n/a | n/a | n/a | n/a | 0 | 0 | 100% | 100% | 0 | 0 | 0 | 0 | 0 | 0 | 0 | 0 | 0 | 0 | 0 | 0 | 0 | 0 | 0 | 0 | 0 | 0 | 0 | 0 | 0 | 0
| 0 | 0 | 0 | 0 | 0 | 0 | 0 | 0 | 0 | 0 | 0 | 0 | 0 | 0 | 0 | 0 | 0 | 0 | FALSE | FALSE | FALSE | FALSE | 0 | 0 | 0 | n/a | n/a | n/a | n/a | n/a | 0 | 0 | 100% | 100% | 0 | 0 | 0 | 0 | 0 | 0 | 0 | 0 | 0 | 0 | 0 | 0 | 0 | 0 | 0 | 0 | 0 | 0 | 0 | 0 | 0 | 0
| 0 | 0 | 0 | 0 | 0 | 0 | 0 | 0 | 0 | 0 | 0 | 0 | 0 | 0 | 0 | 0 | 0 | 0 | FALSE | FALSE | FALSE | FALSE | 0 | 0 | 0 | n/a | n/a | n/a | n/a | n/a | 0 | 0 | 100% | 100% | 0 | 0 | 0 | 0 | 0 | 0 | 0 | 0 | 0 | 0 | 0 | 0 | 0 | 0 | 0 | 0 | 0 | 0 | 0 | 0 | 0 | 0
| 0 | 0 | 0 | 0 | 0 | 0 | 0 | 0 | 0 | 0 | 0 | 0 | 0 | 0 | 0 | 0 | 0 | 0 | FALSE | FALSE | FALSE | FALSE | 0 | 0 | 0 | n/a | n/a | n/a | n/a | n/a | 0 | 0 | 100% | 100% | 0 | 0 | 0 | 0 | 0 | 0 | 0 | 0 | 0 | 0 | 0 | 0 | 0 | 0 | 0 | 0 | 0 | 0 | 0 | 0 | 0 | 0
| 0 | 0 | 0 | 0 | 0 | 0 | 0 | 0 | 0 | 0 | 0 | 0 | 0 | 0 | 0 | 0 | 0 | 0 | FALSE | FALSE | FALSE | FALSE | 0 | 0 | 0 | n/a | n/a | n/a | n/a | n/a | 0 | 0 | 100% | 100% | 0 | 0 | 0 | 0 | 0 | 0 | 0 | 0 | 0 | 0 | 0 | 0 | 0 | 0 | 0 | 0 | 0 | 0 | 0 | 0 | 0 | 0
| 0 | 0 | 0 | 0 | 0 | 0 | 0 | 0 | 0 | 0 | 0 | 0 | 0 | 0 | 0 | 0 | 0 | 0 | FALSE | FALSE | FALSE | FALSE | 0 | 0 | 0 | n/a | n/a | n/a | n/a | n/a | 0 | 0 | 100% | 100% | 0 | 0 | 0 | 0 | 0 | 0 | 0 | 0 | 0 | 0 | 0 | 0 | 0 | 0 | 0 | 0 | 0 | 0 | 0 | 0 | 0 | 0
| 0 | 0 | 0 | 0 | 0 | 0 | 0 | 0 | 0 | 0 | 0 | 0 | 0 | 0 | 0 | 0 | 0 | 0 | FALSE | FALSE | FALSE | FALSE | 0 | 0 | 0 | n/a | n/a | n/a | n/a | n/a | 0 | 0 | 100% | 100% | 0 | 0 | 0 | 0 | 0 | 0 | 0 | 0 | 0 | 0 | 0 | 0 | 0 | 0 | 0 | 0 | 0 | 0 | 0 | 0 | 0 | 0
| 0 | 0 | 0 | 0 | 0 | 0 | 0 | 0 | 0 | 0 | 0 | 0 | 0 | 0 | 0 | 0 | 0 | 0 | FALSE | FALSE | FALSE | FALSE | 0 | 0 | 0 | n/a | n/a | n/a | n/a | n/a | 0 | 0 | 100% | 100% | 0 | 0 | 0 | 0 | 0 | 0 | 0 | 0 | 0 | 0 | 0 | 0 | 0 | 0 | 0 | 0 | 0 | 0 | 0 | 0 | 0 | 0
| 0 | 0 | 0 | 0 | 0 | 0 | 0 | 0 | 0 | 0 | 0 | 0 | 0 | 0 | 0 | 0 | 0 | 0 | FALSE | FALSE | FALSE | FALSE | 0 | 0 | 0 | n/a | n/a | n/a | n/a | n/a | 0 | 0 | 100% | 100% | 0 | 0 | 0 | 0 | 0 | 0 | 0 | 0 | 0 | 0 | 0 | 0 | 0 | 0 | 0 | 0 | 0 | 0 | 0 | 0 | 0 | 0
| 0 | 0 | 0 | 0 | 0 | 0 | 0 | 0 | 0 | 0 | 0 | 0 | 0 | 0 | 0 | 0 | 0 | 0 | FALSE | FALSE | FALSE | FALSE | 0 | 0 | 0 | n/a | n/a | n/a | n/a | n/a | 0 | 0 | 100% | 100% | 0 | 0 | 0 | 0 | 0 | 0 | 0 | 0 | 0 | 0 | 0 | 0 | 0 | 0 | 0 | 0 | 0 | 0 | 0 | 0 | 0 | 0
| 0 | 0 | 0 | 0 | 0 | 0 | 0 | 0 | 0 | 0 | 0 | 0 | 0 | 0 | 0 | 0 | 0 | 0 | FALSE | FALSE | FALSE | FALSE | 0 | 0 | 0 | n/a | n/a | n/a | n/a | n/a | 0 | 0 | 100% | 100% | 0 | 0 | 0 | 0 | 0 | 0 | 0 | 0 | 0 | 0 | 0 | 0 | 0 | 0 | 0 | 0 | 0 | 0 | 0 | 0 | 0 | 0
| 0 | 0 | 0 | 0 | 0 | 0 | 0 | 0 | 0 | 0 | 0 | 0 | 0 | 0 | 0 | 0 | 0 | 0 | FALSE | FALSE | FALSE | FALSE | 0 | 0 | 0 | n/a | n/a | n/a | n/a | n/a | 0 | 0 | 100% | 100% | 0 | 0 | 0 | 0 | 0 | 0 | 0 | 0 | 0 | 0 | 0 | 0 | 0 | 0 | 0 | 0 | 0 | 0 | 0 | 0 | 0 | 0
| 0 | 0 | 0 | 0 | 0 | 0 | 0 | 0 | 0 | 0 | 0 | 0 | 0 | 0 | 0 | 0 | 0 | 0 | FALSE | FALSE | FALSE | FALSE | 0 | 0 | 0 | n/a | n/a | n/a | n/a | n/a | 0 | 0 | 100% | 100% | 0 | 0 | 0 | 0 | 0 | 0 | 0 | 0 | 0 | 0 | 0 | 0 | 0 | 0 | 0 | 0 | 0 | 0 | 0 | 0 | 0 | 0
| 0 | 0 | 0 | 0 | 0 | 0 | 0 | 0 | 0 | 0 | 0 | 0 | 0 | 0 | 0 | 0 | 0 | 0 | FALSE | FALSE | FALSE | FALSE | 0 | 0 | 0 | n/a | n/a | n/a | n/a | n/a | 0 | 0 | 100% | 100% | 0 | 0 | 0 | 0 | 0 | 0 | 0 | 0 | 0 | 0 | 0 | 0 | 0 | 0 | 0 | 0 | 0 | 0 | 0 | 0 | 0 | 0
| 0 | 0 | 0 | 0 | 0 | 0 | 0 | 0 | 0 | 0 | 0 | 0 | 0 | 0 | 0 | 0 | 0 | 0 | FALSE | FALSE | FALSE | FALSE | 0 | 0 | 0 | n/a | n/a | n/a | n/a | n/a | 0 | 0 | 100% | 100% | 0 | 0 | 0 | 0 | 0 | 0 | 0 | 0 | 0 | 0 | 0 | 0 | 0 | 0 | 0 | 0 | 0 | 0 | 0 | 0 | 0 | 0
| 0 | 0 | 0 | 0 | 0 | 0 | 0 | 0 | 0 | 0 | 0 | 0 | 0 | 0 | 0 | 0 | 0 | 0 | FALSE | FALSE | FALSE | FALSE | 0 | 0 | 0 | n/a | n/a | n/a | n/a | n/a | 0 | 0 | 100% | 100% | 0 | 0 | 0 | 0 | 0 | 0 | 0 | 0 | 0 | 0 | 0 | 0 | 0 | 0 | 0 | 0 | 0 | 0 | 0 | 0 | 0 | 0
| 0 | 0 | 0 | 0 | 0 | 0 | 0 | 0 | 0 | 0 | 0 | 0 | 0 | 0 | 0 | 0 | 0 | 0 | FALSE | FALSE | FALSE | FALSE | 0 | 0 | 0 | n/a | n/a | n/a | n/a | n/a | 0 | 0 | 100% | 100% | 0 | 0 | 0 | 0 | 0 | 0 | 0 | 0 | 0 | 0 | 0 | 0 | 0 | 0 | 0 | 0 | 0 | 0 | 0 | 0 | 0 | 0
| 0 | 0 | 0 | 0 | 0 | 0 | 0 | 0 | 0 | 0 | 0 | 0 | 0 | 0 | 0 | 0 | 0 | 0 | FALSE | FALSE | FALSE | FALSE | 0 | 0 | 0 | n/a | n/a | n/a | n/a | n/a | 0 | 0 | 100% | 100% | 0 | 0 | 0 | 0 | 0 | 0 | 0 | 0 | 0 | 0 | 0 | 0 | 0 | 0 | 0 | 0 | 0 | 0 | 0 | 0 | 0 | 0
| 0 | 0 | 0 | 0 | 0 | 0 | 0 | 0 | 0 | 0 | 0 | 0 | 0 | 0 | 0 | 0 | 0 | 0 | FALSE | FALSE | FALSE | FALSE | 0 | 0 | 0 | n/a | n/a | n/a | n/a | n/a | 0 | 0 | 100% | 100% | 0 | 0 | 0 | 0 | 0 | 0 | 0 | 0 | 0 | 0 | 0 | 0 | 0 | 0 | 0 | 0 | 0 | 0 | 0 | 0 | 0 | 0
| 0 | 0 | 0 | 0 | 0 | 0 | 0 | 0 | 0 | 0 | 0 | 0 | 0 | 0 | 0 | 0 | 0 | 0 | FALSE | FALSE | FALSE | FALSE | 0 | 0 | 0 | n/a | n/a | n/a | n/a | n/a | 0 | 0 | 100% | 100% | 0 | 0 | 0 | 0 | 0 | 0 | 0 | 0 | 0 | 0 | 0 | 0 | 0 | 0 | 0 | 0 | 0 | 0 | 0 | 0 | 0 | 0
| 0 | 0 | 0 | 0 | 0 | 0 | 0 | 0 | 0 | 0 | 0 | 0 | 0 | 0 | 0 | 0 | 0 | 0 | FALSE | FALSE | FALSE | FALSE | 0 | 0 | 0 | n/a | n/a | n/a | n/a | n/a | 0 | 0 | 100% | 100% | 0 | 0 | 0 | 0 | 0 | 0 | 0 | 0 | 0 | 0 | 0 | 0 | 0 | 0 | 0 | 0 | 0 | 0 | 0 | 0 | 0 | 0
| 0 | 0 | 0 | 0 | 0 | 0 | 0 | 0 | 0 | 0 | 0 | 0 | 0 | 0 | 0 | 0 | 0 | 0 | FALSE | FALSE | FALSE | FALSE | 0 | 0 | 0 | n/a | n/a | n/a | n/a | n/a | 0 | 0 | 100% | 100% | 0 | 0 | 0 | 0 | 0 | 0 | 0 | 0 | 0 | 0 | 0 | 0 | 0 | 0 | 0 | 0 | 0 | 0 | 0 | 0 | 0 | 0
| 0 | 0 | 0 | 0 | 0 | 0 | 0 | 0 | 0 | 0 | 0 | 0 | 0 | 0 | 0 | 0 | 0 | 0 | FALSE | FALSE | FALSE | FALSE | 0 | 0 | 0 | n/a | n/a | n/a | n/a | n/a | 0 | 0 | 100% | 100% | 0 | 0 | 0 | 0 | 0 | 0 | 0 | 0 | 0 | 0 | 0 | 0 | 0 | 0 | 0 | 0 | 0 | 0 | 0 | 0 | 0 | 0
| 0 | 0 | 0 | 0 | 0 | 0 | 0 | 0 | 0 | 0 | 0 | 0 | 0 | 0 | 0 | 0 | 0 | 0 | FALSE | FALSE | FALSE | FALSE | 0 | 0 | 0 | n/a | n/a | n/a | n/a | n/a | 0 | 0 | 100% | 100% | 0 | 0 | 0 | 0 | 0 | 0 | 0 | 0 | 0 | 0 | 0 | 0 | 0 | 0 | 0 | 0 | 0 | 0 | 0 | 0 | 0 | 0
| 0 | 0 | 0 | 0 | 0 | 0 | 0 | 0 | 0 | 0 | 0 | 0 | 0 | 0 | 0 | 0 | 0 | 0 | FALSE | FALSE | FALSE | FALSE | 0 | 0 | 0 | n/a | n/a | n/a | n/a | n/a | 0 | 0 | 100% | 100% | 0 | 0 | 0 | 0 | 0 | 0 | 0 | 0 | 0 | 0 | 0 | 0 | 0 | 0 | 0 | 0 | 0 | 0 | 0 | 0 | 0 | 0
| 0 | 0 | 0 | 0 | 0 | 0 | 0 | 0 | 0 | 0 | 0 | 0 | 0 | 0 | 0 | 0 | 0 | 0 | FALSE | FALSE | FALSE | FALSE | 0 | 0 | 0 | n/a | n/a | n/a | n/a | n/a | 0 | 0 | 100% | 100% | 0 | 0 | 0 | 0 | 0 | 0 | 0 | 0 | 0 | 0 | 0 | 0 | 0 | 0 | 0 | 0 | 0 | 0 | 0 | 0 | 0 | 0
| 0 | 0 | 0 | 0 | 0 | 0 | 0 | 0 | 0 | 0 | 0 | 0 | 0 | 0 | 0 | 0 | 0 | 0 | FALSE | FALSE | FALSE | FALSE | 0 | 0 | 0 | n/a | n/a | n/a | n/a | n/a | 0 | 0 | 100% | 100% | 0 | 0 | 0 | 0 | 0 | 0 | 0 | 0 | 0 | 0 | 0 | 0 | 0 | 0 | 0 | 0 | 0 | 0 | 0 | 0 | 0 | 0
| 0 | 0 | 0 | 0 | 0 | 0 | 0 | 0 | 0 | 0 | 0 | 0 | 0 | 0 | 0 | 0 | 0 | 0 | FALSE | FALSE | FALSE | FALSE | 0 | 0 | 0 | n/a | n/a | n/a | n/a | n/a | 0 | 0 | 100% | 100% | 0 | 0 | 0 | 0 | 0 | 0 | 0 | 0 | 0 | 0 | 0 | 0 | 0 | 0 | 0 | 0 | 0 | 0 | 0 | 0 | 0 | 0
| 0 | 0 | 0 | 0 | 0 | 0 | 0 | 0 | 0 | 0 | 0 | 0 | 0 | 0 | 0 | 0 | 0 | 0 | FALSE | FALSE | FALSE | FALSE | 0 | 0 | 0 | n/a | n/a | n/a | n/a | n/a | 0 | 0 | 100% | 100% | 0 | 0 | 0 | 0 | 0 | 0 | 0 | 0 | 0 | 0 | 0 | 0 | 0 | 0 | 0 | 0 | 0 | 0 | 0 | 0 | 0 | 0
| 0 | 0 | 0 | 0 | 0 | 0 | 0 | 0 | 0 | 0 | 0 | 0 | 0 | 0 | 0 | 0 | 0 | 0 | FALSE | FALSE | FALSE | FALSE | 0 | 0 | 0 | n/a | n/a | n/a | n/a | n/a | 0 | 0 | 100% | 100% | 0 | 0 | 0 | 0 | 0 | 0 | 0 | 0 | 0 | 0 | 0 | 0 | 0 | 0 | 0 | 0 | 0 | 0 | 0 | 0 | 0 | 0
| 0 | 0 | 0 | 0 | 0 | 0 | 0 | 0 | 0 | 0 | 0 | 0 | 0 | 0 | 0 | 0 | 0 | 0 | FALSE | FALSE | FALSE | FALSE | 0 | 0 | 0 | n/a | n/a | n/a | n/a | n/a | 0 | 0 | 100% | 100% | 0 | 0 | 0 | 0 | 0 | 0 | 0 | 0 | 0 | 0 | 0 | 0 | 0 | 0 | 0 | 0 | 0 | 0 | 0 | 0 | 0 | 0
| 0 | 0 | 0 | 0 | 0 | 0 | 0 | 0 | 0 | 0 | 0 | 0 | 0 | 0 | 0 | 0 | 0 | 0 | FALSE | FALSE | FALSE | FALSE | 0 | 0 | 0 | n/a | n/a | n/a | n/a | n/a | 0 | 0 | 100% | 100% | 0 | 0 | 0 | 0 | 0 | 0 | 0 | 0 | 0 | 0 | 0 | 0 | 0 | 0 | 0 | 0 | 0 | 0 | 0 | 0 | 0 | 0
| 0 | 0 | 0 | 0 | 0 | 0 | 0 | 0 | 0 | 0 | 0 | 0 | 0 | 0 | 0 | 0 | 0 | 0 | FALSE | FALSE | FALSE | FALSE | 0 | 0 | 0 | n/a | n/a | n/a | n/a | n/a | 0 | 0 | 100% | 100% | 0 | 0 | 0 | 0 | 0 | 0 | 0 | 0 | 0 | 0 | 0 | 0 | 0 | 0 | 0 | 0 | 0 | 0 | 0 | 0 | 0 | 0
| 0 | 0 | 0 | 0 | 0 | 0 | 0 | 0 | 0 | 0 | 0 | 0 | 0 | 0 | 0 | 0 | 0 | 0 | FALSE | FALSE | FALSE | FALSE | 0 | 0 | 0 | n/a | n/a | n/a | n/a | n/a | 0 | 0 | 100% | 100% | 0 | 0 | 0 | 0 | 0 | 0 | 0 | 0 | 0 | 0 | 0 | 0 | 0 | 0 | 0 | 0 | 0 | 0 | 0 | 0 | 0 | 0
| 0 | 0 | 0 | 0 | 0 | 0 | 0 | 0 | 0 | 0 | 0 | 0 | 0 | 0 | 0 | 0 | 0 | 0 | FALSE | FALSE | FALSE | FALSE | 0 | 0 | 0 | n/a | n/a | n/a | n/a | n/a | 0 | 0 | 100% | 100% | 0 | 0 | 0 | 0 | 0 | 0 | 0 | 0 | 0 | 0 | 0 | 0 | 0 | 0 | 0 | 0 | 0 | 0 | 0 | 0 | 0 | 0
| 0 | 0 | 0 | 0 | 0 | 0 | 0 | 0 | 0 | 0 | 0 | 0 | 0 | 0 | 0 | 0 | 0 | 0 | FALSE | FALSE | FALSE | FALSE | 0 | 0 | 0 | n/a | n/a | n/a | n/a | n/a | 0 | 0 | 100% | 100% | 0 | 0 | 0 | 0 | 0 | 0 | 0 | 0 | 0 | 0 | 0 | 0 | 0 | 0 | 0 | 0 | 0 | 0 | 0 | 0 | 0 | 0
| 0 | 0 | 0 | 0 | 0 | 0 | 0 | 0 | 0 | 0 | 0 | 0 | 0 | 0 | 0 | 0 | 0 | 0 | FALSE | FALSE | FALSE | FALSE | 0 | 0 | 0 | n/a | n/a | n/a | n/a | n/a | 0 | 0 | 100% | 100% | 0 | 0 | 0 | 0 | 0 | 0 | 0 | 0 | 0 | 0 | 0 | 0 | 0 | 0 | 0 | 0 | 0 | 0 | 0 | 0 | 0 | 0
| 0 | 0 | 0 | 0 | 0 | 0 | 0 | 0 | 0 | 0 | 0 | 0 | 0 | 0 | 0 | 0 | 0 | 0 | FALSE | FALSE | FALSE | FALSE | 0 | 0 | 0 | n/a | n/a | n/a | n/a | n/a | 0 | 0 | 100% | 100% | 0 | 0 | 0 | 0 | 0 | 0 | 0 | 0 | 0 | 0 | 0 | 0 | 0 | 0 | 0 | 0 | 0 | 0 | 0 | 0 | 0 | 0
| 0 | 0 | 0 | 0 | 0 | 0 | 0 | 0 | 0 | 0 | 0 | 0 | 0 | 0 | 0 | 0 | 0 | 0 | FALSE | FALSE | FALSE | FALSE | 0 | 0 | 0 | n/a | n/a | n/a | n/a | n/a | 0 | 0 | 100% | 100% | 0 | 0 | 0 | 0 | 0 | 0 | 0 | 0 | 0 | 0 | 0 | 0 | 0 | 0 | 0 | 0 | 0 | 0 | 0 | 0 | 0 | 0
| 0 | 0 | 0 | 0 | 0 | 0 | 0 | 0 | 0 | 0 | 0 | 0 | 0 | 0 | 0 | 0 | 0 | 0 | FALSE | FALSE | FALSE | FALSE | 0 | 0 | 0 | n/a | n/a | n/a | n/a | n/a | 0 | 0 | 100% | 100% | 0 | 0 | 0 | 0 | 0 | 0 | 0 | 0 | 0 | 0 | 0 | 0 | 0 | 0 | 0 | 0 | 0 | 0 | 0 | 0 | 0 | 0
| 0 | 0 | 0 | 0 | 0 | 0 | 0 | 0 | 0 | 0 | 0 | 0 | 0 | 0 | 0 | 0 | 0 | 0 | FALSE | FALSE | FALSE | FALSE | 0 | 0 | 0 | n/a | n/a | n/a | n/a | n/a | 0 | 0 | 100% | 100% | 0 | 0 | 0 | 0 | 0 | 0 | 0 | 0 | 0 | 0 | 0 | 0 | 0 | 0 | 0 | 0 | 0 | 0 | 0 | 0 | 0 | 0
| 0 | 0 | 0 | 0 | 0 | 0 | 0 | 0 | 0 | 0 | 0 | 0 | 0 | 0 | 0 | 0 | 0 | 0 | FALSE | FALSE | FALSE | FALSE | 0 | 0 | 0 | n/a | n/a | n/a | n/a | n/a | 0 | 0 | 100% | 100% | 0 | 0 | 0 | 0 | 0 | 0 | 0 | 0 | 0 | 0 | 0 | 0 | 0 | 0 | 0 | 0 | 0 | 0 | 0 | 0 | 0 | 0
| 0 | 0 | 0 | 0 | 0 | 0 | 0 | 0 | 0 | 0 | 0 | 0 | 0 | 0 | 0 | 0 | 0 | 0 | FALSE | FALSE | FALSE | FALSE | 0 | 0 | 0 | n/a | n/a | n/a | n/a | n/a | 0 | 0 | 100% | 100% | 0 | 0 | 0 | 0 | 0 | 0 | 0 | 0 | 0 | 0 | 0 | 0 | 0 | 0 | 0 | 0 | 0 | 0 | 0 | 0 | 0 | 0
| 0 | 0 | 0 | 0 | 0 | 0 | 0 | 0 | 0 | 0 | 0 | 0 | 0 | 0 | 0 | 0 | 0 | 0 | FALSE | FALSE | FALSE | FALSE | 0 | 0 | 0 | n/a | n/a | n/a | n/a | n/a | 0 | 0 | 100% | 100% | 0 | 0 | 0 | 0 | 0 | 0 | 0 | 0 | 0 | 0 | 0 | 0 | 0 | 0 | 0 | 0 | 0 | 0 | 0 | 0 | 0 | 0
| 0 | 0 | 0 | 0 | 0 | 0 | 0 | 0 | 0 | 0 | 0 | 0 | 0 | 0 | 0 | 0 | 0 | 0 | FALSE | FALSE | FALSE | FALSE | 0 | 0 | 0 | n/a | n/a | n/a | n/a | n/a | 0 | 0 | 100% | 100% | 0 | 0 | 0 | 0 | 0 | 0 | 0 | 0 | 0 | 0 | 0 | 0 | 0 | 0 | 0 | 0 | 0 | 0 | 0 | 0 | 0 | 0
| 0 | 0 | 0 | 0 | 0 | 0 | 0 | 0 | 0 | 0 | 0 | 0 | 0 | 0 | 0 | 0 | 0 | 0 | FALSE | FALSE | FALSE | FALSE | 0 | 0 | 0 | n/a | n/a | n/a | n/a | n/a | 0 | 0 | 100% | 100% | 0 | 0 | 0 | 0 | 0 | 0 | 0 | 0 | 0 | 0 | 0 | 0 | 0 | 0 | 0 | 0 | 0 | 0 | 0 | 0 | 0 | 0
| 0 | 0 | 0 | 0 | 0 | 0 | 0 | 0 | 0 | 0 | 0 | 0 | 0 | 0 | 0 | 0 | 0 | 0 | FALSE | FALSE | FALSE | FALSE | 0 | 0 | 0 | n/a | n/a | n/a | n/a | n/a | 0 | 0 | 100% | 100% | 0 | 0 | 0 | 0 | 0 | 0 | 0 | 0 | 0 | 0 | 0 | 0 | 0 | 0 | 0 | 0 | 0 | 0 | 0 | 0 | 0 | 0
| 0 | 0 | 0 | 0 | 0 | 0 | 0 | 0 | 0 | 0 | 0 | 0 | 0 | 0 | 0 | 0 | 0 | 0 | FALSE | FALSE | FALSE | FALSE | 0 | 0 | 0 | n/a | n/a | n/a | n/a | n/a | 0 | 0 | 100% | 100% | 0 | 0 | 0 | 0 | 0 | 0 | 0 | 0 | 0 | 0 | 0 | 0 | 0 | 0 | 0 | 0 | 0 | 0 | 0 | 0 | 0 | 0
| 0 | 0 | 0 | 0 | 0 | 0 | 0 | 0 | 0 | 0 | 0 | 0 | 0 | 0 | 0 | 0 | 0 | 0 | FALSE | FALSE | FALSE | FALSE | 0 | 0 | 0 | n/a | n/a | n/a | n/a | n/a | 0 | 0 | 100% | 100% | 0 | 0 | 0 | 0 | 0 | 0 | 0 | 0 | 0 | 0 | 0 | 0 | 0 | 0 | 0 | 0 | 0 | 0 | 0 | 0 | 0 | 0
| 0 | 0 | 0 | 0 | 0 | 0 | 0 | 0 | 0 | 0 | 0 | 0 | 0 | 0 | 0 | 0 | 0 | 0 | FALSE | FALSE | FALSE | FALSE | 0 | 0 | 0 | n/a | n/a | n/a | n/a | n/a | 0 | 0 | 100% | 100% | 0 | 0 | 0 | 0 | 0 | 0 | 0 | 0 | 0 | 0 | 0 | 0 | 0 | 0 | 0 | 0 | 0 | 0 | 0 | 0 | 0 | 0
| 0 | 0 | 0 | 0 | 0 | 0 | 0 | 0 | 0 | 0 | 0 | 0 | 0 | 0 | 0 | 0 | 0 | 0 | FALSE | FALSE | FALSE | FALSE | 0 | 0 | 0 | n/a | n/a | n/a | n/a | n/a | 0 | 0 | 100% | 100% | 0 | 0 | 0 | 0 | 0 | 0 | 0 | 0 | 0 | 0 | 0 | 0 | 0 | 0 | 0 | 0 | 0 | 0 | 0 | 0 | 0 | 0
| 0 | 0 | 0 | 0 | 0 | 0 | 0 | 0 | 0 | 0 | 0 | 0 | 0 | 0 | 0 | 0 | 0 | 0 | FALSE | FALSE | FALSE | FALSE | 0 | 0 | 0 | n/a | n/a | n/a | n/a | n/a | 0 | 0 | 100% | 100% | 0 | 0 | 0 | 0 | 0 | 0 | 0 | 0 | 0 | 0 | 0 | 0 | 0 | 0 | 0 | 0 | 0 | 0 | 0 | 0 | 0 | 0
| 0 | 0 | 0 | 0 | 0 | 0 | 0 | 0 | 0 | 0 | 0 | 0 | 0 | 0 | 0 | 0 | 0 | 0 | FALSE | FALSE | FALSE | FALSE | 0 | 0 | 0 | n/a | n/a | n/a | n/a | n/a | 0 | 0 | 100% | 100% | 0 | 0 | 0 | 0 | 0 | 0 | 0 | 0 | 0 | 0 | 0 | 0 | 0 | 0 | 0 | 0 | 0 | 0 | 0 | 0 | 0 | 0
| 0 | 0 | 0 | 0 | 0 | 0 | 0 | 0 | 0 | 0 | 0 | 0 | 0 | 0 | 0 | 0 | 0 | 0 | FALSE | FALSE | FALSE | FALSE | 0 | 0 | 0 | n/a | n/a | n/a | n/a | n/a | 0 | 0 | 100% | 100% | 0 | 0 | 0 | 0 | 0 | 0 | 0 | 0 | 0 | 0 | 0 | 0 | 0 | 0 | 0 | 0 | 0 | 0 | 0 | 0 | 0 | 0
| 0 | 0 | 0 | 0 | 0 | 0 | 0 | 0 | 0 | 0 | 0 | 0 | 0 | 0 | 0 | 0 | 0 | 0 | FALSE | FALSE | FALSE | FALSE | 0 | 0 | 0 | n/a | n/a | n/a | n/a | n/a | 0 | 0 | 100% | 100% | 0 | 0 | 0 | 0 | 0 | 0 | 0 | 0 | 0 | 0 | 0 | 0 | 0 | 0 | 0 | 0 | 0 | 0 | 0 | 0 | 0 | 0
| 0 | 0 | 0 | 0 | 0 | 0 | 0 | 0 | 0 | 0 | 0 | 0 | 0 | 0 | 0 | 0 | 0 | 0 | FALSE | FALSE | FALSE | FALSE | 0 | 0 | 0 | n/a | n/a | n/a | n/a | n/a | 0 | 0 | 100% | 100% | 0 | 0 | 0 | 0 | 0 | 0 | 0 | 0 | 0 | 0 | 0 | 0 | 0 | 0 | 0 | 0 | 0 | 0 | 0 | 0 | 0 | 0
| 0 | 0 | 0 | 0 | 0 | 0 | 0 | 0 | 0 | 0 | 0 | 0 | 0 | 0 | 0 | 0 | 0 | 0 | FALSE | FALSE | FALSE | FALSE | 0 | 0 | 0 | n/a | n/a | n/a | n/a | n/a | 0 | 0 | 100% | 100% | 0 | 0 | 0 | 0 | 0 | 0 | 0 | 0 | 0 | 0 | 0 | 0 | 0 | 0 | 0 | 0 | 0 | 0 | 0 | 0 | 0 | 0
| 0 | 0 | 0 | 0 | 0 | 0 | 0 | 0 | 0 | 0 | 0 | 0 | 0 | 0 | 0 | 0 | 0 | 0 | FALSE | FALSE | FALSE | FALSE | 0 | 0 | 0 | n/a | n/a | n/a | n/a | n/a | 0 | 0 | 100% | 100% | 0 | 0 | 0 | 0 | 0 | 0 | 0 | 0 | 0 | 0 | 0 | 0 | 0 | 0 | 0 | 0 | 0 | 0 | 0 | 0 | 0 | 0
| 0 | 0 | 0 | 0 | 0 | 0 | 0 | 0 | 0 | 0 | 0 | 0 | 0 | 0 | 0 | 0 | 0 | 0 | FALSE | FALSE | FALSE | FALSE | 0 | 0 | 0 | n/a | n/a | n/a | n/a | n/a | 0 | 0 | 100% | 100% | 0 | 0 | 0 | 0 | 0 | 0 | 0 | 0 | 0 | 0 | 0 | 0 | 0 | 0 | 0 | 0 | 0 | 0 | 0 | 0 | 0 | 0
| 0 | 0 | 0 | 0 | 0 | 0 | 0 | 0 | 0 | 0 | 0 | 0 | 0 | 0 | 0 | 0 | 0 | 0 | FALSE | FALSE | FALSE | FALSE | 0 | 0 | 0 | n/a | n/a | n/a | n/a | n/a | 0 | 0 | 100% | 100% | 0 | 0 | 0 | 0 | 0 | 0 | 0 | 0 | 0 | 0 | 0 | 0 | 0 | 0 | 0 | 0 | 0 | 0 | 0 | 0 | 0 | 0
| 0 | 0 | 0 | 0 | 0 | 0 | 0 | 0 | 0 | 0 | 0 | 0 | 0 | 0 | 0 | 0 | 0 | 0 | FALSE | FALSE | FALSE | FALSE | 0 | 0 | 0 | n/a | n/a | n/a | n/a | n/a | 0 | 0 | 100% | 100% | 0 | 0 | 0 | 0 | 0 | 0 | 0 | 0 | 0 | 0 | 0 | 0 | 0 | 0 | 0 | 0 | 0 | 0 | 0 | 0 | 0 | 0
| 0 | 0 | 0 | 0 | 0 | 0 | 0 | 0 | 0 | 0 | 0 | 0 | 0 | 0 | 0 | 0 | 0 | 0 | FALSE | FALSE | FALSE | FALSE | 0 | 0 | 0 | n/a | n/a | n/a | n/a | n/a | 0 | 0 | 100% | 100% | 0 | 0 | 0 | 0 | 0 | 0 | 0 | 0 | 0 | 0 | 0 | 0 | 0 | 0 | 0 | 0 | 0 | 0 | 0 | 0 | 0 | 0
| 0 | 0 | 0 | 0 | 0 | 0 | 0 | 0 | 0 | 0 | 0 | 0 | 0 | 0 | 0 | 0 | 0 | 0 | FALSE | FALSE | FALSE | FALSE | 0 | 0 | 0 | n/a | n/a | n/a | n/a | n/a | 0 | 0 | 100% | 100% | 0 | 0 | 0 | 0 | 0 | 0 | 0 | 0 | 0 | 0 | 0 | 0 | 0 | 0 | 0 | 0 | 0 | 0 | 0 | 0 | 0 | 0
| 0 | 0 | 0 | 0 | 0 | 0 | 0 | 0 | 0 | 0 | 0 | 0 | 0 | 0 | 0 | 0 | 0 | 0 | FALSE | FALSE | FALSE | FALSE | 0 | 0 | 0 | n/a | n/a | n/a | n/a | n/a | 0 | 0 | 100% | 100% | 0 | 0 | 0 | 0 | 0 | 0 | 0 | 0 | 0 | 0 | 0 | 0 | 0 | 0 | 0 | 0 | 0 | 0 | 0 | 0 | 0 | 0
| 0 | 0 | 0 | 0 | 0 | 0 | 0 | 0 | 0 | 0 | 0 | 0 | 0 | 0 | 0 | 0 | 0 | 0 | FALSE | FALSE | FALSE | FALSE | 0 | 0 | 0 | n/a | n/a | n/a | n/a | n/a | 0 | 0 | 100% | 100% | 0 | 0 | 0 | 0 | 0 | 0 | 0 | 0 | 0 | 0 | 0 | 0 | 0 | 0 | 0 | 0 | 0 | 0 | 0 | 0 | 0 | 0
| 0 | 0 | 0 | 0 | 0 | 0 | 0 | 0 | 0 | 0 | 0 | 0 | 0 | 0 | 0 | 0 | 0 | 0 | FALSE | FALSE | FALSE | FALSE | 0 | 0 | 0 | n/a | n/a | n/a | n/a | n/a | 0 | 0 | 100% | 100% | 0 | 0 | 0 | 0 | 0 | 0 | 0 | 0 | 0 | 0 | 0 | 0 | 0 | 0 | 0 | 0 | 0 | 0 | 0 | 0 | 0 | 0
| 0 | 0 | 0 | 0 | 0 | 0 | 0 | 0 | 0 | 0 | 0 | 0 | 0 | 0 | 0 | 0 | 0 | 0 | FALSE | FALSE | FALSE | FALSE | 0 | 0 | 0 | n/a | n/a | n/a | n/a | n/a | 0 | 0 | 100% | 100% | 0 | 0 | 0 | 0 | 0 | 0 | 0 | 0 | 0 | 0 | 0 | 0 | 0 | 0 | 0 | 0 | 0 | 0 | 0 | 0 | 0 | 0
| 0 | 0 | 0 | 0 | 0 | 0 | 0 | 0 | 0 | 0 | 0 | 0 | 0 | 0 | 0 | 0 | 0 | 0 | FALSE | FALSE | FALSE | FALSE | 0 | 0 | 0 | n/a | n/a | n/a | n/a | n/a | 0 | 0 | 100% | 100% | 0 | 0 | 0 | 0 | 0 | 0 | 0 | 0 | 0 | 0 | 0 | 0 | 0 | 0 | 0 | 0 | 0 | 0 | 0 | 0 | 0 | 0
| 0 | 0 | 0 | 0 | 0 | 0 | 0 | 0 | 0 | 0 | 0 | 0 | 0 | 0 | 0 | 0 | 0 | 0 | FALSE | FALSE | FALSE | FALSE | 0 | 0 | 0 | n/a | n/a | n/a | n/a | n/a | 0 | 0 | 100% | 100% | 0 | 0 | 0 | 0 | 0 | 0 | 0 | 0 | 0 | 0 | 0 | 0 | 0 | 0 | 0 | 0 | 0 | 0 | 0 | 0 | 0 | 0
| 0 | 0 | 0 | 0 | 0 | 0 | 0 | 0 | 0 | 0 | 0 | 0 | 0 | 0 | 0 | 0 | 0 | 0 | FALSE | FALSE | FALSE | FALSE | 0 | 0 | 0 | n/a | n/a | n/a | n/a | n/a | 0 | 0 | 100% | 100% | 0 | 0 | 0 | 0 | 0 | 0 | 0 | 0 | 0 | 0 | 0 | 0 | 0 | 0 | 0 | 0 | 0 | 0 | 0 | 0 | 0 | 0
| 0 | 0 | 0 | 0 | 0 | 0 | 0 | 0 | 0 | 0 | 0 | 0 | 0 | 0 | 0 | 0 | 0 | 0 | FALSE | FALSE | FALSE | FALSE | 0 | 0 | 0 | n/a | n/a | n/a | n/a | n/a | 0 | 0 | 100% | 100% | 0 | 0 | 0 | 0 | 0 | 0 | 0 | 0 | 0 | 0 | 0 | 0 | 0 | 0 | 0 | 0 | 0 | 0 | 0 | 0 | 0 | 0
| 0 | 0 | 0 | 0 | 0 | 0 | 0 | 0 | 0 | 0 | 0 | 0 | 0 | 0 | 0 | 0 | 0 | 0 | FALSE | FALSE | FALSE | FALSE | 0 | 0 | 0 | n/a | n/a | n/a | n/a | n/a | 0 | 0 | 100% | 100% | 0 | 0 | 0 | 0 | 0 | 0 | 0 | 0 | 0 | 0 | 0 | 0 | 0 | 0 | 0 | 0 | 0 | 0 | 0 | 0 | 0 | 0
| 0 | 0 | 0 | 0 | 0 | 0 | 0 | 0 | 0 | 0 | 0 | 0 | 0 | 0 | 0 | 0 | 0 | 0 | FALSE | FALSE | FALSE | FALSE | 0 | 0 | 0 | n/a | n/a | n/a | n/a | n/a | 0 | 0 | 100% | 100% | 0 | 0 | 0 | 0 | 0 | 0 | 0 | 0 | 0 | 0 | 0 | 0 | 0 | 0 | 0 | 0 | 0 | 0 | 0 | 0 | 0 | 0
| 0 | 0 | 0 | 0 | 0 | 0 | 0 | 0 | 0 | 0 | 0 | 0 | 0 | 0 | 0 | 0 | 0 | 0 | FALSE | FALSE | FALSE | FALSE | 0 | 0 | 0 | n/a | n/a | n/a | n/a | n/a | 0 | 0 | 100% | 100% | 0 | 0 | 0 | 0 | 0 | 0 | 0 | 0 | 0 | 0 | 0 | 0 | 0 | 0 | 0 | 0 | 0 | 0 | 0 | 0 | 0 | 0
| 0 | 0 | 0 | 0 | 0 | 0 | 0 | 0 | 0 | 0 | 0 | 0 | 0 | 0 | 0 | 0 | 0 | 0 | FALSE | FALSE | FALSE | FALSE | 0 | 0 | 0 | n/a | n/a | n/a | n/a | n/a | 0 | 0 | 100% | 100% | 0 | 0 | 0 | 0 | 0 | 0 | 0 | 0 | 0 | 0 | 0 | 0 | 0 | 0 | 0 | 0 | 0 | 0 | 0 | 0 | 0 | 0
| 0 | 0 | 0 | 0 | 0 | 0 | 0 | 0 | 0 | 0 | 0 | 0 | 0 | 0 | 0 | 0 | 0 | 0 | FALSE | FALSE | FALSE | FALSE | 0 | 0 | 0 | n/a | n/a | n/a | n/a | n/a | 0 | 0 | 100% | 100% | 0 | 0 | 0 | 0 | 0 | 0 | 0 | 0 | 0 | 0 | 0 | 0 | 0 | 0 | 0 | 0 | 0 | 0 | 0 | 0 | 0 | 0
| 0 | 0 | 0 | 0 | 0 | 0 | 0 | 0 | 0 | 0 | 0 | 0 | 0 | 0 | 0 | 0 | 0 | 0 | FALSE | FALSE | FALSE | FALSE | 0 | 0 | 0 | n/a | n/a | n/a | n/a | n/a | 0 | 0 | 100% | 100% | 0 | 0 | 0 | 0 | 0 | 0 | 0 | 0 | 0 | 0 | 0 | 0 | 0 | 0 | 0 | 0 | 0 | 0 | 0 | 0 | 0 | 0
| 0 | 0 | 0 | 0 | 0 | 0 | 0 | 0 | 0 | 0 | 0 | 0 | 0 | 0 | 0 | 0 | 0 | 0 | FALSE | FALSE | FALSE | FALSE | 0 | 0 | 0 | n/a | n/a | n/a | n/a | n/a | 0 | 0 | 100% | 100% | 0 | 0 | 0 | 0 | 0 | 0 | 0 | 0 | 0 | 0 | 0 | 0 | 0 | 0 | 0 | 0 | 0 | 0 | 0 | 0 | 0 | 0
| 0 | 0 | 0 | 0 | 0 | 0 | 0 | 0 | 0 | 0 | 0 | 0 | 0 | 0 | 0 | 0 | 0 | 0 | FALSE | FALSE | FALSE | FALSE | 0 | 0 | 0 | n/a | n/a | n/a | n/a | n/a | 0 | 0 | 100% | 100% | 0 | 0 | 0 | 0 | 0 | 0 | 0 | 0 | 0 | 0 | 0 | 0 | 0 | 0 | 0 | 0 | 0 | 0 | 0 | 0 | 0 | 0
| 0 | 0 | 0 | 0 | 0 | 0 | 0 | 0 | 0 | 0 | 0 | 0 | 0 | 0 | 0 | 0 | 0 | 0 | FALSE | FALSE | FALSE | FALSE | 0 | 0 | 0 | n/a | n/a | n/a | n/a | n/a | 0 | 0 | 100% | 100% | 0 | 0 | 0 | 0 | 0 | 0 | 0 | 0 | 0 | 0 | 0 | 0 | 0 | 0 | 0 | 0 | 0 | 0 | 0 | 0 | 0 | 0
| 0 | 0 | 0 | 0 | 0 | 0 | 0 | 0 | 0 | 0 | 0 | 0 | 0 | 0 | 0 | 0 | 0 | 0 | FALSE | FALSE | FALSE | FALSE | 0 | 0 | 0 | n/a | n/a | n/a | n/a | n/a | 0 | 0 | 100% | 100% | 0 | 0 | 0 | 0 | 0 | 0 | 0 | 0 | 0 | 0 | 0 | 0 | 0 | 0 | 0 | 0 | 0 | 0 | 0 | 0 | 0 | 0
| 0 | 0 | 0 | 0 | 0 | 0 | 0 | 0 | 0 | 0 | 0 | 0 | 0 | 0 | 0 | 0 | 0 | 0 | FALSE | FALSE | FALSE | FALSE | 0 | 0 | 0 | n/a | n/a | n/a | n/a | n/a | 0 | 0 | 100% | 100% | 0 | 0 | 0 | 0 | 0 | 0 | 0 | 0 | 0 | 0 | 0 | 0 | 0 | 0 | 0 | 0 | 0 | 0 | 0 | 0 | 0 | 0
| 0 | 0 | 0 | 0 | 0 | 0 | 0 | 0 | 0 | 0 | 0 | 0 | 0 | 0 | 0 | 0 | 0 | 0 | FALSE | FALSE | FALSE | FALSE | 0 | 0 | 0 | n/a | n/a | n/a | n/a | n/a | 0 | 0 | 100% | 100% | 0 | 0 | 0 | 0 | 0 | 0 | 0 | 0 | 0 | 0 | 0 | 0 | 0 | 0 | 0 | 0 | 0 | 0 | 0 | 0 | 0 | 0
| 0 | 0 | 0 | 0 | 0 | 0 | 0 | 0 | 0 | 0 | 0 | 0 | 0 | 0 | 0 | 0 | 0 | 0 | FALSE | FALSE | FALSE | FALSE | 0 | 0 | 0 | n/a | n/a | n/a | n/a | n/a | 0 | 0 | 100% | 100% | 0 | 0 | 0 | 0 | 0 | 0 | 0 | 0 | 0 | 0 | 0 | 0 | 0 | 0 | 0 | 0 | 0 | 0 | 0 | 0 | 0 | 0
| 0 | 0 | 0 | 0 | 0 | 0 | 0 | 0 | 0 | 0 | 0 | 0 | 0 | 0 | 0 | 0 | 0 | 0 | FALSE | FALSE | FALSE | FALSE | 0 | 0 | 0 | n/a | n/a | n/a | n/a | n/a | 0 | 0 | 100% | 100% | 0 | 0 | 0 | 0 | 0 | 0 | 0 | 0 | 0 | 0 | 0 | 0 | 0 | 0 | 0 | 0 | 0 | 0 | 0 | 0 | 0 | 0
| 0 | 0 | 0 | 0 | 0 | 0 | 0 | 0 | 0 | 0 | 0 | 0 | 0 | 0 | 0 | 0 | 0 | 0 | FALSE | FALSE | FALSE | FALSE | 0 | 0 | 0 | n/a | n/a | n/a | n/a | n/a | 0 | 0 | 100% | 100% | 0 | 0 | 0 | 0 | 0 | 0 | 0 | 0 | 0 | 0 | 0 | 0 | 0 | 0 | 0 | 0 | 0 | 0 | 0 | 0 | 0 | 0
| 0 | 0 | 0 | 0 | 0 | 0 | 0 | 0 | 0 | 0 | 0 | 0 | 0 | 0 | 0 | 0 | 0 | 0 | FALSE | FALSE | FALSE | FALSE | 0 | 0 | 0 | n/a | n/a | n/a | n/a | n/a | 0 | 0 | 100% | 100% | 0 | 0 | 0 | 0 | 0 | 0 | 0 | 0 | 0 | 0 | 0 | 0 | 0 | 0 | 0 | 0 | 0 | 0 | 0 | 0 | 0 | 0
| 0 | 0 | 0 | 0 | 0 | 0 | 0 | 0 | 0 | 0 | 0 | 0 | 0 | 0 | 0 | 0 | 0 | 0 | FALSE | FALSE | FALSE | FALSE | 0 | 0 | 0 | n/a | n/a | n/a | n/a | n/a | 0 | 0 | 100% | 100% | 0 | 0 | 0 | 0 | 0 | 0 | 0 | 0 | 0 | 0 | 0 | 0 | 0 | 0 | 0 | 0 | 0 | 0 | 0 | 0 | 0 | 0
| 0 | 0 | 0 | 0 | 0 | 0 | 0 | 0 | 0 | 0 | 0 | 0 | 0 | 0 | 0 | 0 | 0 | 0 | FALSE | FALSE | FALSE | FALSE | 0 | 0 | 0 | n/a | n/a | n/a | n/a | n/a | 0 | 0 | 100% | 100% | 0 | 0 | 0 | 0 | 0 | 0 | 0 | 0 | 0 | 0 | 0 | 0 | 0 | 0 | 0 | 0 | 0 | 0 | 0 | 0 | 0 | 0
| 0 | 0 | 0 | 0 | 0 | 0 | 0 | 0 | 0 | 0 | 0 | 0 | 0 | 0 | 0 | 0 | 0 | 0 | FALSE | FALSE | FALSE | FALSE | 0 | 0 | 0 | n/a | n/a | n/a | n/a | n/a | 0 | 0 | 100% | 100% | 0 | 0 | 0 | 0 | 0 | 0 | 0 | 0 | 0 | 0 | 0 | 0 | 0 | 0 | 0 | 0 | 0 | 0 | 0 | 0 | 0 | 0
| 0 | 0 | 0 | 0 | 0 | 0 | 0 | 0 | 0 | 0 | 0 | 0 | 0 | 0 | 0 | 0 | 0 | 0 | FALSE | FALSE | FALSE | FALSE | 0 | 0 | 0 | n/a | n/a | n/a | n/a | n/a | 0 | 0 | 100% | 100% | 0 | 0 | 0 | 0 | 0 | 0 | 0 | 0 | 0 | 0 | 0 | 0 | 0 | 0 | 0 | 0 | 0 | 0 | 0 | 0 | 0 | 0
| 0 | 0 | 0 | 0 | 0 | 0 | 0 | 0 | 0 | 0 | 0 | 0 | 0 | 0 | 0 | 0 | 0 | 0 | FALSE | FALSE | FALSE | FALSE | 0 | 0 | 0 | n/a | n/a | n/a | n/a | n/a | 0 | 0 | 100% | 100% | 0 | 0 | 0 | 0 | 0 | 0 | 0 | 0 | 0 | 0 | 0 | 0 | 0 | 0 | 0 | 0 | 0 | 0 | 0 | 0 | 0 | 0
| 0 | 0 | 0 | 0 | 0 | 0 | 0 | 0 | 0 | 0 | 0 | 0 | 0 | 0 | 0 | 0 | 0 | 0 | FALSE | FALSE | FALSE | FALSE | 0 | 0 | 0 | n/a | n/a | n/a | n/a | n/a | 0 | 0 | 100% | 100% | 0 | 0 | 0 | 0 | 0 | 0 | 0 | 0 | 0 | 0 | 0 | 0 | 0 | 0 | 0 | 0 | 0 | 0 | 0 | 0 | 0 | 0
| 0 | 0 | 0 | 0 | 0 | 0 | 0 | 0 | 0 | 0 | 0 | 0 | 0 | 0 | 0 | 0 | 0 | 0 | FALSE | FALSE | FALSE | FALSE | 0 | 0 | 0 | n/a | n/a | n/a | n/a | n/a | 0 | 0 | 100% | 100% | 0 | 0 | 0 | 0 | 0 | 0 | 0 | 0 | 0 | 0 | 0 | 0 | 0 | 0 | 0 | 0 | 0 | 0 | 0 | 0 | 0 | 0
| 0 | 0 | 0 | 0 | 0 | 0 | 0 | 0 | 0 | 0 | 0 | 0 | 0 | 0 | 0 | 0 | 0 | 0 | FALSE | FALSE | FALSE | FALSE | 0 | 0 | 0 | n/a | n/a | n/a | n/a | n/a | 0 | 0 | 100% | 100% | 0 | 0 | 0 | 0 | 0 | 0 | 0 | 0 | 0 | 0 | 0 | 0 | 0 | 0 | 0 | 0 | 0 | 0 | 0 | 0 | 0 | 0
| 0 | 0 | 0 | 0 | 0 | 0 | 0 | 0 | 0 | 0 | 0 | 0 | 0 | 0 | 0 | 0 | 0 | 0 | FALSE | FALSE | FALSE | FALSE | 0 | 0 | 0 | n/a | n/a | n/a | n/a | n/a | 0 | 0 | 100% | 100% | 0 | 0 | 0 | 0 | 0 | 0 | 0 | 0 | 0 | 0 | 0 | 0 | 0 | 0 | 0 | 0 | 0 | 0 | 0 | 0 | 0 | 0
| 0 | 0 | 0 | 0 | 0 | 0 | 0 | 0 | 0 | 0 | 0 | 0 | 0 | 0 | 0 | 0 | 0 | 0 | FALSE | FALSE | FALSE | FALSE | 0 | 0 | 0 | n/a | n/a | n/a | n/a | n/a | 0 | 0 | 100% | 100% | 0 | 0 | 0 | 0 | 0 | 0 | 0 | 0 | 0 | 0 | 0 | 0 | 0 | 0 | 0 | 0 | 0 | 0 | 0 | 0 | 0 | 0
| 0 | 0 | 0 | 0 | 0 | 0 | 0 | 0 | 0 | 0 | 0 | 0 | 0 | 0 | 0 | 0 | 0 | 0 | FALSE | FALSE | FALSE | FALSE | 0 | 0 | 0 | n/a | n/a | n/a | n/a | n/a | 0 | 0 | 100% | 100% | 0 | 0 | 0 | 0 | 0 | 0 | 0 | 0 | 0 | 0 | 0 | 0 | 0 | 0 | 0 | 0 | 0 | 0 | 0 | 0 | 0 | 0
| 0 | 0 | 0 | 0 | 0 | 0 | 0 | 0 | 0 | 0 | 0 | 0 | 0 | 0 | 0 | 0 | 0 | 0 | FALSE | FALSE | FALSE | FALSE | 0 | 0 | 0 | n/a | n/a | n/a | n/a | n/a | 0 | 0 | 100% | 100% | 0 | 0 | 0 | 0 | 0 | 0 | 0 | 0 | 0 | 0 | 0 | 0 | 0 | 0 | 0 | 0 | 0 | 0 | 0 | 0 | 0 | 0
| 0 | 0 | 0 | 0 | 0 | 0 | 0 | 0 | 0 | 0 | 0 | 0 | 0 | 0 | 0 | 0 | 0 | 0 | FALSE | FALSE | FALSE | FALSE | 0 | 0 | 0 | n/a | n/a | n/a | n/a | n/a | 0 | 0 | 100% | 100% | 0 | 0 | 0 | 0 | 0 | 0 | 0 | 0 | 0 | 0 | 0 | 0 | 0 | 0 | 0 | 0 | 0 | 0 | 0 | 0 | 0 | 0
| 0 | 0 | 0 | 0 | 0 | 0 | 0 | 0 | 0 | 0 | 0 | 0 | 0 | 0 | 0 | 0 | 0 | 0 | FALSE | FALSE | FALSE | FALSE | 0 | 0 | 0 | n/a | n/a | n/a | n/a | n/a | 0 | 0 | 100% | 100% | 0 | 0 | 0 | 0 | 0 | 0 | 0 | 0 | 0 | 0 | 0 | 0 | 0 | 0 | 0 | 0 | 0 | 0 | 0 | 0 | 0 | 0
| 0 | 0 | 0 | 0 | 0 | 0 | 0 | 0 | 0 | 0 | 0 | 0 | 0 | 0 | 0 | 0 | 0 | 0 | FALSE | FALSE | FALSE | FALSE | 0 | 0 | 0 | n/a | n/a | n/a | n/a | n/a | 0 | 0 | 100% | 100% | 0 | 0 | 0 | 0 | 0 | 0 | 0 | 0 | 0 | 0 | 0 | 0 | 0 | 0 | 0 | 0 | 0 | 0 | 0 | 0 | 0 | 0
| 0 | 0 | 0 | 0 | 0 | 0 | 0 | 0 | 0 | 0 | 0 | 0 | 0 | 0 | 0 | 0 | 0 | 0 | FALSE | FALSE | FALSE | FALSE | 0 | 0 | 0 | n/a | n/a | n/a | n/a | n/a | 0 | 0 | 100% | 100% | 0 | 0 | 0 | 0 | 0 | 0 | 0 | 0 | 0 | 0 | 0 | 0 | 0 | 0 | 0 | 0 | 0 | 0 | 0 | 0 | 0 | 0
| 0 | 0 | 0 | 0 | 0 | 0 | 0 | 0 | 0 | 0 | 0 | 0 | 0 | 0 | 0 | 0 | 0 | 0 | FALSE | FALSE | FALSE | FALSE | 0 | 0 | 0 | n/a | n/a | n/a | n/a | n/a | 0 | 0 | 100% | 100% | 0 | 0 | 0 | 0 | 0 | 0 | 0 | 0 | 0 | 0 | 0 | 0 | 0 | 0 | 0 | 0 | 0 | 0 | 0 | 0 | 0 | 0
| 0 | 0 | 0 | 0 | 0 | 0 | 0 | 0 | 0 | 0 | 0 | 0 | 0 | 0 | 0 | 0 | 0 | 0 | FALSE | FALSE | FALSE | FALSE | 0 | 0 | 0 | n/a | n/a | n/a | n/a | n/a | 0 | 0 | 100% | 100% | 0 | 0 | 0 | 0 | 0 | 0 | 0 | 0 | 0 | 0 | 0 | 0 | 0 | 0 | 0 | 0 | 0 | 0 | 0 | 0 | 0 | 0
| 0 | 0 | 0 | 0 | 0 | 0 | 0 | 0 | 0 | 0 | 0 | 0 | 0 | 0 | 0 | 0 | 0 | 0 | FALSE | FALSE | FALSE | FALSE | 0 | 0 | 0 | n/a | n/a | n/a | n/a | n/a | 0 | 0 | 100% | 100% | 0 | 0 | 0 | 0 | 0 | 0 | 0 | 0 | 0 | 0 | 0 | 0 | 0 | 0 | 0 | 0 | 0 | 0 | 0 | 0 | 0 | 0
| 0 | 0 | 0 | 0 | 0 | 0 | 0 | 0 | 0 | 0 | 0 | 0 | 0 | 0 | 0 | 0 | 0 | 0 | FALSE | FALSE | FALSE | FALSE | 0 | 0 | 0 | n/a | n/a | n/a | n/a | n/a | 0 | 0 | 100% | 100% | 0 | 0 | 0 | 0 | 0 | 0 | 0 | 0 | 0 | 0 | 0 | 0 | 0 | 0 | 0 | 0 | 0 | 0 | 0 | 0 | 0 | 0
| 0 | 0 | 0 | 0 | 0 | 0 | 0 | 0 | 0 | 0 | 0 | 0 | 0 | 0 | 0 | 0 | 0 | 0 | FALSE | FALSE | FALSE | FALSE | 0 | 0 | 0 | n/a | n/a | n/a | n/a | n/a | 0 | 0 | 100% | 100% | 0 | 0 | 0 | 0 | 0 | 0 | 0 | 0 | 0 | 0 | 0 | 0 | 0 | 0 | 0 | 0 | 0 | 0 | 0 | 0 | 0 | 0
| 0 | 0 | 0 | 0 | 0 | 0 | 0 | 0 | 0 | 0 | 0 | 0 | 0 | 0 | 0 | 0 | 0 | 0 | FALSE | FALSE | FALSE | FALSE | 0 | 0 | 0 | n/a | n/a | n/a | n/a | n/a | 0 | 0 | 100% | 100% | 0 | 0 | 0 | 0 | 0 | 0 | 0 | 0 | 0 | 0 | 0 | 0 | 0 | 0 | 0 | 0 | 0 | 0 | 0 | 0 | 0 | 0
| 0 | 0 | 0 | 0 | 0 | 0 | 0 | 0 | 0 | 0 | 0 | 0 | 0 | 0 | 0 | 0 | 0 | 0 | FALSE | FALSE | FALSE | FALSE | 0 | 0 | 0 | n/a | n/a | n/a | n/a | n/a | 0 | 0 | 100% | 100% | 0 | 0 | 0 | 0 | 0 | 0 | 0 | 0 | 0 | 0 | 0 | 0 | 0 | 0 | 0 | 0 | 0 | 0 | 0 | 0 | 0 | 0
| 0 | 0 | 0 | 0 | 0 | 0 | 0 | 0 | 0 | 0 | 0 | 0 | 0 | 0 | 0 | 0 | 0 | 0 | FALSE | FALSE | FALSE | FALSE | 0 | 0 | 0 | n/a | n/a | n/a | n/a | n/a | 0 | 0 | 100% | 100% | 0 | 0 | 0 | 0 | 0 | 0 | 0 | 0 | 0 | 0 | 0 | 0 | 0 | 0 | 0 | 0 | 0 | 0 | 0 | 0 | 0 | 0
| 0 | 0 | 0 | 0 | 0 | 0 | 0 | 0 | 0 | 0 | 0 | 0 | 0 | 0 | 0 | 0 | 0 | 0 | FALSE | FALSE | FALSE | FALSE | 0 | 0 | 0 | n/a | n/a | n/a | n/a | n/a | 0 | 0 | 100% | 100% | 0 | 0 | 0 | 0 | 0 | 0 | 0 | 0 | 0 | 0 | 0 | 0 | 0 | 0 | 0 | 0 | 0 | 0 | 0 | 0 | 0 | 0
| 0 | 0 | 0 | 0 | 0 | 0 | 0 | 0 | 0 | 0 | 0 | 0 | 0 | 0 | 0 | 0 | 0 | 0 | FALSE | FALSE | FALSE | FALSE | 0 | 0 | 0 | n/a | n/a | n/a | n/a | n/a | 0 | 0 | 100% | 100% | 0 | 0 | 0 | 0 | 0 | 0 | 0 | 0 | 0 | 0 | 0 | 0 | 0 | 0 | 0 | 0 | 0 | 0 | 0 | 0 | 0 | 0
| 0 | 0 | 0 | 0 | 0 | 0 | 0 | 0 | 0 | 0 | 0 | 0 | 0 | 0 | 0 | 0 | 0 | 0 | FALSE | FALSE | FALSE | FALSE | 0 | 0 | 0 | n/a | n/a | n/a | n/a | n/a | 0 | 0 | 100% | 100% | 0 | 0 | 0 | 0 | 0 | 0 | 0 | 0 | 0 | 0 | 0 | 0 | 0 | 0 | 0 | 0 | 0 | 0 | 0 | 0 | 0 | 0
| 0 | 0 | 0 | 0 | 0 | 0 | 0 | 0 | 0 | 0 | 0 | 0 | 0 | 0 | 0 | 0 | 0 | 0 | FALSE | FALSE | FALSE | FALSE | 0 | 0 | 0 | n/a | n/a | n/a | n/a | n/a | 0 | 0 | 100% | 100% | 0 | 0 | 0 | 0 | 0 | 0 | 0 | 0 | 0 | 0 | 0 | 0 | 0 | 0 | 0 | 0 | 0 | 0 | 0 | 0 | 0 | 0
| 0 | 0 | 0 | 0 | 0 | 0 | 0 | 0 | 0 | 0 | 0 | 0 | 0 | 0 | 0 | 0 | 0 | 0 | FALSE | FALSE | FALSE | FALSE | 0 | 0 | 0 | n/a | n/a | n/a | n/a | n/a | 0 | 0 | 100% | 100% | 0 | 0 | 0 | 0 | 0 | 0 | 0 | 0 | 0 | 0 | 0 | 0 | 0 | 0 | 0 | 0 | 0 | 0 | 0 | 0 | 0 | 0
| 0 | 0 | 0 | 0 | 0 | 0 | 0 | 0 | 0 | 0 | 0 | 0 | 0 | 0 | 0 | 0 | 0 | 0 | FALSE | FALSE | FALSE | FALSE | 0 | 0 | 0 | n/a | n/a | n/a | n/a | n/a | 0 | 0 | 100% | 100% | 0 | 0 | 0 | 0 | 0 | 0 | 0 | 0 | 0 | 0 | 0 | 0 | 0 | 0 | 0 | 0 | 0 | 0 | 0 | 0 | 0 | 0
| 0 | 0 | 0 | 0 | 0 | 0 | 0 | 0 | 0 | 0 | 0 | 0 | 0 | 0 | 0 | 0 | 0 | 0 | FALSE | FALSE | FALSE | FALSE | 0 | 0 | 0 | n/a | n/a | n/a | n/a | n/a | 0 | 0 | 100% | 100% | 0 | 0 | 0 | 0 | 0 | 0 | 0 | 0 | 0 | 0 | 0 | 0 | 0 | 0 | 0 | 0 | 0 | 0 | 0 | 0 | 0 | 0
| 0 | 0 | 0 | 0 | 0 | 0 | 0 | 0 | 0 | 0 | 0 | 0 | 0 | 0 | 0 | 0 | 0 | 0 | FALSE | FALSE | FALSE | FALSE | 0 | 0 | 0 | n/a | n/a | n/a | n/a | n/a | 0 | 0 | 100% | 100% | 0 | 0 | 0 | 0 | 0 | 0 | 0 | 0 | 0 | 0 | 0 | 0 | 0 | 0 | 0 | 0 | 0 | 0 | 0 | 0 | 0 | 0
| 0 | 0 | 0 | 0 | 0 | 0 | 0 | 0 | 0 | 0 | 0 | 0 | 0 | 0 | 0 | 0 | 0 | 0 | FALSE | FALSE | FALSE | FALSE | 0 | 0 | 0 | n/a | n/a | n/a | n/a | n/a | 0 | 0 | 100% | 100% | 0 | 0 | 0 | 0 | 0 | 0 | 0 | 0 | 0 | 0 | 0 | 0 | 0 | 0 | 0 | 0 | 0 | 0 | 0 | 0 | 0 | 0
| 0 | 0 | 0 | 0 | 0 | 0 | 0 | 0 | 0 | 0 | 0 | 0 | 0 | 0 | 0 | 0 | 0 | 0 | FALSE | FALSE | FALSE | FALSE | 0 | 0 | 0 | n/a | n/a | n/a | n/a | n/a | 0 | 0 | 100% | 100% | 0 | 0 | 0 | 0 | 0 | 0 | 0 | 0 | 0 | 0 | 0 | 0 | 0 | 0 | 0 | 0 | 0 | 0 | 0 | 0 | 0 | 0
| 0 | 0 | 0 | 0 | 0 | 0 | 0 | 0 | 0 | 0 | 0 | 0 | 0 | 0 | 0 | 0 | 0 | 0 | FALSE | FALSE | FALSE | FALSE | 0 | 0 | 0 | n/a | n/a | n/a | n/a | n/a | 0 | 0 | 100% | 100% | 0 | 0 | 0 | 0 | 0 | 0 | 0 | 0 | 0 | 0 | 0 | 0 | 0 | 0 | 0 | 0 | 0 | 0 | 0 | 0 | 0 | 0
| 0 | 0 | 0 | 0 | 0 | 0 | 0 | 0 | 0 | 0 | 0 | 0 | 0 | 0 | 0 | 0 | 0 | 0 | FALSE | FALSE | FALSE | FALSE | 0 | 0 | 0 | n/a | n/a | n/a | n/a | n/a | 0 | 0 | 100% | 100% | 0 | 0 | 0 | 0 | 0 | 0 | 0 | 0 | 0 | 0 | 0 | 0 | 0 | 0 | 0 | 0 | 0 | 0 | 0 | 0 | 0 | 0
| 0 | 0 | 0 | 0 | 0 | 0 | 0 | 0 | 0 | 0 | 0 | 0 | 0 | 0 | 0 | 0 | 0 | 0 | FALSE | FALSE | FALSE | FALSE | 0 | 0 | 0 | n/a | n/a | n/a | n/a | n/a | 0 | 0 | 100% | 100% | 0 | 0 | 0 | 0 | 0 | 0 | 0 | 0 | 0 | 0 | 0 | 0 | 0 | 0 | 0 | 0 | 0 | 0 | 0 | 0 | 0 | 0
| 0 | 0 | 0 | 0 | 0 | 0 | 0 | 0 | 0 | 0 | 0 | 0 | 0 | 0 | 0 | 0 | 0 | 0 | FALSE | FALSE | FALSE | FALSE | 0 | 0 | 0 | n/a | n/a | n/a | n/a | n/a | 0 | 0 | 100% | 100% | 0 | 0 | 0 | 0 | 0 | 0 | 0 | 0 | 0 | 0 | 0 | 0 | 0 | 0 | 0 | 0 | 0 | 0 | 0 | 0 | 0 | 0
| 0 | 0 | 0 | 0 | 0 | 0 | 0 | 0 | 0 | 0 | 0 | 0 | 0 | 0 | 0 | 0 | 0 | 0 | FALSE | FALSE | FALSE | FALSE | 0 | 0 | 0 | n/a | n/a | n/a | n/a | n/a | 0 | 0 | 100% | 100% | 0 | 0 | 0 | 0 | 0 | 0 | 0 | 0 | 0 | 0 | 0 | 0 | 0 | 0 | 0 | 0 | 0 | 0 | 0 | 0 | 0 | 0
| 0 | 0 | 0 | 0 | 0 | 0 | 0 | 0 | 0 | 0 | 0 | 0 | 0 | 0 | 0 | 0 | 0 | 0 | FALSE | FALSE | FALSE | FALSE | 0 | 0 | 0 | n/a | n/a | n/a | n/a | n/a | 0 | 0 | 100% | 100% | 0 | 0 | 0 | 0 | 0 | 0 | 0 | 0 | 0 | 0 | 0 | 0 | 0 | 0 | 0 | 0 | 0 | 0 | 0 | 0 | 0 | 0
| 0 | 0 | 0 | 0 | 0 | 0 | 0 | 0 | 0 | 0 | 0 | 0 | 0 | 0 | 0 | 0 | 0 | 0 | FALSE | FALSE | FALSE | FALSE | 0 | 0 | 0 | n/a | n/a | n/a | n/a | n/a | 0 | 0 | 100% | 100% | 0 | 0 | 0 | 0 | 0 | 0 | 0 | 0 | 0 | 0 | 0 | 0 | 0 | 0 | 0 | 0 | 0 | 0 | 0 | 0 | 0 | 0
| 0 | 0 | 0 | 0 | 0 | 0 | 0 | 0 | 0 | 0 | 0 | 0 | 0 | 0 | 0 | 0 | 0 | 0 | FALSE | FALSE | FALSE | FALSE | 0 | 0 | 0 | n/a | n/a | n/a | n/a | n/a | 0 | 0 | 100% | 100% | 0 | 0 | 0 | 0 | 0 | 0 | 0 | 0 | 0 | 0 | 0 | 0 | 0 | 0 | 0 | 0 | 0 | 0 | 0 | 0 | 0 | 0
| 0 | 0 | 0 | 0 | 0 | 0 | 0 | 0 | 0 | 0 | 0 | 0 | 0 | 0 | 0 | 0 | 0 | 0 | FALSE | FALSE | FALSE | FALSE | 0 | 0 | 0 | n/a | n/a | n/a | n/a | n/a | 0 | 0 | 100% | 100% | 0 | 0 | 0 | 0 | 0 | 0 | 0 | 0 | 0 | 0 | 0 | 0 | 0 | 0 | 0 | 0 | 0 | 0 | 0 | 0 | 0 | 0
| 0 | 0 | 0 | 0 | 0 | 0 | 0 | 0 | 0 | 0 | 0 | 0 | 0 | 0 | 0 | 0 | 0 | 0 | FALSE | FALSE | FALSE | FALSE | 0 | 0 | 0 | n/a | n/a | n/a | n/a | n/a | 0 | 0 | 100% | 100% | 0 | 0 | 0 | 0 | 0 | 0 | 0 | 0 | 0 | 0 | 0 | 0 | 0 | 0 | 0 | 0 | 0 | 0 | 0 | 0 | 0 | 0
| 0 | 0 | 0 | 0 | 0 | 0 | 0 | 0 | 0 | 0 | 0 | 0 | 0 | 0 | 0 | 0 | 0 | 0 | FALSE | FALSE | FALSE | FALSE | 0 | 0 | 0 | n/a | n/a | n/a | n/a | n/a | 0 | 0 | 100% | 100% | 0 | 0 | 0 | 0 | 0 | 0 | 0 | 0 | 0 | 0 | 0 | 0 | 0 | 0 | 0 | 0 | 0 | 0 | 0 | 0 | 0 | 0
| 0 | 0 | 0 | 0 | 0 | 0 | 0 | 0 | 0 | 0 | 0 | 0 | 0 | 0 | 0 | 0 | 0 | 0 | FALSE | FALSE | FALSE | FALSE | 0 | 0 | 0 | n/a | n/a | n/a | n/a | n/a | 0 | 0 | 100% | 100% | 0 | 0 | 0 | 0 | 0 | 0 | 0 | 0 | 0 | 0 | 0 | 0 | 0 | 0 | 0 | 0 | 0 | 0 | 0 | 0 | 0 | 0
| 0 | 0 | 0 | 0 | 0 | 0 | 0 | 0 | 0 | 0 | 0 | 0 | 0 | 0 | 0 | 0 | 0 | 0 | FALSE | FALSE | FALSE | FALSE | 0 | 0 | 0 | n/a | n/a | n/a | n/a | n/a | 0 | 0 | 100% | 100% | 0 | 0 | 0 | 0 | 0 | 0 | 0 | 0 | 0 | 0 | 0 | 0 | 0 | 0 | 0 | 0 | 0 | 0 | 0 | 0 | 0 | 0
| 0 | 0 | 0 | 0 | 0 | 0 | 0 | 0 | 0 | 0 | 0 | 0 | 0 | 0 | 0 | 0 | 0 | 0 | FALSE | FALSE | FALSE | FALSE | 0 | 0 | 0 | n/a | n/a | n/a | n/a | n/a | 0 | 0 | 100% | 100% | 0 | 0 | 0 | 0 | 0 | 0 | 0 | 0 | 0 | 0 | 0 | 0 | 0 | 0 | 0 | 0 | 0 | 0 | 0 | 0 | 0 | 0
| 0 | 0 | 0 | 0 | 0 | 0 | 0 | 0 | 0 | 0 | 0 | 0 | 0 | 0 | 0 | 0 | 0 | 0 | FALSE | FALSE | FALSE | FALSE | 0 | 0 | 0 | n/a | n/a | n/a | n/a | n/a | 0 | 0 | 100% | 100% | 0 | 0 | 0 | 0 | 0 | 0 | 0 | 0 | 0 | 0 | 0 | 0 | 0 | 0 | 0 | 0 | 0 | 0 | 0 | 0 | 0 | 0
| 0 | 0 | 0 | 0 | 0 | 0 | 0 | 0 | 0 | 0 | 0 | 0 | 0 | 0 | 0 | 0 | 0 | 0 | FALSE | FALSE | FALSE | FALSE | 0 | 0 | 0 | n/a | n/a | n/a | n/a | n/a | 0 | 0 | 100% | 100% | 0 | 0 | 0 | 0 | 0 | 0 | 0 | 0 | 0 | 0 | 0 | 0 | 0 | 0 | 0 | 0 | 0 | 0 | 0 | 0 | 0 | 0
| 0 | 0 | 0 | 0 | 0 | 0 | 0 | 0 | 0 | 0 | 0 | 0 | 0 | 0 | 0 | 0 | 0 | 0 | FALSE | FALSE | FALSE | FALSE | 0 | 0 | 0 | n/a | n/a | n/a | n/a | n/a | 0 | 0 | 100% | 100% | 0 | 0 | 0 | 0 | 0 | 0 | 0 | 0 | 0 | 0 | 0 | 0 | 0 | 0 | 0 | 0 | 0 | 0 | 0 | 0 | 0 | 0
| 0 | 0 | 0 | 0 | 0 | 0 | 0 | 0 | 0 | 0 | 0 | 0 | 0 | 0 | 0 | 0 | 0 | 0 | FALSE | FALSE | FALSE | FALSE | 0 | 0 | 0 | n/a | n/a | n/a | n/a | n/a | 0 | 0 | 100% | 100% | 0 | 0 | 0 | 0 | 0 | 0 | 0 | 0 | 0 | 0 | 0 | 0 | 0 | 0 | 0 | 0 | 0 | 0 | 0 | 0 | 0 | 0
| 0 | 0 | 0 | 0 | 0 | 0 | 0 | 0 | 0 | 0 | 0 | 0 | 0 | 0 | 0 | 0 | 0 | 0 | FALSE | FALSE | FALSE | FALSE | 0 | 0 | 0 | n/a | n/a | n/a | n/a | n/a | 0 | 0 | 100% | 100% | 0 | 0 | 0 | 0 | 0 | 0 | 0 | 0 | 0 | 0 | 0 | 0 | 0 | 0 | 0 | 0 | 0 | 0 | 0 | 0 | 0 | 0
| 0 | 0 | 0 | 0 | 0 | 0 | 0 | 0 | 0 | 0 | 0 | 0 | 0 | 0 | 0 | 0 | 0 | 0 | FALSE | FALSE | FALSE | FALSE | 0 | 0 | 0 | n/a | n/a | n/a | n/a | n/a | 0 | 0 | 100% | 100% | 0 | 0 | 0 | 0 | 0 | 0 | 0 | 0 | 0 | 0 | 0 | 0 | 0 | 0 | 0 | 0 | 0 | 0 | 0 | 0 | 0 | 0
| 0 | 0 | 0 | 0 | 0 | 0 | 0 | 0 | 0 | 0 | 0 | 0 | 0 | 0 | 0 | 0 | 0 | 0 | FALSE | FALSE | FALSE | FALSE | 0 | 0 | 0 | n/a | n/a | n/a | n/a | n/a | 0 | 0 | 100% | 100% | 0 | 0 | 0 | 0 | 0 | 0 | 0 | 0 | 0 | 0 | 0 | 0 | 0 | 0 | 0 | 0 | 0 | 0 | 0 | 0 | 0 | 0
| 0 | 0 | 0 | 0 | 0 | 0 | 0 | 0 | 0 | 0 | 0 | 0 | 0 | 0 | 0 | 0 | 0 | 0 | FALSE | FALSE | FALSE | FALSE | 0 | 0 | 0 | n/a | n/a | n/a | n/a | n/a | 0 | 0 | 100% | 100% | 0 | 0 | 0 | 0 | 0 | 0 | 0 | 0 | 0 | 0 | 0 | 0 | 0 | 0 | 0 | 0 | 0 | 0 | 0 | 0 | 0 | 0
| 0 | 0 | 0 | 0 | 0 | 0 | 0 | 0 | 0 | 0 | 0 | 0 | 0 | 0 | 0 | 0 | 0 | 0 | FALSE | FALSE | FALSE | FALSE | 0 | 0 | 0 | n/a | n/a | n/a | n/a | n/a | 0 | 0 | 100% | 100% | 0 | 0 | 0 | 0 | 0 | 0 | 0 | 0 | 0 | 0 | 0 | 0 | 0 | 0 | 0 | 0 | 0 | 0 | 0 | 0 | 0 | 0
| 0 | 0 | 0 | 0 | 0 | 0 | 0 | 0 | 0 | 0 | 0 | 0 | 0 | 0 | 0 | 0 | 0 | 0 | FALSE | FALSE | FALSE | FALSE | 0 | 0 | 0 | n/a | n/a | n/a | n/a | n/a | 0 | 0 | 100% | 100% | 0 | 0 | 0 | 0 | 0 | 0 | 0 | 0 | 0 | 0 | 0 | 0 | 0 | 0 | 0 | 0 | 0 | 0 | 0 | 0 | 0 | 0
| 0 | 0 | 0 | 0 | 0 | 0 | 0 | 0 | 0 | 0 | 0 | 0 | 0 | 0 | 0 | 0 | 0 | 0 | FALSE | FALSE | FALSE | FALSE | 0 | 0 | 0 | n/a | n/a | n/a | n/a | n/a | 0 | 0 | 100% | 100% | 0 | 0 | 0 | 0 | 0 | 0 | 0 | 0 | 0 | 0 | 0 | 0 | 0 | 0 | 0 | 0 | 0 | 0 | 0 | 0 | 0 | 0
| 0 | 0 | 0 | 0 | 0 | 0 | 0 | 0 | 0 | 0 | 0 | 0 | 0 | 0 | 0 | 0 | 0 | 0 | FALSE | FALSE | FALSE | FALSE | 0 | 0 | 0 | n/a | n/a | n/a | n/a | n/a | 0 | 0 | 100% | 100% | 0 | 0 | 0 | 0 | 0 | 0 | 0 | 0 | 0 | 0 | 0 | 0 | 0 | 0 | 0 | 0 | 0 | 0 | 0 | 0 | 0 | 0
| 0 | 0 | 0 | 0 | 0 | 0 | 0 | 0 | 0 | 0 | 0 | 0 | 0 | 0 | 0 | 0 | 0 | 0 | FALSE | FALSE | FALSE | FALSE | 0 | 0 | 0 | n/a | n/a | n/a | n/a | n/a | 0 | 0 | 100% | 100% | 0 | 0 | 0 | 0 | 0 | 0 | 0 | 0 | 0 | 0 | 0 | 0 | 0 | 0 | 0 | 0 | 0 | 0 | 0 | 0 | 0 | 0
| 0 | 0 | 0 | 0 | 0 | 0 | 0 | 0 | 0 | 0 | 0 | 0 | 0 | 0 | 0 | 0 | 0 | 0 | FALSE | FALSE | FALSE | FALSE | 0 | 0 | 0 | n/a | n/a | n/a | n/a | n/a | 0 | 0 | 100% | 100% | 0 | 0 | 0 | 0 | 0 | 0 | 0 | 0 | 0 | 0 | 0 | 0 | 0 | 0 | 0 | 0 | 0 | 0 | 0 | 0 | 0 | 0
| 0 | 0 | 0 | 0 | 0 | 0 | 0 | 0 | 0 | 0 | 0 | 0 | 0 | 0 | 0 | 0 | 0 | 0 | FALSE | FALSE | FALSE | FALSE | 0 | 0 | 0 | n/a | n/a | n/a | n/a | n/a | 0 | 0 | 100% | 100% | 0 | 0 | 0 | 0 | 0 | 0 | 0 | 0 | 0 | 0 | 0 | 0 | 0 | 0 | 0 | 0 | 0 | 0 | 0 | 0 | 0 | 0
| 0 | 0 | 0 | 0 | 0 | 0 | 0 | 0 | 0 | 0 | 0 | 0 | 0 | 0 | 0 | 0 | 0 | 0 | FALSE | FALSE | FALSE | FALSE | 0 | 0 | 0 | n/a | n/a | n/a | n/a | n/a | 0 | 0 | 100% | 100% | 0 | 0 | 0 | 0 | 0 | 0 | 0 | 0 | 0 | 0 | 0 | 0 | 0 | 0 | 0 | 0 | 0 | 0 | 0 | 0 | 0 | 0
| 0 | 0 | 0 | 0 | 0 | 0 | 0 | 0 | 0 | 0 | 0 | 0 | 0 | 0 | 0 | 0 | 0 | 0 | FALSE | FALSE | FALSE | FALSE | 0 | 0 | 0 | n/a | n/a | n/a | n/a | n/a | 0 | 0 | 100% | 100% | 0 | 0 | 0 | 0 | 0 | 0 | 0 | 0 | 0 | 0 | 0 | 0 | 0 | 0 | 0 | 0 | 0 | 0 | 0 | 0 | 0 | 0
| 0 | 0 | 0 | 0 | 0 | 0 | 0 | 0 | 0 | 0 | 0 | 0 | 0 | 0 | 0 | 0 | 0 | 0 | FALSE | FALSE | FALSE | FALSE | 0 | 0 | 0 | n/a | n/a | n/a | n/a | n/a | 0 | 0 | 100% | 100% | 0 | 0 | 0 | 0 | 0 | 0 | 0 | 0 | 0 | 0 | 0 | 0 | 0 | 0 | 0 | 0 | 0 | 0 | 0 | 0 | 0 | 0
| 0 | 0 | 0 | 0 | 0 | 0 | 0 | 0 | 0 | 0 | 0 | 0 | 0 | 0 | 0 | 0 | 0 | 0 | FALSE | FALSE | FALSE | FALSE | 0 | 0 | 0 | n/a | n/a | n/a | n/a | n/a | 0 | 0 | 100% | 100% | 0 | 0 | 0 | 0 | 0 | 0 | 0 | 0 | 0 | 0 | 0 | 0 | 0 | 0 | 0 | 0 | 0 | 0 | 0 | 0 | 0 | 0
| 0 | 0 | 0 | 0 | 0 | 0 | 0 | 0 | 0 | 0 | 0 | 0 | 0 | 0 | 0 | 0 | 0 | 0 | FALSE | FALSE | FALSE | FALSE | 0 | 0 | 0 | n/a | n/a | n/a | n/a | n/a | 0 | 0 | 100% | 100% | 0 | 0 | 0 | 0 | 0 | 0 | 0 | 0 | 0 | 0 | 0 | 0 | 0 | 0 | 0 | 0 | 0 | 0 | 0 | 0 | 0 | 0
| 0 | 0 | 0 | 0 | 0 | 0 | 0 | 0 | 0 | 0 | 0 | 0 | 0 | 0 | 0 | 0 | 0 | 0 | FALSE | FALSE | FALSE | FALSE | 0 | 0 | 0 | n/a | n/a | n/a | n/a | n/a | 0 | 0 | 100% | 100% | 0 | 0 | 0 | 0 | 0 | 0 | 0 | 0 | 0 | 0 | 0 | 0 | 0 | 0 | 0 | 0 | 0 | 0 | 0 | 0 | 0 | 0
| 0 | 0 | 0 | 0 | 0 | 0 | 0 | 0 | 0 | 0 | 0 | 0 | 0 | 0 | 0 | 0 | 0 | 0 | FALSE | FALSE | FALSE | FALSE | 0 | 0 | 0 | n/a | n/a | n/a | n/a | n/a | 0 | 0 | 100% | 100% | 0 | 0 | 0 | 0 | 0 | 0 | 0 | 0 | 0 | 0 | 0 | 0 | 0 | 0 | 0 | 0 | 0 | 0 | 0 | 0 | 0 | 0
| 0 | 0 | 0 | 0 | 0 | 0 | 0 | 0 | 0 | 0 | 0 | 0 | 0 | 0 | 0 | 0 | 0 | 0 | FALSE | FALSE | FALSE | FALSE | 0 | 0 | 0 | n/a | n/a | n/a | n/a | n/a | 0 | 0 | 100% | 100% | 0 | 0 | 0 | 0 | 0 | 0 | 0 | 0 | 0 | 0 | 0 | 0 | 0 | 0 | 0 | 0 | 0 | 0 | 0 | 0 | 0 | 0
| 0 | 0 | 0 | 0 | 0 | 0 | 0 | 0 | 0 | 0 | 0 | 0 | 0 | 0 | 0 | 0 | 0 | 0 | FALSE | FALSE | FALSE | FALSE | 0 | 0 | 0 | n/a | n/a | n/a | n/a | n/a | 0 | 0 | 100% | 100% | 0 | 0 | 0 | 0 | 0 | 0 | 0 | 0 | 0 | 0 | 0 | 0 | 0 | 0 | 0 | 0 | 0 | 0 | 0 | 0 | 0 | 0
| 0 | 0 | 0 | 0 | 0 | 0 | 0 | 0 | 0 | 0 | 0 | 0 | 0 | 0 | 0 | 0 | 0 | 0 | FALSE | FALSE | FALSE | FALSE | 0 | 0 | 0 | n/a | n/a | n/a | n/a | n/a | 0 | 0 | 100% | 100% | 0 | 0 | 0 | 0 | 0 | 0 | 0 | 0 | 0 | 0 | 0 | 0 | 0 | 0 | 0 | 0 | 0 | 0 | 0 | 0 | 0 | 0
| 0 | 0 | 0 | 0 | 0 | 0 | 0 | 0 | 0 | 0 | 0 | 0 | 0 | 0 | 0 | 0 | 0 | 0 | FALSE | FALSE | FALSE | FALSE | 0 | 0 | 0 | n/a | n/a | n/a | n/a | n/a | 0 | 0 | 100% | 100% | 0 | 0 | 0 | 0 | 0 | 0 | 0 | 0 | 0 | 0 | 0 | 0 | 0 | 0 | 0 | 0 | 0 | 0 | 0 | 0 | 0 | 0
| 0 | 0 | 0 | 0 | 0 | 0 | 0 | 0 | 0 | 0 | 0 | 0 | 0 | 0 | 0 | 0 | 0 | 0 | FALSE | FALSE | FALSE | FALSE | 0 | 0 | 0 | n/a | n/a | n/a | n/a | n/a | 0 | 0 | 100% | 100% | 0 | 0 | 0 | 0 | 0 | 0 | 0 | 0 | 0 | 0 | 0 | 0 | 0 | 0 | 0 | 0 | 0 | 0 | 0 | 0 | 0 | 0
| 0 | 0 | 0 | 0 | 0 | 0 | 0 | 0 | 0 | 0 | 0 | 0 | 0 | 0 | 0 | 0 | 0 | 0 | FALSE | FALSE | FALSE | FALSE | 0 | 0 | 0 | n/a | n/a | n/a | n/a | n/a | 0 | 0 | 100% | 100% | 0 | 0 | 0 | 0 | 0 | 0 | 0 | 0 | 0 | 0 | 0 | 0 | 0 | 0 | 0 | 0 | 0 | 0 | 0 | 0 | 0 | 0
| 0 | 0 | 0 | 0 | 0 | 0 | 0 | 0 | 0 | 0 | 0 | 0 | 0 | 0 | 0 | 0 | 0 | 0 | FALSE | FALSE | FALSE | FALSE | 0 | 0 | 0 | n/a | n/a | n/a | n/a | n/a | 0 | 0 | 100% | 100% | 0 | 0 | 0 | 0 | 0 | 0 | 0 | 0 | 0 | 0 | 0 | 0 | 0 | 0 | 0 | 0 | 0 | 0 | 0 | 0 | 0 | 0
| 0 | 0 | 0 | 0 | 0 | 0 | 0 | 0 | 0 | 0 | 0 | 0 | 0 | 0 | 0 | 0 | 0 | 0 | FALSE | FALSE | FALSE | FALSE | 0 | 0 | 0 | n/a | n/a | n/a | n/a | n/a | 0 | 0 | 100% | 100% | 0 | 0 | 0 | 0 | 0 | 0 | 0 | 0 | 0 | 0 | 0 | 0 | 0 | 0 | 0 | 0 | 0 | 0 | 0 | 0 | 0 | 0
| 0 | 0 | 0 | 0 | 0 | 0 | 0 | 0 | 0 | 0 | 0 | 0 | 0 | 0 | 0 | 0 | 0 | 0 | FALSE | FALSE | FALSE | FALSE | 0 | 0 | 0 | n/a | n/a | n/a | n/a | n/a | 0 | 0 | 100% | 100% | 0 | 0 | 0 | 0 | 0 | 0 | 0 | 0 | 0 | 0 | 0 | 0 | 0 | 0 | 0 | 0 | 0 | 0 | 0 | 0 | 0 | 0
| 0 | 0 | 0 | 0 | 0 | 0 | 0 | 0 | 0 | 0 | 0 | 0 | 0 | 0 | 0 | 0 | 0 | 0 | FALSE | FALSE | FALSE | FALSE | 0 | 0 | 0 | n/a | n/a | n/a | n/a | n/a | 0 | 0 | 100% | 100% | 0 | 0 | 0 | 0 | 0 | 0 | 0 | 0 | 0 | 0 | 0 | 0 | 0 | 0 | 0 | 0 | 0 | 0 | 0 | 0 | 0 | 0
| 0 | 0 | 0 | 0 | 0 | 0 | 0 | 0 | 0 | 0 | 0 | 0 | 0 | 0 | 0 | 0 | 0 | 0 | FALSE | FALSE | FALSE | FALSE | 0 | 0 | 0 | n/a | n/a | n/a | n/a | n/a | 0 | 0 | 100% | 100% | 0 | 0 | 0 | 0 | 0 | 0 | 0 | 0 | 0 | 0 | 0 | 0 | 0 | 0 | 0 | 0 | 0 | 0 | 0 | 0 | 0 | 0
| 0 | 0 | 0 | 0 | 0 | 0 | 0 | 0 | 0 | 0 | 0 | 0 | 0 | 0 | 0 | 0 | 0 | 0 | FALSE | FALSE | FALSE | FALSE | 0 | 0 | 0 | n/a | n/a | n/a | n/a | n/a | 0 | 0 | 100% | 100% | 0 | 0 | 0 | 0 | 0 | 0 | 0 | 0 | 0 | 0 | 0 | 0 | 0 | 0 | 0 | 0 | 0 | 0 | 0 | 0 | 0 | 0
| 0 | 0 | 0 | 0 | 0 | 0 | 0 | 0 | 0 | 0 | 0 | 0 | 0 | 0 | 0 | 0 | 0 | 0 | FALSE | FALSE | FALSE | FALSE | 0 | 0 | 0 | n/a | n/a | n/a | n/a | n/a | 0 | 0 | 100% | 100% | 0 | 0 | 0 | 0 | 0 | 0 | 0 | 0 | 0 | 0 | 0 | 0 | 0 | 0 | 0 | 0 | 0 | 0 | 0 | 0 | 0 | 0
| 0 | 0 | 0 | 0 | 0 | 0 | 0 | 0 | 0 | 0 | 0 | 0 | 0 | 0 | 0 | 0 | 0 | 0 | FALSE | FALSE | FALSE | FALSE | 0 | 0 | 0 | n/a | n/a | n/a | n/a | n/a | 0 | 0 | 100% | 100% | 0 | 0 | 0 | 0 | 0 | 0 | 0 | 0 | 0 | 0 | 0 | 0 | 0 | 0 | 0 | 0 | 0 | 0 | 0 | 0 | 0 | 0
| 0 | 0 | 0 | 0 | 0 | 0 | 0 | 0 | 0 | 0 | 0 | 0 | 0 | 0 | 0 | 0 | 0 | 0 | FALSE | FALSE | FALSE | FALSE | 0 | 0 | 0 | n/a | n/a | n/a | n/a | n/a | 0 | 0 | 100% | 100% | 0 | 0 | 0 | 0 | 0 | 0 | 0 | 0 | 0 | 0 | 0 | 0 | 0 | 0 | 0 | 0 | 0 | 0 | 0 | 0 | 0 | 0
| 0 | 0 | 0 | 0 | 0 | 0 | 0 | 0 | 0 | 0 | 0 | 0 | 0 | 0 | 0 | 0 | 0 | 0 | FALSE | FALSE | FALSE | FALSE | 0 | 0 | 0 | n/a | n/a | n/a | n/a | n/a | 0 | 0 | 100% | 100% | 0 | 0 | 0 | 0 | 0 | 0 | 0 | 0 | 0 | 0 | 0 | 0 | 0 | 0 | 0 | 0 | 0 | 0 | 0 | 0 | 0 | 0
| 0 | 0 | 0 | 0 | 0 | 0 | 0 | 0 | 0 | 0 | 0 | 0 | 0 | 0 | 0 | 0 | 0 | 0 | FALSE | FALSE | FALSE | FALSE | 0 | 0 | 0 | n/a | n/a | n/a | n/a | n/a | 0 | 0 | 100% | 100% | 0 | 0 | 0 | 0 | 0 | 0 | 0 | 0 | 0 | 0 | 0 | 0 | 0 | 0 | 0 | 0 | 0 | 0 | 0 | 0 | 0 | 0
| 0 | 0 | 0 | 0 | 0 | 0 | 0 | 0 | 0 | 0 | 0 | 0 | 0 | 0 | 0 | 0 | 0 | 0 | FALSE | FALSE | FALSE | FALSE | 0 | 0 | 0 | n/a | n/a | n/a | n/a | n/a | 0 | 0 | 100% | 100% | 0 | 0 | 0 | 0 | 0 | 0 | 0 | 0 | 0 | 0 | 0 | 0 | 0 | 0 | 0 | 0 | 0 | 0 | 0 | 0 | 0 | 0
| 0 | 0 | 0 | 0 | 0 | 0 | 0 | 0 | 0 | 0 | 0 | 0 | 0 | 0 | 0 | 0 | 0 | 0 | FALSE | FALSE | FALSE | FALSE | 0 | 0 | 0 | n/a | n/a | n/a | n/a | n/a | 0 | 0 | 100% | 100% | 0 | 0 | 0 | 0 | 0 | 0 | 0 | 0 | 0 | 0 | 0 | 0 | 0 | 0 | 0 | 0 | 0 | 0 | 0 | 0 | 0 | 0
| 0 | 0 | 0 | 0 | 0 | 0 | 0 | 0 | 0 | 0 | 0 | 0 | 0 | 0 | 0 | 0 | 0 | 0 | FALSE | FALSE | FALSE | FALSE | 0 | 0 | 0 | n/a | n/a | n/a | n/a | n/a | 0 | 0 | 100% | 100% | 0 | 0 | 0 | 0 | 0 | 0 | 0 | 0 | 0 | 0 | 0 | 0 | 0 | 0 | 0 | 0 | 0 | 0 | 0 | 0 | 0 | 0
| 0 | 0 | 0 | 0 | 0 | 0 | 0 | 0 | 0 | 0 | 0 | 0 | 0 | 0 | 0 | 0 | 0 | 0 | FALSE | FALSE | FALSE | FALSE | 0 | 0 | 0 | n/a | n/a | n/a | n/a | n/a | 0 | 0 | 100% | 100% | 0 | 0 | 0 | 0 | 0 | 0 | 0 | 0 | 0 | 0 | 0 | 0 | 0 | 0 | 0 | 0 | 0 | 0 | 0 | 0 | 0 | 0
| 0 | 0 | 0 | 0 | 0 | 0 | 0 | 0 | 0 | 0 | 0 | 0 | 0 | 0 | 0 | 0 | 0 | 0 | FALSE | FALSE | FALSE | FALSE | 0 | 0 | 0 | n/a | n/a | n/a | n/a | n/a | 0 | 0 | 100% | 100% | 0 | 0 | 0 | 0 | 0 | 0 | 0 | 0 | 0 | 0 | 0 | 0 | 0 | 0 | 0 | 0 | 0 | 0 | 0 | 0 | 0 | 0
| 0 | 0 | 0 | 0 | 0 | 0 | 0 | 0 | 0 | 0 | 0 | 0 | 0 | 0 | 0 | 0 | 0 | 0 | FALSE | FALSE | FALSE | FALSE | 0 | 0 | 0 | n/a | n/a | n/a | n/a | n/a | 0 | 0 | 100% | 100% | 0 | 0 | 0 | 0 | 0 | 0 | 0 | 0 | 0 | 0 | 0 | 0 | 0 | 0 | 0 | 0 | 0 | 0 | 0 | 0 | 0 | 0
| 0 | 0 | 0 | 0 | 0 | 0 | 0 | 0 | 0 | 0 | 0 | 0 | 0 | 0 | 0 | 0 | 0 | 0 | FALSE | FALSE | FALSE | FALSE | 0 | 0 | 0 | n/a | n/a | n/a | n/a | n/a | 0 | 0 | 100% | 100% | 0 | 0 | 0 | 0 | 0 | 0 | 0 | 0 | 0 | 0 | 0 | 0 | 0 | 0 | 0 | 0 | 0 | 0 | 0 | 0 | 0 | 0
| 0 | 0 | 0 | 0 | 0 | 0 | 0 | 0 | 0 | 0 | 0 | 0 | 0 | 0 | 0 | 0 | 0 | 0 | FALSE | FALSE | FALSE | FALSE | 0 | 0 | 0 | n/a | n/a | n/a | n/a | n/a | 0 | 0 | 100% | 100% | 0 | 0 | 0 | 0 | 0 | 0 | 0 | 0 | 0 | 0 | 0 | 0 | 0 | 0 | 0 | 0 | 0 | 0 | 0 | 0 | 0 | 0
| 0 | 0 | 0 | 0 | 0 | 0 | 0 | 0 | 0 | 0 | 0 | 0 | 0 | 0 | 0 | 0 | 0 | 0 | FALSE | FALSE | FALSE | FALSE | 0 | 0 | 0 | n/a | n/a | n/a | n/a | n/a | 0 | 0 | 100% | 100% | 0 | 0 | 0 | 0 | 0 | 0 | 0 | 0 | 0 | 0 | 0 | 0 | 0 | 0 | 0 | 0 | 0 | 0 | 0 | 0 | 0 | 0
| 0 | 0 | 0 | 0 | 0 | 0 | 0 | 0 | 0 | 0 | 0 | 0 | 0 | 0 | 0 | 0 | 0 | 0 | FALSE | FALSE | FALSE | FALSE | 0 | 0 | 0 | n/a | n/a | n/a | n/a | n/a | 0 | 0 | 100% | 100% | 0 | 0 | 0 | 0 | 0 | 0 | 0 | 0 | 0 | 0 | 0 | 0 | 0 | 0 | 0 | 0 | 0 | 0 | 0 | 0 | 0 | 0
| 0 | 0 | 0 | 0 | 0 | 0 | 0 | 0 | 0 | 0 | 0 | 0 | 0 | 0 | 0 | 0 | 0 | 0 | FALSE | FALSE | FALSE | FALSE | 0 | 0 | 0 | n/a | n/a | n/a | n/a | n/a | 0 | 0 | 100% | 100% | 0 | 0 | 0 | 0 | 0 | 0 | 0 | 0 | 0 | 0 | 0 | 0 | 0 | 0 | 0 | 0 | 0 | 0 | 0 | 0 | 0 | 0
| 0 | 0 | 0 | 0 | 0 | 0 | 0 | 0 | 0 | 0 | 0 | 0 | 0 | 0 | 0 | 0 | 0 | 0 | FALSE | FALSE | FALSE | FALSE | 0 | 0 | 0 | n/a | n/a | n/a | n/a | n/a | 0 | 0 | 100% | 100% | 0 | 0 | 0 | 0 | 0 | 0 | 0 | 0 | 0 | 0 | 0 | 0 | 0 | 0 | 0 | 0 | 0 | 0 | 0 | 0 | 0 | 0
| 0 | 0 | 0 | 0 | 0 | 0 | 0 | 0 | 0 | 0 | 0 | 0 | 0 | 0 | 0 | 0 | 0 | 0 | FALSE | FALSE | FALSE | FALSE | 0 | 0 | 0 | n/a | n/a | n/a | n/a | n/a | 0 | 0 | 100% | 100% | 0 | 0 | 0 | 0 | 0 | 0 | 0 | 0 | 0 | 0 | 0 | 0 | 0 | 0 | 0 | 0 | 0 | 0 | 0 | 0 | 0 | 0
| 0 | 0 | 0 | 0 | 0 | 0 | 0 | 0 | 0 | 0 | 0 | 0 | 0 | 0 | 0 | 0 | 0 | 0 | FALSE | FALSE | FALSE | FALSE | 0 | 0 | 0 | n/a | n/a | n/a | n/a | n/a | 0 | 0 | 100% | 100% | 0 | 0 | 0 | 0 | 0 | 0 | 0 | 0 | 0 | 0 | 0 | 0 | 0 | 0 | 0 | 0 | 0 | 0 | 0 | 0 | 0 | 0
| 0 | 0 | 0 | 0 | 0 | 0 | 0 | 0 | 0 | 0 | 0 | 0 | 0 | 0 | 0 | 0 | 0 | 0 | FALSE | FALSE | FALSE | FALSE | 0 | 0 | 0 | n/a | n/a | n/a | n/a | n/a | 0 | 0 | 100% | 100% | 0 | 0 | 0 | 0 | 0 | 0 | 0 | 0 | 0 | 0 | 0 | 0 | 0 | 0 | 0 | 0 | 0 | 0 | 0 | 0 | 0 | 0
| 0 | 0 | 0 | 0 | 0 | 0 | 0 | 0 | 0 | 0 | 0 | 0 | 0 | 0 | 0 | 0 | 0 | 0 | FALSE | FALSE | FALSE | FALSE | 0 | 0 | 0 | n/a | n/a | n/a | n/a | n/a | 0 | 0 | 100% | 100% | 0 | 0 | 0 | 0 | 0 | 0 | 0 | 0 | 0 | 0 | 0 | 0 | 0 | 0 | 0 | 0 | 0 | 0 | 0 | 0 | 0 | 0
| 0 | 0 | 0 | 0 | 0 | 0 | 0 | 0 | 0 | 0 | 0 | 0 | 0 | 0 | 0 | 0 | 0 | 0 | FALSE | FALSE | FALSE | FALSE | 0 | 0 | 0 | n/a | n/a | n/a | n/a | n/a | 0 | 0 | 100% | 100% | 0 | 0 | 0 | 0 | 0 | 0 | 0 | 0 | 0 | 0 | 0 | 0 | 0 | 0 | 0 | 0 | 0 | 0 | 0 | 0 | 0 | 0
| 0 | 0 | 0 | 0 | 0 | 0 | 0 | 0 | 0 | 0 | 0 | 0 | 0 | 0 | 0 | 0 | 0 | 0 | FALSE | FALSE | FALSE | FALSE | 0 | 0 | 0 | n/a | n/a | n/a | n/a | n/a | 0 | 0 | 100% | 100% | 0 | 0 | 0 | 0 | 0 | 0 | 0 | 0 | 0 | 0 | 0 | 0 | 0 | 0 | 0 | 0 | 0 | 0 | 0 | 0 | 0 | 0
| 0 | 0 | 0 | 0 | 0 | 0 | 0 | 0 | 0 | 0 | 0 | 0 | 0 | 0 | 0 | 0 | 0 | 0 | FALSE | FALSE | FALSE | FALSE | 0 | 0 | 0 | n/a | n/a | n/a | n/a | n/a | 0 | 0 | 100% | 100% | 0 | 0 | 0 | 0 | 0 | 0 | 0 | 0 | 0 | 0 | 0 | 0 | 0 | 0 | 0 | 0 | 0 | 0 | 0 | 0 | 0 | 0
| 0 | 0 | 0 | 0 | 0 | 0 | 0 | 0 | 0 | 0 | 0 | 0 | 0 | 0 | 0 | 0 | 0 | 0 | FALSE | FALSE | FALSE | FALSE | 0 | 0 | 0 | n/a | n/a | n/a | n/a | n/a | 0 | 0 | 100% | 100% | 0 | 0 | 0 | 0 | 0 | 0 | 0 | 0 | 0 | 0 | 0 | 0 | 0 | 0 | 0 | 0 | 0 | 0 | 0 | 0 | 0 | 0
| 0 | 0 | 0 | 0 | 0 | 0 | 0 | 0 | 0 | 0 | 0 | 0 | 0 | 0 | 0 | 0 | 0 | 0 | FALSE | FALSE | FALSE | FALSE | 0 | 0 | 0 | n/a | n/a | n/a | n/a | n/a | 0 | 0 | 100% | 100% | 0 | 0 | 0 | 0 | 0 | 0 | 0 | 0 | 0 | 0 | 0 | 0 | 0 | 0 | 0 | 0 | 0 | 0 | 0 | 0 | 0 | 0
| 0 | 0 | 0 | 0 | 0 | 0 | 0 | 0 | 0 | 0 | 0 | 0 | 0 | 0 | 0 | 0 | 0 | 0 | FALSE | FALSE | FALSE | FALSE | 0 | 0 | 0 | n/a | n/a | n/a | n/a | n/a | 0 | 0 | 100% | 100% | 0 | 0 | 0 | 0 | 0 | 0 | 0 | 0 | 0 | 0 | 0 | 0 | 0 | 0 | 0 | 0 | 0 | 0 | 0 | 0 | 0 | 0
| 0 | 0 | 0 | 0 | 0 | 0 | 0 | 0 | 0 | 0 | 0 | 0 | 0 | 0 | 0 | 0 | 0 | 0 | FALSE | FALSE | FALSE | FALSE | 0 | 0 | 0 | n/a | n/a | n/a | n/a | n/a | 0 | 0 | 100% | 100% | 0 | 0 | 0 | 0 | 0 | 0 | 0 | 0 | 0 | 0 | 0 | 0 | 0 | 0 | 0 | 0 | 0 | 0 | 0 | 0 | 0 | 0
| 0 | 0 | 0 | 0 | 0 | 0 | 0 | 0 | 0 | 0 | 0 | 0 | 0 | 0 | 0 | 0 | 0 | 0 | FALSE | FALSE | FALSE | FALSE | 0 | 0 | 0 | n/a | n/a | n/a | n/a | n/a | 0 | 0 | 100% | 100% | 0 | 0 | 0 | 0 | 0 | 0 | 0 | 0 | 0 | 0 | 0 | 0 | 0 | 0 | 0 | 0 | 0 | 0 | 0 | 0 | 0 | 0
| 0 | 0 | 0 | 0 | 0 | 0 | 0 | 0 | 0 | 0 | 0 | 0 | 0 | 0 | 0 | 0 | 0 | 0 | FALSE | FALSE | FALSE | FALSE | 0 | 0 | 0 | n/a | n/a | n/a | n/a | n/a | 0 | 0 | 100% | 100% | 0 | 0 | 0 | 0 | 0 | 0 | 0 | 0 | 0 | 0 | 0 | 0 | 0 | 0 | 0 | 0 | 0 | 0 | 0 | 0 | 0 | 0
| 0 | 0 | 0 | 0 | 0 | 0 | 0 | 0 | 0 | 0 | 0 | 0 | 0 | 0 | 0 | 0 | 0 | 0 | FALSE | FALSE | FALSE | FALSE | 0 | 0 | 0 | n/a | n/a | n/a | n/a | n/a | 0 | 0 | 100% | 100% | 0 | 0 | 0 | 0 | 0 | 0 | 0 | 0 | 0 | 0 | 0 | 0 | 0 | 0 | 0 | 0 | 0 | 0 | 0 | 0 | 0 | 0
| 0 | 0 | 0 | 0 | 0 | 0 | 0 | 0 | 0 | 0 | 0 | 0 | 0 | 0 | 0 | 0 | 0 | 0 | FALSE | FALSE | FALSE | FALSE | 0 | 0 | 0 | n/a | n/a | n/a | n/a | n/a | 0 | 0 | 100% | 100% | 0 | 0 | 0 | 0 | 0 | 0 | 0 | 0 | 0 | 0 | 0 | 0 | 0 | 0 | 0 | 0 | 0 | 0 | 0 | 0 | 0 | 0
| 0 | 0 | 0 | 0 | 0 | 0 | 0 | 0 | 0 | 0 | 0 | 0 | 0 | 0 | 0 | 0 | 0 | 0 | FALSE | FALSE | FALSE | FALSE | 0 | 0 | 0 | n/a | n/a | n/a | n/a | n/a | 0 | 0 | 100% | 100% | 0 | 0 | 0 | 0 | 0 | 0 | 0 | 0 | 0 | 0 | 0 | 0 | 0 | 0 | 0 | 0 | 0 | 0 | 0 | 0 | 0 | 0
| 0 | 0 | 0 | 0 | 0 | 0 | 0 | 0 | 0 | 0 | 0 | 0 | 0 | 0 | 0 | 0 | 0 | 0 | FALSE | FALSE | FALSE | FALSE | 0 | 0 | 0 | n/a | n/a | n/a | n/a | n/a | 0 | 0 | 100% | 100% | 0 | 0 | 0 | 0 | 0 | 0 | 0 | 0 | 0 | 0 | 0 | 0 | 0 | 0 | 0 | 0 | 0 | 0 | 0 | 0 | 0 | 0
| 0 | 0 | 0 | 0 | 0 | 0 | 0 | 0 | 0 | 0 | 0 | 0 | 0 | 0 | 0 | 0 | 0 | 0 | FALSE | FALSE | FALSE | FALSE | 0 | 0 | 0 | n/a | n/a | n/a | n/a | n/a | 0 | 0 | 100% | 100% | 0 | 0 | 0 | 0 | 0 | 0 | 0 | 0 | 0 | 0 | 0 | 0 | 0 | 0 | 0 | 0 | 0 | 0 | 0 | 0 | 0 | 0
| 0 | 0 | 0 | 0 | 0 | 0 | 0 | 0 | 0 | 0 | 0 | 0 | 0 | 0 | 0 | 0 | 0 | 0 | FALSE | FALSE | FALSE | FALSE | 0 | 0 | 0 | n/a | n/a | n/a | n/a | n/a | 0 | 0 | 100% | 100% | 0 | 0 | 0 | 0 | 0 | 0 | 0 | 0 | 0 | 0 | 0 | 0 | 0 | 0 | 0 | 0 | 0 | 0 | 0 | 0 | 0 | 0
| 0 | 0 | 0 | 0 | 0 | 0 | 0 | 0 | 0 | 0 | 0 | 0 | 0 | 0 | 0 | 0 | 0 | 0 | FALSE | FALSE | FALSE | FALSE | 0 | 0 | 0 | n/a | n/a | n/a | n/a | n/a | 0 | 0 | 100% | 100% | 0 | 0 | 0 | 0 | 0 | 0 | 0 | 0 | 0 | 0 | 0 | 0 | 0 | 0 | 0 | 0 | 0 | 0 | 0 | 0 | 0 | 0
| 0 | 0 | 0 | 0 | 0 | 0 | 0 | 0 | 0 | 0 | 0 | 0 | 0 | 0 | 0 | 0 | 0 | 0 | FALSE | FALSE | FALSE | FALSE | 0 | 0 | 0 | n/a | n/a | n/a | n/a | n/a | 0 | 0 | 100% | 100% | 0 | 0 | 0 | 0 | 0 | 0 | 0 | 0 | 0 | 0 | 0 | 0 | 0 | 0 | 0 | 0 | 0 | 0 | 0 | 0 | 0 | 0
| 0 | 0 | 0 | 0 | 0 | 0 | 0 | 0 | 0 | 0 | 0 | 0 | 0 | 0 | 0 | 0 | 0 | 0 | FALSE | FALSE | FALSE | FALSE | 0 | 0 | 0 | n/a | n/a | n/a | n/a | n/a | 0 | 0 | 100% | 100% | 0 | 0 | 0 | 0 | 0 | 0 | 0 | 0 | 0 | 0 | 0 | 0 | 0 | 0 | 0 | 0 | 0 | 0 | 0 | 0 | 0 | 0
| 0 | 0 | 0 | 0 | 0 | 0 | 0 | 0 | 0 | 0 | 0 | 0 | 0 | 0 | 0 | 0 | 0 | 0 | FALSE | FALSE | FALSE | FALSE | 0 | 0 | 0 | n/a | n/a | n/a | n/a | n/a | 0 | 0 | 100% | 100% | 0 | 0 | 0 | 0 | 0 | 0 | 0 | 0 | 0 | 0 | 0 | 0 | 0 | 0 | 0 | 0 | 0 | 0 | 0 | 0 | 0 | 0
| 0 | 0 | 0 | 0 | 0 | 0 | 0 | 0 | 0 | 0 | 0 | 0 | 0 | 0 | 0 | 0 | 0 | 0 | FALSE | FALSE | FALSE | FALSE | 0 | 0 | 0 | n/a | n/a | n/a | n/a | n/a | 0 | 0 | 100% | 100% | 0 | 0 | 0 | 0 | 0 | 0 | 0 | 0 | 0 | 0 | 0 | 0 | 0 | 0 | 0 | 0 | 0 | 0 | 0 | 0 | 0 | 0
| 0 | 0 | 0 | 0 | 0 | 0 | 0 | 0 | 0 | 0 | 0 | 0 | 0 | 0 | 0 | 0 | 0 | 0 | FALSE | FALSE | FALSE | FALSE | 0 | 0 | 0 | n/a | n/a | n/a | n/a | n/a | 0 | 0 | 100% | 100% | 0 | 0 | 0 | 0 | 0 | 0 | 0 | 0 | 0 | 0 | 0 | 0 | 0 | 0 | 0 | 0 | 0 | 0 | 0 | 0 | 0 | 0
| 0 | 0 | 0 | 0 | 0 | 0 | 0 | 0 | 0 | 0 | 0 | 0 | 0 | 0 | 0 | 0 | 0 | 0 | FALSE | FALSE | FALSE | FALSE | 0 | 0 | 0 | n/a | n/a | n/a | n/a | n/a | 0 | 0 | 100% | 100% | 0 | 0 | 0 | 0 | 0 | 0 | 0 | 0 | 0 | 0 | 0 | 0 | 0 | 0 | 0 | 0 | 0 | 0 | 0 | 0 | 0 | 0
| 0 | 0 | 0 | 0 | 0 | 0 | 0 | 0 | 0 | 0 | 0 | 0 | 0 | 0 | 0 | 0 | 0 | 0 | FALSE | FALSE | FALSE | FALSE | 0 | 0 | 0 | n/a | n/a | n/a | n/a | n/a | 0 | 0 | 100% | 100% | 0 | 0 | 0 | 0 | 0 | 0 | 0 | 0 | 0 | 0 | 0 | 0 | 0 | 0 | 0 | 0 | 0 | 0 | 0 | 0 | 0 | 0
| 0 | 0 | 0 | 0 | 0 | 0 | 0 | 0 | 0 | 0 | 0 | 0 | 0 | 0 | 0 | 0 | 0 | 0 | FALSE | FALSE | FALSE | FALSE | 0 | 0 | 0 | n/a | n/a | n/a | n/a | n/a | 0 | 0 | 100% | 100% | 0 | 0 | 0 | 0 | 0 | 0 | 0 | 0 | 0 | 0 | 0 | 0 | 0 | 0 | 0 | 0 | 0 | 0 | 0 | 0 | 0 | 0
| 0 | 0 | 0 | 0 | 0 | 0 | 0 | 0 | 0 | 0 | 0 | 0 | 0 | 0 | 0 | 0 | 0 | 0 | FALSE | FALSE | FALSE | FALSE | 0 | 0 | 0 | n/a | n/a | n/a | n/a | n/a | 0 | 0 | 100% | 100% | 0 | 0 | 0 | 0 | 0 | 0 | 0 | 0 | 0 | 0 | 0 | 0 | 0 | 0 | 0 | 0 | 0 | 0 | 0 | 0 | 0 | 0
| 0 | 0 | 0 | 0 | 0 | 0 | 0 | 0 | 0 | 0 | 0 | 0 | 0 | 0 | 0 | 0 | 0 | 0 | FALSE | FALSE | FALSE | FALSE | 0 | 0 | 0 | n/a | n/a | n/a | n/a | n/a | 0 | 0 | 100% | 100% | 0 | 0 | 0 | 0 | 0 | 0 | 0 | 0 | 0 | 0 | 0 | 0 | 0 | 0 | 0 | 0 | 0 | 0 | 0 | 0 | 0 | 0
| 0 | 0 | 0 | 0 | 0 | 0 | 0 | 0 | 0 | 0 | 0 | 0 | 0 | 0 | 0 | 0 | 0 | 0 | FALSE | FALSE | FALSE | FALSE | 0 | 0 | 0 | n/a | n/a | n/a | n/a | n/a | 0 | 0 | 100% | 100% | 0 | 0 | 0 | 0 | 0 | 0 | 0 | 0 | 0 | 0 | 0 | 0 | 0 | 0 | 0 | 0 | 0 | 0 | 0 | 0 | 0 | 0
| 0 | 0 | 0 | 0 | 0 | 0 | 0 | 0 | 0 | 0 | 0 | 0 | 0 | 0 | 0 | 0 | 0 | 0 | FALSE | FALSE | FALSE | FALSE | 0 | 0 | 0 | n/a | n/a | n/a | n/a | n/a | 0 | 0 | 100% | 100% | 0 | 0 | 0 | 0 | 0 | 0 | 0 | 0 | 0 | 0 | 0 | 0 | 0 | 0 | 0 | 0 | 0 | 0 | 0 | 0 | 0 | 0
| 0 | 0 | 0 | 0 | 0 | 0 | 0 | 0 | 0 | 0 | 0 | 0 | 0 | 0 | 0 | 0 | 0 | 0 | FALSE | FALSE | FALSE | FALSE | 0 | 0 | 0 | n/a | n/a | n/a | n/a | n/a | 0 | 0 | 100% | 100% | 0 | 0 | 0 | 0 | 0 | 0 | 0 | 0 | 0 | 0 | 0 | 0 | 0 | 0 | 0 | 0 | 0 | 0 | 0 | 0 | 0 | 0
| 0 | 0 | 0 | 0 | 0 | 0 | 0 | 0 | 0 | 0 | 0 | 0 | 0 | 0 | 0 | 0 | 0 | 0 | FALSE | FALSE | FALSE | FALSE | 0 | 0 | 0 | n/a | n/a | n/a | n/a | n/a | 0 | 0 | 100% | 100% | 0 | 0 | 0 | 0 | 0 | 0 | 0 | 0 | 0 | 0 | 0 | 0 | 0 | 0 | 0 | 0 | 0 | 0 | 0 | 0 | 0 | 0
| 0 | 0 | 0 | 0 | 0 | 0 | 0 | 0 | 0 | 0 | 0 | 0 | 0 | 0 | 0 | 0 | 0 | 0 | FALSE | FALSE | FALSE | FALSE | 0 | 0 | 0 | n/a | n/a | n/a | n/a | n/a | 0 | 0 | 100% | 100% | 0 | 0 | 0 | 0 | 0 | 0 | 0 | 0 | 0 | 0 | 0 | 0 | 0 | 0 | 0 | 0 | 0 | 0 | 0 | 0 | 0 | 0
| 0 | 0 | 0 | 0 | 0 | 0 | 0 | 0 | 0 | 0 | 0 | 0 | 0 | 0 | 0 | 0 | 0 | 0 | FALSE | FALSE | FALSE | FALSE | 0 | 0 | 0 | n/a | n/a | n/a | n/a | n/a | 0 | 0 | 100% | 100% | 0 | 0 | 0 | 0 | 0 | 0 | 0 | 0 | 0 | 0 | 0 | 0 | 0 | 0 | 0 | 0 | 0 | 0 | 0 | 0 | 0 | 0
| 0 | 0 | 0 | 0 | 0 | 0 | 0 | 0 | 0 | 0 | 0 | 0 | 0 | 0 | 0 | 0 | 0 | 0 | FALSE | FALSE | FALSE | FALSE | 0 | 0 | 0 | n/a | n/a | n/a | n/a | n/a | 0 | 0 | 100% | 100% | 0 | 0 | 0 | 0 | 0 | 0 | 0 | 0 | 0 | 0 | 0 | 0 | 0 | 0 | 0 | 0 | 0 | 0 | 0 | 0 | 0 | 0
| 0 | 0 | 0 | 0 | 0 | 0 | 0 | 0 | 0 | 0 | 0 | 0 | 0 | 0 | 0 | 0 | 0 | 0 | FALSE | FALSE | FALSE | FALSE | 0 | 0 | 0 | n/a | n/a | n/a | n/a | n/a | 0 | 0 | 100% | 100% | 0 | 0 | 0 | 0 | 0 | 0 | 0 | 0 | 0 | 0 | 0 | 0 | 0 | 0 | 0 | 0 | 0 | 0 | 0 | 0 | 0 | 0
| 0 | 0 | 0 | 0 | 0 | 0 | 0 | 0 | 0 | 0 | 0 | 0 | 0 | 0 | 0 | 0 | 0 | 0 | FALSE | FALSE | FALSE | FALSE | 0 | 0 | 0 | n/a | n/a | n/a | n/a | n/a | 0 | 0 | 100% | 100% | 0 | 0 | 0 | 0 | 0 | 0 | 0 | 0 | 0 | 0 | 0 | 0 | 0 | 0 | 0 | 0 | 0 | 0 | 0 | 0 | 0 | 0
| 0 | 0 | 0 | 0 | 0 | 0 | 0 | 0 | 0 | 0 | 0 | 0 | 0 | 0 | 0 | 0 | 0 | 0 | FALSE | FALSE | FALSE | FALSE | 0 | 0 | 0 | n/a | n/a | n/a | n/a | n/a | 0 | 0 | 100% | 100% | 0 | 0 | 0 | 0 | 0 | 0 | 0 | 0 | 0 | 0 | 0 | 0 | 0 | 0 | 0 | 0 | 0 | 0 | 0 | 0 | 0 | 0
| 0 | 0 | 0 | 0 | 0 | 0 | 0 | 0 | 0 | 0 | 0 | 0 | 0 | 0 | 0 | 0 | 0 | 0 | FALSE | FALSE | FALSE | FALSE | 0 | 0 | 0 | n/a | n/a | n/a | n/a | n/a | 0 | 0 | 100% | 100% | 0 | 0 | 0 | 0 | 0 | 0 | 0 | 0 | 0 | 0 | 0 | 0 | 0 | 0 | 0 | 0 | 0 | 0 | 0 | 0 | 0 | 0
| 0 | 0 | 0 | 0 | 0 | 0 | 0 | 0 | 0 | 0 | 0 | 0 | 0 | 0 | 0 | 0 | 0 | 0 | FALSE | FALSE | FALSE | FALSE | 0 | 0 | 0 | n/a | n/a | n/a | n/a | n/a | 0 | 0 | 100% | 100% | 0 | 0 | 0 | 0 | 0 | 0 | 0 | 0 | 0 | 0 | 0 | 0 | 0 | 0 | 0 | 0 | 0 | 0 | 0 | 0 | 0 | 0
| 0 | 0 | 0 | 0 | 0 | 0 | 0 | 0 | 0 | 0 | 0 | 0 | 0 | 0 | 0 | 0 | 0 | 0 | FALSE | FALSE | FALSE | FALSE | 0 | 0 | 0 | n/a | n/a | n/a | n/a | n/a | 0 | 0 | 100% | 100% | 0 | 0 | 0 | 0 | 0 | 0 | 0 | 0 | 0 | 0 | 0 | 0 | 0 | 0 | 0 | 0 | 0 | 0 | 0 | 0 | 0 | 0
| 0 | 0 | 0 | 0 | 0 | 0 | 0 | 0 | 0 | 0 | 0 | 0 | 0 | 0 | 0 | 0 | 0 | 0 | FALSE | FALSE | FALSE | FALSE | 0 | 0 | 0 | n/a | n/a | n/a | n/a | n/a | 0 | 0 | 100% | 100% | 0 | 0 | 0 | 0 | 0 | 0 | 0 | 0 | 0 | 0 | 0 | 0 | 0 | 0 | 0 | 0 | 0 | 0 | 0 | 0 | 0 | 0
| 0 | 0 | 0 | 0 | 0 | 0 | 0 | 0 | 0 | 0 | 0 | 0 | 0 | 0 | 0 | 0 | 0 | 0 | FALSE | FALSE | FALSE | FALSE | 0 | 0 | 0 | n/a | n/a | n/a | n/a | n/a | 0 | 0 | 100% | 100% | 0 | 0 | 0 | 0 | 0 | 0 | 0 | 0 | 0 | 0 | 0 | 0 | 0 | 0 | 0 | 0 | 0 | 0 | 0 | 0 | 0 | 0
| 0 | 0 | 0 | 0 | 0 | 0 | 0 | 0 | 0 | 0 | 0 | 0 | 0 | 0 | 0 | 0 | 0 | 0 | FALSE | FALSE | FALSE | FALSE | 0 | 0 | 0 | n/a | n/a | n/a | n/a | n/a | 0 | 0 | 100% | 100% | 0 | 0 | 0 | 0 | 0 | 0 | 0 | 0 | 0 | 0 | 0 | 0 | 0 | 0 | 0 | 0 | 0 | 0 | 0 | 0 | 0 | 0
| 0 | 0 | 0 | 0 | 0 | 0 | 0 | 0 | 0 | 0 | 0 | 0 | 0 | 0 | 0 | 0 | 0 | 0 | FALSE | FALSE | FALSE | FALSE | 0 | 0 | 0 | n/a | n/a | n/a | n/a | n/a | 0 | 0 | 100% | 100% | 0 | 0 | 0 | 0 | 0 | 0 | 0 | 0 | 0 | 0 | 0 | 0 | 0 | 0 | 0 | 0 | 0 | 0 | 0 | 0 | 0 | 0
| 0 | 0 | 0 | 0 | 0 | 0 | 0 | 0 | 0 | 0 | 0 | 0 | 0 | 0 | 0 | 0 | 0 | 0 | FALSE | FALSE | FALSE | FALSE | 0 | 0 | 0 | n/a | n/a | n/a | n/a | n/a | 0 | 0 | 100% | 100% | 0 | 0 | 0 | 0 | 0 | 0 | 0 | 0 | 0 | 0 | 0 | 0 | 0 | 0 | 0 | 0 | 0 | 0 | 0 | 0 | 0 | 0
| 0 | 0 | 0 | 0 | 0 | 0 | 0 | 0 | 0 | 0 | 0 | 0 | 0 | 0 | 0 | 0 | 0 | 0 | FALSE | FALSE | FALSE | FALSE | 0 | 0 | 0 | n/a | n/a | n/a | n/a | n/a | 0 | 0 | 100% | 100% | 0 | 0 | 0 | 0 | 0 | 0 | 0 | 0 | 0 | 0 | 0 | 0 | 0 | 0 | 0 | 0 | 0 | 0 | 0 | 0 | 0 | 0
| 0 | 0 | 0 | 0 | 0 | 0 | 0 | 0 | 0 | 0 | 0 | 0 | 0 | 0 | 0 | 0 | 0 | 0 | FALSE | FALSE | FALSE | FALSE | 0 | 0 | 0 | n/a | n/a | n/a | n/a | n/a | 0 | 0 | 100% | 100% | 0 | 0 | 0 | 0 | 0 | 0 | 0 | 0 | 0 | 0 | 0 | 0 | 0 | 0 | 0 | 0 | 0 | 0 | 0 | 0 | 0 | 0
| 0 | 0 | 0 | 0 | 0 | 0 | 0 | 0 | 0 | 0 | 0 | 0 | 0 | 0 | 0 | 0 | 0 | 0 | FALSE | FALSE | FALSE | FALSE | 0 | 0 | 0 | n/a | n/a | n/a | n/a | n/a | 0 | 0 | 100% | 100% | 0 | 0 | 0 | 0 | 0 | 0 | 0 | 0 | 0 | 0 | 0 | 0 | 0 | 0 | 0 | 0 | 0 | 0 | 0 | 0 | 0 | 0
| 0 | 0 | 0 | 0 | 0 | 0 | 0 | 0 | 0 | 0 | 0 | 0 | 0 | 0 | 0 | 0 | 0 | 0 | FALSE | FALSE | FALSE | FALSE | 0 | 0 | 0 | n/a | n/a | n/a | n/a | n/a | 0 | 0 | 100% | 100% | 0 | 0 | 0 | 0 | 0 | 0 | 0 | 0 | 0 | 0 | 0 | 0 | 0 | 0 | 0 | 0 | 0 | 0 | 0 | 0 | 0 | 0
| 0 | 0 | 0 | 0 | 0 | 0 | 0 | 0 | 0 | 0 | 0 | 0 | 0 | 0 | 0 | 0 | 0 | 0 | FALSE | FALSE | FALSE | FALSE | 0 | 0 | 0 | n/a | n/a | n/a | n/a | n/a | 0 | 0 | 100% | 100% | 0 | 0 | 0 | 0 | 0 | 0 | 0 | 0 | 0 | 0 | 0 | 0 | 0 | 0 | 0 | 0 | 0 | 0 | 0 | 0 | 0 | 0
| 0 | 0 | 0 | 0 | 0 | 0 | 0 | 0 | 0 | 0 | 0 | 0 | 0 | 0 | 0 | 0 | 0 | 0 | FALSE | FALSE | FALSE | FALSE | 0 | 0 | 0 | n/a | n/a | n/a | n/a | n/a | 0 | 0 | 100% | 100% | 0 | 0 | 0 | 0 | 0 | 0 | 0 | 0 | 0 | 0 | 0 | 0 | 0 | 0 | 0 | 0 | 0 | 0 | 0 | 0 | 0 | 0
| 0 | 0 | 0 | 0 | 0 | 0 | 0 | 0 | 0 | 0 | 0 | 0 | 0 | 0 | 0 | 0 | 0 | 0 | FALSE | FALSE | FALSE | FALSE | 0 | 0 | 0 | n/a | n/a | n/a | n/a | n/a | 0 | 0 | 100% | 100% | 0 | 0 | 0 | 0 | 0 | 0 | 0 | 0 | 0 | 0 | 0 | 0 | 0 | 0 | 0 | 0 | 0 | 0 | 0 | 0 | 0 | 0
| 0 | 0 | 0 | 0 | 0 | 0 | 0 | 0 | 0 | 0 | 0 | 0 | 0 | 0 | 0 | 0 | 0 | 0 | FALSE | FALSE | FALSE | FALSE | 0 | 0 | 0 | n/a | n/a | n/a | n/a | n/a | 0 | 0 | 100% | 100% | 0 | 0 | 0 | 0 | 0 | 0 | 0 | 0 | 0 | 0 | 0 | 0 | 0 | 0 | 0 | 0 | 0 | 0 | 0 | 0 | 0 | 0
| 0 | 0 | 0 | 0 | 0 | 0 | 0 | 0 | 0 | 0 | 0 | 0 | 0 | 0 | 0 | 0 | 0 | 0 | FALSE | FALSE | FALSE | FALSE | 0 | 0 | 0 | n/a | n/a | n/a | n/a | n/a | 0 | 0 | 100% | 100% | 0 | 0 | 0 | 0 | 0 | 0 | 0 | 0 | 0 | 0 | 0 | 0 | 0 | 0 | 0 | 0 | 0 | 0 | 0 | 0 | 0 | 0
| 0 | 0 | 0 | 0 | 0 | 0 | 0 | 0 | 0 | 0 | 0 | 0 | 0 | 0 | 0 | 0 | 0 | 0 | FALSE | FALSE | FALSE | FALSE | 0 | 0 | 0 | n/a | n/a | n/a | n/a | n/a | 0 | 0 | 100% | 100% | 0 | 0 | 0 | 0 | 0 | 0 | 0 | 0 | 0 | 0 | 0 | 0 | 0 | 0 | 0 | 0 | 0 | 0 | 0 | 0 | 0 | 0
| 0 | 0 | 0 | 0 | 0 | 0 | 0 | 0 | 0 | 0 | 0 | 0 | 0 | 0 | 0 | 0 | 0 | 0 | FALSE | FALSE | FALSE | FALSE | 0 | 0 | 0 | n/a | n/a | n/a | n/a | n/a | 0 | 0 | 100% | 100% | 0 | 0 | 0 | 0 | 0 | 0 | 0 | 0 | 0 | 0 | 0 | 0 | 0 | 0 | 0 | 0 | 0 | 0 | 0 | 0 | 0 | 0
| 0 | 0 | 0 | 0 | 0 | 0 | 0 | 0 | 0 | 0 | 0 | 0 | 0 | 0 | 0 | 0 | 0 | 0 | FALSE | FALSE | FALSE | FALSE | 0 | 0 | 0 | n/a | n/a | n/a | n/a | n/a | 0 | 0 | 100% | 100% | 0 | 0 | 0 | 0 | 0 | 0 | 0 | 0 | 0 | 0 | 0 | 0 | 0 | 0 | 0 | 0 | 0 | 0 | 0 | 0 | 0 | 0
| 0 | 0 | 0 | 0 | 0 | 0 | 0 | 0 | 0 | 0 | 0 | 0 | 0 | 0 | 0 | 0 | 0 | 0 | FALSE | FALSE | FALSE | FALSE | 0 | 0 | 0 | n/a | n/a | n/a | n/a | n/a | 0 | 0 | 100% | 100% | 0 | 0 | 0 | 0 | 0 | 0 | 0 | 0 | 0 | 0 | 0 | 0 | 0 | 0 | 0 | 0 | 0 | 0 | 0 | 0 | 0 | 0
| 0 | 0 | 0 | 0 | 0 | 0 | 0 | 0 | 0 | 0 | 0 | 0 | 0 | 0 | 0 | 0 | 0 | 0 | FALSE | FALSE | FALSE | FALSE | 0 | 0 | 0 | n/a | n/a | n/a | n/a | n/a | 0 | 0 | 100% | 100% | 0 | 0 | 0 | 0 | 0 | 0 | 0 | 0 | 0 | 0 | 0 | 0 | 0 | 0 | 0 | 0 | 0 | 0 | 0 | 0 | 0 | 0
| 0 | 0 | 0 | 0 | 0 | 0 | 0 | 0 | 0 | 0 | 0 | 0 | 0 | 0 | 0 | 0 | 0 | 0 | FALSE | FALSE | FALSE | FALSE | 0 | 0 | 0 | n/a | n/a | n/a | n/a | n/a | 0 | 0 | 100% | 100% | 0 | 0 | 0 | 0 | 0 | 0 | 0 | 0 | 0 | 0 | 0 | 0 | 0 | 0 | 0 | 0 | 0 | 0 | 0 | 0 | 0 | 0
| 0 | 0 | 0 | 0 | 0 | 0 | 0 | 0 | 0 | 0 | 0 | 0 | 0 | 0 | 0 | 0 | 0 | 0 | FALSE | FALSE | FALSE | FALSE | 0 | 0 | 0 | n/a | n/a | n/a | n/a | n/a | 0 | 0 | 100% | 100% | 0 | 0 | 0 | 0 | 0 | 0 | 0 | 0 | 0 | 0 | 0 | 0 | 0 | 0 | 0 | 0 | 0 | 0 | 0 | 0 | 0 | 0
| 0 | 0 | 0 | 0 | 0 | 0 | 0 | 0 | 0 | 0 | 0 | 0 | 0 | 0 | 0 | 0 | 0 | 0 | FALSE | FALSE | FALSE | FALSE | 0 | 0 | 0 | n/a | n/a | n/a | n/a | n/a | 0 | 0 | 100% | 100% | 0 | 0 | 0 | 0 | 0 | 0 | 0 | 0 | 0 | 0 | 0 | 0 | 0 | 0 | 0 | 0 | 0 | 0 | 0 | 0 | 0 | 0
| 0 | 0 | 0 | 0 | 0 | 0 | 0 | 0 | 0 | 0 | 0 | 0 | 0 | 0 | 0 | 0 | 0 | 0 | FALSE | FALSE | FALSE | FALSE | 0 | 0 | 0 | n/a | n/a | n/a | n/a | n/a | 0 | 0 | 100% | 100% | 0 | 0 | 0 | 0 | 0 | 0 | 0 | 0 | 0 | 0 | 0 | 0 | 0 | 0 | 0 | 0 | 0 | 0 | 0 | 0 | 0 | 0
| 0 | 0 | 0 | 0 | 0 | 0 | 0 | 0 | 0 | 0 | 0 | 0 | 0 | 0 | 0 | 0 | 0 | 0 | FALSE | FALSE | FALSE | FALSE | 0 | 0 | 0 | n/a | n/a | n/a | n/a | n/a | 0 | 0 | 100% | 100% | 0 | 0 | 0 | 0 | 0 | 0 | 0 | 0 | 0 | 0 | 0 | 0 | 0 | 0 | 0 | 0 | 0 | 0 | 0 | 0 | 0 | 0
| 0 | 0 | 0 | 0 | 0 | 0 | 0 | 0 | 0 | 0 | 0 | 0 | 0 | 0 | 0 | 0 | 0 | 0 | FALSE | FALSE | FALSE | FALSE | 0 | 0 | 0 | n/a | n/a | n/a | n/a | n/a | 0 | 0 | 100% | 100% | 0 | 0 | 0 | 0 | 0 | 0 | 0 | 0 | 0 | 0 | 0 | 0 | 0 | 0 | 0 | 0 | 0 | 0 | 0 | 0 | 0 | 0
| 0 | 0 | 0 | 0 | 0 | 0 | 0 | 0 | 0 | 0 | 0 | 0 | 0 | 0 | 0 | 0 | 0 | 0 | FALSE | FALSE | FALSE | FALSE | 0 | 0 | 0 | n/a | n/a | n/a | n/a | n/a | 0 | 0 | 100% | 100% | 0 | 0 | 0 | 0 | 0 | 0 | 0 | 0 | 0 | 0 | 0 | 0 | 0 | 0 | 0 | 0 | 0 | 0 | 0 | 0 | 0 | 0
| 0 | 0 | 0 | 0 | 0 | 0 | 0 | 0 | 0 | 0 | 0 | 0 | 0 | 0 | 0 | 0 | 0 | 0 | FALSE | FALSE | FALSE | FALSE | 0 | 0 | 0 | n/a | n/a | n/a | n/a | n/a | 0 | 0 | 100% | 100% | 0 | 0 | 0 | 0 | 0 | 0 | 0 | 0 | 0 | 0 | 0 | 0 | 0 | 0 | 0 | 0 | 0 | 0 | 0 | 0 | 0 | 0
| 0 | 0 | 0 | 0 | 0 | 0 | 0 | 0 | 0 | 0 | 0 | 0 | 0 | 0 | 0 | 0 | 0 | 0 | FALSE | FALSE | FALSE | FALSE | 0 | 0 | 0 | n/a | n/a | n/a | n/a | n/a | 0 | 0 | 100% | 100% | 0 | 0 | 0 | 0 | 0 | 0 | 0 | 0 | 0 | 0 | 0 | 0 | 0 | 0 | 0 | 0 | 0 | 0 | 0 | 0 | 0 | 0
| 0 | 0 | 0 | 0 | 0 | 0 | 0 | 0 | 0 | 0 | 0 | 0 | 0 | 0 | 0 | 0 | 0 | 0 | FALSE | FALSE | FALSE | FALSE | 0 | 0 | 0 | n/a | n/a | n/a | n/a | n/a | 0 | 0 | 100% | 100% | 0 | 0 | 0 | 0 | 0 | 0 | 0 | 0 | 0 | 0 | 0 | 0 | 0 | 0 | 0 | 0 | 0 | 0 | 0 | 0 | 0 | 0
| 0 | 0 | 0 | 0 | 0 | 0 | 0 | 0 | 0 | 0 | 0 | 0 | 0 | 0 | 0 | 0 | 0 | 0 | FALSE | FALSE | FALSE | FALSE | 0 | 0 | 0 | n/a | n/a | n/a | n/a | n/a | 0 | 0 | 100% | 100% | 0 | 0 | 0 | 0 | 0 | 0 | 0 | 0 | 0 | 0 | 0 | 0 | 0 | 0 | 0 | 0 | 0 | 0 | 0 | 0 | 0 | 0
| 0 | 0 | 0 | 0 | 0 | 0 | 0 | 0 | 0 | 0 | 0 | 0 | 0 | 0 | 0 | 0 | 0 | 0 | FALSE | FALSE | FALSE | FALSE | 0 | 0 | 0 | n/a | n/a | n/a | n/a | n/a | 0 | 0 | 100% | 100% | 0 | 0 | 0 | 0 | 0 | 0 | 0 | 0 | 0 | 0 | 0 | 0 | 0 | 0 | 0 | 0 | 0 | 0 | 0 | 0 | 0 | 0
| 0 | 0 | 0 | 0 | 0 | 0 | 0 | 0 | 0 | 0 | 0 | 0 | 0 | 0 | 0 | 0 | 0 | 0 | FALSE | FALSE | FALSE | FALSE | 0 | 0 | 0 | n/a | n/a | n/a | n/a | n/a | 0 | 0 | 100% | 100% | 0 | 0 | 0 | 0 | 0 | 0 | 0 | 0 | 0 | 0 | 0 | 0 | 0 | 0 | 0 | 0 | 0 | 0 | 0 | 0 | 0 | 0
| 0 | 0 | 0 | 0 | 0 | 0 | 0 | 0 | 0 | 0 | 0 | 0 | 0 | 0 | 0 | 0 | 0 | 0 | FALSE | FALSE | FALSE | FALSE | 0 | 0 | 0 | n/a | n/a | n/a | n/a | n/a | 0 | 0 | 100% | 100% | 0 | 0 | 0 | 0 | 0 | 0 | 0 | 0 | 0 | 0 | 0 | 0 | 0 | 0 | 0 | 0 | 0 | 0 | 0 | 0 | 0 | 0
| 0 | 0 | 0 | 0 | 0 | 0 | 0 | 0 | 0 | 0 | 0 | 0 | 0 | 0 | 0 | 0 | 0 | 0 | FALSE | FALSE | FALSE | FALSE | 0 | 0 | 0 | n/a | n/a | n/a | n/a | n/a | 0 | 0 | 100% | 100% | 0 | 0 | 0 | 0 | 0 | 0 | 0 | 0 | 0 | 0 | 0 | 0 | 0 | 0 | 0 | 0 | 0 | 0 | 0 | 0 | 0 | 0
| 0 | 0 | 0 | 0 | 0 | 0 | 0 | 0 | 0 | 0 | 0 | 0 | 0 | 0 | 0 | 0 | 0 | 0 | FALSE | FALSE | FALSE | FALSE | 0 | 0 | 0 | n/a | n/a | n/a | n/a | n/a | 0 | 0 | 100% | 100% | 0 | 0 | 0 | 0 | 0 | 0 | 0 | 0 | 0 | 0 | 0 | 0 | 0 | 0 | 0 | 0 | 0 | 0 | 0 | 0 | 0 | 0
| 0 | 0 | 0 | 0 | 0 | 0 | 0 | 0 | 0 | 0 | 0 | 0 | 0 | 0 | 0 | 0 | 0 | 0 | FALSE | FALSE | FALSE | FALSE | 0 | 0 | 0 | n/a | n/a | n/a | n/a | n/a | 0 | 0 | 100% | 100% | 0 | 0 | 0 | 0 | 0 | 0 | 0 | 0 | 0 | 0 | 0 | 0 | 0 | 0 | 0 | 0 | 0 | 0 | 0 | 0 | 0 | 0
| 0 | 0 | 0 | 0 | 0 | 0 | 0 | 0 | 0 | 0 | 0 | 0 | 0 | 0 | 0 | 0 | 0 | 0 | FALSE | FALSE | FALSE | FALSE | 0 | 0 | 0 | n/a | n/a | n/a | n/a | n/a | 0 | 0 | 100% | 100% | 0 | 0 | 0 | 0 | 0 | 0 | 0 | 0 | 0 | 0 | 0 | 0 | 0 | 0 | 0 | 0 | 0 | 0 | 0 | 0 | 0 | 0
| 0 | 0 | 0 | 0 | 0 | 0 | 0 | 0 | 0 | 0 | 0 | 0 | 0 | 0 | 0 | 0 | 0 | 0 | FALSE | FALSE | FALSE | FALSE | 0 | 0 | 0 | n/a | n/a | n/a | n/a | n/a | 0 | 0 | 100% | 100% | 0 | 0 | 0 | 0 | 0 | 0 | 0 | 0 | 0 | 0 | 0 | 0 | 0 | 0 | 0 | 0 | 0 | 0 | 0 | 0 | 0 | 0
| 0 | 0 | 0 | 0 | 0 | 0 | 0 | 0 | 0 | 0 | 0 | 0 | 0 | 0 | 0 | 0 | 0 | 0 | FALSE | FALSE | FALSE | FALSE | 0 | 0 | 0 | n/a | n/a | n/a | n/a | n/a | 0 | 0 | 100% | 100% | 0 | 0 | 0 | 0 | 0 | 0 | 0 | 0 | 0 | 0 | 0 | 0 | 0 | 0 | 0 | 0 | 0 | 0 | 0 | 0 | 0 | 0
| 0 | 0 | 0 | 0 | 0 | 0 | 0 | 0 | 0 | 0 | 0 | 0 | 0 | 0 | 0 | 0 | 0 | 0 | FALSE | FALSE | FALSE | FALSE | 0 | 0 | 0 | n/a | n/a | n/a | n/a | n/a | 0 | 0 | 100% | 100% | 0 | 0 | 0 | 0 | 0 | 0 | 0 | 0 | 0 | 0 | 0 | 0 | 0 | 0 | 0 | 0 | 0 | 0 | 0 | 0 | 0 | 0
| 0 | 0 | 0 | 0 | 0 | 0 | 0 | 0 | 0 | 0 | 0 | 0 | 0 | 0 | 0 | 0 | 0 | 0 | FALSE | FALSE | FALSE | FALSE | 0 | 0 | 0 | n/a | n/a | n/a | n/a | n/a | 0 | 0 | 100% | 100% | 0 | 0 | 0 | 0 | 0 | 0 | 0 | 0 | 0 | 0 | 0 | 0 | 0 | 0 | 0 | 0 | 0 | 0 | 0 | 0 | 0 | 0
| 0 | 0 | 0 | 0 | 0 | 0 | 0 | 0 | 0 | 0 | 0 | 0 | 0 | 0 | 0 | 0 | 0 | 0 | FALSE | FALSE | FALSE | FALSE | 0 | 0 | 0 | n/a | n/a | n/a | n/a | n/a | 0 | 0 | 100% | 100% | 0 | 0 | 0 | 0 | 0 | 0 | 0 | 0 | 0 | 0 | 0 | 0 | 0 | 0 | 0 | 0 | 0 | 0 | 0 | 0 | 0 | 0
| 0 | 0 | 0 | 0 | 0 | 0 | 0 | 0 | 0 | 0 | 0 | 0 | 0 | 0 | 0 | 0 | 0 | 0 | FALSE | FALSE | FALSE | FALSE | 0 | 0 | 0 | n/a | n/a | n/a | n/a | n/a | 0 | 0 | 100% | 100% | 0 | 0 | 0 | 0 | 0 | 0 | 0 | 0 | 0 | 0 | 0 | 0 | 0 | 0 | 0 | 0 | 0 | 0 | 0 | 0 | 0 | 0
| 0 | 0 | 0 | 0 | 0 | 0 | 0 | 0 | 0 | 0 | 0 | 0 | 0 | 0 | 0 | 0 | 0 | 0 | FALSE | FALSE | FALSE | FALSE | 0 | 0 | 0 | n/a | n/a | n/a | n/a | n/a | 0 | 0 | 100% | 100% | 0 | 0 | 0 | 0 | 0 | 0 | 0 | 0 | 0 | 0 | 0 | 0 | 0 | 0 | 0 | 0 | 0 | 0 | 0 | 0 | 0 | 0
| 0 | 0 | 0 | 0 | 0 | 0 | 0 | 0 | 0 | 0 | 0 | 0 | 0 | 0 | 0 | 0 | 0 | 0 | FALSE | FALSE | FALSE | FALSE | 0 | 0 | 0 | n/a | n/a | n/a | n/a | n/a | 0 | 0 | 100% | 100% | 0 | 0 | 0 | 0 | 0 | 0 | 0 | 0 | 0 | 0 | 0 | 0 | 0 | 0 | 0 | 0 | 0 | 0 | 0 | 0 | 0 | 0
| 0 | 0 | 0 | 0 | 0 | 0 | 0 | 0 | 0 | 0 | 0 | 0 | 0 | 0 | 0 | 0 | 0 | 0 | FALSE | FALSE | FALSE | FALSE | 0 | 0 | 0 | n/a | n/a | n/a | n/a | n/a | 0 | 0 | 100% | 100% | 0 | 0 | 0 | 0 | 0 | 0 | 0 | 0 | 0 | 0 | 0 | 0 | 0 | 0 | 0 | 0 | 0 | 0 | 0 | 0 | 0 | 0
| 0 | 0 | 0 | 0 | 0 | 0 | 0 | 0 | 0 | 0 | 0 | 0 | 0 | 0 | 0 | 0 | 0 | 0 | FALSE | FALSE | FALSE | FALSE | 0 | 0 | 0 | n/a | n/a | n/a | n/a | n/a | 0 | 0 | 100% | 100% | 0 | 0 | 0 | 0 | 0 | 0 | 0 | 0 | 0 | 0 | 0 | 0 | 0 | 0 | 0 | 0 | 0 | 0 | 0 | 0 | 0 | 0
| 0 | 0 | 0 | 0 | 0 | 0 | 0 | 0 | 0 | 0 | 0 | 0 | 0 | 0 | 0 | 0 | 0 | 0 | FALSE | FALSE | FALSE | FALSE | 0 | 0 | 0 | n/a | n/a | n/a | n/a | n/a | 0 | 0 | 100% | 100% | 0 | 0 | 0 | 0 | 0 | 0 | 0 | 0 | 0 | 0 | 0 | 0 | 0 | 0 | 0 | 0 | 0 | 0 | 0 | 0 | 0 | 0
| 0 | 0 | 0 | 0 | 0 | 0 | 0 | 0 | 0 | 0 | 0 | 0 | 0 | 0 | 0 | 0 | 0 | 0 | FALSE | FALSE | FALSE | FALSE | 0 | 0 | 0 | n/a | n/a | n/a | n/a | n/a | 0 | 0 | 100% | 100% | 0 | 0 | 0 | 0 | 0 | 0 | 0 | 0 | 0 | 0 | 0 | 0 | 0 | 0 | 0 | 0 | 0 | 0 | 0 | 0 | 0 | 0
| 0 | 0 | 0 | 0 | 0 | 0 | 0 | 0 | 0 | 0 | 0 | 0 | 0 | 0 | 0 | 0 | 0 | 0 | FALSE | FALSE | FALSE | FALSE | 0 | 0 | 0 | n/a | n/a | n/a | n/a | n/a | 0 | 0 | 100% | 100% | 0 | 0 | 0 | 0 | 0 | 0 | 0 | 0 | 0 | 0 | 0 | 0 | 0 | 0 | 0 | 0 | 0 | 0 | 0 | 0 | 0 | 0
| 0 | 0 | 0 | 0 | 0 | 0 | 0 | 0 | 0 | 0 | 0 | 0 | 0 | 0 | 0 | 0 | 0 | 0 | FALSE | FALSE | FALSE | FALSE | 0 | 0 | 0 | n/a | n/a | n/a | n/a | n/a | 0 | 0 | 100% | 100% | 0 | 0 | 0 | 0 | 0 | 0 | 0 | 0 | 0 | 0 | 0 | 0 | 0 | 0 | 0 | 0 | 0 | 0 | 0 | 0 | 0 | 0
| 0 | 0 | 0 | 0 | 0 | 0 | 0 | 0 | 0 | 0 | 0 | 0 | 0 | 0 | 0 | 0 | 0 | 0 | FALSE | FALSE | FALSE | FALSE | 0 | 0 | 0 | n/a | n/a | n/a | n/a | n/a | 0 | 0 | 100% | 100% | 0 | 0 | 0 | 0 | 0 | 0 | 0 | 0 | 0 | 0 | 0 | 0 | 0 | 0 | 0 | 0 | 0 | 0 | 0 | 0 | 0 | 0
| 0 | 0 | 0 | 0 | 0 | 0 | 0 | 0 | 0 | 0 | 0 | 0 | 0 | 0 | 0 | 0 | 0 | 0 | FALSE | FALSE | FALSE | FALSE | 0 | 0 | 0 | n/a | n/a | n/a | n/a | n/a | 0 | 0 | 100% | 100% | 0 | 0 | 0 | 0 | 0 | 0 | 0 | 0 | 0 | 0 | 0 | 0 | 0 | 0 | 0 | 0 | 0 | 0 | 0 | 0 | 0 | 0
| 0 | 0 | 0 | 0 | 0 | 0 | 0 | 0 | 0 | 0 | 0 | 0 | 0 | 0 | 0 | 0 | 0 | 0 | FALSE | FALSE | FALSE | FALSE | 0 | 0 | 0 | n/a | n/a | n/a | n/a | n/a | 0 | 0 | 100% | 100% | 0 | 0 | 0 | 0 | 0 | 0 | 0 | 0 | 0 | 0 | 0 | 0 | 0 | 0 | 0 | 0 | 0 | 0 | 0 | 0 | 0 | 0
| 0 | 0 | 0 | 0 | 0 | 0 | 0 | 0 | 0 | 0 | 0 | 0 | 0 | 0 | 0 | 0 | 0 | 0 | FALSE | FALSE | FALSE | FALSE | 0 | 0 | 0 | n/a | n/a | n/a | n/a | n/a | 0 | 0 | 100% | 100% | 0 | 0 | 0 | 0 | 0 | 0 | 0 | 0 | 0 | 0 | 0 | 0 | 0 | 0 | 0 | 0 | 0 | 0 | 0 | 0 | 0 | 0
| 0 | 0 | 0 | 0 | 0 | 0 | 0 | 0 | 0 | 0 | 0 | 0 | 0 | 0 | 0 | 0 | 0 | 0 | FALSE | FALSE | FALSE | FALSE | 0 | 0 | 0 | n/a | n/a | n/a | n/a | n/a | 0 | 0 | 100% | 100% | 0 | 0 | 0 | 0 | 0 | 0 | 0 | 0 | 0 | 0 | 0 | 0 | 0 | 0 | 0 | 0 | 0 | 0 | 0 | 0 | 0 | 0
| 0 | 0 | 0 | 0 | 0 | 0 | 0 | 0 | 0 | 0 | 0 | 0 | 0 | 0 | 0 | 0 | 0 | 0 | FALSE | FALSE | FALSE | FALSE | 0 | 0 | 0 | n/a | n/a | n/a | n/a | n/a | 0 | 0 | 100% | 100% | 0 | 0 | 0 | 0 | 0 | 0 | 0 | 0 | 0 | 0 | 0 | 0 | 0 | 0 | 0 | 0 | 0 | 0 | 0 | 0 | 0 | 0
| 0 | 0 | 0 | 0 | 0 | 0 | 0 | 0 | 0 | 0 | 0 | 0 | 0 | 0 | 0 | 0 | 0 | 0 | FALSE | FALSE | FALSE | FALSE | 0 | 0 | 0 | n/a | n/a | n/a | n/a | n/a | 0 | 0 | 100% | 100% | 0 | 0 | 0 | 0 | 0 | 0 | 0 | 0 | 0 | 0 | 0 | 0 | 0 | 0 | 0 | 0 | 0 | 0 | 0 | 0 | 0 | 0
| 0 | 0 | 0 | 0 | 0 | 0 | 0 | 0 | 0 | 0 | 0 | 0 | 0 | 0 | 0 | 0 | 0 | 0 | FALSE | FALSE | FALSE | FALSE | 0 | 0 | 0 | n/a | n/a | n/a | n/a | n/a | 0 | 0 | 100% | 100% | 0 | 0 | 0 | 0 | 0 | 0 | 0 | 0 | 0 | 0 | 0 | 0 | 0 | 0 | 0 | 0 | 0 | 0 | 0 | 0 | 0 | 0
| 0 | 0 | 0 | 0 | 0 | 0 | 0 | 0 | 0 | 0 | 0 | 0 | 0 | 0 | 0 | 0 | 0 | 0 | FALSE | FALSE | FALSE | FALSE | 0 | 0 | 0 | n/a | n/a | n/a | n/a | n/a | 0 | 0 | 100% | 100% | 0 | 0 | 0 | 0 | 0 | 0 | 0 | 0 | 0 | 0 | 0 | 0 | 0 | 0 | 0 | 0 | 0 | 0 | 0 | 0 | 0 | 0
| 0 | 0 | 0 | 0 | 0 | 0 | 0 | 0 | 0 | 0 | 0 | 0 | 0 | 0 | 0 | 0 | 0 | 0 | FALSE | FALSE | FALSE | FALSE | 0 | 0 | 0 | n/a | n/a | n/a | n/a | n/a | 0 | 0 | 100% | 100% | 0 | 0 | 0 | 0 | 0 | 0 | 0 | 0 | 0 | 0 | 0 | 0 | 0 | 0 | 0 | 0 | 0 | 0 | 0 | 0 | 0 | 0
| 0 | 0 | 0 | 0 | 0 | 0 | 0 | 0 | 0 | 0 | 0 | 0 | 0 | 0 | 0 | 0 | 0 | 0 | FALSE | FALSE | FALSE | FALSE | 0 | 0 | 0 | n/a | n/a | n/a | n/a | n/a | 0 | 0 | 100% | 100% | 0 | 0 | 0 | 0 | 0 | 0 | 0 | 0 | 0 | 0 | 0 | 0 | 0 | 0 | 0 | 0 | 0 | 0 | 0 | 0 | 0 | 0
| 0 | 0 | 0 | 0 | 0 | 0 | 0 | 0 | 0 | 0 | 0 | 0 | 0 | 0 | 0 | 0 | 0 | 0 | FALSE | FALSE | FALSE | FALSE | 0 | 0 | 0 | n/a | n/a | n/a | n/a | n/a | 0 | 0 | 100% | 100% | 0 | 0 | 0 | 0 | 0 | 0 | 0 | 0 | 0 | 0 | 0 | 0 | 0 | 0 | 0 | 0 | 0 | 0 | 0 | 0 | 0 | 0
| 0 | 0 | 0 | 0 | 0 | 0 | 0 | 0 | 0 | 0 | 0 | 0 | 0 | 0 | 0 | 0 | 0 | 0 | FALSE | FALSE | FALSE | FALSE | 0 | 0 | 0 | n/a | n/a | n/a | n/a | n/a | 0 | 0 | 100% | 100% | 0 | 0 | 0 | 0 | 0 | 0 | 0 | 0 | 0 | 0 | 0 | 0 | 0 | 0 | 0 | 0 | 0 | 0 | 0 | 0 | 0 | 0
| 0 | 0 | 0 | 0 | 0 | 0 | 0 | 0 | 0 | 0 | 0 | 0 | 0 | 0 | 0 | 0 | 0 | 0 | FALSE | FALSE | FALSE | FALSE | 0 | 0 | 0 | n/a | n/a | n/a | n/a | n/a | 0 | 0 | 100% | 100% | 0 | 0 | 0 | 0 | 0 | 0 | 0 | 0 | 0 | 0 | 0 | 0 | 0 | 0 | 0 | 0 | 0 | 0 | 0 | 0 | 0 | 0
| 0 | 0 | 0 | 0 | 0 | 0 | 0 | 0 | 0 | 0 | 0 | 0 | 0 | 0 | 0 | 0 | 0 | 0 | FALSE | FALSE | FALSE | FALSE | 0 | 0 | 0 | n/a | n/a | n/a | n/a | n/a | 0 | 0 | 100% | 100% | 0 | 0 | 0 | 0 | 0 | 0 | 0 | 0 | 0 | 0 | 0 | 0 | 0 | 0 | 0 | 0 | 0 | 0 | 0 | 0 | 0 | 0
| 0 | 0 | 0 | 0 | 0 | 0 | 0 | 0 | 0 | 0 | 0 | 0 | 0 | 0 | 0 | 0 | 0 | 0 | FALSE | FALSE | FALSE | FALSE | 0 | 0 | 0 | n/a | n/a | n/a | n/a | n/a | 0 | 0 | 100% | 100% | 0 | 0 | 0 | 0 | 0 | 0 | 0 | 0 | 0 | 0 | 0 | 0 | 0 | 0 | 0 | 0 | 0 | 0 | 0 | 0 | 0 | 0
| 0 | 0 | 0 | 0 | 0 | 0 | 0 | 0 | 0 | 0 | 0 | 0 | 0 | 0 | 0 | 0 | 0 | 0 | FALSE | FALSE | FALSE | FALSE | 0 | 0 | 0 | n/a | n/a | n/a | n/a | n/a | 0 | 0 | 100% | 100% | 0 | 0 | 0 | 0 | 0 | 0 | 0 | 0 | 0 | 0 | 0 | 0 | 0 | 0 | 0 | 0 | 0 | 0 | 0 | 0 | 0 | 0
| 0 | 0 | 0 | 0 | 0 | 0 | 0 | 0 | 0 | 0 | 0 | 0 | 0 | 0 | 0 | 0 | 0 | 0 | FALSE | FALSE | FALSE | FALSE | 0 | 0 | 0 | n/a | n/a | n/a | n/a | n/a | 0 | 0 | 100% | 100% | 0 | 0 | 0 | 0 | 0 | 0 | 0 | 0 | 0 | 0 | 0 | 0 | 0 | 0 | 0 | 0 | 0 | 0 | 0 | 0 | 0 | 0
| 0 | 0 | 0 | 0 | 0 | 0 | 0 | 0 | 0 | 0 | 0 | 0 | 0 | 0 | 0 | 0 | 0 | 0 | FALSE | FALSE | FALSE | FALSE | 0 | 0 | 0 | n/a | n/a | n/a | n/a | n/a | 0 | 0 | 100% | 100% | 0 | 0 | 0 | 0 | 0 | 0 | 0 | 0 | 0 | 0 | 0 | 0 | 0 | 0 | 0 | 0 | 0 | 0 | 0 | 0 | 0 | 0
| 0 | 0 | 0 | 0 | 0 | 0 | 0 | 0 | 0 | 0 | 0 | 0 | 0 | 0 | 0 | 0 | 0 | 0 | FALSE | FALSE | FALSE | FALSE | 0 | 0 | 0 | n/a | n/a | n/a | n/a | n/a | 0 | 0 | 100% | 100% | 0 | 0 | 0 | 0 | 0 | 0 | 0 | 0 | 0 | 0 | 0 | 0 | 0 | 0 | 0 | 0 | 0 | 0 | 0 | 0 | 0 | 0
| 0 | 0 | 0 | 0 | 0 | 0 | 0 | 0 | 0 | 0 | 0 | 0 | 0 | 0 | 0 | 0 | 0 | 0 | FALSE | FALSE | FALSE | FALSE | 0 | 0 | 0 | n/a | n/a | n/a | n/a | n/a | 0 | 0 | 100% | 100% | 0 | 0 | 0 | 0 | 0 | 0 | 0 | 0 | 0 | 0 | 0 | 0 | 0 | 0 | 0 | 0 | 0 | 0 | 0 | 0 | 0 | 0
| 0 | 0 | 0 | 0 | 0 | 0 | 0 | 0 | 0 | 0 | 0 | 0 | 0 | 0 | 0 | 0 | 0 | 0 | FALSE | FALSE | FALSE | FALSE | 0 | 0 | 0 | n/a | n/a | n/a | n/a | n/a | 0 | 0 | 100% | 100% | 0 | 0 | 0 | 0 | 0 | 0 | 0 | 0 | 0 | 0 | 0 | 0 | 0 | 0 | 0 | 0 | 0 | 0 | 0 | 0 | 0 | 0
| 0 | 0 | 0 | 0 | 0 | 0 | 0 | 0 | 0 | 0 | 0 | 0 | 0 | 0 | 0 | 0 | 0 | 0 | FALSE | FALSE | FALSE | FALSE | 0 | 0 | 0 | n/a | n/a | n/a | n/a | n/a | 0 | 0 | 100% | 100% | 0 | 0 | 0 | 0 | 0 | 0 | 0 | 0 | 0 | 0 | 0 | 0 | 0 | 0 | 0 | 0 | 0 | 0 | 0 | 0 | 0 | 0
| 0 | 0 | 0 | 0 | 0 | 0 | 0 | 0 | 0 | 0 | 0 | 0 | 0 | 0 | 0 | 0 | 0 | 0 | FALSE | FALSE | FALSE | FALSE | 0 | 0 | 0 | n/a | n/a | n/a | n/a | n/a | 0 | 0 | 100% | 100% | 0 | 0 | 0 | 0 | 0 | 0 | 0 | 0 | 0 | 0 | 0 | 0 | 0 | 0 | 0 | 0 | 0 | 0 | 0 | 0 | 0 | 0
| 0 | 0 | 0 | 0 | 0 | 0 | 0 | 0 | 0 | 0 | 0 | 0 | 0 | 0 | 0 | 0 | 0 | 0 | FALSE | FALSE | FALSE | FALSE | 0 | 0 | 0 | n/a | n/a | n/a | n/a | n/a | 0 | 0 | 100% | 100% | 0 | 0 | 0 | 0 | 0 | 0 | 0 | 0 | 0 | 0 | 0 | 0 | 0 | 0 | 0 | 0 | 0 | 0 | 0 | 0 | 0 | 0
| 0 | 0 | 0 | 0 | 0 | 0 | 0 | 0 | 0 | 0 | 0 | 0 | 0 | 0 | 0 | 0 | 0 | 0 | FALSE | FALSE | FALSE | FALSE | 0 | 0 | 0 | n/a | n/a | n/a | n/a | n/a | 0 | 0 | 100% | 100% | 0 | 0 | 0 | 0 | 0 | 0 | 0 | 0 | 0 | 0 | 0 | 0 | 0 | 0 | 0 | 0 | 0 | 0 | 0 | 0 | 0 | 0
| 0 | 0 | 0 | 0 | 0 | 0 | 0 | 0 | 0 | 0 | 0 | 0 | 0 | 0 | 0 | 0 | 0 | 0 | FALSE | FALSE | FALSE | FALSE | 0 | 0 | 0 | n/a | n/a | n/a | n/a | n/a | 0 | 0 | 100% | 100% | 0 | 0 | 0 | 0 | 0 | 0 | 0 | 0 | 0 | 0 | 0 | 0 | 0 | 0 | 0 | 0 | 0 | 0 | 0 | 0 | 0 | 0
| 0 | 0 | 0 | 0 | 0 | 0 | 0 | 0 | 0 | 0 | 0 | 0 | 0 | 0 | 0 | 0 | 0 | 0 | FALSE | FALSE | FALSE | FALSE | 0 | 0 | 0 | n/a | n/a | n/a | n/a | n/a | 0 | 0 | 100% | 100% | 0 | 0 | 0 | 0 | 0 | 0 | 0 | 0 | 0 | 0 | 0 | 0 | 0 | 0 | 0 | 0 | 0 | 0 | 0 | 0 | 0 | 0
| 0 | 0 | 0 | 0 | 0 | 0 | 0 | 0 | 0 | 0 | 0 | 0 | 0 | 0 | 0 | 0 | 0 | 0 | FALSE | FALSE | FALSE | FALSE | 0 | 0 | 0 | n/a | n/a | n/a | n/a | n/a | 0 | 0 | 100% | 100% | 0 | 0 | 0 | 0 | 0 | 0 | 0 | 0 | 0 | 0 | 0 | 0 | 0 | 0 | 0 | 0 | 0 | 0 | 0 | 0 | 0 | 0
| 0 | 0 | 0 | 0 | 0 | 0 | 0 | 0 | 0 | 0 | 0 | 0 | 0 | 0 | 0 | 0 | 0 | 0 | FALSE | FALSE | FALSE | FALSE | 0 | 0 | 0 | n/a | n/a | n/a | n/a | n/a | 0 | 0 | 100% | 100% | 0 | 0 | 0 | 0 | 0 | 0 | 0 | 0 | 0 | 0 | 0 | 0 | 0 | 0 | 0 | 0 | 0 | 0 | 0 | 0 | 0 | 0
| 0 | 0 | 0 | 0 | 0 | 0 | 0 | 0 | 0 | 0 | 0 | 0 | 0 | 0 | 0 | 0 | 0 | 0 | FALSE | FALSE | FALSE | FALSE | 0 | 0 | 0 | n/a | n/a | n/a | n/a | n/a | 0 | 0 | 100% | 100% | 0 | 0 | 0 | 0 | 0 | 0 | 0 | 0 | 0 | 0 | 0 | 0 | 0 | 0 | 0 | 0 | 0 | 0 | 0 | 0 | 0 | 0
| 0 | 0 | 0 | 0 | 0 | 0 | 0 | 0 | 0 | 0 | 0 | 0 | 0 | 0 | 0 | 0 | 0 | 0 | FALSE | FALSE | FALSE | FALSE | 0 | 0 | 0 | n/a | n/a | n/a | n/a | n/a | 0 | 0 | 100% | 100% | 0 | 0 | 0 | 0 | 0 | 0 | 0 | 0 | 0 | 0 | 0 | 0 | 0 | 0 | 0 | 0 | 0 | 0 | 0 | 0 | 0 | 0
| 0 | 0 | 0 | 0 | 0 | 0 | 0 | 0 | 0 | 0 | 0 | 0 | 0 | 0 | 0 | 0 | 0 | 0 | FALSE | FALSE | FALSE | FALSE | 0 | 0 | 0 | n/a | n/a | n/a | n/a | n/a | 0 | 0 | 100% | 100% | 0 | 0 | 0 | 0 | 0 | 0 | 0 | 0 | 0 | 0 | 0 | 0 | 0 | 0 | 0 | 0 | 0 | 0 | 0 | 0 | 0 | 0
| 0 | 0 | 0 | 0 | 0 | 0 | 0 | 0 | 0 | 0 | 0 | 0 | 0 | 0 | 0 | 0 | 0 | 0 | FALSE | FALSE | FALSE | FALSE | 0 | 0 | 0 | n/a | n/a | n/a | n/a | n/a | 0 | 0 | 100% | 100% | 0 | 0 | 0 | 0 | 0 | 0 | 0 | 0 | 0 | 0 | 0 | 0 | 0 | 0 | 0 | 0 | 0 | 0 | 0 | 0 | 0 | 0
| 0 | 0 | 0 | 0 | 0 | 0 | 0 | 0 | 0 | 0 | 0 | 0 | 0 | 0 | 0 | 0 | 0 | 0 | FALSE | FALSE | FALSE | FALSE | 0 | 0 | 0 | n/a | n/a | n/a | n/a | n/a | 0 | 0 | 100% | 100% | 0 | 0 | 0 | 0 | 0 | 0 | 0 | 0 | 0 | 0 | 0 | 0 | 0 | 0 | 0 | 0 | 0 | 0 | 0 | 0 | 0 | 0
| 0 | 0 | 0 | 0 | 0 | 0 | 0 | 0 | 0 | 0 | 0 | 0 | 0 | 0 | 0 | 0 | 0 | 0 | FALSE | FALSE | FALSE | FALSE | 0 | 0 | 0 | n/a | n/a | n/a | n/a | n/a | 0 | 0 | 100% | 100% | 0 | 0 | 0 | 0 | 0 | 0 | 0 | 0 | 0 | 0 | 0 | 0 | 0 | 0 | 0 | 0 | 0 | 0 | 0 | 0 | 0 | 0
| 0 | 0 | 0 | 0 | 0 | 0 | 0 | 0 | 0 | 0 | 0 | 0 | 0 | 0 | 0 | 0 | 0 | 0 | FALSE | FALSE | FALSE | FALSE | 0 | 0 | 0 | n/a | n/a | n/a | n/a | n/a | 0 | 0 | 100% | 100% | 0 | 0 | 0 | 0 | 0 | 0 | 0 | 0 | 0 | 0 | 0 | 0 | 0 | 0 | 0 | 0 | 0 | 0 | 0 | 0 | 0 | 0
| 0 | 0 | 0 | 0 | 0 | 0 | 0 | 0 | 0 | 0 | 0 | 0 | 0 | 0 | 0 | 0 | 0 | 0 | FALSE | FALSE | FALSE | FALSE | 0 | 0 | 0 | n/a | n/a | n/a | n/a | n/a | 0 | 0 | 100% | 100% | 0 | 0 | 0 | 0 | 0 | 0 | 0 | 0 | 0 | 0 | 0 | 0 | 0 | 0 | 0 | 0 | 0 | 0 | 0 | 0 | 0 | 0
| 0 | 0 | 0 | 0 | 0 | 0 | 0 | 0 | 0 | 0 | 0 | 0 | 0 | 0 | 0 | 0 | 0 | 0 | FALSE | FALSE | FALSE | FALSE | 0 | 0 | 0 | n/a | n/a | n/a | n/a | n/a | 0 | 0 | 100% | 100% | 0 | 0 | 0 | 0 | 0 | 0 | 0 | 0 | 0 | 0 | 0 | 0 | 0 | 0 | 0 | 0 | 0 | 0 | 0 | 0 | 0 | 0
| 0 | 0 | 0 | 0 | 0 | 0 | 0 | 0 | 0 | 0 | 0 | 0 | 0 | 0 | 0 | 0 | 0 | 0 | FALSE | FALSE | FALSE | FALSE | 0 | 0 | 0 | n/a | n/a | n/a | n/a | n/a | 0 | 0 | 100% | 100% | 0 | 0 | 0 | 0 | 0 | 0 | 0 | 0 | 0 | 0 | 0 | 0 | 0 | 0 | 0 | 0 | 0 | 0 | 0 | 0 | 0 | 0
| 0 | 0 | 0 | 0 | 0 | 0 | 0 | 0 | 0 | 0 | 0 | 0 | 0 | 0 | 0 | 0 | 0 | 0 | FALSE | FALSE | FALSE | FALSE | 0 | 0 | 0 | n/a | n/a | n/a | n/a | n/a | 0 | 0 | 100% | 100% | 0 | 0 | 0 | 0 | 0 | 0 | 0 | 0 | 0 | 0 | 0 | 0 | 0 | 0 | 0 | 0 | 0 | 0 | 0 | 0 | 0 | 0
| 0 | 0 | 0 | 0 | 0 | 0 | 0 | 0 | 0 | 0 | 0 | 0 | 0 | 0 | 0 | 0 | 0 | 0 | FALSE | FALSE | FALSE | FALSE | 0 | 0 | 0 | n/a | n/a | n/a | n/a | n/a | 0 | 0 | 100% | 100% | 0 | 0 | 0 | 0 | 0 | 0 | 0 | 0 | 0 | 0 | 0 | 0 | 0 | 0 | 0 | 0 | 0 | 0 | 0 | 0 | 0 | 0
| 0 | 0 | 0 | 0 | 0 | 0 | 0 | 0 | 0 | 0 | 0 | 0 | 0 | 0 | 0 | 0 | 0 | 0 | FALSE | FALSE | FALSE | FALSE | 0 | 0 | 0 | n/a | n/a | n/a | n/a | n/a | 0 | 0 | 100% | 100% | 0 | 0 | 0 | 0 | 0 | 0 | 0 | 0 | 0 | 0 | 0 | 0 | 0 | 0 | 0 | 0 | 0 | 0 | 0 | 0 | 0 | 0
| 0 | 0 | 0 | 0 | 0 | 0 | 0 | 0 | 0 | 0 | 0 | 0 | 0 | 0 | 0 | 0 | 0 | 0 | FALSE | FALSE | FALSE | FALSE | 0 | 0 | 0 | n/a | n/a | n/a | n/a | n/a | 0 | 0 | 100% | 100% | 0 | 0 | 0 | 0 | 0 | 0 | 0 | 0 | 0 | 0 | 0 | 0 | 0 | 0 | 0 | 0 | 0 | 0 | 0 | 0 | 0 | 0
| 0 | 0 | 0 | 0 | 0 | 0 | 0 | 0 | 0 | 0 | 0 | 0 | 0 | 0 | 0 | 0 | 0 | 0 | FALSE | FALSE | FALSE | FALSE | 0 | 0 | 0 | n/a | n/a | n/a | n/a | n/a | 0 | 0 | 100% | 100% | 0 | 0 | 0 | 0 | 0 | 0 | 0 | 0 | 0 | 0 | 0 | 0 | 0 | 0 | 0 | 0 | 0 | 0 | 0 | 0 | 0 | 0
| 0 | 0 | 0 | 0 | 0 | 0 | 0 | 0 | 0 | 0 | 0 | 0 | 0 | 0 | 0 | 0 | 0 | 0 | FALSE | FALSE | FALSE | FALSE | 0 | 0 | 0 | n/a | n/a | n/a | n/a | n/a | 0 | 0 | 100% | 100% | 0 | 0 | 0 | 0 | 0 | 0 | 0 | 0 | 0 | 0 | 0 | 0 | 0 | 0 | 0 | 0 | 0 | 0 | 0 | 0 | 0 | 0
| 0 | 0 | 0 | 0 | 0 | 0 | 0 | 0 | 0 | 0 | 0 | 0 | 0 | 0 | 0 | 0 | 0 | 0 | FALSE | FALSE | FALSE | FALSE | 0 | 0 | 0 | n/a | n/a | n/a | n/a | n/a | 0 | 0 | 100% | 100% | 0 | 0 | 0 | 0 | 0 | 0 | 0 | 0 | 0 | 0 | 0 | 0 | 0 | 0 | 0 | 0 | 0 | 0 | 0 | 0 | 0 | 0
| 0 | 0 | 0 | 0 | 0 | 0 | 0 | 0 | 0 | 0 | 0 | 0 | 0 | 0 | 0 | 0 | 0 | 0 | FALSE | FALSE | FALSE | FALSE | 0 | 0 | 0 | n/a | n/a | n/a | n/a | n/a | 0 | 0 | 100% | 100% | 0 | 0 | 0 | 0 | 0 | 0 | 0 | 0 | 0 | 0 | 0 | 0 | 0 | 0 | 0 | 0 | 0 | 0 | 0 | 0 | 0 | 0
| 0 | 0 | 0 | 0 | 0 | 0 | 0 | 0 | 0 | 0 | 0 | 0 | 0 | 0 | 0 | 0 | 0 | 0 | FALSE | FALSE | FALSE | FALSE | 0 | 0 | 0 | n/a | n/a | n/a | n/a | n/a | 0 | 0 | 100% | 100% | 0 | 0 | 0 | 0 | 0 | 0 | 0 | 0 | 0 | 0 | 0 | 0 | 0 | 0 | 0 | 0 | 0 | 0 | 0 | 0 | 0 | 0
| 0 | 0 | 0 | 0 | 0 | 0 | 0 | 0 | 0 | 0 | 0 | 0 | 0 | 0 | 0 | 0 | 0 | 0 | FALSE | FALSE | FALSE | FALSE | 0 | 0 | 0 | n/a | n/a | n/a | n/a | n/a | 0 | 0 | 100% | 100% | 0 | 0 | 0 | 0 | 0 | 0 | 0 | 0 | 0 | 0 | 0 | 0 | 0 | 0 | 0 | 0 | 0 | 0 | 0 | 0 | 0 | 0
| 0 | 0 | 0 | 0 | 0 | 0 | 0 | 0 | 0 | 0 | 0 | 0 | 0 | 0 | 0 | 0 | 0 | 0 | FALSE | FALSE | FALSE | FALSE | 0 | 0 | 0 | n/a | n/a | n/a | n/a | n/a | 0 | 0 | 100% | 100% | 0 | 0 | 0 | 0 | 0 | 0 | 0 | 0 | 0 | 0 | 0 | 0 | 0 | 0 | 0 | 0 | 0 | 0 | 0 | 0 | 0 | 0
| 0 | 0 | 0 | 0 | 0 | 0 | 0 | 0 | 0 | 0 | 0 | 0 | 0 | 0 | 0 | 0 | 0 | 0 | FALSE | FALSE | FALSE | FALSE | 0 | 0 | 0 | n/a | n/a | n/a | n/a | n/a | 0 | 0 | 100% | 100% | 0 | 0 | 0 | 0 | 0 | 0 | 0 | 0 | 0 | 0 | 0 | 0 | 0 | 0 | 0 | 0 | 0 | 0 | 0 | 0 | 0 | 0
| 0 | 0 | 0 | 0 | 0 | 0 | 0 | 0 | 0 | 0 | 0 | 0 | 0 | 0 | 0 | 0 | 0 | 0 | FALSE | FALSE | FALSE | FALSE | 0 | 0 | 0 | n/a | n/a | n/a | n/a | n/a | 0 | 0 | 100% | 100% | 0 | 0 | 0 | 0 | 0 | 0 | 0 | 0 | 0 | 0 | 0 | 0 | 0 | 0 | 0 | 0 | 0 | 0 | 0 | 0 | 0 | 0
| 0 | 0 | 0 | 0 | 0 | 0 | 0 | 0 | 0 | 0 | 0 | 0 | 0 | 0 | 0 | 0 | 0 | 0 | FALSE | FALSE | FALSE | FALSE | 0 | 0 | 0 | n/a | n/a | n/a | n/a | n/a | 0 | 0 | 100% | 100% | 0 | 0 | 0 | 0 | 0 | 0 | 0 | 0 | 0 | 0 | 0 | 0 | 0 | 0 | 0 | 0 | 0 | 0 | 0 | 0 | 0 | 0
| 0 | 0 | 0 | 0 | 0 | 0 | 0 | 0 | 0 | 0 | 0 | 0 | 0 | 0 | 0 | 0 | 0 | 0 | FALSE | FALSE | FALSE | FALSE | 0 | 0 | 0 | n/a | n/a | n/a | n/a | n/a | 0 | 0 | 100% | 100% | 0 | 0 | 0 | 0 | 0 | 0 | 0 | 0 | 0 | 0 | 0 | 0 | 0 | 0 | 0 | 0 | 0 | 0 | 0 | 0 | 0 | 0
| 0 | 0 | 0 | 0 | 0 | 0 | 0 | 0 | 0 | 0 | 0 | 0 | 0 | 0 | 0 | 0 | 0 | 0 | FALSE | FALSE | FALSE | FALSE | 0 | 0 | 0 | n/a | n/a | n/a | n/a | n/a | 0 | 0 | 100% | 100% | 0 | 0 | 0 | 0 | 0 | 0 | 0 | 0 | 0 | 0 | 0 | 0 | 0 | 0 | 0 | 0 | 0 | 0 | 0 | 0 | 0 | 0
| 0 | 0 | 0 | 0 | 0 | 0 | 0 | 0 | 0 | 0 | 0 | 0 | 0 | 0 | 0 | 0 | 0 | 0 | FALSE | FALSE | FALSE | FALSE | 0 | 0 | 0 | n/a | n/a | n/a | n/a | n/a | 0 | 0 | 100% | 100% | 0 | 0 | 0 | 0 | 0 | 0 | 0 | 0 | 0 | 0 | 0 | 0 | 0 | 0 | 0 | 0 | 0 | 0 | 0 | 0 | 0 | 0
| 0 | 0 | 0 | 0 | 0 | 0 | 0 | 0 | 0 | 0 | 0 | 0 | 0 | 0 | 0 | 0 | 0 | 0 | FALSE | FALSE | FALSE | FALSE | 0 | 0 | 0 | n/a | n/a | n/a | n/a | n/a | 0 | 0 | 100% | 100% | 0 | 0 | 0 | 0 | 0 | 0 | 0 | 0 | 0 | 0 | 0 | 0 | 0 | 0 | 0 | 0 | 0 | 0 | 0 | 0 | 0 | 0
| 0 | 0 | 0 | 0 | 0 | 0 | 0 | 0 | 0 | 0 | 0 | 0 | 0 | 0 | 0 | 0 | 0 | 0 | FALSE | FALSE | FALSE | FALSE | 0 | 0 | 0 | n/a | n/a | n/a | n/a | n/a | 0 | 0 | 100% | 100% | 0 | 0 | 0 | 0 | 0 | 0 | 0 | 0 | 0 | 0 | 0 | 0 | 0 | 0 | 0 | 0 | 0 | 0 | 0 | 0 | 0 | 0
| 0 | 0 | 0 | 0 | 0 | 0 | 0 | 0 | 0 | 0 | 0 | 0 | 0 | 0 | 0 | 0 | 0 | 0 | FALSE | FALSE | FALSE | FALSE | 0 | 0 | 0 | n/a | n/a | n/a | n/a | n/a | 0 | 0 | 100% | 100% | 0 | 0 | 0 | 0 | 0 | 0 | 0 | 0 | 0 | 0 | 0 | 0 | 0 | 0 | 0 | 0 | 0 | 0 | 0 | 0 | 0 | 0
| 0 | 0 | 0 | 0 | 0 | 0 | 0 | 0 | 0 | 0 | 0 | 0 | 0 | 0 | 0 | 0 | 0 | 0 | FALSE | FALSE | FALSE | FALSE | 0 | 0 | 0 | n/a | n/a | n/a | n/a | n/a | 0 | 0 | 100% | 100% | 0 | 0 | 0 | 0 | 0 | 0 | 0 | 0 | 0 | 0 | 0 | 0 | 0 | 0 | 0 | 0 | 0 | 0 | 0 | 0 | 0 | 0
| 0 | 0 | 0 | 0 | 0 | 0 | 0 | 0 | 0 | 0 | 0 | 0 | 0 | 0 | 0 | 0 | 0 | 0 | FALSE | FALSE | FALSE | FALSE | 0 | 0 | 0 | n/a | n/a | n/a | n/a | n/a | 0 | 0 | 100% | 100% | 0 | 0 | 0 | 0 | 0 | 0 | 0 | 0 | 0 | 0 | 0 | 0 | 0 | 0 | 0 | 0 | 0 | 0 | 0 | 0 | 0 | 0
| 0 | 0 | 0 | 0 | 0 | 0 | 0 | 0 | 0 | 0 | 0 | 0 | 0 | 0 | 0 | 0 | 0 | 0 | FALSE | FALSE | FALSE | FALSE | 0 | 0 | 0 | n/a | n/a | n/a | n/a | n/a | 0 | 0 | 100% | 100% | 0 | 0 | 0 | 0 | 0 | 0 | 0 | 0 | 0 | 0 | 0 | 0 | 0 | 0 | 0 | 0 | 0 | 0 | 0 | 0 | 0 | 0
| 0 | 0 | 0 | 0 | 0 | 0 | 0 | 0 | 0 | 0 | 0 | 0 | 0 | 0 | 0 | 0 | 0 | 0 | FALSE | FALSE | FALSE | FALSE | 0 | 0 | 0 | n/a | n/a | n/a | n/a | n/a | 0 | 0 | 100% | 100% | 0 | 0 | 0 | 0 | 0 | 0 | 0 | 0 | 0 | 0 | 0 | 0 | 0 | 0 | 0 | 0 | 0 | 0 | 0 | 0 | 0 | 0
| 0 | 0 | 0 | 0 | 0 | 0 | 0 | 0 | 0 | 0 | 0 | 0 | 0 | 0 | 0 | 0 | 0 | 0 | FALSE | FALSE | FALSE | FALSE | 0 | 0 | 0 | n/a | n/a | n/a | n/a | n/a | 0 | 0 | 100% | 100% | 0 | 0 | 0 | 0 | 0 | 0 | 0 | 0 | 0 | 0 | 0 | 0 | 0 | 0 | 0 | 0 | 0 | 0 | 0 | 0 | 0 | 0
| 0 | 0 | 0 | 0 | 0 | 0 | 0 | 0 | 0 | 0 | 0 | 0 | 0 | 0 | 0 | 0 | 0 | 0 | FALSE | FALSE | FALSE | FALSE | 0 | 0 | 0 | n/a | n/a | n/a | n/a | n/a | 0 | 0 | 100% | 100% | 0 | 0 | 0 | 0 | 0 | 0 | 0 | 0 | 0 | 0 | 0 | 0 | 0 | 0 | 0 | 0 | 0 | 0 | 0 | 0 | 0 | 0
| 0 | 0 | 0 | 0 | 0 | 0 | 0 | 0 | 0 | 0 | 0 | 0 | 0 | 0 | 0 | 0 | 0 | 0 | FALSE | FALSE | FALSE | FALSE | 0 | 0 | 0 | n/a | n/a | n/a | n/a | n/a | 0 | 0 | 100% | 100% | 0 | 0 | 0 | 0 | 0 | 0 | 0 | 0 | 0 | 0 | 0 | 0 | 0 | 0 | 0 | 0 | 0 | 0 | 0 | 0 | 0 | 0
| 0 | 0 | 0 | 0 | 0 | 0 | 0 | 0 | 0 | 0 | 0 | 0 | 0 | 0 | 0 | 0 | 0 | 0 | FALSE | FALSE | FALSE | FALSE | 0 | 0 | 0 | n/a | n/a | n/a | n/a | n/a | 0 | 0 | 100% | 100% | 0 | 0 | 0 | 0 | 0 | 0 | 0 | 0 | 0 | 0 | 0 | 0 | 0 | 0 | 0 | 0 | 0 | 0 | 0 | 0 | 0 | 0
| 0 | 0 | 0 | 0 | 0 | 0 | 0 | 0 | 0 | 0 | 0 | 0 | 0 | 0 | 0 | 0 | 0 | 0 | FALSE | FALSE | FALSE | FALSE | 0 | 0 | 0 | n/a | n/a | n/a | n/a | n/a | 0 | 0 | 100% | 100% | 0 | 0 | 0 | 0 | 0 | 0 | 0 | 0 | 0 | 0 | 0 | 0 | 0 | 0 | 0 | 0 | 0 | 0 | 0 | 0 | 0 | 0
| 0 | 0 | 0 | 0 | 0 | 0 | 0 | 0 | 0 | 0 | 0 | 0 | 0 | 0 | 0 | 0 | 0 | 0 | FALSE | FALSE | FALSE | FALSE | 0 | 0 | 0 | n/a | n/a | n/a | n/a | n/a | 0 | 0 | 100% | 100% | 0 | 0 | 0 | 0 | 0 | 0 | 0 | 0 | 0 | 0 | 0 | 0 | 0 | 0 | 0 | 0 | 0 | 0 | 0 | 0 | 0 | 0
| 0 | 0 | 0 | 0 | 0 | 0 | 0 | 0 | 0 | 0 | 0 | 0 | 0 | 0 | 0 | 0 | 0 | 0 | FALSE | FALSE | FALSE | FALSE | 0 | 0 | 0 | n/a | n/a | n/a | n/a | n/a | 0 | 0 | 100% | 100% | 0 | 0 | 0 | 0 | 0 | 0 | 0 | 0 | 0 | 0 | 0 | 0 | 0 | 0 | 0 | 0 | 0 | 0 | 0 | 0 | 0 | 0
| 0 | 0 | 0 | 0 | 0 | 0 | 0 | 0 | 0 | 0 | 0 | 0 | 0 | 0 | 0 | 0 | 0 | 0 | FALSE | FALSE | FALSE | FALSE | 0 | 0 | 0 | n/a | n/a | n/a | n/a | n/a | 0 | 0 | 100% | 100% | 0 | 0 | 0 | 0 | 0 | 0 | 0 | 0 | 0 | 0 | 0 | 0 | 0 | 0 | 0 | 0 | 0 | 0 | 0 | 0 | 0 | 0
| 0 | 0 | 0 | 0 | 0 | 0 | 0 | 0 | 0 | 0 | 0 | 0 | 0 | 0 | 0 | 0 | 0 | 0 | FALSE | FALSE | FALSE | FALSE | 0 | 0 | 0 | n/a | n/a | n/a | n/a | n/a | 0 | 0 | 100% | 100% | 0 | 0 | 0 | 0 | 0 | 0 | 0 | 0 | 0 | 0 | 0 | 0 | 0 | 0 | 0 | 0 | 0 | 0 | 0 | 0 | 0 | 0
| 0 | 0 | 0 | 0 | 0 | 0 | 0 | 0 | 0 | 0 | 0 | 0 | 0 | 0 | 0 | 0 | 0 | 0 | FALSE | FALSE | FALSE | FALSE | 0 | 0 | 0 | n/a | n/a | n/a | n/a | n/a | 0 | 0 | 100% | 100% | 0 | 0 | 0 | 0 | 0 | 0 | 0 | 0 | 0 | 0 | 0 | 0 | 0 | 0 | 0 | 0 | 0 | 0 | 0 | 0 | 0 | 0
| 0 | 0 | 0 | 0 | 0 | 0 | 0 | 0 | 0 | 0 | 0 | 0 | 0 | 0 | 0 | 0 | 0 | 0 | FALSE | FALSE | FALSE | FALSE | 0 | 0 | 0 | n/a | n/a | n/a | n/a | n/a | 0 | 0 | 100% | 100% | 0 | 0 | 0 | 0 | 0 | 0 | 0 | 0 | 0 | 0 | 0 | 0 | 0 | 0 | 0 | 0 | 0 | 0 | 0 | 0 | 0 | 0
| 0 | 0 | 0 | 0 | 0 | 0 | 0 | 0 | 0 | 0 | 0 | 0 | 0 | 0 | 0 | 0 | 0 | 0 | FALSE | FALSE | FALSE | FALSE | 0 | 0 | 0 | n/a | n/a | n/a | n/a | n/a | 0 | 0 | 100% | 100% | 0 | 0 | 0 | 0 | 0 | 0 | 0 | 0 | 0 | 0 | 0 | 0 | 0 | 0 | 0 | 0 | 0 | 0 | 0 | 0 | 0 | 0
| 0 | 0 | 0 | 0 | 0 | 0 | 0 | 0 | 0 | 0 | 0 | 0 | 0 | 0 | 0 | 0 | 0 | 0 | FALSE | FALSE | FALSE | FALSE | 0 | 0 | 0 | n/a | n/a | n/a | n/a | n/a | 0 | 0 | 100% | 100% | 0 | 0 | 0 | 0 | 0 | 0 | 0 | 0 | 0 | 0 | 0 | 0 | 0 | 0 | 0 | 0 | 0 | 0 | 0 | 0 | 0 | 0
| 0 | 0 | 0 | 0 | 0 | 0 | 0 | 0 | 0 | 0 | 0 | 0 | 0 | 0 | 0 | 0 | 0 | 0 | FALSE | FALSE | FALSE | FALSE | 0 | 0 | 0 | n/a | n/a | n/a | n/a | n/a | 0 | 0 | 100% | 100% | 0 | 0 | 0 | 0 | 0 | 0 | 0 | 0 | 0 | 0 | 0 | 0 | 0 | 0 | 0 | 0 | 0 | 0 | 0 | 0 | 0 | 0
| 0 | 0 | 0 | 0 | 0 | 0 | 0 | 0 | 0 | 0 | 0 | 0 | 0 | 0 | 0 | 0 | 0 | 0 | FALSE | FALSE | FALSE | FALSE | 0 | 0 | 0 | n/a | n/a | n/a | n/a | n/a | 0 | 0 | 100% | 100% | 0 | 0 | 0 | 0 | 0 | 0 | 0 | 0 | 0 | 0 | 0 | 0 | 0 | 0 | 0 | 0 | 0 | 0 | 0 | 0 | 0 | 0
| 0 | 0 | 0 | 0 | 0 | 0 | 0 | 0 | 0 | 0 | 0 | 0 | 0 | 0 | 0 | 0 | 0 | 0 | FALSE | FALSE | FALSE | FALSE | 0 | 0 | 0 | n/a | n/a | n/a | n/a | n/a | 0 | 0 | 100% | 100% | 0 | 0 | 0 | 0 | 0 | 0 | 0 | 0 | 0 | 0 | 0 | 0 | 0 | 0 | 0 | 0 | 0 | 0 | 0 | 0 | 0 | 0
| 0 | 0 | 0 | 0 | 0 | 0 | 0 | 0 | 0 | 0 | 0 | 0 | 0 | 0 | 0 | 0 | 0 | 0 | FALSE | FALSE | FALSE | FALSE | 0 | 0 | 0 | n/a | n/a | n/a | n/a | n/a | 0 | 0 | 100% | 100% | 0 | 0 | 0 | 0 | 0 | 0 | 0 | 0 | 0 | 0 | 0 | 0 | 0 | 0 | 0 | 0 | 0 | 0 | 0 | 0 | 0 | 0
| 0 | 0 | 0 | 0 | 0 | 0 | 0 | 0 | 0 | 0 | 0 | 0 | 0 | 0 | 0 | 0 | 0 | 0 | FALSE | FALSE | FALSE | FALSE | 0 | 0 | 0 | n/a | n/a | n/a | n/a | n/a | 0 | 0 | 100% | 100% | 0 | 0 | 0 | 0 | 0 | 0 | 0 | 0 | 0 | 0 | 0 | 0 | 0 | 0 | 0 | 0 | 0 | 0 | 0 | 0 | 0 | 0
| 0 | 0 | 0 | 0 | 0 | 0 | 0 | 0 | 0 | 0 | 0 | 0 | 0 | 0 | 0 | 0 | 0 | 0 | FALSE | FALSE | FALSE | FALSE | 0 | 0 | 0 | n/a | n/a | n/a | n/a | n/a | 0 | 0 | 100% | 100% | 0 | 0 | 0 | 0 | 0 | 0 | 0 | 0 | 0 | 0 | 0 | 0 | 0 | 0 | 0 | 0 | 0 | 0 | 0 | 0 | 0 | 0
| 0 | 0 | 0 | 0 | 0 | 0 | 0 | 0 | 0 | 0 | 0 | 0 | 0 | 0 | 0 | 0 | 0 | 0 | FALSE | FALSE | FALSE | FALSE | 0 | 0 | 0 | n/a | n/a | n/a | n/a | n/a | 0 | 0 | 100% | 100% | 0 | 0 | 0 | 0 | 0 | 0 | 0 | 0 | 0 | 0 | 0 | 0 | 0 | 0 | 0 | 0 | 0 | 0 | 0 | 0 | 0 | 0
| 0 | 0 | 0 | 0 | 0 | 0 | 0 | 0 | 0 | 0 | 0 | 0 | 0 | 0 | 0 | 0 | 0 | 0 | FALSE | FALSE | FALSE | FALSE | 0 | 0 | 0 | n/a | n/a | n/a | n/a | n/a | 0 | 0 | 100% | 100% | 0 | 0 | 0 | 0 | 0 | 0 | 0 | 0 | 0 | 0 | 0 | 0 | 0 | 0 | 0 | 0 | 0 | 0 | 0 | 0 | 0 | 0
| 0 | 0 | 0 | 0 | 0 | 0 | 0 | 0 | 0 | 0 | 0 | 0 | 0 | 0 | 0 | 0 | 0 | 0 | FALSE | FALSE | FALSE | FALSE | 0 | 0 | 0 | n/a | n/a | n/a | n/a | n/a | 0 | 0 | 100% | 100% | 0 | 0 | 0 | 0 | 0 | 0 | 0 | 0 | 0 | 0 | 0 | 0 | 0 | 0 | 0 | 0 | 0 | 0 | 0 | 0 | 0 | 0
| 0 | 0 | 0 | 0 | 0 | 0 | 0 | 0 | 0 | 0 | 0 | 0 | 0 | 0 | 0 | 0 | 0 | 0 | FALSE | FALSE | FALSE | FALSE | 0 | 0 | 0 | n/a | n/a | n/a | n/a | n/a | 0 | 0 | 100% | 100% | 0 | 0 | 0 | 0 | 0 | 0 | 0 | 0 | 0 | 0 | 0 | 0 | 0 | 0 | 0 | 0 | 0 | 0 | 0 | 0 | 0 | 0
| 0 | 0 | 0 | 0 | 0 | 0 | 0 | 0 | 0 | 0 | 0 | 0 | 0 | 0 | 0 | 0 | 0 | 0 | FALSE | FALSE | FALSE | FALSE | 0 | 0 | 0 | n/a | n/a | n/a | n/a | n/a | 0 | 0 | 100% | 100% | 0 | 0 | 0 | 0 | 0 | 0 | 0 | 0 | 0 | 0 | 0 | 0 | 0 | 0 | 0 | 0 | 0 | 0 | 0 | 0 | 0 | 0
| 0 | 0 | 0 | 0 | 0 | 0 | 0 | 0 | 0 | 0 | 0 | 0 | 0 | 0 | 0 | 0 | 0 | 0 | FALSE | FALSE | FALSE | FALSE | 0 | 0 | 0 | n/a | n/a | n/a | n/a | n/a | 0 | 0 | 100% | 100% | 0 | 0 | 0 | 0 | 0 | 0 | 0 | 0 | 0 | 0 | 0 | 0 | 0 | 0 | 0 | 0 | 0 | 0 | 0 | 0 | 0 | 0
| 0 | 0 | 0 | 0 | 0 | 0 | 0 | 0 | 0 | 0 | 0 | 0 | 0 | 0 | 0 | 0 | 0 | 0 | FALSE | FALSE | FALSE | FALSE | 0 | 0 | 0 | n/a | n/a | n/a | n/a | n/a | 0 | 0 | 100% | 100% | 0 | 0 | 0 | 0 | 0 | 0 | 0 | 0 | 0 | 0 | 0 | 0 | 0 | 0 | 0 | 0 | 0 | 0 | 0 | 0 | 0 | 0
| 0 | 0 | 0 | 0 | 0 | 0 | 0 | 0 | 0 | 0 | 0 | 0 | 0 | 0 | 0 | 0 | 0 | 0 | FALSE | FALSE | FALSE | FALSE | 0 | 0 | 0 | n/a | n/a | n/a | n/a | n/a | 0 | 0 | 100% | 100% | 0 | 0 | 0 | 0 | 0 | 0 | 0 | 0 | 0 | 0 | 0 | 0 | 0 | 0 | 0 | 0 | 0 | 0 | 0 | 0 | 0 | 0
| 0 | 0 | 0 | 0 | 0 | 0 | 0 | 0 | 0 | 0 | 0 | 0 | 0 | 0 | 0 | 0 | 0 | 0 | FALSE | FALSE | FALSE | FALSE | 0 | 0 | 0 | n/a | n/a | n/a | n/a | n/a | 0 | 0 | 100% | 100% | 0 | 0 | 0 | 0 | 0 | 0 | 0 | 0 | 0 | 0 | 0 | 0 | 0 | 0 | 0 | 0 | 0 | 0 | 0 | 0 | 0 | 0
| 0 | 0 | 0 | 0 | 0 | 0 | 0 | 0 | 0 | 0 | 0 | 0 | 0 | 0 | 0 | 0 | 0 | 0 | FALSE | FALSE | FALSE | FALSE | 0 | 0 | 0 | n/a | n/a | n/a | n/a | n/a | 0 | 0 | 100% | 100% | 0 | 0 | 0 | 0 | 0 | 0 | 0 | 0 | 0 | 0 | 0 | 0 | 0 | 0 | 0 | 0 | 0 | 0 | 0 | 0 | 0 | 0
| 0 | 0 | 0 | 0 | 0 | 0 | 0 | 0 | 0 | 0 | 0 | 0 | 0 | 0 | 0 | 0 | 0 | 0 | FALSE | FALSE | FALSE | FALSE | 0 | 0 | 0 | n/a | n/a | n/a | n/a | n/a | 0 | 0 | 100% | 100% | 0 | 0 | 0 | 0 | 0 | 0 | 0 | 0 | 0 | 0 | 0 | 0 | 0 | 0 | 0 | 0 | 0 | 0 | 0 | 0 | 0 | 0
| 0 | 0 | 0 | 0 | 0 | 0 | 0 | 0 | 0 | 0 | 0 | 0 | 0 | 0 | 0 | 0 | 0 | 0 | FALSE | FALSE | FALSE | FALSE | 0 | 0 | 0 | n/a | n/a | n/a | n/a | n/a | 0 | 0 | 100% | 100% | 0 | 0 | 0 | 0 | 0 | 0 | 0 | 0 | 0 | 0 | 0 | 0 | 0 | 0 | 0 | 0 | 0 | 0 | 0 | 0 | 0 | 0
| 0 | 0 | 0 | 0 | 0 | 0 | 0 | 0 | 0 | 0 | 0 | 0 | 0 | 0 | 0 | 0 | 0 | 0 | FALSE | FALSE | FALSE | FALSE | 0 | 0 | 0 | n/a | n/a | n/a | n/a | n/a | 0 | 0 | 100% | 100% | 0 | 0 | 0 | 0 | 0 | 0 | 0 | 0 | 0 | 0 | 0 | 0 | 0 | 0 | 0 | 0 | 0 | 0 | 0 | 0 | 0 | 0
| 0 | 0 | 0 | 0 | 0 | 0 | 0 | 0 | 0 | 0 | 0 | 0 | 0 | 0 | 0 | 0 | 0 | 0 | FALSE | FALSE | FALSE | FALSE | 0 | 0 | 0 | n/a | n/a | n/a | n/a | n/a | 0 | 0 | 100% | 100% | 0 | 0 | 0 | 0 | 0 | 0 | 0 | 0 | 0 | 0 | 0 | 0 | 0 | 0 | 0 | 0 | 0 | 0 | 0 | 0 | 0 | 0
| 0 | 0 | 0 | 0 | 0 | 0 | 0 | 0 | 0 | 0 | 0 | 0 | 0 | 0 | 0 | 0 | 0 | 0 | FALSE | FALSE | FALSE | FALSE | 0 | 0 | 0 | n/a | n/a | n/a | n/a | n/a | 0 | 0 | 100% | 100% | 0 | 0 | 0 | 0 | 0 | 0 | 0 | 0 | 0 | 0 | 0 | 0 | 0 | 0 | 0 | 0 | 0 | 0 | 0 | 0 | 0 | 0
| 0 | 0 | 0 | 0 | 0 | 0 | 0 | 0 | 0 | 0 | 0 | 0 | 0 | 0 | 0 | 0 | 0 | 0 | FALSE | FALSE | FALSE | FALSE | 0 | 0 | 0 | n/a | n/a | n/a | n/a | n/a | 0 | 0 | 100% | 100% | 0 | 0 | 0 | 0 | 0 | 0 | 0 | 0 | 0 | 0 | 0 | 0 | 0 | 0 | 0 | 0 | 0 | 0 | 0 | 0 | 0 | 0
| 0 | 0 | 0 | 0 | 0 | 0 | 0 | 0 | 0 | 0 | 0 | 0 | 0 | 0 | 0 | 0 | 0 | 0 | FALSE | FALSE | FALSE | FALSE | 0 | 0 | 0 | n/a | n/a | n/a | n/a | n/a | 0 | 0 | 100% | 100% | 0 | 0 | 0 | 0 | 0 | 0 | 0 | 0 | 0 | 0 | 0 | 0 | 0 | 0 | 0 | 0 | 0 | 0 | 0 | 0 | 0 | 0
| 0 | 0 | 0 | 0 | 0 | 0 | 0 | 0 | 0 | 0 | 0 | 0 | 0 | 0 | 0 | 0 | 0 | 0 | FALSE | FALSE | FALSE | FALSE | 0 | 0 | 0 | n/a | n/a | n/a | n/a | n/a | 0 | 0 | 100% | 100% | 0 | 0 | 0 | 0 | 0 | 0 | 0 | 0 | 0 | 0 | 0 | 0 | 0 | 0 | 0 | 0 | 0 | 0 | 0 | 0 | 0 | 0
| 0 | 0 | 0 | 0 | 0 | 0 | 0 | 0 | 0 | 0 | 0 | 0 | 0 | 0 | 0 | 0 | 0 | 0 | FALSE | FALSE | FALSE | FALSE | 0 | 0 | 0 | n/a | n/a | n/a | n/a | n/a | 0 | 0 | 100% | 100% | 0 | 0 | 0 | 0 | 0 | 0 | 0 | 0 | 0 | 0 | 0 | 0 | 0 | 0 | 0 | 0 | 0 | 0 | 0 | 0 | 0 | 0
| 0 | 0 | 0 | 0 | 0 | 0 | 0 | 0 | 0 | 0 | 0 | 0 | 0 | 0 | 0 | 0 | 0 | 0 | FALSE | FALSE | FALSE | FALSE | 0 | 0 | 0 | n/a | n/a | n/a | n/a | n/a | 0 | 0 | 100% | 100% | 0 | 0 | 0 | 0 | 0 | 0 | 0 | 0 | 0 | 0 | 0 | 0 | 0 | 0 | 0 | 0 | 0 | 0 | 0 | 0 | 0 | 0
| 0 | 0 | 0 | 0 | 0 | 0 | 0 | 0 | 0 | 0 | 0 | 0 | 0 | 0 | 0 | 0 | 0 | 0 | FALSE | FALSE | FALSE | FALSE | 0 | 0 | 0 | n/a | n/a | n/a | n/a | n/a | 0 | 0 | 100% | 100% | 0 | 0 | 0 | 0 | 0 | 0 | 0 | 0 | 0 | 0 | 0 | 0 | 0 | 0 | 0 | 0 | 0 | 0 | 0 | 0 | 0 | 0
| 0 | 0 | 0 | 0 | 0 | 0 | 0 | 0 | 0 | 0 | 0 | 0 | 0 | 0 | 0 | 0 | 0 | 0 | FALSE | FALSE | FALSE | FALSE | 0 | 0 | 0 | n/a | n/a | n/a | n/a | n/a | 0 | 0 | 100% | 100% | 0 | 0 | 0 | 0 | 0 | 0 | 0 | 0 | 0 | 0 | 0 | 0 | 0 | 0 | 0 | 0 | 0 | 0 | 0 | 0 | 0 | 0
| 0 | 0 | 0 | 0 | 0 | 0 | 0 | 0 | 0 | 0 | 0 | 0 | 0 | 0 | 0 | 0 | 0 | 0 | FALSE | FALSE | FALSE | FALSE | 0 | 0 | 0 | n/a | n/a | n/a | n/a | n/a | 0 | 0 | 100% | 100% | 0 | 0 | 0 | 0 | 0 | 0 | 0 | 0 | 0 | 0 | 0 | 0 | 0 | 0 | 0 | 0 | 0 | 0 | 0 | 0 | 0 | 0
| 0 | 0 | 0 | 0 | 0 | 0 | 0 | 0 | 0 | 0 | 0 | 0 | 0 | 0 | 0 | 0 | 0 | 0 | FALSE | FALSE | FALSE | FALSE | 0 | 0 | 0 | n/a | n/a | n/a | n/a | n/a | 0 | 0 | 100% | 100% | 0 | 0 | 0 | 0 | 0 | 0 | 0 | 0 | 0 | 0 | 0 | 0 | 0 | 0 | 0 | 0 | 0 | 0 | 0 | 0 | 0 | 0
| 0 | 0 | 0 | 0 | 0 | 0 | 0 | 0 | 0 | 0 | 0 | 0 | 0 | 0 | 0 | 0 | 0 | 0 | FALSE | FALSE | FALSE | FALSE | 0 | 0 | 0 | n/a | n/a | n/a | n/a | n/a | 0 | 0 | 100% | 100% | 0 | 0 | 0 | 0 | 0 | 0 | 0 | 0 | 0 | 0 | 0 | 0 | 0 | 0 | 0 | 0 | 0 | 0 | 0 | 0 | 0 | 0
| 0 | 0 | 0 | 0 | 0 | 0 | 0 | 0 | 0 | 0 | 0 | 0 | 0 | 0 | 0 | 0 | 0 | 0 | FALSE | FALSE | FALSE | FALSE | 0 | 0 | 0 | n/a | n/a | n/a | n/a | n/a | 0 | 0 | 100% | 100% | 0 | 0 | 0 | 0 | 0 | 0 | 0 | 0 | 0 | 0 | 0 | 0 | 0 | 0 | 0 | 0 | 0 | 0 | 0 | 0 | 0 | 0
| 0 | 0 | 0 | 0 | 0 | 0 | 0 | 0 | 0 | 0 | 0 | 0 | 0 | 0 | 0 | 0 | 0 | 0 | FALSE | FALSE | FALSE | FALSE | 0 | 0 | 0 | n/a | n/a | n/a | n/a | n/a | 0 | 0 | 100% | 100% | 0 | 0 | 0 | 0 | 0 | 0 | 0 | 0 | 0 | 0 | 0 | 0 | 0 | 0 | 0 | 0 | 0 | 0 | 0 | 0 | 0 | 0
| 0 | 0 | 0 | 0 | 0 | 0 | 0 | 0 | 0 | 0 | 0 | 0 | 0 | 0 | 0 | 0 | 0 | 0 | FALSE | FALSE | FALSE | FALSE | 0 | 0 | 0 | n/a | n/a | n/a | n/a | n/a | 0 | 0 | 100% | 100% | 0 | 0 | 0 | 0 | 0 | 0 | 0 | 0 | 0 | 0 | 0 | 0 | 0 | 0 | 0 | 0 | 0 | 0 | 0 | 0 | 0 | 0
| 0 | 0 | 0 | 0 | 0 | 0 | 0 | 0 | 0 | 0 | 0 | 0 | 0 | 0 | 0 | 0 | 0 | 0 | FALSE | FALSE | FALSE | FALSE | 0 | 0 | 0 | n/a | n/a | n/a | n/a | n/a | 0 | 0 | 100% | 100% | 0 | 0 | 0 | 0 | 0 | 0 | 0 | 0 | 0 | 0 | 0 | 0 | 0 | 0 | 0 | 0 | 0 | 0 | 0 | 0 | 0 | 0
| 0 | 0 | 0 | 0 | 0 | 0 | 0 | 0 | 0 | 0 | 0 | 0 | 0 | 0 | 0 | 0 | 0 | 0 | FALSE | FALSE | FALSE | FALSE | 0 | 0 | 0 | n/a | n/a | n/a | n/a | n/a | 0 | 0 | 100% | 100% | 0 | 0 | 0 | 0 | 0 | 0 | 0 | 0 | 0 | 0 | 0 | 0 | 0 | 0 | 0 | 0 | 0 | 0 | 0 | 0 | 0 | 0
| 0 | 0 | 0 | 0 | 0 | 0 | 0 | 0 | 0 | 0 | 0 | 0 | 0 | 0 | 0 | 0 | 0 | 0 | FALSE | FALSE | FALSE | FALSE | 0 | 0 | 0 | n/a | n/a | n/a | n/a | n/a | 0 | 0 | 100% | 100% | 0 | 0 | 0 | 0 | 0 | 0 | 0 | 0 | 0 | 0 | 0 | 0 | 0 | 0 | 0 | 0 | 0 | 0 | 0 | 0 | 0 | 0
| 0 | 0 | 0 | 0 | 0 | 0 | 0 | 0 | 0 | 0 | 0 | 0 | 0 | 0 | 0 | 0 | 0 | 0 | FALSE | FALSE | FALSE | FALSE | 0 | 0 | 0 | n/a | n/a | n/a | n/a | n/a | 0 | 0 | 100% | 100% | 0 | 0 | 0 | 0 | 0 | 0 | 0 | 0 | 0 | 0 | 0 | 0 | 0 | 0 | 0 | 0 | 0 | 0 | 0 | 0 | 0 | 0
| 0 | 0 | 0 | 0 | 0 | 0 | 0 | 0 | 0 | 0 | 0 | 0 | 0 | 0 | 0 | 0 | 0 | 0 | FALSE | FALSE | FALSE | FALSE | 0 | 0 | 0 | n/a | n/a | n/a | n/a | n/a | 0 | 0 | 100% | 100% | 0 | 0 | 0 | 0 | 0 | 0 | 0 | 0 | 0 | 0 | 0 | 0 | 0 | 0 | 0 | 0 | 0 | 0 | 0 | 0 | 0 | 0
| 0 | 0 | 0 | 0 | 0 | 0 | 0 | 0 | 0 | 0 | 0 | 0 | 0 | 0 | 0 | 0 | 0 | 0 | FALSE | FALSE | FALSE | FALSE | 0 | 0 | 0 | n/a | n/a | n/a | n/a | n/a | 0 | 0 | 100% | 100% | 0 | 0 | 0 | 0 | 0 | 0 | 0 | 0 | 0 | 0 | 0 | 0 | 0 | 0 | 0 | 0 | 0 | 0 | 0 | 0 | 0 | 0
| 0 | 0 | 0 | 0 | 0 | 0 | 0 | 0 | 0 | 0 | 0 | 0 | 0 | 0 | 0 | 0 | 0 | 0 | FALSE | FALSE | FALSE | FALSE | 0 | 0 | 0 | n/a | n/a | n/a | n/a | n/a | 0 | 0 | 100% | 100% | 0 | 0 | 0 | 0 | 0 | 0 | 0 | 0 | 0 | 0 | 0 | 0 | 0 | 0 | 0 | 0 | 0 | 0 | 0 | 0 | 0 | 0
| 0 | 0 | 0 | 0 | 0 | 0 | 0 | 0 | 0 | 0 | 0 | 0 | 0 | 0 | 0 | 0 | 0 | 0 | FALSE | FALSE | FALSE | FALSE | 0 | 0 | 0 | n/a | n/a | n/a | n/a | n/a | 0 | 0 | 100% | 100% | 0 | 0 | 0 | 0 | 0 | 0 | 0 | 0 | 0 | 0 | 0 | 0 | 0 | 0 | 0 | 0 | 0 | 0 | 0 | 0 | 0 | 0
| 0 | 0 | 0 | 0 | 0 | 0 | 0 | 0 | 0 | 0 | 0 | 0 | 0 | 0 | 0 | 0 | 0 | 0 | FALSE | FALSE | FALSE | FALSE | 0 | 0 | 0 | n/a | n/a | n/a | n/a | n/a | 0 | 0 | 100% | 100% | 0 | 0 | 0 | 0 | 0 | 0 | 0 | 0 | 0 | 0 | 0 | 0 | 0 | 0 | 0 | 0 | 0 | 0 | 0 | 0 | 0 | 0
| 0 | 0 | 0 | 0 | 0 | 0 | 0 | 0 | 0 | 0 | 0 | 0 | 0 | 0 | 0 | 0 | 0 | 0 | FALSE | FALSE | FALSE | FALSE | 0 | 0 | 0 | n/a | n/a | n/a | n/a | n/a | 0 | 0 | 100% | 100% | 0 | 0 | 0 | 0 | 0 | 0 | 0 | 0 | 0 | 0 | 0 | 0 | 0 | 0 | 0 | 0 | 0 | 0 | 0 | 0 | 0 | 0
| 0 | 0 | 0 | 0 | 0 | 0 | 0 | 0 | 0 | 0 | 0 | 0 | 0 | 0 | 0 | 0 | 0 | 0 | FALSE | FALSE | FALSE | FALSE | 0 | 0 | 0 | n/a | n/a | n/a | n/a | n/a | 0 | 0 | 100% | 100% | 0 | 0 | 0 | 0 | 0 | 0 | 0 | 0 | 0 | 0 | 0 | 0 | 0 | 0 | 0 | 0 | 0 | 0 | 0 | 0 | 0 | 0
| 0 | 0 | 0 | 0 | 0 | 0 | 0 | 0 | 0 | 0 | 0 | 0 | 0 | 0 | 0 | 0 | 0 | 0 | FALSE | FALSE | FALSE | FALSE | 0 | 0 | 0 | n/a | n/a | n/a | n/a | n/a | 0 | 0 | 100% | 100% | 0 | 0 | 0 | 0 | 0 | 0 | 0 | 0 | 0 | 0 | 0 | 0 | 0 | 0 | 0 | 0 | 0 | 0 | 0 | 0 | 0 | 0
| 0 | 0 | 0 | 0 | 0 | 0 | 0 | 0 | 0 | 0 | 0 | 0 | 0 | 0 | 0 | 0 | 0 | 0 | FALSE | FALSE | FALSE | FALSE | 0 | 0 | 0 | n/a | n/a | n/a | n/a | n/a | 0 | 0 | 100% | 100% | 0 | 0 | 0 | 0 | 0 | 0 | 0 | 0 | 0 | 0 | 0 | 0 | 0 | 0 | 0 | 0 | 0 | 0 | 0 | 0 | 0 | 0
| 0 | 0 | 0 | 0 | 0 | 0 | 0 | 0 | 0 | 0 | 0 | 0 | 0 | 0 | 0 | 0 | 0 | 0 | FALSE | FALSE | FALSE | FALSE | 0 | 0 | 0 | n/a | n/a | n/a | n/a | n/a | 0 | 0 | 100% | 100% | 0 | 0 | 0 | 0 | 0 | 0 | 0 | 0 | 0 | 0 | 0 | 0 | 0 | 0 | 0 | 0 | 0 | 0 | 0 | 0 | 0 | 0
| 0 | 0 | 0 | 0 | 0 | 0 | 0 | 0 | 0 | 0 | 0 | 0 | 0 | 0 | 0 | 0 | 0 | 0 | FALSE | FALSE | FALSE | FALSE | 0 | 0 | 0 | n/a | n/a | n/a | n/a | n/a | 0 | 0 | 100% | 100% | 0 | 0 | 0 | 0 | 0 | 0 | 0 | 0 | 0 | 0 | 0 | 0 | 0 | 0 | 0 | 0 | 0 | 0 | 0 | 0 | 0 | 0
| 0 | 0 | 0 | 0 | 0 | 0 | 0 | 0 | 0 | 0 | 0 | 0 | 0 | 0 | 0 | 0 | 0 | 0 | FALSE | FALSE | FALSE | FALSE | 0 | 0 | 0 | n/a | n/a | n/a | n/a | n/a | 0 | 0 | 100% | 100% | 0 | 0 | 0 | 0 | 0 | 0 | 0 | 0 | 0 | 0 | 0 | 0 | 0 | 0 | 0 | 0 | 0 | 0 | 0 | 0 | 0 | 0
| 0 | 0 | 0 | 0 | 0 | 0 | 0 | 0 | 0 | 0 | 0 | 0 | 0 | 0 | 0 | 0 | 0 | 0 | FALSE | FALSE | FALSE | FALSE | 0 | 0 | 0 | n/a | n/a | n/a | n/a | n/a | 0 | 0 | 100% | 100% | 0 | 0 | 0 | 0 | 0 | 0 | 0 | 0 | 0 | 0 | 0 | 0 | 0 | 0 | 0 | 0 | 0 | 0 | 0 | 0 | 0 | 0
| 0 | 0 | 0 | 0 | 0 | 0 | 0 | 0 | 0 | 0 | 0 | 0 | 0 | 0 | 0 | 0 | 0 | 0 | FALSE | FALSE | FALSE | FALSE | 0 | 0 | 0 | n/a | n/a | n/a | n/a | n/a | 0 | 0 | 100% | 100% | 0 | 0 | 0 | 0 | 0 | 0 | 0 | 0 | 0 | 0 | 0 | 0 | 0 | 0 | 0 | 0 | 0 | 0 | 0 | 0 | 0 | 0
| 0 | 0 | 0 | 0 | 0 | 0 | 0 | 0 | 0 | 0 | 0 | 0 | 0 | 0 | 0 | 0 | 0 | 0 | FALSE | FALSE | FALSE | FALSE | 0 | 0 | 0 | n/a | n/a | n/a | n/a | n/a | 0 | 0 | 100% | 100% | 0 | 0 | 0 | 0 | 0 | 0 | 0 | 0 | 0 | 0 | 0 | 0 | 0 | 0 | 0 | 0 | 0 | 0 | 0 | 0 | 0 | 0
| 0 | 0 | 0 | 0 | 0 | 0 | 0 | 0 | 0 | 0 | 0 | 0 | 0 | 0 | 0 | 0 | 0 | 0 | FALSE | FALSE | FALSE | FALSE | 0 | 0 | 0 | n/a | n/a | n/a | n/a | n/a | 0 | 0 | 100% | 100% | 0 | 0 | 0 | 0 | 0 | 0 | 0 | 0 | 0 | 0 | 0 | 0 | 0 | 0 | 0 | 0 | 0 | 0 | 0 | 0 | 0 | 0
| 0 | 0 | 0 | 0 | 0 | 0 | 0 | 0 | 0 | 0 | 0 | 0 | 0 | 0 | 0 | 0 | 0 | 0 | FALSE | FALSE | FALSE | FALSE | 0 | 0 | 0 | n/a | n/a | n/a | n/a | n/a | 0 | 0 | 100% | 100% | 0 | 0 | 0 | 0 | 0 | 0 | 0 | 0 | 0 | 0 | 0 | 0 | 0 | 0 | 0 | 0 | 0 | 0 | 0 | 0 | 0 | 0
| 0 | 0 | 0 | 0 | 0 | 0 | 0 | 0 | 0 | 0 | 0 | 0 | 0 | 0 | 0 | 0 | 0 | 0 | FALSE | FALSE | FALSE | FALSE | 0 | 0 | 0 | n/a | n/a | n/a | n/a | n/a | 0 | 0 | 100% | 100% | 0 | 0 | 0 | 0 | 0 | 0 | 0 | 0 | 0 | 0 | 0 | 0 | 0 | 0 | 0 | 0 | 0 | 0 | 0 | 0 | 0 | 0
| 0 | 0 | 0 | 0 | 0 | 0 | 0 | 0 | 0 | 0 | 0 | 0 | 0 | 0 | 0 | 0 | 0 | 0 | FALSE | FALSE | FALSE | FALSE | 0 | 0 | 0 | n/a | n/a | n/a | n/a | n/a | 0 | 0 | 100% | 100% | 0 | 0 | 0 | 0 | 0 | 0 | 0 | 0 | 0 | 0 | 0 | 0 | 0 | 0 | 0 | 0 | 0 | 0 | 0 | 0 | 0 | 0
| 0 | 0 | 0 | 0 | 0 | 0 | 0 | 0 | 0 | 0 | 0 | 0 | 0 | 0 | 0 | 0 | 0 | 0 | FALSE | FALSE | FALSE | FALSE | 0 | 0 | 0 | n/a | n/a | n/a | n/a | n/a | 0 | 0 | 100% | 100% | 0 | 0 | 0 | 0 | 0 | 0 | 0 | 0 | 0 | 0 | 0 | 0 | 0 | 0 | 0 | 0 | 0 | 0 | 0 | 0 | 0 | 0
| 0 | 0 | 0 | 0 | 0 | 0 | 0 | 0 | 0 | 0 | 0 | 0 | 0 | 0 | 0 | 0 | 0 | 0 | FALSE | FALSE | FALSE | FALSE | 0 | 0 | 0 | n/a | n/a | n/a | n/a | n/a | 0 | 0 | 100% | 100% | 0 | 0 | 0 | 0 | 0 | 0 | 0 | 0 | 0 | 0 | 0 | 0 | 0 | 0 | 0 | 0 | 0 | 0 | 0 | 0 | 0 | 0
| 0 | 0 | 0 | 0 | 0 | 0 | 0 | 0 | 0 | 0 | 0 | 0 | 0 | 0 | 0 | 0 | 0 | 0 | FALSE | FALSE | FALSE | FALSE | 0 | 0 | 0 | n/a | n/a | n/a | n/a | n/a | 0 | 0 | 100% | 100% | 0 | 0 | 0 | 0 | 0 | 0 | 0 | 0 | 0 | 0 | 0 | 0 | 0 | 0 | 0 | 0 | 0 | 0 | 0 | 0 | 0 | 0
| 0 | 0 | 0 | 0 | 0 | 0 | 0 | 0 | 0 | 0 | 0 | 0 | 0 | 0 | 0 | 0 | 0 | 0 | FALSE | FALSE | FALSE | FALSE | 0 | 0 | 0 | n/a | n/a | n/a | n/a | n/a | 0 | 0 | 100% | 100% | 0 | 0 | 0 | 0 | 0 | 0 | 0 | 0 | 0 | 0 | 0 | 0 | 0 | 0 | 0 | 0 | 0 | 0 | 0 | 0 | 0 | 0
| 0 | 0 | 0 | 0 | 0 | 0 | 0 | 0 | 0 | 0 | 0 | 0 | 0 | 0 | 0 | 0 | 0 | 0 | FALSE | FALSE | FALSE | FALSE | 0 | 0 | 0 | n/a | n/a | n/a | n/a | n/a | 0 | 0 | 100% | 100% | 0 | 0 | 0 | 0 | 0 | 0 | 0 | 0 | 0 | 0 | 0 | 0 | 0 | 0 | 0 | 0 | 0 | 0 | 0 | 0 | 0 | 0
| 0 | 0 | 0 | 0 | 0 | 0 | 0 | 0 | 0 | 0 | 0 | 0 | 0 | 0 | 0 | 0 | 0 | 0 | FALSE | FALSE | FALSE | FALSE | 0 | 0 | 0 | n/a | n/a | n/a | n/a | n/a | 0 | 0 | 100% | 100% | 0 | 0 | 0 | 0 | 0 | 0 | 0 | 0 | 0 | 0 | 0 | 0 | 0 | 0 | 0 | 0 | 0 | 0 | 0 | 0 | 0 | 0
| 0 | 0 | 0 | 0 | 0 | 0 | 0 | 0 | 0 | 0 | 0 | 0 | 0 | 0 | 0 | 0 | 0 | 0 | FALSE | FALSE | FALSE | FALSE | 0 | 0 | 0 | n/a | n/a | n/a | n/a | n/a | 0 | 0 | 100% | 100% | 0 | 0 | 0 | 0 | 0 | 0 | 0 | 0 | 0 | 0 | 0 | 0 | 0 | 0 | 0 | 0 | 0 | 0 | 0 | 0 | 0 | 0
| 0 | 0 | 0 | 0 | 0 | 0 | 0 | 0 | 0 | 0 | 0 | 0 | 0 | 0 | 0 | 0 | 0 | 0 | FALSE | FALSE | FALSE | FALSE | 0 | 0 | 0 | n/a | n/a | n/a | n/a | n/a | 0 | 0 | 100% | 100% | 0 | 0 | 0 | 0 | 0 | 0 | 0 | 0 | 0 | 0 | 0 | 0 | 0 | 0 | 0 | 0 | 0 | 0 | 0 | 0 | 0 | 0
| 0 | 0 | 0 | 0 | 0 | 0 | 0 | 0 | 0 | 0 | 0 | 0 | 0 | 0 | 0 | 0 | 0 | 0 | FALSE | FALSE | FALSE | FALSE | 0 | 0 | 0 | n/a | n/a | n/a | n/a | n/a | 0 | 0 | 100% | 100% | 0 | 0 | 0 | 0 | 0 | 0 | 0 | 0 | 0 | 0 | 0 | 0 | 0 | 0 | 0 | 0 | 0 | 0 | 0 | 0 | 0 | 0
| 0 | 0 | 0 | 0 | 0 | 0 | 0 | 0 | 0 | 0 | 0 | 0 | 0 | 0 | 0 | 0 | 0 | 0 | FALSE | FALSE | FALSE | FALSE | 0 | 0 | 0 | n/a | n/a | n/a | n/a | n/a | 0 | 0 | 100% | 100% | 0 | 0 | 0 | 0 | 0 | 0 | 0 | 0 | 0 | 0 | 0 | 0 | 0 | 0 | 0 | 0 | 0 | 0 | 0 | 0 | 0 | 0
| 0 | 0 | 0 | 0 | 0 | 0 | 0 | 0 | 0 | 0 | 0 | 0 | 0 | 0 | 0 | 0 | 0 | 0 | FALSE | FALSE | FALSE | FALSE | 0 | 0 | 0 | n/a | n/a | n/a | n/a | n/a | 0 | 0 | 100% | 100% | 0 | 0 | 0 | 0 | 0 | 0 | 0 | 0 | 0 | 0 | 0 | 0 | 0 | 0 | 0 | 0 | 0 | 0 | 0 | 0 | 0 | 0
| 0 | 0 | 0 | 0 | 0 | 0 | 0 | 0 | 0 | 0 | 0 | 0 | 0 | 0 | 0 | 0 | 0 | 0 | FALSE | FALSE | FALSE | FALSE | 0 | 0 | 0 | n/a | n/a | n/a | n/a | n/a | 0 | 0 | 100% | 100% | 0 | 0 | 0 | 0 | 0 | 0 | 0 | 0 | 0 | 0 | 0 | 0 | 0 | 0 | 0 | 0 | 0 | 0 | 0 | 0 | 0 | 0
| 0 | 0 | 0 | 0 | 0 | 0 | 0 | 0 | 0 | 0 | 0 | 0 | 0 | 0 | 0 | 0 | 0 | 0 | FALSE | FALSE | FALSE | FALSE | 0 | 0 | 0 | n/a | n/a | n/a | n/a | n/a | 0 | 0 | 100% | 100% | 0 | 0 | 0 | 0 | 0 | 0 | 0 | 0 | 0 | 0 | 0 | 0 | 0 | 0 | 0 | 0 | 0 | 0 | 0 | 0 | 0 | 0
| 0 | 0 | 0 | 0 | 0 | 0 | 0 | 0 | 0 | 0 | 0 | 0 | 0 | 0 | 0 | 0 | 0 | 0 | FALSE | FALSE | FALSE | FALSE | 0 | 0 | 0 | n/a | n/a | n/a | n/a | n/a | 0 | 0 | 100% | 100% | 0 | 0 | 0 | 0 | 0 | 0 | 0 | 0 | 0 | 0 | 0 | 0 | 0 | 0 | 0 | 0 | 0 | 0 | 0 | 0 | 0 | 0
| 0 | 0 | 0 | 0 | 0 | 0 | 0 | 0 | 0 | 0 | 0 | 0 | 0 | 0 | 0 | 0 | 0 | 0 | FALSE | FALSE | FALSE | FALSE | 0 | 0 | 0 | n/a | n/a | n/a | n/a | n/a | 0 | 0 | 100% | 100% | 0 | 0 | 0 | 0 | 0 | 0 | 0 | 0 | 0 | 0 | 0 | 0 | 0 | 0 | 0 | 0 | 0 | 0 | 0 | 0 | 0 | 0
| 0 | 0 | 0 | 0 | 0 | 0 | 0 | 0 | 0 | 0 | 0 | 0 | 0 | 0 | 0 | 0 | 0 | 0 | FALSE | FALSE | FALSE | FALSE | 0 | 0 | 0 | n/a | n/a | n/a | n/a | n/a | 0 | 0 | 100% | 100% | 0 | 0 | 0 | 0 | 0 | 0 | 0 | 0 | 0 | 0 | 0 | 0 | 0 | 0 | 0 | 0 | 0 | 0 | 0 | 0 | 0 | 0
| 0 | 0 | 0 | 0 | 0 | 0 | 0 | 0 | 0 | 0 | 0 | 0 | 0 | 0 | 0 | 0 | 0 | 0 | FALSE | FALSE | FALSE | FALSE | 0 | 0 | 0 | n/a | n/a | n/a | n/a | n/a | 0 | 0 | 100% | 100% | 0 | 0 | 0 | 0 | 0 | 0 | 0 | 0 | 0 | 0 | 0 | 0 | 0 | 0 | 0 | 0 | 0 | 0 | 0 | 0 | 0 | 0
| 0 | 0 | 0 | 0 | 0 | 0 | 0 | 0 | 0 | 0 | 0 | 0 | 0 | 0 | 0 | 0 | 0 | 0 | FALSE | FALSE | FALSE | FALSE | 0 | 0 | 0 | n/a | n/a | n/a | n/a | n/a | 0 | 0 | 100% | 100% | 0 | 0 | 0 | 0 | 0 | 0 | 0 | 0 | 0 | 0 | 0 | 0 | 0 | 0 | 0 | 0 | 0 | 0 | 0 | 0 | 0 | 0
| 0 | 0 | 0 | 0 | 0 | 0 | 0 | 0 | 0 | 0 | 0 | 0 | 0 | 0 | 0 | 0 | 0 | 0 | FALSE | FALSE | FALSE | FALSE | 0 | 0 | 0 | n/a | n/a | n/a | n/a | n/a | 0 | 0 | 100% | 100% | 0 | 0 | 0 | 0 | 0 | 0 | 0 | 0 | 0 | 0 | 0 | 0 | 0 | 0 | 0 | 0 | 0 | 0 | 0 | 0 | 0 | 0
| 0 | 0 | 0 | 0 | 0 | 0 | 0 | 0 | 0 | 0 | 0 | 0 | 0 | 0 | 0 | 0 | 0 | 0 | FALSE | FALSE | FALSE | FALSE | 0 | 0 | 0 | n/a | n/a | n/a | n/a | n/a | 0 | 0 | 100% | 100% | 0 | 0 | 0 | 0 | 0 | 0 | 0 | 0 | 0 | 0 | 0 | 0 | 0 | 0 | 0 | 0 | 0 | 0 | 0 | 0 | 0 | 0
| 0 | 0 | 0 | 0 | 0 | 0 | 0 | 0 | 0 | 0 | 0 | 0 | 0 | 0 | 0 | 0 | 0 | 0 | FALSE | FALSE | FALSE | FALSE | 0 | 0 | 0 | n/a | n/a | n/a | n/a | n/a | 0 | 0 | 100% | 100% | 0 | 0 | 0 | 0 | 0 | 0 | 0 | 0 | 0 | 0 | 0 | 0 | 0 | 0 | 0 | 0 | 0 | 0 | 0 | 0 | 0 | 0
| 0 | 0 | 0 | 0 | 0 | 0 | 0 | 0 | 0 | 0 | 0 | 0 | 0 | 0 | 0 | 0 | 0 | 0 | FALSE | FALSE | FALSE | FALSE | 0 | 0 | 0 | n/a | n/a | n/a | n/a | n/a | 0 | 0 | 100% | 100% | 0 | 0 | 0 | 0 | 0 | 0 | 0 | 0 | 0 | 0 | 0 | 0 | 0 | 0 | 0 | 0 | 0 | 0 | 0 | 0 | 0 | 0
| 0 | 0 | 0 | 0 | 0 | 0 | 0 | 0 | 0 | 0 | 0 | 0 | 0 | 0 | 0 | 0 | 0 | 0 | FALSE | FALSE | FALSE | FALSE | 0 | 0 | 0 | n/a | n/a | n/a | n/a | n/a | 0 | 0 | 100% | 100% | 0 | 0 | 0 | 0 | 0 | 0 | 0 | 0 | 0 | 0 | 0 | 0 | 0 | 0 | 0 | 0 | 0 | 0 | 0 | 0 | 0 | 0
| 0 | 0 | 0 | 0 | 0 | 0 | 0 | 0 | 0 | 0 | 0 | 0 | 0 | 0 | 0 | 0 | 0 | 0 | FALSE | FALSE | FALSE | FALSE | 0 | 0 | 0 | n/a | n/a | n/a | n/a | n/a | 0 | 0 | 100% | 100% | 0 | 0 | 0 | 0 | 0 | 0 | 0 | 0 | 0 | 0 | 0 | 0 | 0 | 0 | 0 | 0 | 0 | 0 | 0 | 0 | 0 | 0
| 0 | 0 | 0 | 0 | 0 | 0 | 0 | 0 | 0 | 0 | 0 | 0 | 0 | 0 | 0 | 0 | 0 | 0 | FALSE | FALSE | FALSE | FALSE | 0 | 0 | 0 | n/a | n/a | n/a | n/a | n/a | 0 | 0 | 100% | 100% | 0 | 0 | 0 | 0 | 0 | 0 | 0 | 0 | 0 | 0 | 0 | 0 | 0 | 0 | 0 | 0 | 0 | 0 | 0 | 0 | 0 | 0
| 0 | 0 | 0 | 0 | 0 | 0 | 0 | 0 | 0 | 0 | 0 | 0 | 0 | 0 | 0 | 0 | 0 | 0 | FALSE | FALSE | FALSE | FALSE | 0 | 0 | 0 | n/a | n/a | n/a | n/a | n/a | 0 | 0 | 100% | 100% | 0 | 0 | 0 | 0 | 0 | 0 | 0 | 0 | 0 | 0 | 0 | 0 | 0 | 0 | 0 | 0 | 0 | 0 | 0 | 0 | 0 | 0
| 0 | 0 | 0 | 0 | 0 | 0 | 0 | 0 | 0 | 0 | 0 | 0 | 0 | 0 | 0 | 0 | 0 | 0 | FALSE | FALSE | FALSE | FALSE | 0 | 0 | 0 | n/a | n/a | n/a | n/a | n/a | 0 | 0 | 100% | 100% | 0 | 0 | 0 | 0 | 0 | 0 | 0 | 0 | 0 | 0 | 0 | 0 | 0 | 0 | 0 | 0 | 0 | 0 | 0 | 0 | 0 | 0
| 0 | 0 | 0 | 0 | 0 | 0 | 0 | 0 | 0 | 0 | 0 | 0 | 0 | 0 | 0 | 0 | 0 | 0 | FALSE | FALSE | FALSE | FALSE | 0 | 0 | 0 | n/a | n/a | n/a | n/a | n/a | 0 | 0 | 100% | 100% | 0 | 0 | 0 | 0 | 0 | 0 | 0 | 0 | 0 | 0 | 0 | 0 | 0 | 0 | 0 | 0 | 0 | 0 | 0 | 0 | 0 | 0
| 0 | 0 | 0 | 0 | 0 | 0 | 0 | 0 | 0 | 0 | 0 | 0 | 0 | 0 | 0 | 0 | 0 | 0 | FALSE | FALSE | FALSE | FALSE | 0 | 0 | 0 | n/a | n/a | n/a | n/a | n/a | 0 | 0 | 100% | 100% | 0 | 0 | 0 | 0 | 0 | 0 | 0 | 0 | 0 | 0 | 0 | 0 | 0 | 0 | 0 | 0 | 0 | 0 | 0 | 0 | 0 | 0
| 0 | 0 | 0 | 0 | 0 | 0 | 0 | 0 | 0 | 0 | 0 | 0 | 0 | 0 | 0 | 0 | 0 | 0 | FALSE | FALSE | FALSE | FALSE | 0 | 0 | 0 | n/a | n/a | n/a | n/a | n/a | 0 | 0 | 100% | 100% | 0 | 0 | 0 | 0 | 0 | 0 | 0 | 0 | 0 | 0 | 0 | 0 | 0 | 0 | 0 | 0 | 0 | 0 | 0 | 0 | 0 | 0
| 0 | 0 | 0 | 0 | 0 | 0 | 0 | 0 | 0 | 0 | 0 | 0 | 0 | 0 | 0 | 0 | 0 | 0 | FALSE | FALSE | FALSE | FALSE | 0 | 0 | 0 | n/a | n/a | n/a | n/a | n/a | 0 | 0 | 100% | 100% | 0 | 0 | 0 | 0 | 0 | 0 | 0 | 0 | 0 | 0 | 0 | 0 | 0 | 0 | 0 | 0 | 0 | 0 | 0 | 0 | 0 | 0
| 0 | 0 | 0 | 0 | 0 | 0 | 0 | 0 | 0 | 0 | 0 | 0 | 0 | 0 | 0 | 0 | 0 | 0 | FALSE | FALSE | FALSE | FALSE | 0 | 0 | 0 | n/a | n/a | n/a | n/a | n/a | 0 | 0 | 100% | 100% | 0 | 0 | 0 | 0 | 0 | 0 | 0 | 0 | 0 | 0 | 0 | 0 | 0 | 0 | 0 | 0 | 0 | 0 | 0 | 0 | 0 | 0
| 0 | 0 | 0 | 0 | 0 | 0 | 0 | 0 | 0 | 0 | 0 | 0 | 0 | 0 | 0 | 0 | 0 | 0 | FALSE | FALSE | FALSE | FALSE | 0 | 0 | 0 | n/a | n/a | n/a | n/a | n/a | 0 | 0 | 100% | 100% | 0 | 0 | 0 | 0 | 0 | 0 | 0 | 0 | 0 | 0 | 0 | 0 | 0 | 0 | 0 | 0 | 0 | 0 | 0 | 0 | 0 | 0
| 0 | 0 | 0 | 0 | 0 | 0 | 0 | 0 | 0 | 0 | 0 | 0 | 0 | 0 | 0 | 0 | 0 | 0 | FALSE | FALSE | FALSE | FALSE | 0 | 0 | 0 | n/a | n/a | n/a | n/a | n/a | 0 | 0 | 100% | 100% | 0 | 0 | 0 | 0 | 0 | 0 | 0 | 0 | 0 | 0 | 0 | 0 | 0 | 0 | 0 | 0 | 0 | 0 | 0 | 0 | 0 | 0
| 0 | 0 | 0 | 0 | 0 | 0 | 0 | 0 | 0 | 0 | 0 | 0 | 0 | 0 | 0 | 0 | 0 | 0 | FALSE | FALSE | FALSE | FALSE | 0 | 0 | 0 | n/a | n/a | n/a | n/a | n/a | 0 | 0 | 100% | 100% | 0 | 0 | 0 | 0 | 0 | 0 | 0 | 0 | 0 | 0 | 0 | 0 | 0 | 0 | 0 | 0 | 0 | 0 | 0 | 0 | 0 | 0
| 0 | 0 | 0 | 0 | 0 | 0 | 0 | 0 | 0 | 0 | 0 | 0 | 0 | 0 | 0 | 0 | 0 | 0 | FALSE | FALSE | FALSE | FALSE | 0 | 0 | 0 | n/a | n/a | n/a | n/a | n/a | 0 | 0 | 100% | 100% | 0 | 0 | 0 | 0 | 0 | 0 | 0 | 0 | 0 | 0 | 0 | 0 | 0 | 0 | 0 | 0 | 0 | 0 | 0 | 0 | 0 | 0
| 0 | 0 | 0 | 0 | 0 | 0 | 0 | 0 | 0 | 0 | 0 | 0 | 0 | 0 | 0 | 0 | 0 | 0 | FALSE | FALSE | FALSE | FALSE | 0 | 0 | 0 | n/a | n/a | n/a | n/a | n/a | 0 | 0 | 100% | 100% | 0 | 0 | 0 | 0 | 0 | 0 | 0 | 0 | 0 | 0 | 0 | 0 | 0 | 0 | 0 | 0 | 0 | 0 | 0 | 0 | 0 | 0
| 0 | 0 | 0 | 0 | 0 | 0 | 0 | 0 | 0 | 0 | 0 | 0 | 0 | 0 | 0 | 0 | 0 | 0 | FALSE | FALSE | FALSE | FALSE | 0 | 0 | 0 | n/a | n/a | n/a | n/a | n/a | 0 | 0 | 100% | 100% | 0 | 0 | 0 | 0 | 0 | 0 | 0 | 0 | 0 | 0 | 0 | 0 | 0 | 0 | 0 | 0 | 0 | 0 | 0 | 0 | 0 | 0
| 0 | 0 | 0 | 0 | 0 | 0 | 0 | 0 | 0 | 0 | 0 | 0 | 0 | 0 | 0 | 0 | 0 | 0 | FALSE | FALSE | FALSE | FALSE | 0 | 0 | 0 | n/a | n/a | n/a | n/a | n/a | 0 | 0 | 100% | 100% | 0 | 0 | 0 | 0 | 0 | 0 | 0 | 0 | 0 | 0 | 0 | 0 | 0 | 0 | 0 | 0 | 0 | 0 | 0 | 0 | 0 | 0
| 0 | 0 | 0 | 0 | 0 | 0 | 0 | 0 | 0 | 0 | 0 | 0 | 0 | 0 | 0 | 0 | 0 | 0 | FALSE | FALSE | FALSE | FALSE | 0 | 0 | 0 | n/a | n/a | n/a | n/a | n/a | 0 | 0 | 100% | 100% | 0 | 0 | 0 | 0 | 0 | 0 | 0 | 0 | 0 | 0 | 0 | 0 | 0 | 0 | 0 | 0 | 0 | 0 | 0 | 0 | 0 | 0
| 0 | 0 | 0 | 0 | 0 | 0 | 0 | 0 | 0 | 0 | 0 | 0 | 0 | 0 | 0 | 0 | 0 | 0 | FALSE | FALSE | FALSE | FALSE | 0 | 0 | 0 | n/a | n/a | n/a | n/a | n/a | 0 | 0 | 100% | 100% | 0 | 0 | 0 | 0 | 0 | 0 | 0 | 0 | 0 | 0 | 0 | 0 | 0 | 0 | 0 | 0 | 0 | 0 | 0 | 0 | 0 | 0
| 0 | 0 | 0 | 0 | 0 | 0 | 0 | 0 | 0 | 0 | 0 | 0 | 0 | 0 | 0 | 0 | 0 | 0 | FALSE | FALSE | FALSE | FALSE | 0 | 0 | 0 | n/a | n/a | n/a | n/a | n/a | 0 | 0 | 100% | 100% | 0 | 0 | 0 | 0 | 0 | 0 | 0 | 0 | 0 | 0 | 0 | 0 | 0 | 0 | 0 | 0 | 0 | 0 | 0 | 0 | 0 | 0
| 0 | 0 | 0 | 0 | 0 | 0 | 0 | 0 | 0 | 0 | 0 | 0 | 0 | 0 | 0 | 0 | 0 | 0 | FALSE | FALSE | FALSE | FALSE | 0 | 0 | 0 | n/a | n/a | n/a | n/a | n/a | 0 | 0 | 100% | 100% | 0 | 0 | 0 | 0 | 0 | 0 | 0 | 0 | 0 | 0 | 0 | 0 | 0 | 0 | 0 | 0 | 0 | 0 | 0 | 0 | 0 | 0
| 0 | 0 | 0 | 0 | 0 | 0 | 0 | 0 | 0 | 0 | 0 | 0 | 0 | 0 | 0 | 0 | 0 | 0 | FALSE | FALSE | FALSE | FALSE | 0 | 0 | 0 | n/a | n/a | n/a | n/a | n/a | 0 | 0 | 100% | 100% | 0 | 0 | 0 | 0 | 0 | 0 | 0 | 0 | 0 | 0 | 0 | 0 | 0 | 0 | 0 | 0 | 0 | 0 | 0 | 0 | 0 | 0
| 0 | 0 | 0 | 0 | 0 | 0 | 0 | 0 | 0 | 0 | 0 | 0 | 0 | 0 | 0 | 0 | 0 | 0 | FALSE | FALSE | FALSE | FALSE | 0 | 0 | 0 | n/a | n/a | n/a | n/a | n/a | 0 | 0 | 100% | 100% | 0 | 0 | 0 | 0 | 0 | 0 | 0 | 0 | 0 | 0 | 0 | 0 | 0 | 0 | 0 | 0 | 0 | 0 | 0 | 0 | 0 | 0
| 0 | 0 | 0 | 0 | 0 | 0 | 0 | 0 | 0 | 0 | 0 | 0 | 0 | 0 | 0 | 0 | 0 | 0 | FALSE | FALSE | FALSE | FALSE | 0 | 0 | 0 | n/a | n/a | n/a | n/a | n/a | 0 | 0 | 100% | 100% | 0 | 0 | 0 | 0 | 0 | 0 | 0 | 0 | 0 | 0 | 0 | 0 | 0 | 0 | 0 | 0 | 0 | 0 | 0 | 0 | 0 | 0
| 0 | 0 | 0 | 0 | 0 | 0 | 0 | 0 | 0 | 0 | 0 | 0 | 0 | 0 | 0 | 0 | 0 | 0 | FALSE | FALSE | FALSE | FALSE | 0 | 0 | 0 | n/a | n/a | n/a | n/a | n/a | 0 | 0 | 100% | 100% | 0 | 0 | 0 | 0 | 0 | 0 | 0 | 0 | 0 | 0 | 0 | 0 | 0 | 0 | 0 | 0 | 0 | 0 | 0 | 0 | 0 | 0
| 0 | 0 | 0 | 0 | 0 | 0 | 0 | 0 | 0 | 0 | 0 | 0 | 0 | 0 | 0 | 0 | 0 | 0 | FALSE | FALSE | FALSE | FALSE | 0 | 0 | 0 | n/a | n/a | n/a | n/a | n/a | 0 | 0 | 100% | 100% | 0 | 0 | 0 | 0 | 0 | 0 | 0 | 0 | 0 | 0 | 0 | 0 | 0 | 0 | 0 | 0 | 0 | 0 | 0 | 0 | 0 | 0
| 0 | 0 | 0 | 0 | 0 | 0 | 0 | 0 | 0 | 0 | 0 | 0 | 0 | 0 | 0 | 0 | 0 | 0 | FALSE | FALSE | FALSE | FALSE | 0 | 0 | 0 | n/a | n/a | n/a | n/a | n/a | 0 | 0 | 100% | 100% | 0 | 0 | 0 | 0 | 0 | 0 | 0 | 0 | 0 | 0 | 0 | 0 | 0 | 0 | 0 | 0 | 0 | 0 | 0 | 0 | 0 | 0
| 0 | 0 | 0 | 0 | 0 | 0 | 0 | 0 | 0 | 0 | 0 | 0 | 0 | 0 | 0 | 0 | 0 | 0 | FALSE | FALSE | FALSE | FALSE | 0 | 0 | 0 | n/a | n/a | n/a | n/a | n/a | 0 | 0 | 100% | 100% | 0 | 0 | 0 | 0 | 0 | 0 | 0 | 0 | 0 | 0 | 0 | 0 | 0 | 0 | 0 | 0 | 0 | 0 | 0 | 0 | 0 | 0
| 0 | 0 | 0 | 0 | 0 | 0 | 0 | 0 | 0 | 0 | 0 | 0 | 0 | 0 | 0 | 0 | 0 | 0 | FALSE | FALSE | FALSE | FALSE | 0 | 0 | 0 | n/a | n/a | n/a | n/a | n/a | 0 | 0 | 100% | 100% | 0 | 0 | 0 | 0 | 0 | 0 | 0 | 0 | 0 | 0 | 0 | 0 | 0 | 0 | 0 | 0 | 0 | 0 | 0 | 0 | 0 | 0
| 0 | 0 | 0 | 0 | 0 | 0 | 0 | 0 | 0 | 0 | 0 | 0 | 0 | 0 | 0 | 0 | 0 | 0 | FALSE | FALSE | FALSE | FALSE | 0 | 0 | 0 | n/a | n/a | n/a | n/a | n/a | 0 | 0 | 100% | 100% | 0 | 0 | 0 | 0 | 0 | 0 | 0 | 0 | 0 | 0 | 0 | 0 | 0 | 0 | 0 | 0 | 0 | 0 | 0 | 0 | 0 | 0
| 0 | 0 | 0 | 0 | 0 | 0 | 0 | 0 | 0 | 0 | 0 | 0 | 0 | 0 | 0 | 0 | 0 | 0 | FALSE | FALSE | FALSE | FALSE | 0 | 0 | 0 | n/a | n/a | n/a | n/a | n/a | 0 | 0 | 100% | 100% | 0 | 0 | 0 | 0 | 0 | 0 | 0 | 0 | 0 | 0 | 0 | 0 | 0 | 0 | 0 | 0 | 0 | 0 | 0 | 0 | 0 | 0
| 0 | 0 | 0 | 0 | 0 | 0 | 0 | 0 | 0 | 0 | 0 | 0 | 0 | 0 | 0 | 0 | 0 | 0 | FALSE | FALSE | FALSE | FALSE | 0 | 0 | 0 | n/a | n/a | n/a | n/a | n/a | 0 | 0 | 100% | 100% | 0 | 0 | 0 | 0 | 0 | 0 | 0 | 0 | 0 | 0 | 0 | 0 | 0 | 0 | 0 | 0 | 0 | 0 | 0 | 0 | 0 | 0
| 0 | 0 | 0 | 0 | 0 | 0 | 0 | 0 | 0 | 0 | 0 | 0 | 0 | 0 | 0 | 0 | 0 | 0 | FALSE | FALSE | FALSE | FALSE | 0 | 0 | 0 | n/a | n/a | n/a | n/a | n/a | 0 | 0 | 100% | 100% | 0 | 0 | 0 | 0 | 0 | 0 | 0 | 0 | 0 | 0 | 0 | 0 | 0 | 0 | 0 | 0 | 0 | 0 | 0 | 0 | 0 | 0
| 0 | 0 | 0 | 0 | 0 | 0 | 0 | 0 | 0 | 0 | 0 | 0 | 0 | 0 | 0 | 0 | 0 | 0 | FALSE | FALSE | FALSE | FALSE | 0 | 0 | 0 | n/a | n/a | n/a | n/a | n/a | 0 | 0 | 100% | 100% | 0 | 0 | 0 | 0 | 0 | 0 | 0 | 0 | 0 | 0 | 0 | 0 | 0 | 0 | 0 | 0 | 0 | 0 | 0 | 0 | 0 | 0
| 0 | 0 | 0 | 0 | 0 | 0 | 0 | 0 | 0 | 0 | 0 | 0 | 0 | 0 | 0 | 0 | 0 | 0 | FALSE | FALSE | FALSE | FALSE | 0 | 0 | 0 | n/a | n/a | n/a | n/a | n/a | 0 | 0 | 100% | 100% | 0 | 0 | 0 | 0 | 0 | 0 | 0 | 0 | 0 | 0 | 0 | 0 | 0 | 0 | 0 | 0 | 0 | 0 | 0 | 0 | 0 | 0
| 0 | 0 | 0 | 0 | 0 | 0 | 0 | 0 | 0 | 0 | 0 | 0 | 0 | 0 | 0 | 0 | 0 | 0 | FALSE | FALSE | FALSE | FALSE | 0 | 0 | 0 | n/a | n/a | n/a | n/a | n/a | 0 | 0 | 100% | 100% | 0 | 0 | 0 | 0 | 0 | 0 | 0 | 0 | 0 | 0 | 0 | 0 | 0 | 0 | 0 | 0 | 0 | 0 | 0 | 0 | 0 | 0
| 0 | 0 | 0 | 0 | 0 | 0 | 0 | 0 | 0 | 0 | 0 | 0 | 0 | 0 | 0 | 0 | 0 | 0 | FALSE | FALSE | FALSE | FALSE | 0 | 0 | 0 | n/a | n/a | n/a | n/a | n/a | 0 | 0 | 100% | 100% | 0 | 0 | 0 | 0 | 0 | 0 | 0 | 0 | 0 | 0 | 0 | 0 | 0 | 0 | 0 | 0 | 0 | 0 | 0 | 0 | 0 | 0
| 0 | 0 | 0 | 0 | 0 | 0 | 0 | 0 | 0 | 0 | 0 | 0 | 0 | 0 | 0 | 0 | 0 | 0 | FALSE | FALSE | FALSE | FALSE | 0 | 0 | 0 | n/a | n/a | n/a | n/a | n/a | 0 | 0 | 100% | 100% | 0 | 0 | 0 | 0 | 0 | 0 | 0 | 0 | 0 | 0 | 0 | 0 | 0 | 0 | 0 | 0 | 0 | 0 | 0 | 0 | 0 | 0
| 0 | 0 | 0 | 0 | 0 | 0 | 0 | 0 | 0 | 0 | 0 | 0 | 0 | 0 | 0 | 0 | 0 | 0 | FALSE | FALSE | FALSE | FALSE | 0 | 0 | 0 | n/a | n/a | n/a | n/a | n/a | 0 | 0 | 100% | 100% | 0 | 0 | 0 | 0 | 0 | 0 | 0 | 0 | 0 | 0 | 0 | 0 | 0 | 0 | 0 | 0 | 0 | 0 | 0 | 0 | 0 | 0
| 0 | 0 | 0 | 0 | 0 | 0 | 0 | 0 | 0 | 0 | 0 | 0 | 0 | 0 | 0 | 0 | 0 | 0 | FALSE | FALSE | FALSE | FALSE | 0 | 0 | 0 | n/a | n/a | n/a | n/a | n/a | 0 | 0 | 100% | 100% | 0 | 0 | 0 | 0 | 0 | 0 | 0 | 0 | 0 | 0 | 0 | 0 | 0 | 0 | 0 | 0 | 0 | 0 | 0 | 0 | 0 | 0
| 0 | 0 | 0 | 0 | 0 | 0 | 0 | 0 | 0 | 0 | 0 | 0 | 0 | 0 | 0 | 0 | 0 | 0 | FALSE | FALSE | FALSE | FALSE | 0 | 0 | 0 | n/a | n/a | n/a | n/a | n/a | 0 | 0 | 100% | 100% | 0 | 0 | 0 | 0 | 0 | 0 | 0 | 0 | 0 | 0 | 0 | 0 | 0 | 0 | 0 | 0 | 0 | 0 | 0 | 0 | 0 | 0
| 0 | 0 | 0 | 0 | 0 | 0 | 0 | 0 | 0 | 0 | 0 | 0 | 0 | 0 | 0 | 0 | 0 | 0 | FALSE | FALSE | FALSE | FALSE | 0 | 0 | 0 | n/a | n/a | n/a | n/a | n/a | 0 | 0 | 100% | 100% | 0 | 0 | 0 | 0 | 0 | 0 | 0 | 0 | 0 | 0 | 0 | 0 | 0 | 0 | 0 | 0 | 0 | 0 | 0 | 0 | 0 | 0
| 0 | 0 | 0 | 0 | 0 | 0 | 0 | 0 | 0 | 0 | 0 | 0 | 0 | 0 | 0 | 0 | 0 | 0 | FALSE | FALSE | FALSE | FALSE | 0 | 0 | 0 | n/a | n/a | n/a | n/a | n/a | 0 | 0 | 100% | 100% | 0 | 0 | 0 | 0 | 0 | 0 | 0 | 0 | 0 | 0 | 0 | 0 | 0 | 0 | 0 | 0 | 0 | 0 | 0 | 0 | 0 | 0
| 0 | 0 | 0 | 0 | 0 | 0 | 0 | 0 | 0 | 0 | 0 | 0 | 0 | 0 | 0 | 0 | 0 | 0 | FALSE | FALSE | FALSE | FALSE | 0 | 0 | 0 | n/a | n/a | n/a | n/a | n/a | 0 | 0 | 100% | 100% | 0 | 0 | 0 | 0 | 0 | 0 | 0 | 0 | 0 | 0 | 0 | 0 | 0 | 0 | 0 | 0 | 0 | 0 | 0 | 0 | 0 | 0
| 0 | 0 | 0 | 0 | 0 | 0 | 0 | 0 | 0 | 0 | 0 | 0 | 0 | 0 | 0 | 0 | 0 | 0 | FALSE | FALSE | FALSE | FALSE | 0 | 0 | 0 | n/a | n/a | n/a | n/a | n/a | 0 | 0 | 100% | 100% | 0 | 0 | 0 | 0 | 0 | 0 | 0 | 0 | 0 | 0 | 0 | 0 | 0 | 0 | 0 | 0 | 0 | 0 | 0 | 0 | 0 | 0
| 0 | 0 | 0 | 0 | 0 | 0 | 0 | 0 | 0 | 0 | 0 | 0 | 0 | 0 | 0 | 0 | 0 | 0 | FALSE | FALSE | FALSE | FALSE | 0 | 0 | 0 | n/a | n/a | n/a | n/a | n/a | 0 | 0 | 100% | 100% | 0 | 0 | 0 | 0 | 0 | 0 | 0 | 0 | 0 | 0 | 0 | 0 | 0 | 0 | 0 | 0 | 0 | 0 | 0 | 0 | 0 | 0
| 0 | 0 | 0 | 0 | 0 | 0 | 0 | 0 | 0 | 0 | 0 | 0 | 0 | 0 | 0 | 0 | 0 | 0 | FALSE | FALSE | FALSE | FALSE | 0 | 0 | 0 | n/a | n/a | n/a | n/a | n/a | 0 | 0 | 100% | 100% | 0 | 0 | 0 | 0 | 0 | 0 | 0 | 0 | 0 | 0 | 0 | 0 | 0 | 0 | 0 | 0 | 0 | 0 | 0 | 0 | 0 | 0
| 0 | 0 | 0 | 0 | 0 | 0 | 0 | 0 | 0 | 0 | 0 | 0 | 0 | 0 | 0 | 0 | 0 | 0 | FALSE | FALSE | FALSE | FALSE | 0 | 0 | 0 | n/a | n/a | n/a | n/a | n/a | 0 | 0 | 100% | 100% | 0 | 0 | 0 | 0 | 0 | 0 | 0 | 0 | 0 | 0 | 0 | 0 | 0 | 0 | 0 | 0 | 0 | 0 | 0 | 0 | 0 | 0
| 0 | 0 | 0 | 0 | 0 | 0 | 0 | 0 | 0 | 0 | 0 | 0 | 0 | 0 | 0 | 0 | 0 | 0 | FALSE | FALSE | FALSE | FALSE | 0 | 0 | 0 | n/a | n/a | n/a | n/a | n/a | 0 | 0 | 100% | 100% | 0 | 0 | 0 | 0 | 0 | 0 | 0 | 0 | 0 | 0 | 0 | 0 | 0 | 0 | 0 | 0 | 0 | 0 | 0 | 0 | 0 | 0
| 0 | 0 | 0 | 0 | 0 | 0 | 0 | 0 | 0 | 0 | 0 | 0 | 0 | 0 | 0 | 0 | 0 | 0 | FALSE | FALSE | FALSE | FALSE | 0 | 0 | 0 | n/a | n/a | n/a | n/a | n/a | 0 | 0 | 100% | 100% | 0 | 0 | 0 | 0 | 0 | 0 | 0 | 0 | 0 | 0 | 0 | 0 | 0 | 0 | 0 | 0 | 0 | 0 | 0 | 0 | 0 | 0
| 0 | 0 | 0 | 0 | 0 | 0 | 0 | 0 | 0 | 0 | 0 | 0 | 0 | 0 | 0 | 0 | 0 | 0 | FALSE | FALSE | FALSE | FALSE | 0 | 0 | 0 | n/a | n/a | n/a | n/a | n/a | 0 | 0 | 100% | 100% | 0 | 0 | 0 | 0 | 0 | 0 | 0 | 0 | 0 | 0 | 0 | 0 | 0 | 0 | 0 | 0 | 0 | 0 | 0 | 0 | 0 | 0
| 0 | 0 | 0 | 0 | 0 | 0 | 0 | 0 | 0 | 0 | 0 | 0 | 0 | 0 | 0 | 0 | 0 | 0 | FALSE | FALSE | FALSE | FALSE | 0 | 0 | 0 | n/a | n/a | n/a | n/a | n/a | 0 | 0 | 100% | 100% | 0 | 0 | 0 | 0 | 0 | 0 | 0 | 0 | 0 | 0 | 0 | 0 | 0 | 0 | 0 | 0 | 0 | 0 | 0 | 0 | 0 | 0
| 0 | 0 | 0 | 0 | 0 | 0 | 0 | 0 | 0 | 0 | 0 | 0 | 0 | 0 | 0 | 0 | 0 | 0 | FALSE | FALSE | FALSE | FALSE | 0 | 0 | 0 | n/a | n/a | n/a | n/a | n/a | 0 | 0 | 100% | 100% | 0 | 0 | 0 | 0 | 0 | 0 | 0 | 0 | 0 | 0 | 0 | 0 | 0 | 0 | 0 | 0 | 0 | 0 | 0 | 0 | 0 | 0
| 0 | 0 | 0 | 0 | 0 | 0 | 0 | 0 | 0 | 0 | 0 | 0 | 0 | 0 | 0 | 0 | 0 | 0 | FALSE | FALSE | FALSE | FALSE | 0 | 0 | 0 | n/a | n/a | n/a | n/a | n/a | 0 | 0 | 100% | 100% | 0 | 0 | 0 | 0 | 0 | 0 | 0 | 0 | 0 | 0 | 0 | 0 | 0 | 0 | 0 | 0 | 0 | 0 | 0 | 0 | 0 | 0
| 0 | 0 | 0 | 0 | 0 | 0 | 0 | 0 | 0 | 0 | 0 | 0 | 0 | 0 | 0 | 0 | 0 | 0 | FALSE | FALSE | FALSE | FALSE | 0 | 0 | 0 | n/a | n/a | n/a | n/a | n/a | 0 | 0 | 100% | 100% | 0 | 0 | 0 | 0 | 0 | 0 | 0 | 0 | 0 | 0 | 0 | 0 | 0 | 0 | 0 | 0 | 0 | 0 | 0 | 0 | 0 | 0
| 0 | 0 | 0 | 0 | 0 | 0 | 0 | 0 | 0 | 0 | 0 | 0 | 0 | 0 | 0 | 0 | 0 | 0 | FALSE | FALSE | FALSE | FALSE | 0 | 0 | 0 | n/a | n/a | n/a | n/a | n/a | 0 | 0 | 100% | 100% | 0 | 0 | 0 | 0 | 0 | 0 | 0 | 0 | 0 | 0 | 0 | 0 | 0 | 0 | 0 | 0 | 0 | 0 | 0 | 0 | 0 | 0
| 0 | 0 | 0 | 0 | 0 | 0 | 0 | 0 | 0 | 0 | 0 | 0 | 0 | 0 | 0 | 0 | 0 | 0 | FALSE | FALSE | FALSE | FALSE | 0 | 0 | 0 | n/a | n/a | n/a | n/a | n/a | 0 | 0 | 100% | 100% | 0 | 0 | 0 | 0 | 0 | 0 | 0 | 0 | 0 | 0 | 0 | 0 | 0 | 0 | 0 | 0 | 0 | 0 | 0 | 0 | 0 | 0
| 0 | 0 | 0 | 0 | 0 | 0 | 0 | 0 | 0 | 0 | 0 | 0 | 0 | 0 | 0 | 0 | 0 | 0 | FALSE | FALSE | FALSE | FALSE | 0 | 0 | 0 | n/a | n/a | n/a | n/a | n/a | 0 | 0 | 100% | 100% | 0 | 0 | 0 | 0 | 0 | 0 | 0 | 0 | 0 | 0 | 0 | 0 | 0 | 0 | 0 | 0 | 0 | 0 | 0 | 0 | 0 | 0
| 0 | 0 | 0 | 0 | 0 | 0 | 0 | 0 | 0 | 0 | 0 | 0 | 0 | 0 | 0 | 0 | 0 | 0 | FALSE | FALSE | FALSE | FALSE | 0 | 0 | 0 | n/a | n/a | n/a | n/a | n/a | 0 | 0 | 100% | 100% | 0 | 0 | 0 | 0 | 0 | 0 | 0 | 0 | 0 | 0 | 0 | 0 | 0 | 0 | 0 | 0 | 0 | 0 | 0 | 0 | 0 | 0
| 0 | 0 | 0 | 0 | 0 | 0 | 0 | 0 | 0 | 0 | 0 | 0 | 0 | 0 | 0 | 0 | 0 | 0 | FALSE | FALSE | FALSE | FALSE | 0 | 0 | 0 | n/a | n/a | n/a | n/a | n/a | 0 | 0 | 100% | 100% | 0 | 0 | 0 | 0 | 0 | 0 | 0 | 0 | 0 | 0 | 0 | 0 | 0 | 0 | 0 | 0 | 0 | 0 | 0 | 0 | 0 | 0
| 0 | 0 | 0 | 0 | 0 | 0 | 0 | 0 | 0 | 0 | 0 | 0 | 0 | 0 | 0 | 0 | 0 | 0 | FALSE | FALSE | FALSE | FALSE | 0 | 0 | 0 | n/a | n/a | n/a | n/a | n/a | 0 | 0 | 100% | 100% | 0 | 0 | 0 | 0 | 0 | 0 | 0 | 0 | 0 | 0 | 0 | 0 | 0 | 0 | 0 | 0 | 0 | 0 | 0 | 0 | 0 | 0
| 0 | 0 | 0 | 0 | 0 | 0 | 0 | 0 | 0 | 0 | 0 | 0 | 0 | 0 | 0 | 0 | 0 | 0 | FALSE | FALSE | FALSE | FALSE | 0 | 0 | 0 | n/a | n/a | n/a | n/a | n/a | 0 | 0 | 100% | 100% | 0 | 0 | 0 | 0 | 0 | 0 | 0 | 0 | 0 | 0 | 0 | 0 | 0 | 0 | 0 | 0 | 0 | 0 | 0 | 0 | 0 | 0
| 0 | 0 | 0 | 0 | 0 | 0 | 0 | 0 | 0 | 0 | 0 | 0 | 0 | 0 | 0 | 0 | 0 | 0 | FALSE | FALSE | FALSE | FALSE | 0 | 0 | 0 | n/a | n/a | n/a | n/a | n/a | 0 | 0 | 100% | 100% | 0 | 0 | 0 | 0 | 0 | 0 | 0 | 0 | 0 | 0 | 0 | 0 | 0 | 0 | 0 | 0 | 0 | 0 | 0 | 0 | 0 | 0
| 0 | 0 | 0 | 0 | 0 | 0 | 0 | 0 | 0 | 0 | 0 | 0 | 0 | 0 | 0 | 0 | 0 | 0 | FALSE | FALSE | FALSE | FALSE | 0 | 0 | 0 | n/a | n/a | n/a | n/a | n/a | 0 | 0 | 100% | 100% | 0 | 0 | 0 | 0 | 0 | 0 | 0 | 0 | 0 | 0 | 0 | 0 | 0 | 0 | 0 | 0 | 0 | 0 | 0 | 0 | 0 | 0
| 0 | 0 | 0 | 0 | 0 | 0 | 0 | 0 | 0 | 0 | 0 | 0 | 0 | 0 | 0 | 0 | 0 | 0 | FALSE | FALSE | FALSE | FALSE | 0 | 0 | 0 | n/a | n/a | n/a | n/a | n/a | 0 | 0 | 100% | 100% | 0 | 0 | 0 | 0 | 0 | 0 | 0 | 0 | 0 | 0 | 0 | 0 | 0 | 0 | 0 | 0 | 0 | 0 | 0 | 0 | 0 | 0
| 0 | 0 | 0 | 0 | 0 | 0 | 0 | 0 | 0 | 0 | 0 | 0 | 0 | 0 | 0 | 0 | 0 | 0 | FALSE | FALSE | FALSE | FALSE | 0 | 0 | 0 | n/a | n/a | n/a | n/a | n/a | 0 | 0 | 100% | 100% | 0 | 0 | 0 | 0 | 0 | 0 | 0 | 0 | 0 | 0 | 0 | 0 | 0 | 0 | 0 | 0 | 0 | 0 | 0 | 0 | 0 | 0
| 0 | 0 | 0 | 0 | 0 | 0 | 0 | 0 | 0 | 0 | 0 | 0 | 0 | 0 | 0 | 0 | 0 | 0 | FALSE | FALSE | FALSE | FALSE | 0 | 0 | 0 | n/a | n/a | n/a | n/a | n/a | 0 | 0 | 100% | 100% | 0 | 0 | 0 | 0 | 0 | 0 | 0 | 0 | 0 | 0 | 0 | 0 | 0 | 0 | 0 | 0 | 0 | 0 | 0 | 0 | 0 | 0
| 0 | 0 | 0 | 0 | 0 | 0 | 0 | 0 | 0 | 0 | 0 | 0 | 0 | 0 | 0 | 0 | 0 | 0 | FALSE | FALSE | FALSE | FALSE | 0 | 0 | 0 | n/a | n/a | n/a | n/a | n/a | 0 | 0 | 100% | 100% | 0 | 0 | 0 | 0 | 0 | 0 | 0 | 0 | 0 | 0 | 0 | 0 | 0 | 0 | 0 | 0 | 0 | 0 | 0 | 0 | 0 | 0
| 0 | 0 | 0 | 0 | 0 | 0 | 0 | 0 | 0 | 0 | 0 | 0 | 0 | 0 | 0 | 0 | 0 | 0 | FALSE | FALSE | FALSE | FALSE | 0 | 0 | 0 | n/a | n/a | n/a | n/a | n/a | 0 | 0 | 100% | 100% | 0 | 0 | 0 | 0 | 0 | 0 | 0 | 0 | 0 | 0 | 0 | 0 | 0 | 0 | 0 | 0 | 0 | 0 | 0 | 0 | 0 | 0
| 0 | 0 | 0 | 0 | 0 | 0 | 0 | 0 | 0 | 0 | 0 | 0 | 0 | 0 | 0 | 0 | 0 | 0 | FALSE | FALSE | FALSE | FALSE | 0 | 0 | 0 | n/a | n/a | n/a | n/a | n/a | 0 | 0 | 100% | 100% | 0 | 0 | 0 | 0 | 0 | 0 | 0 | 0 | 0 | 0 | 0 | 0 | 0 | 0 | 0 | 0 | 0 | 0 | 0 | 0 | 0 | 0
| 0 | 0 | 0 | 0 | 0 | 0 | 0 | 0 | 0 | 0 | 0 | 0 | 0 | 0 | 0 | 0 | 0 | 0 | FALSE | FALSE | FALSE | FALSE | 0 | 0 | 0 | n/a | n/a | n/a | n/a | n/a | 0 | 0 | 100% | 100% | 0 | 0 | 0 | 0 | 0 | 0 | 0 | 0 | 0 | 0 | 0 | 0 | 0 | 0 | 0 | 0 | 0 | 0 | 0 | 0 | 0 | 0
| 0 | 0 | 0 | 0 | 0 | 0 | 0 | 0 | 0 | 0 | 0 | 0 | 0 | 0 | 0 | 0 | 0 | 0 | FALSE | FALSE | FALSE | FALSE | 0 | 0 | 0 | n/a | n/a | n/a | n/a | n/a | 0 | 0 | 100% | 100% | 0 | 0 | 0 | 0 | 0 | 0 | 0 | 0 | 0 | 0 | 0 | 0 | 0 | 0 | 0 | 0 | 0 | 0 | 0 | 0 | 0 | 0
| 0 | 0 | 0 | 0 | 0 | 0 | 0 | 0 | 0 | 0 | 0 | 0 | 0 | 0 | 0 | 0 | 0 | 0 | FALSE | FALSE | FALSE | FALSE | 0 | 0 | 0 | n/a | n/a | n/a | n/a | n/a | 0 | 0 | 100% | 100% | 0 | 0 | 0 | 0 | 0 | 0 | 0 | 0 | 0 | 0 | 0 | 0 | 0 | 0 | 0 | 0 | 0 | 0 | 0 | 0 | 0 | 0
| 0 | 0 | 0 | 0 | 0 | 0 | 0 | 0 | 0 | 0 | 0 | 0 | 0 | 0 | 0 | 0 | 0 | 0 | FALSE | FALSE | FALSE | FALSE | 0 | 0 | 0 | n/a | n/a | n/a | n/a | n/a | 0 | 0 | 100% | 100% | 0 | 0 | 0 | 0 | 0 | 0 | 0 | 0 | 0 | 0 | 0 | 0 | 0 | 0 | 0 | 0 | 0 | 0 | 0 | 0 | 0 | 0
| 0 | 0 | 0 | 0 | 0 | 0 | 0 | 0 | 0 | 0 | 0 | 0 | 0 | 0 | 0 | 0 | 0 | 0 | FALSE | FALSE | FALSE | FALSE | 0 | 0 | 0 | n/a | n/a | n/a | n/a | n/a | 0 | 0 | 100% | 100% | 0 | 0 | 0 | 0 | 0 | 0 | 0 | 0 | 0 | 0 | 0 | 0 | 0 | 0 | 0 | 0 | 0 | 0 | 0 | 0 | 0 | 0
| 0 | 0 | 0 | 0 | 0 | 0 | 0 | 0 | 0 | 0 | 0 | 0 | 0 | 0 | 0 | 0 | 0 | 0 | FALSE | FALSE | FALSE | FALSE | 0 | 0 | 0 | n/a | n/a | n/a | n/a | n/a | 0 | 0 | 100% | 100% | 0 | 0 | 0 | 0 | 0 | 0 | 0 | 0 | 0 | 0 | 0 | 0 | 0 | 0 | 0 | 0 | 0 | 0 | 0 | 0 | 0 | 0
| 0 | 0 | 0 | 0 | 0 | 0 | 0 | 0 | 0 | 0 | 0 | 0 | 0 | 0 | 0 | 0 | 0 | 0 | FALSE | FALSE | FALSE | FALSE | 0 | 0 | 0 | n/a | n/a | n/a | n/a | n/a | 0 | 0 | 100% | 100% | 0 | 0 | 0 | 0 | 0 | 0 | 0 | 0 | 0 | 0 | 0 | 0 | 0 | 0 | 0 | 0 | 0 | 0 | 0 | 0 | 0 | 0
| 0 | 0 | 0 | 0 | 0 | 0 | 0 | 0 | 0 | 0 | 0 | 0 | 0 | 0 | 0 | 0 | 0 | 0 | FALSE | FALSE | FALSE | FALSE | 0 | 0 | 0 | n/a | n/a | n/a | n/a | n/a | 0 | 0 | 100% | 100% | 0 | 0 | 0 | 0 | 0 | 0 | 0 | 0 | 0 | 0 | 0 | 0 | 0 | 0 | 0 | 0 | 0 | 0 | 0 | 0 | 0 | 0
| 0 | 0 | 0 | 0 | 0 | 0 | 0 | 0 | 0 | 0 | 0 | 0 | 0 | 0 | 0 | 0 | 0 | 0 | FALSE | FALSE | FALSE | FALSE | 0 | 0 | 0 | n/a | n/a | n/a | n/a | n/a | 0 | 0 | 100% | 100% | 0 | 0 | 0 | 0 | 0 | 0 | 0 | 0 | 0 | 0 | 0 | 0 | 0 | 0 | 0 | 0 | 0 | 0 | 0 | 0 | 0 | 0
| 0 | 0 | 0 | 0 | 0 | 0 | 0 | 0 | 0 | 0 | 0 | 0 | 0 | 0 | 0 | 0 | 0 | 0 | FALSE | FALSE | FALSE | FALSE | 0 | 0 | 0 | n/a | n/a | n/a | n/a | n/a | 0 | 0 | 100% | 100% | 0 | 0 | 0 | 0 | 0 | 0 | 0 | 0 | 0 | 0 | 0 | 0 | 0 | 0 | 0 | 0 | 0 | 0 | 0 | 0 | 0 | 0
| 0 | 0 | 0 | 0 | 0 | 0 | 0 | 0 | 0 | 0 | 0 | 0 | 0 | 0 | 0 | 0 | 0 | 0 | FALSE | FALSE | FALSE | FALSE | 0 | 0 | 0 | n/a | n/a | n/a | n/a | n/a | 0 | 0 | 100% | 100% | 0 | 0 | 0 | 0 | 0 | 0 | 0 | 0 | 0 | 0 | 0 | 0 | 0 | 0 | 0 | 0 | 0 | 0 | 0 | 0 | 0 | 0
| 0 | 0 | 0 | 0 | 0 | 0 | 0 | 0 | 0 | 0 | 0 | 0 | 0 | 0 | 0 | 0 | 0 | 0 | FALSE | FALSE | FALSE | FALSE | 0 | 0 | 0 | n/a | n/a | n/a | n/a | n/a | 0 | 0 | 100% | 100% | 0 | 0 | 0 | 0 | 0 | 0 | 0 | 0 | 0 | 0 | 0 | 0 | 0 | 0 | 0 | 0 | 0 | 0 | 0 | 0 | 0 | 0
| 0 | 0 | 0 | 0 | 0 | 0 | 0 | 0 | 0 | 0 | 0 | 0 | 0 | 0 | 0 | 0 | 0 | 0 | FALSE | FALSE | FALSE | FALSE | 0 | 0 | 0 | n/a | n/a | n/a | n/a | n/a | 0 | 0 | 100% | 100% | 0 | 0 | 0 | 0 | 0 | 0 | 0 | 0 | 0 | 0 | 0 | 0 | 0 | 0 | 0 | 0 | 0 | 0 | 0 | 0 | 0 | 0
| 0 | 0 | 0 | 0 | 0 | 0 | 0 | 0 | 0 | 0 | 0 | 0 | 0 | 0 | 0 | 0 | 0 | 0 | FALSE | FALSE | FALSE | FALSE | 0 | 0 | 0 | n/a | n/a | n/a | n/a | n/a | 0 | 0 | 100% | 100% | 0 | 0 | 0 | 0 | 0 | 0 | 0 | 0 | 0 | 0 | 0 | 0 | 0 | 0 | 0 | 0 | 0 | 0 | 0 | 0 | 0 | 0
| 0 | 0 | 0 | 0 | 0 | 0 | 0 | 0 | 0 | 0 | 0 | 0 | 0 | 0 | 0 | 0 | 0 | 0 | FALSE | FALSE | FALSE | FALSE | 0 | 0 | 0 | n/a | n/a | n/a | n/a | n/a | 0 | 0 | 100% | 100% | 0 | 0 | 0 | 0 | 0 | 0 | 0 | 0 | 0 | 0 | 0 | 0 | 0 | 0 | 0 | 0 | 0 | 0 | 0 | 0 | 0 | 0
| 0 | 0 | 0 | 0 | 0 | 0 | 0 | 0 | 0 | 0 | 0 | 0 | 0 | 0 | 0 | 0 | 0 | 0 | FALSE | FALSE | FALSE | FALSE | 0 | 0 | 0 | n/a | n/a | n/a | n/a | n/a | 0 | 0 | 100% | 100% | 0 | 0 | 0 | 0 | 0 | 0 | 0 | 0 | 0 | 0 | 0 | 0 | 0 | 0 | 0 | 0 | 0 | 0 | 0 | 0 | 0 | 0
| 0 | 0 | 0 | 0 | 0 | 0 | 0 | 0 | 0 | 0 | 0 | 0 | 0 | 0 | 0 | 0 | 0 | 0 | FALSE | FALSE | FALSE | FALSE | 0 | 0 | 0 | n/a | n/a | n/a | n/a | n/a | 0 | 0 | 100% | 100% | 0 | 0 | 0 | 0 | 0 | 0 | 0 | 0 | 0 | 0 | 0 | 0 | 0 | 0 | 0 | 0 | 0 | 0 | 0 | 0 | 0 | 0
| 0 | 0 | 0 | 0 | 0 | 0 | 0 | 0 | 0 | 0 | 0 | 0 | 0 | 0 | 0 | 0 | 0 | 0 | FALSE | FALSE | FALSE | FALSE | 0 | 0 | 0 | n/a | n/a | n/a | n/a | n/a | 0 | 0 | 100% | 100% | 0 | 0 | 0 | 0 | 0 | 0 | 0 | 0 | 0 | 0 | 0 | 0 | 0 | 0 | 0 | 0 | 0 | 0 | 0 | 0 | 0 | 0
| 0 | 0 | 0 | 0 | 0 | 0 | 0 | 0 | 0 | 0 | 0 | 0 | 0 | 0 | 0 | 0 | 0 | 0 | FALSE | FALSE | FALSE | FALSE | 0 | 0 | 0 | n/a | n/a | n/a | n/a | n/a | 0 | 0 | 100% | 100% | 0 | 0 | 0 | 0 | 0 | 0 | 0 | 0 | 0 | 0 | 0 | 0 | 0 | 0 | 0 | 0 | 0 | 0 | 0 | 0 | 0 | 0
| 0 | 0 | 0 | 0 | 0 | 0 | 0 | 0 | 0 | 0 | 0 | 0 | 0 | 0 | 0 | 0 | 0 | 0 | FALSE | FALSE | FALSE | FALSE | 0 | 0 | 0 | n/a | n/a | n/a | n/a | n/a | 0 | 0 | 100% | 100% | 0 | 0 | 0 | 0 | 0 | 0 | 0 | 0 | 0 | 0 | 0 | 0 | 0 | 0 | 0 | 0 | 0 | 0 | 0 | 0 | 0 | 0
| 0 | 0 | 0 | 0 | 0 | 0 | 0 | 0 | 0 | 0 | 0 | 0 | 0 | 0 | 0 | 0 | 0 | 0 | FALSE | FALSE | FALSE | FALSE | 0 | 0 | 0 | n/a | n/a | n/a | n/a | n/a | 0 | 0 | 100% | 100% | 0 | 0 | 0 | 0 | 0 | 0 | 0 | 0 | 0 | 0 | 0 | 0 | 0 | 0 | 0 | 0 | 0 | 0 | 0 | 0 | 0 | 0
| 0 | 0 | 0 | 0 | 0 | 0 | 0 | 0 | 0 | 0 | 0 | 0 | 0 | 0 | 0 | 0 | 0 | 0 | FALSE | FALSE | FALSE | FALSE | 0 | 0 | 0 | n/a | n/a | n/a | n/a | n/a | 0 | 0 | 100% | 100% | 0 | 0 | 0 | 0 | 0 | 0 | 0 | 0 | 0 | 0 | 0 | 0 | 0 | 0 | 0 | 0 | 0 | 0 | 0 | 0 | 0 | 0
| 0 | 0 | 0 | 0 | 0 | 0 | 0 | 0 | 0 | 0 | 0 | 0 | 0 | 0 | 0 | 0 | 0 | 0 | FALSE | FALSE | FALSE | FALSE | 0 | 0 | 0 | n/a | n/a | n/a | n/a | n/a | 0 | 0 | 100% | 100% | 0 | 0 | 0 | 0 | 0 | 0 | 0 | 0 | 0 | 0 | 0 | 0 | 0 | 0 | 0 | 0 | 0 | 0 | 0 | 0 | 0 | 0
| 0 | 0 | 0 | 0 | 0 | 0 | 0 | 0 | 0 | 0 | 0 | 0 | 0 | 0 | 0 | 0 | 0 | 0 | FALSE | FALSE | FALSE | FALSE | 0 | 0 | 0 | n/a | n/a | n/a | n/a | n/a | 0 | 0 | 100% | 100% | 0 | 0 | 0 | 0 | 0 | 0 | 0 | 0 | 0 | 0 | 0 | 0 | 0 | 0 | 0 | 0 | 0 | 0 | 0 | 0 | 0 | 0
| 0 | 0 | 0 | 0 | 0 | 0 | 0 | 0 | 0 | 0 | 0 | 0 | 0 | 0 | 0 | 0 | 0 | 0 | FALSE | FALSE | FALSE | FALSE | 0 | 0 | 0 | n/a | n/a | n/a | n/a | n/a | 0 | 0 | 100% | 100% | 0 | 0 | 0 | 0 | 0 | 0 | 0 | 0 | 0 | 0 | 0 | 0 | 0 | 0 | 0 | 0 | 0 | 0 | 0 | 0 | 0 | 0
| 0 | 0 | 0 | 0 | 0 | 0 | 0 | 0 | 0 | 0 | 0 | 0 | 0 | 0 | 0 | 0 | 0 | 0 | FALSE | FALSE | FALSE | FALSE | 0 | 0 | 0 | n/a | n/a | n/a | n/a | n/a | 0 | 0 | 100% | 100% | 0 | 0 | 0 | 0 | 0 | 0 | 0 | 0 | 0 | 0 | 0 | 0 | 0 | 0 | 0 | 0 | 0 | 0 | 0 | 0 | 0 | 0
| 0 | 0 | 0 | 0 | 0 | 0 | 0 | 0 | 0 | 0 | 0 | 0 | 0 | 0 | 0 | 0 | 0 | 0 | FALSE | FALSE | FALSE | FALSE | 0 | 0 | 0 | n/a | n/a | n/a | n/a | n/a | 0 | 0 | 100% | 100% | 0 | 0 | 0 | 0 | 0 | 0 | 0 | 0 | 0 | 0 | 0 | 0 | 0 | 0 | 0 | 0 | 0 | 0 | 0 | 0 | 0 | 0
| 0 | 0 | 0 | 0 | 0 | 0 | 0 | 0 | 0 | 0 | 0 | 0 | 0 | 0 | 0 | 0 | 0 | 0 | FALSE | FALSE | FALSE | FALSE | 0 | 0 | 0 | n/a | n/a | n/a | n/a | n/a | 0 | 0 | 100% | 100% | 0 | 0 | 0 | 0 | 0 | 0 | 0 | 0 | 0 | 0 | 0 | 0 | 0 | 0 | 0 | 0 | 0 | 0 | 0 | 0 | 0 | 0
| 0 | 0 | 0 | 0 | 0 | 0 | 0 | 0 | 0 | 0 | 0 | 0 | 0 | 0 | 0 | 0 | 0 | 0 | FALSE | FALSE | FALSE | FALSE | 0 | 0 | 0 | n/a | n/a | n/a | n/a | n/a | 0 | 0 | 100% | 100% | 0 | 0 | 0 | 0 | 0 | 0 | 0 | 0 | 0 | 0 | 0 | 0 | 0 | 0 | 0 | 0 | 0 | 0 | 0 | 0 | 0 | 0
| 0 | 0 | 0 | 0 | 0 | 0 | 0 | 0 | 0 | 0 | 0 | 0 | 0 | 0 | 0 | 0 | 0 | 0 | FALSE | FALSE | FALSE | FALSE | 0 | 0 | 0 | n/a | n/a | n/a | n/a | n/a | 0 | 0 | 100% | 100% | 0 | 0 | 0 | 0 | 0 | 0 | 0 | 0 | 0 | 0 | 0 | 0 | 0 | 0 | 0 | 0 | 0 | 0 | 0 | 0 | 0 | 0
| 0 | 0 | 0 | 0 | 0 | 0 | 0 | 0 | 0 | 0 | 0 | 0 | 0 | 0 | 0 | 0 | 0 | 0 | FALSE | FALSE | FALSE | FALSE | 0 | 0 | 0 | n/a | n/a | n/a | n/a | n/a | 0 | 0 | 100% | 100% | 0 | 0 | 0 | 0 | 0 | 0 | 0 | 0 | 0 | 0 | 0 | 0 | 0 | 0 | 0 | 0 | 0 | 0 | 0 | 0 | 0 | 0
| 0 | 0 | 0 | 0 | 0 | 0 | 0 | 0 | 0 | 0 | 0 | 0 | 0 | 0 | 0 | 0 | 0 | 0 | FALSE | FALSE | FALSE | FALSE | 0 | 0 | 0 | n/a | n/a | n/a | n/a | n/a | 0 | 0 | 100% | 100% | 0 | 0 | 0 | 0 | 0 | 0 | 0 | 0 | 0 | 0 | 0 | 0 | 0 | 0 | 0 | 0 | 0 | 0 | 0 | 0 | 0 | 0
| 0 | 0 | 0 | 0 | 0 | 0 | 0 | 0 | 0 | 0 | 0 | 0 | 0 | 0 | 0 | 0 | 0 | 0 | FALSE | FALSE | FALSE | FALSE | 0 | 0 | 0 | n/a | n/a | n/a | n/a | n/a | 0 | 0 | 100% | 100% | 0 | 0 | 0 | 0 | 0 | 0 | 0 | 0 | 0 | 0 | 0 | 0 | 0 | 0 | 0 | 0 | 0 | 0 | 0 | 0 | 0 | 0
| 0 | 0 | 0 | 0 | 0 | 0 | 0 | 0 | 0 | 0 | 0 | 0 | 0 | 0 | 0 | 0 | 0 | 0 | FALSE | FALSE | FALSE | FALSE | 0 | 0 | 0 | n/a | n/a | n/a | n/a | n/a | 0 | 0 | 100% | 100% | 0 | 0 | 0 | 0 | 0 | 0 | 0 | 0 | 0 | 0 | 0 | 0 | 0 | 0 | 0 | 0 | 0 | 0 | 0 | 0 | 0 | 0
| 0 | 0 | 0 | 0 | 0 | 0 | 0 | 0 | 0 | 0 | 0 | 0 | 0 | 0 | 0 | 0 | 0 | 0 | FALSE | FALSE | FALSE | FALSE | 0 | 0 | 0 | n/a | n/a | n/a | n/a | n/a | 0 | 0 | 100% | 100% | 0 | 0 | 0 | 0 | 0 | 0 | 0 | 0 | 0 | 0 | 0 | 0 | 0 | 0 | 0 | 0 | 0 | 0 | 0 | 0 | 0 | 0
| 0 | 0 | 0 | 0 | 0 | 0 | 0 | 0 | 0 | 0 | 0 | 0 | 0 | 0 | 0 | 0 | 0 | 0 | FALSE | FALSE | FALSE | FALSE | 0 | 0 | 0 | n/a | n/a | n/a | n/a | n/a | 0 | 0 | 100% | 100% | 0 | 0 | 0 | 0 | 0 | 0 | 0 | 0 | 0 | 0 | 0 | 0 | 0 | 0 | 0 | 0 | 0 | 0 | 0 | 0 | 0 | 0
| 0 | 0 | 0 | 0 | 0 | 0 | 0 | 0 | 0 | 0 | 0 | 0 | 0 | 0 | 0 | 0 | 0 | 0 | FALSE | FALSE | FALSE | FALSE | 0 | 0 | 0 | n/a | n/a | n/a | n/a | n/a | 0 | 0 | 100% | 100% | 0 | 0 | 0 | 0 | 0 | 0 | 0 | 0 | 0 | 0 | 0 | 0 | 0 | 0 | 0 | 0 | 0 | 0 | 0 | 0 | 0 | 0
| 0 | 0 | 0 | 0 | 0 | 0 | 0 | 0 | 0 | 0 | 0 | 0 | 0 | 0 | 0 | 0 | 0 | 0 | FALSE | FALSE | FALSE | FALSE | 0 | 0 | 0 | n/a | n/a | n/a | n/a | n/a | 0 | 0 | 100% | 100% | 0 | 0 | 0 | 0 | 0 | 0 | 0 | 0 | 0 | 0 | 0 | 0 | 0 | 0 | 0 | 0 | 0 | 0 | 0 | 0 | 0 | 0
| 0 | 0 | 0 | 0 | 0 | 0 | 0 | 0 | 0 | 0 | 0 | 0 | 0 | 0 | 0 | 0 | 0 | 0 | FALSE | FALSE | FALSE | FALSE | 0 | 0 | 0 | n/a | n/a | n/a | n/a | n/a | 0 | 0 | 100% | 100% | 0 | 0 | 0 | 0 | 0 | 0 | 0 | 0 | 0 | 0 | 0 | 0 | 0 | 0 | 0 | 0 | 0 | 0 | 0 | 0 | 0 | 0
| 0 | 0 | 0 | 0 | 0 | 0 | 0 | 0 | 0 | 0 | 0 | 0 | 0 | 0 | 0 | 0 | 0 | 0 | FALSE | FALSE | FALSE | FALSE | 0 | 0 | 0 | n/a | n/a | n/a | n/a | n/a | 0 | 0 | 100% | 100% | 0 | 0 | 0 | 0 | 0 | 0 | 0 | 0 | 0 | 0 | 0 | 0 | 0 | 0 | 0 | 0 | 0 | 0 | 0 | 0 | 0 | 0
| 0 | 0 | 0 | 0 | 0 | 0 | 0 | 0 | 0 | 0 | 0 | 0 | 0 | 0 | 0 | 0 | 0 | 0 | FALSE | FALSE | FALSE | FALSE | 0 | 0 | 0 | n/a | n/a | n/a | n/a | n/a | 0 | 0 | 100% | 100% | 0 | 0 | 0 | 0 | 0 | 0 | 0 | 0 | 0 | 0 | 0 | 0 | 0 | 0 | 0 | 0 | 0 | 0 | 0 | 0 | 0 | 0
| 0 | 0 | 0 | 0 | 0 | 0 | 0 | 0 | 0 | 0 | 0 | 0 | 0 | 0 | 0 | 0 | 0 | 0 | FALSE | FALSE | FALSE | FALSE | 0 | 0 | 0 | n/a | n/a | n/a | n/a | n/a | 0 | 0 | 100% | 100% | 0 | 0 | 0 | 0 | 0 | 0 | 0 | 0 | 0 | 0 | 0 | 0 | 0 | 0 | 0 | 0 | 0 | 0 | 0 | 0 | 0 | 0
| 0 | 0 | 0 | 0 | 0 | 0 | 0 | 0 | 0 | 0 | 0 | 0 | 0 | 0 | 0 | 0 | 0 | 0 | FALSE | FALSE | FALSE | FALSE | 0 | 0 | 0 | n/a | n/a | n/a | n/a | n/a | 0 | 0 | 100% | 100% | 0 | 0 | 0 | 0 | 0 | 0 | 0 | 0 | 0 | 0 | 0 | 0 | 0 | 0 | 0 | 0 | 0 | 0 | 0 | 0 | 0 | 0
| 0 | 0 | 0 | 0 | 0 | 0 | 0 | 0 | 0 | 0 | 0 | 0 | 0 | 0 | 0 | 0 | 0 | 0 | FALSE | FALSE | FALSE | FALSE | 0 | 0 | 0 | n/a | n/a | n/a | n/a | n/a | 0 | 0 | 100% | 100% | 0 | 0 | 0 | 0 | 0 | 0 | 0 | 0 | 0 | 0 | 0 | 0 | 0 | 0 | 0 | 0 | 0 | 0 | 0 | 0 | 0 | 0
| 0 | 0 | 0 | 0 | 0 | 0 | 0 | 0 | 0 | 0 | 0 | 0 | 0 | 0 | 0 | 0 | 0 | 0 | FALSE | FALSE | FALSE | FALSE | 0 | 0 | 0 | n/a | n/a | n/a | n/a | n/a | 0 | 0 | 100% | 100% | 0 | 0 | 0 | 0 | 0 | 0 | 0 | 0 | 0 | 0 | 0 | 0 | 0 | 0 | 0 | 0 | 0 | 0 | 0 | 0 | 0 | 0
| 0 | 0 | 0 | 0 | 0 | 0 | 0 | 0 | 0 | 0 | 0 | 0 | 0 | 0 | 0 | 0 | 0 | 0 | FALSE | FALSE | FALSE | FALSE | 0 | 0 | 0 | n/a | n/a | n/a | n/a | n/a | 0 | 0 | 100% | 100% | 0 | 0 | 0 | 0 | 0 | 0 | 0 | 0 | 0 | 0 | 0 | 0 | 0 | 0 | 0 | 0 | 0 | 0 | 0 | 0 | 0 | 0
| 0 | 0 | 0 | 0 | 0 | 0 | 0 | 0 | 0 | 0 | 0 | 0 | 0 | 0 | 0 | 0 | 0 | 0 | FALSE | FALSE | FALSE | FALSE | 0 | 0 | 0 | n/a | n/a | n/a | n/a | n/a | 0 | 0 | 100% | 100% | 0 | 0 | 0 | 0 | 0 | 0 | 0 | 0 | 0 | 0 | 0 | 0 | 0 | 0 | 0 | 0 | 0 | 0 | 0 | 0 | 0 | 0
| 0 | 0 | 0 | 0 | 0 | 0 | 0 | 0 | 0 | 0 | 0 | 0 | 0 | 0 | 0 | 0 | 0 | 0 | FALSE | FALSE | FALSE | FALSE | 0 | 0 | 0 | n/a | n/a | n/a | n/a | n/a | 0 | 0 | 100% | 100% | 0 | 0 | 0 | 0 | 0 | 0 | 0 | 0 | 0 | 0 | 0 | 0 | 0 | 0 | 0 | 0 | 0 | 0 | 0 | 0 | 0 | 0
| 0 | 0 | 0 | 0 | 0 | 0 | 0 | 0 | 0 | 0 | 0 | 0 | 0 | 0 | 0 | 0 | 0 | 0 | FALSE | FALSE | FALSE | FALSE | 0 | 0 | 0 | n/a | n/a | n/a | n/a | n/a | 0 | 0 | 100% | 100% | 0 | 0 | 0 | 0 | 0 | 0 | 0 | 0 | 0 | 0 | 0 | 0 | 0 | 0 | 0 | 0 | 0 | 0 | 0 | 0 | 0 | 0
| 0 | 0 | 0 | 0 | 0 | 0 | 0 | 0 | 0 | 0 | 0 | 0 | 0 | 0 | 0 | 0 | 0 | 0 | FALSE | FALSE | FALSE | FALSE | 0 | 0 | 0 | n/a | n/a | n/a | n/a | n/a | 0 | 0 | 100% | 100% | 0 | 0 | 0 | 0 | 0 | 0 | 0 | 0 | 0 | 0 | 0 | 0 | 0 | 0 | 0 | 0 | 0 | 0 | 0 | 0 | 0 | 0
| 0 | 0 | 0 | 0 | 0 | 0 | 0 | 0 | 0 | 0 | 0 | 0 | 0 | 0 | 0 | 0 | 0 | 0 | FALSE | FALSE | FALSE | FALSE | 0 | 0 | 0 | n/a | n/a | n/a | n/a | n/a | 0 | 0 | 100% | 100% | 0 | 0 | 0 | 0 | 0 | 0 | 0 | 0 | 0 | 0 | 0 | 0 | 0 | 0 | 0 | 0 | 0 | 0 | 0 | 0 | 0 | 0
| 0 | 0 | 0 | 0 | 0 | 0 | 0 | 0 | 0 | 0 | 0 | 0 | 0 | 0 | 0 | 0 | 0 | 0 | FALSE | FALSE | FALSE | FALSE | 0 | 0 | 0 | n/a | n/a | n/a | n/a | n/a | 0 | 0 | 100% | 100% | 0 | 0 | 0 | 0 | 0 | 0 | 0 | 0 | 0 | 0 | 0 | 0 | 0 | 0 | 0 | 0 | 0 | 0 | 0 | 0 | 0 | 0
| 0 | 0 | 0 | 0 | 0 | 0 | 0 | 0 | 0 | 0 | 0 | 0 | 0 | 0 | 0 | 0 | 0 | 0 | FALSE | FALSE | FALSE | FALSE | 0 | 0 | 0 | n/a | n/a | n/a | n/a | n/a | 0 | 0 | 100% | 100% | 0 | 0 | 0 | 0 | 0 | 0 | 0 | 0 | 0 | 0 | 0 | 0 | 0 | 0 | 0 | 0 | 0 | 0 | 0 | 0 | 0 | 0
| 0 | 0 | 0 | 0 | 0 | 0 | 0 | 0 | 0 | 0 | 0 | 0 | 0 | 0 | 0 | 0 | 0 | 0 | FALSE | FALSE | FALSE | FALSE | 0 | 0 | 0 | n/a | n/a | n/a | n/a | n/a | 0 | 0 | 100% | 100% | 0 | 0 | 0 | 0 | 0 | 0 | 0 | 0 | 0 | 0 | 0 | 0 | 0 | 0 | 0 | 0 | 0 | 0 | 0 | 0 | 0 | 0
| 0 | 0 | 0 | 0 | 0 | 0 | 0 | 0 | 0 | 0 | 0 | 0 | 0 | 0 | 0 | 0 | 0 | 0 | FALSE | FALSE | FALSE | FALSE | 0 | 0 | 0 | n/a | n/a | n/a | n/a | n/a | 0 | 0 | 100% | 100% | 0 | 0 | 0 | 0 | 0 | 0 | 0 | 0 | 0 | 0 | 0 | 0 | 0 | 0 | 0 | 0 | 0 | 0 | 0 | 0 | 0 | 0
| 0 | 0 | 0 | 0 | 0 | 0 | 0 | 0 | 0 | 0 | 0 | 0 | 0 | 0 | 0 | 0 | 0 | 0 | FALSE | FALSE | FALSE | FALSE | 0 | 0 | 0 | n/a | n/a | n/a | n/a | n/a | 0 | 0 | 100% | 100% | 0 | 0 | 0 | 0 | 0 | 0 | 0 | 0 | 0 | 0 | 0 | 0 | 0 | 0 | 0 | 0 | 0 | 0 | 0 | 0 | 0 | 0
| 0 | 0 | 0 | 0 | 0 | 0 | 0 | 0 | 0 | 0 | 0 | 0 | 0 | 0 | 0 | 0 | 0 | 0 | FALSE | FALSE | FALSE | FALSE | 0 | 0 | 0 | n/a | n/a | n/a | n/a | n/a | 0 | 0 | 100% | 100% | 0 | 0 | 0 | 0 | 0 | 0 | 0 | 0 | 0 | 0 | 0 | 0 | 0 | 0 | 0 | 0 | 0 | 0 | 0 | 0 | 0 | 0
| 0 | 0 | 0 | 0 | 0 | 0 | 0 | 0 | 0 | 0 | 0 | 0 | 0 | 0 | 0 | 0 | 0 | 0 | FALSE | FALSE | FALSE | FALSE | 0 | 0 | 0 | n/a | n/a | n/a | n/a | n/a | 0 | 0 | 100% | 100% | 0 | 0 | 0 | 0 | 0 | 0 | 0 | 0 | 0 | 0 | 0 | 0 | 0 | 0 | 0 | 0 | 0 | 0 | 0 | 0 | 0 | 0
| 0 | 0 | 0 | 0 | 0 | 0 | 0 | 0 | 0 | 0 | 0 | 0 | 0 | 0 | 0 | 0 | 0 | 0 | FALSE | FALSE | FALSE | FALSE | 0 | 0 | 0 | n/a | n/a | n/a | n/a | n/a | 0 | 0 | 100% | 100% | 0 | 0 | 0 | 0 | 0 | 0 | 0 | 0 | 0 | 0 | 0 | 0 | 0 | 0 | 0 | 0 | 0 | 0 | 0 | 0 | 0 | 0
| 0 | 0 | 0 | 0 | 0 | 0 | 0 | 0 | 0 | 0 | 0 | 0 | 0 | 0 | 0 | 0 | 0 | 0 | FALSE | FALSE | FALSE | FALSE | 0 | 0 | 0 | n/a | n/a | n/a | n/a | n/a | 0 | 0 | 100% | 100% | 0 | 0 | 0 | 0 | 0 | 0 | 0 | 0 | 0 | 0 | 0 | 0 | 0 | 0 | 0 | 0 | 0 | 0 | 0 | 0 | 0 | 0
| 0 | 0 | 0 | 0 | 0 | 0 | 0 | 0 | 0 | 0 | 0 | 0 | 0 | 0 | 0 | 0 | 0 | 0 | FALSE | FALSE | FALSE | FALSE | 0 | 0 | 0 | n/a | n/a | n/a | n/a | n/a | 0 | 0 | 100% | 100% | 0 | 0 | 0 | 0 | 0 | 0 | 0 | 0 | 0 | 0 | 0 | 0 | 0 | 0 | 0 | 0 | 0 | 0 | 0 | 0 | 0 | 0
| 0 | 0 | 0 | 0 | 0 | 0 | 0 | 0 | 0 | 0 | 0 | 0 | 0 | 0 | 0 | 0 | 0 | 0 | FALSE | FALSE | FALSE | FALSE | 0 | 0 | 0 | n/a | n/a | n/a | n/a | n/a | 0 | 0 | 100% | 100% | 0 | 0 | 0 | 0 | 0 | 0 | 0 | 0 | 0 | 0 | 0 | 0 | 0 | 0 | 0 | 0 | 0 | 0 | 0 | 0 | 0 | 0
| 0 | 0 | 0 | 0 | 0 | 0 | 0 | 0 | 0 | 0 | 0 | 0 | 0 | 0 | 0 | 0 | 0 | 0 | FALSE | FALSE | FALSE | FALSE | 0 | 0 | 0 | n/a | n/a | n/a | n/a | n/a | 0 | 0 | 100% | 100% | 0 | 0 | 0 | 0 | 0 | 0 | 0 | 0 | 0 | 0 | 0 | 0 | 0 | 0 | 0 | 0 | 0 | 0 | 0 | 0 | 0 | 0
| 0 | 0 | 0 | 0 | 0 | 0 | 0 | 0 | 0 | 0 | 0 | 0 | 0 | 0 | 0 | 0 | 0 | 0 | FALSE | FALSE | FALSE | FALSE | 0 | 0 | 0 | n/a | n/a | n/a | n/a | n/a | 0 | 0 | 100% | 100% | 0 | 0 | 0 | 0 | 0 | 0 | 0 | 0 | 0 | 0 | 0 | 0 | 0 | 0 | 0 | 0 | 0 | 0 | 0 | 0 | 0 | 0
| 0 | 0 | 0 | 0 | 0 | 0 | 0 | 0 | 0 | 0 | 0 | 0 | 0 | 0 | 0 | 0 | 0 | 0 | FALSE | FALSE | FALSE | FALSE | 0 | 0 | 0 | n/a | n/a | n/a | n/a | n/a | 0 | 0 | 100% | 100% | 0 | 0 | 0 | 0 | 0 | 0 | 0 | 0 | 0 | 0 | 0 | 0 | 0 | 0 | 0 | 0 | 0 | 0 | 0 | 0 | 0 | 0
| 0 | 0 | 0 | 0 | 0 | 0 | 0 | 0 | 0 | 0 | 0 | 0 | 0 | 0 | 0 | 0 | 0 | 0 | FALSE | FALSE | FALSE | FALSE | 0 | 0 | 0 | n/a | n/a | n/a | n/a | n/a | 0 | 0 | 100% | 100% | 0 | 0 | 0 | 0 | 0 | 0 | 0 | 0 | 0 | 0 | 0 | 0 | 0 | 0 | 0 | 0 | 0 | 0 | 0 | 0 | 0 | 0
| 0 | 0 | 0 | 0 | 0 | 0 | 0 | 0 | 0 | 0 | 0 | 0 | 0 | 0 | 0 | 0 | 0 | 0 | FALSE | FALSE | FALSE | FALSE | 0 | 0 | 0 | n/a | n/a | n/a | n/a | n/a | 0 | 0 | 100% | 100% | 0 | 0 | 0 | 0 | 0 | 0 | 0 | 0 | 0 | 0 | 0 | 0 | 0 | 0 | 0 | 0 | 0 | 0 | 0 | 0 | 0 | 0
| 0 | 0 | 0 | 0 | 0 | 0 | 0 | 0 | 0 | 0 | 0 | 0 | 0 | 0 | 0 | 0 | 0 | 0 | FALSE | FALSE | FALSE | FALSE | 0 | 0 | 0 | n/a | n/a | n/a | n/a | n/a | 0 | 0 | 100% | 100% | 0 | 0 | 0 | 0 | 0 | 0 | 0 | 0 | 0 | 0 | 0 | 0 | 0 | 0 | 0 | 0 | 0 | 0 | 0 | 0 | 0 | 0
| 0 | 0 | 0 | 0 | 0 | 0 | 0 | 0 | 0 | 0 | 0 | 0 | 0 | 0 | 0 | 0 | 0 | 0 | FALSE | FALSE | FALSE | FALSE | 0 | 0 | 0 | n/a | n/a | n/a | n/a | n/a | 0 | 0 | 100% | 100% | 0 | 0 | 0 | 0 | 0 | 0 | 0 | 0 | 0 | 0 | 0 | 0 | 0 | 0 | 0 | 0 | 0 | 0 | 0 | 0 | 0 | 0
| 0 | 0 | 0 | 0 | 0 | 0 | 0 | 0 | 0 | 0 | 0 | 0 | 0 | 0 | 0 | 0 | 0 | 0 | FALSE | FALSE | FALSE | FALSE | 0 | 0 | 0 | n/a | n/a | n/a | n/a | n/a | 0 | 0 | 100% | 100% | 0 | 0 | 0 | 0 | 0 | 0 | 0 | 0 | 0 | 0 | 0 | 0 | 0 | 0 | 0 | 0 | 0 | 0 | 0 | 0 | 0 | 0
| 0 | 0 | 0 | 0 | 0 | 0 | 0 | 0 | 0 | 0 | 0 | 0 | 0 | 0 | 0 | 0 | 0 | 0 | FALSE | FALSE | FALSE | FALSE | 0 | 0 | 0 | n/a | n/a | n/a | n/a | n/a | 0 | 0 | 100% | 100% | 0 | 0 | 0 | 0 | 0 | 0 | 0 | 0 | 0 | 0 | 0 | 0 | 0 | 0 | 0 | 0 | 0 | 0 | 0 | 0 | 0 | 0
| 0 | 0 | 0 | 0 | 0 | 0 | 0 | 0 | 0 | 0 | 0 | 0 | 0 | 0 | 0 | 0 | 0 | 0 | FALSE | FALSE | FALSE | FALSE | 0 | 0 | 0 | n/a | n/a | n/a | n/a | n/a | 0 | 0 | 100% | 100% | 0 | 0 | 0 | 0 | 0 | 0 | 0 | 0 | 0 | 0 | 0 | 0 | 0 | 0 | 0 | 0 | 0 | 0 | 0 | 0 | 0 | 0
| 0 | 0 | 0 | 0 | 0 | 0 | 0 | 0 | 0 | 0 | 0 | 0 | 0 | 0 | 0 | 0 | 0 | 0 | FALSE | FALSE | FALSE | FALSE | 0 | 0 | 0 | n/a | n/a | n/a | n/a | n/a | 0 | 0 | 100% | 100% | 0 | 0 | 0 | 0 | 0 | 0 | 0 | 0 | 0 | 0 | 0 | 0 | 0 | 0 | 0 | 0 | 0 | 0 | 0 | 0 | 0 | 0
| 0 | 0 | 0 | 0 | 0 | 0 | 0 | 0 | 0 | 0 | 0 | 0 | 0 | 0 | 0 | 0 | 0 | 0 | FALSE | FALSE | FALSE | FALSE | 0 | 0 | 0 | n/a | n/a | n/a | n/a | n/a | 0 | 0 | 100% | 100% | 0 | 0 | 0 | 0 | 0 | 0 | 0 | 0 | 0 | 0 | 0 | 0 | 0 | 0 | 0 | 0 | 0 | 0 | 0 | 0 | 0 | 0
| 0 | 0 | 0 | 0 | 0 | 0 | 0 | 0 | 0 | 0 | 0 | 0 | 0 | 0 | 0 | 0 | 0 | 0 | FALSE | FALSE | FALSE | FALSE | 0 | 0 | 0 | n/a | n/a | n/a | n/a | n/a | 0 | 0 | 100% | 100% | 0 | 0 | 0 | 0 | 0 | 0 | 0 | 0 | 0 | 0 | 0 | 0 | 0 | 0 | 0 | 0 | 0 | 0 | 0 | 0 | 0 | 0
| 0 | 0 | 0 | 0 | 0 | 0 | 0 | 0 | 0 | 0 | 0 | 0 | 0 | 0 | 0 | 0 | 0 | 0 | FALSE | FALSE | FALSE | FALSE | 0 | 0 | 0 | n/a | n/a | n/a | n/a | n/a | 0 | 0 | 100% | 100% | 0 | 0 | 0 | 0 | 0 | 0 | 0 | 0 | 0 | 0 | 0 | 0 | 0 | 0 | 0 | 0 | 0 | 0 | 0 | 0 | 0 | 0
| 0 | 0 | 0 | 0 | 0 | 0 | 0 | 0 | 0 | 0 | 0 | 0 | 0 | 0 | 0 | 0 | 0 | 0 | FALSE | FALSE | FALSE | FALSE | 0 | 0 | 0 | n/a | n/a | n/a | n/a | n/a | 0 | 0 | 100% | 100% | 0 | 0 | 0 | 0 | 0 | 0 | 0 | 0 | 0 | 0 | 0 | 0 | 0 | 0 | 0 | 0 | 0 | 0 | 0 | 0 | 0 | 0
| 0 | 0 | 0 | 0 | 0 | 0 | 0 | 0 | 0 | 0 | 0 | 0 | 0 | 0 | 0 | 0 | 0 | 0 | FALSE | FALSE | FALSE | FALSE | 0 | 0 | 0 | n/a | n/a | n/a | n/a | n/a | 0 | 0 | 100% | 100% | 0 | 0 | 0 | 0 | 0 | 0 | 0 | 0 | 0 | 0 | 0 | 0 | 0 | 0 | 0 | 0 | 0 | 0 | 0 | 0 | 0 | 0
| 0 | 0 | 0 | 0 | 0 | 0 | 0 | 0 | 0 | 0 | 0 | 0 | 0 | 0 | 0 | 0 | 0 | 0 | FALSE | FALSE | FALSE | FALSE | 0 | 0 | 0 | n/a | n/a | n/a | n/a | n/a | 0 | 0 | 100% | 100% | 0 | 0 | 0 | 0 | 0 | 0 | 0 | 0 | 0 | 0 | 0 | 0 | 0 | 0 | 0 | 0 | 0 | 0 | 0 | 0 | 0 | 0
| 0 | 0 | 0 | 0 | 0 | 0 | 0 | 0 | 0 | 0 | 0 | 0 | 0 | 0 | 0 | 0 | 0 | 0 | FALSE | FALSE | FALSE | FALSE | 0 | 0 | 0 | n/a | n/a | n/a | n/a | n/a | 0 | 0 | 100% | 100% | 0 | 0 | 0 | 0 | 0 | 0 | 0 | 0 | 0 | 0 | 0 | 0 | 0 | 0 | 0 | 0 | 0 | 0 | 0 | 0 | 0 | 0
| 0 | 0 | 0 | 0 | 0 | 0 | 0 | 0 | 0 | 0 | 0 | 0 | 0 | 0 | 0 | 0 | 0 | 0 | FALSE | FALSE | FALSE | FALSE | 0 | 0 | 0 | n/a | n/a | n/a | n/a | n/a | 0 | 0 | 100% | 100% | 0 | 0 | 0 | 0 | 0 | 0 | 0 | 0 | 0 | 0 | 0 | 0 | 0 | 0 | 0 | 0 | 0 | 0 | 0 | 0 | 0 | 0
| 0 | 0 | 0 | 0 | 0 | 0 | 0 | 0 | 0 | 0 | 0 | 0 | 0 | 0 | 0 | 0 | 0 | 0 | FALSE | FALSE | FALSE | FALSE | 0 | 0 | 0 | n/a | n/a | n/a | n/a | n/a | 0 | 0 | 100% | 100% | 0 | 0 | 0 | 0 | 0 | 0 | 0 | 0 | 0 | 0 | 0 | 0 | 0 | 0 | 0 | 0 | 0 | 0 | 0 | 0 | 0 | 0
| 0 | 0 | 0 | 0 | 0 | 0 | 0 | 0 | 0 | 0 | 0 | 0 | 0 | 0 | 0 | 0 | 0 | 0 | FALSE | FALSE | FALSE | FALSE | 0 | 0 | 0 | n/a | n/a | n/a | n/a | n/a | 0 | 0 | 100% | 100% | 0 | 0 | 0 | 0 | 0 | 0 | 0 | 0 | 0 | 0 | 0 | 0 | 0 | 0 | 0 | 0 | 0 | 0 | 0 | 0 | 0 | 0
| 0 | 0 | 0 | 0 | 0 | 0 | 0 | 0 | 0 | 0 | 0 | 0 | 0 | 0 | 0 | 0 | 0 | 0 | FALSE | FALSE | FALSE | FALSE | 0 | 0 | 0 | n/a | n/a | n/a | n/a | n/a | 0 | 0 | 100% | 100% | 0 | 0 | 0 | 0 | 0 | 0 | 0 | 0 | 0 | 0 | 0 | 0 | 0 | 0 | 0 | 0 | 0 | 0 | 0 | 0 | 0 | 0
| 0 | 0 | 0 | 0 | 0 | 0 | 0 | 0 | 0 | 0 | 0 | 0 | 0 | 0 | 0 | 0 | 0 | 0 | FALSE | FALSE | FALSE | FALSE | 0 | 0 | 0 | n/a | n/a | n/a | n/a | n/a | 0 | 0 | 100% | 100% | 0 | 0 | 0 | 0 | 0 | 0 | 0 | 0 | 0 | 0 | 0 | 0 | 0 | 0 | 0 | 0 | 0 | 0 | 0 | 0 | 0 | 0
| 0 | 0 | 0 | 0 | 0 | 0 | 0 | 0 | 0 | 0 | 0 | 0 | 0 | 0 | 0 | 0 | 0 | 0 | FALSE | FALSE | FALSE | FALSE | 0 | 0 | 0 | n/a | n/a | n/a | n/a | n/a | 0 | 0 | 100% | 100% | 0 | 0 | 0 | 0 | 0 | 0 | 0 | 0 | 0 | 0 | 0 | 0 | 0 | 0 | 0 | 0 | 0 | 0 | 0 | 0 | 0 | 0
| 0 | 0 | 0 | 0 | 0 | 0 | 0 | 0 | 0 | 0 | 0 | 0 | 0 | 0 | 0 | 0 | 0 | 0 | FALSE | FALSE | FALSE | FALSE | 0 | 0 | 0 | n/a | n/a | n/a | n/a | n/a | 0 | 0 | 100% | 100% | 0 | 0 | 0 | 0 | 0 | 0 | 0 | 0 | 0 | 0 | 0 | 0 | 0 | 0 | 0 | 0 | 0 | 0 | 0 | 0 | 0 | 0
| 0 | 0 | 0 | 0 | 0 | 0 | 0 | 0 | 0 | 0 | 0 | 0 | 0 | 0 | 0 | 0 | 0 | 0 | FALSE | FALSE | FALSE | FALSE | 0 | 0 | 0 | n/a | n/a | n/a | n/a | n/a | 0 | 0 | 100% | 100% | 0 | 0 | 0 | 0 | 0 | 0 | 0 | 0 | 0 | 0 | 0 | 0 | 0 | 0 | 0 | 0 | 0 | 0 | 0 | 0 | 0 | 0
| 0 | 0 | 0 | 0 | 0 | 0 | 0 | 0 | 0 | 0 | 0 | 0 | 0 | 0 | 0 | 0 | 0 | 0 | FALSE | FALSE | FALSE | FALSE | 0 | 0 | 0 | n/a | n/a | n/a | n/a | n/a | 0 | 0 | 100% | 100% | 0 | 0 | 0 | 0 | 0 | 0 | 0 | 0 | 0 | 0 | 0 | 0 | 0 | 0 | 0 | 0 | 0 | 0 | 0 | 0 | 0 | 0
| 0 | 0 | 0 | 0 | 0 | 0 | 0 | 0 | 0 | 0 | 0 | 0 | 0 | 0 | 0 | 0 | 0 | 0 | FALSE | FALSE | FALSE | FALSE | 0 | 0 | 0 | n/a | n/a | n/a | n/a | n/a | 0 | 0 | 100% | 100% | 0 | 0 | 0 | 0 | 0 | 0 | 0 | 0 | 0 | 0 | 0 | 0 | 0 | 0 | 0 | 0 | 0 | 0 | 0 | 0 | 0 | 0
| 0 | 0 | 0 | 0 | 0 | 0 | 0 | 0 | 0 | 0 | 0 | 0 | 0 | 0 | 0 | 0 | 0 | 0 | FALSE | FALSE | FALSE | FALSE | 0 | 0 | 0 | n/a | n/a | n/a | n/a | n/a | 0 | 0 | 100% | 100% | 0 | 0 | 0 | 0 | 0 | 0 | 0 | 0 | 0 | 0 | 0 | 0 | 0 | 0 | 0 | 0 | 0 | 0 | 0 | 0 | 0 | 0
| 0 | 0 | 0 | 0 | 0 | 0 | 0 | 0 | 0 | 0 | 0 | 0 | 0 | 0 | 0 | 0 | 0 | 0 | FALSE | FALSE | FALSE | FALSE | 0 | 0 | 0 | n/a | n/a | n/a | n/a | n/a | 0 | 0 | 100% | 100% | 0 | 0 | 0 | 0 | 0 | 0 | 0 | 0 | 0 | 0 | 0 | 0 | 0 | 0 | 0 | 0 | 0 | 0 | 0 | 0 | 0 | 0
| 0 | 0 | 0 | 0 | 0 | 0 | 0 | 0 | 0 | 0 | 0 | 0 | 0 | 0 | 0 | 0 | 0 | 0 | FALSE | FALSE | FALSE | FALSE | 0 | 0 | 0 | n/a | n/a | n/a | n/a | n/a | 0 | 0 | 100% | 100% | 0 | 0 | 0 | 0 | 0 | 0 | 0 | 0 | 0 | 0 | 0 | 0 | 0 | 0 | 0 | 0 | 0 | 0 | 0 | 0 | 0 | 0
| 0 | 0 | 0 | 0 | 0 | 0 | 0 | 0 | 0 | 0 | 0 | 0 | 0 | 0 | 0 | 0 | 0 | 0 | FALSE | FALSE | FALSE | FALSE | 0 | 0 | 0 | n/a | n/a | n/a | n/a | n/a | 0 | 0 | 100% | 100% | 0 | 0 | 0 | 0 | 0 | 0 | 0 | 0 | 0 | 0 | 0 | 0 | 0 | 0 | 0 | 0 | 0 | 0 | 0 | 0 | 0 | 0
| 0 | 0 | 0 | 0 | 0 | 0 | 0 | 0 | 0 | 0 | 0 | 0 | 0 | 0 | 0 | 0 | 0 | 0 | FALSE | FALSE | FALSE | FALSE | 0 | 0 | 0 | n/a | n/a | n/a | n/a | n/a | 0 | 0 | 100% | 100% | 0 | 0 | 0 | 0 | 0 | 0 | 0 | 0 | 0 | 0 | 0 | 0 | 0 | 0 | 0 | 0 | 0 | 0 | 0 | 0 | 0 | 0
| 0 | 0 | 0 | 0 | 0 | 0 | 0 | 0 | 0 | 0 | 0 | 0 | 0 | 0 | 0 | 0 | 0 | 0 | FALSE | FALSE | FALSE | FALSE | 0 | 0 | 0 | n/a | n/a | n/a | n/a | n/a | 0 | 0 | 100% | 100% | 0 | 0 | 0 | 0 | 0 | 0 | 0 | 0 | 0 | 0 | 0 | 0 | 0 | 0 | 0 | 0 | 0 | 0 | 0 | 0 | 0 | 0
| 0 | 0 | 0 | 0 | 0 | 0 | 0 | 0 | 0 | 0 | 0 | 0 | 0 | 0 | 0 | 0 | 0 | 0 | FALSE | FALSE | FALSE | FALSE | 0 | 0 | 0 | n/a | n/a | n/a | n/a | n/a | 0 | 0 | 100% | 100% | 0 | 0 | 0 | 0 | 0 | 0 | 0 | 0 | 0 | 0 | 0 | 0 | 0 | 0 | 0 | 0 | 0 | 0 | 0 | 0 | 0 | 0
| 0 | 0 | 0 | 0 | 0 | 0 | 0 | 0 | 0 | 0 | 0 | 0 | 0 | 0 | 0 | 0 | 0 | 0 | FALSE | FALSE | FALSE | FALSE | 0 | 0 | 0 | n/a | n/a | n/a | n/a | n/a | 0 | 0 | 100% | 100% | 0 | 0 | 0 | 0 | 0 | 0 | 0 | 0 | 0 | 0 | 0 | 0 | 0 | 0 | 0 | 0 | 0 | 0 | 0 | 0 | 0 | 0
| 0 | 0 | 0 | 0 | 0 | 0 | 0 | 0 | 0 | 0 | 0 | 0 | 0 | 0 | 0 | 0 | 0 | 0 | FALSE | FALSE | FALSE | FALSE | 0 | 0 | 0 | n/a | n/a | n/a | n/a | n/a | 0 | 0 | 100% | 100% | 0 | 0 | 0 | 0 | 0 | 0 | 0 | 0 | 0 | 0 | 0 | 0 | 0 | 0 | 0 | 0 | 0 | 0 | 0 | 0 | 0 | 0
| 0 | 0 | 0 | 0 | 0 | 0 | 0 | 0 | 0 | 0 | 0 | 0 | 0 | 0 | 0 | 0 | 0 | 0 | FALSE | FALSE | FALSE | FALSE | 0 | 0 | 0 | n/a | n/a | n/a | n/a | n/a | 0 | 0 | 100% | 100% | 0 | 0 | 0 | 0 | 0 | 0 | 0 | 0 | 0 | 0 | 0 | 0 | 0 | 0 | 0 | 0 | 0 | 0 | 0 | 0 | 0 | 0
| 0 | 0 | 0 | 0 | 0 | 0 | 0 | 0 | 0 | 0 | 0 | 0 | 0 | 0 | 0 | 0 | 0 | 0 | FALSE | FALSE | FALSE | FALSE | 0 | 0 | 0 | n/a | n/a | n/a | n/a | n/a | 0 | 0 | 100% | 100% | 0 | 0 | 0 | 0 | 0 | 0 | 0 | 0 | 0 | 0 | 0 | 0 | 0 | 0 | 0 | 0 | 0 | 0 | 0 | 0 | 0 | 0
| 0 | 0 | 0 | 0 | 0 | 0 | 0 | 0 | 0 | 0 | 0 | 0 | 0 | 0 | 0 | 0 | 0 | 0 | FALSE | FALSE | FALSE | FALSE | 0 | 0 | 0 | n/a | n/a | n/a | n/a | n/a | 0 | 0 | 100% | 100% | 0 | 0 | 0 | 0 | 0 | 0 | 0 | 0 | 0 | 0 | 0 | 0 | 0 | 0 | 0 | 0 | 0 | 0 | 0 | 0 | 0 | 0
| 0 | 0 | 0 | 0 | 0 | 0 | 0 | 0 | 0 | 0 | 0 | 0 | 0 | 0 | 0 | 0 | 0 | 0 | FALSE | FALSE | FALSE | FALSE | 0 | 0 | 0 | n/a | n/a | n/a | n/a | n/a | 0 | 0 | 100% | 100% | 0 | 0 | 0 | 0 | 0 | 0 | 0 | 0 | 0 | 0 | 0 | 0 | 0 | 0 | 0 | 0 | 0 | 0 | 0 | 0 | 0 | 0
| 0 | 0 | 0 | 0 | 0 | 0 | 0 | 0 | 0 | 0 | 0 | 0 | 0 | 0 | 0 | 0 | 0 | 0 | FALSE | FALSE | FALSE | FALSE | 0 | 0 | 0 | n/a | n/a | n/a | n/a | n/a | 0 | 0 | 100% | 100% | 0 | 0 | 0 | 0 | 0 | 0 | 0 | 0 | 0 | 0 | 0 | 0 | 0 | 0 | 0 | 0 | 0 | 0 | 0 | 0 | 0 | 0
| 0 | 0 | 0 | 0 | 0 | 0 | 0 | 0 | 0 | 0 | 0 | 0 | 0 | 0 | 0 | 0 | 0 | 0 | FALSE | FALSE | FALSE | FALSE | 0 | 0 | 0 | n/a | n/a | n/a | n/a | n/a | 0 | 0 | 100% | 100% | 0 | 0 | 0 | 0 | 0 | 0 | 0 | 0 | 0 | 0 | 0 | 0 | 0 | 0 | 0 | 0 | 0 | 0 | 0 | 0 | 0 | 0
| 0 | 0 | 0 | 0 | 0 | 0 | 0 | 0 | 0 | 0 | 0 | 0 | 0 | 0 | 0 | 0 | 0 | 0 | FALSE | FALSE | FALSE | FALSE | 0 | 0 | 0 | n/a | n/a | n/a | n/a | n/a | 0 | 0 | 100% | 100% | 0 | 0 | 0 | 0 | 0 | 0 | 0 | 0 | 0 | 0 | 0 | 0 | 0 | 0 | 0 | 0 | 0 | 0 | 0 | 0 | 0 | 0
| 0 | 0 | 0 | 0 | 0 | 0 | 0 | 0 | 0 | 0 | 0 | 0 | 0 | 0 | 0 | 0 | 0 | 0 | FALSE | FALSE | FALSE | FALSE | 0 | 0 | 0 | n/a | n/a | n/a | n/a | n/a | 0 | 0 | 100% | 100% | 0 | 0 | 0 | 0 | 0 | 0 | 0 | 0 | 0 | 0 | 0 | 0 | 0 | 0 | 0 | 0 | 0 | 0 | 0 | 0 | 0 | 0
| 0 | 0 | 0 | 0 | 0 | 0 | 0 | 0 | 0 | 0 | 0 | 0 | 0 | 0 | 0 | 0 | 0 | 0 | FALSE | FALSE | FALSE | FALSE | 0 | 0 | 0 | n/a | n/a | n/a | n/a | n/a | 0 | 0 | 100% | 100% | 0 | 0 | 0 | 0 | 0 | 0 | 0 | 0 | 0 | 0 | 0 | 0 | 0 | 0 | 0 | 0 | 0 | 0 | 0 | 0 | 0 | 0
| 0 | 0 | 0 | 0 | 0 | 0 | 0 | 0 | 0 | 0 | 0 | 0 | 0 | 0 | 0 | 0 | 0 | 0 | FALSE | FALSE | FALSE | FALSE | 0 | 0 | 0 | n/a | n/a | n/a | n/a | n/a | 0 | 0 | 100% | 100% | 0 | 0 | 0 | 0 | 0 | 0 | 0 | 0 | 0 | 0 | 0 | 0 | 0 | 0 | 0 | 0 | 0 | 0 | 0 | 0 | 0 | 0
| 0 | 0 | 0 | 0 | 0 | 0 | 0 | 0 | 0 | 0 | 0 | 0 | 0 | 0 | 0 | 0 | 0 | 0 | FALSE | FALSE | FALSE | FALSE | 0 | 0 | 0 | n/a | n/a | n/a | n/a | n/a | 0 | 0 | 100% | 100% | 0 | 0 | 0 | 0 | 0 | 0 | 0 | 0 | 0 | 0 | 0 | 0 | 0 | 0 | 0 | 0 | 0 | 0 | 0 | 0 | 0 | 0
| 0 | 0 | 0 | 0 | 0 | 0 | 0 | 0 | 0 | 0 | 0 | 0 | 0 | 0 | 0 | 0 | 0 | 0 | FALSE | FALSE | FALSE | FALSE | 0 | 0 | 0 | n/a | n/a | n/a | n/a | n/a | 0 | 0 | 100% | 100% | 0 | 0 | 0 | 0 | 0 | 0 | 0 | 0 | 0 | 0 | 0 | 0 | 0 | 0 | 0 | 0 | 0 | 0 | 0 | 0 | 0 | 0
| 0 | 0 | 0 | 0 | 0 | 0 | 0 | 0 | 0 | 0 | 0 | 0 | 0 | 0 | 0 | 0 | 0 | 0 | FALSE | FALSE | FALSE | FALSE | 0 | 0 | 0 | n/a | n/a | n/a | n/a | n/a | 0 | 0 | 100% | 100% | 0 | 0 | 0 | 0 | 0 | 0 | 0 | 0 | 0 | 0 | 0 | 0 | 0 | 0 | 0 | 0 | 0 | 0 | 0 | 0 | 0 | 0
| 0 | 0 | 0 | 0 | 0 | 0 | 0 | 0 | 0 | 0 | 0 | 0 | 0 | 0 | 0 | 0 | 0 | 0 | FALSE | FALSE | FALSE | FALSE | 0 | 0 | 0 | n/a | n/a | n/a | n/a | n/a | 0 | 0 | 100% | 100% | 0 | 0 | 0 | 0 | 0 | 0 | 0 | 0 | 0 | 0 | 0 | 0 | 0 | 0 | 0 | 0 | 0 | 0 | 0 | 0 | 0 | 0
| 0 | 0 | 0 | 0 | 0 | 0 | 0 | 0 | 0 | 0 | 0 | 0 | 0 | 0 | 0 | 0 | 0 | 0 | FALSE | FALSE | FALSE | FALSE | 0 | 0 | 0 | n/a | n/a | n/a | n/a | n/a | 0 | 0 | 100% | 100% | 0 | 0 | 0 | 0 | 0 | 0 | 0 | 0 | 0 | 0 | 0 | 0 | 0 | 0 | 0 | 0 | 0 | 0 | 0 | 0 | 0 | 0
| 0 | 0 | 0 | 0 | 0 | 0 | 0 | 0 | 0 | 0 | 0 | 0 | 0 | 0 | 0 | 0 | 0 | 0 | FALSE | FALSE | FALSE | FALSE | 0 | 0 | 0 | n/a | n/a | n/a | n/a | n/a | 0 | 0 | 100% | 100% | 0 | 0 | 0 | 0 | 0 | 0 | 0 | 0 | 0 | 0 | 0 | 0 | 0 | 0 | 0 | 0 | 0 | 0 | 0 | 0 | 0 | 0
| 0 | 0 | 0 | 0 | 0 | 0 | 0 | 0 | 0 | 0 | 0 | 0 | 0 | 0 | 0 | 0 | 0 | 0 | FALSE | FALSE | FALSE | FALSE | 0 | 0 | 0 | n/a | n/a | n/a | n/a | n/a | 0 | 0 | 100% | 100% | 0 | 0 | 0 | 0 | 0 | 0 | 0 | 0 | 0 | 0 | 0 | 0 | 0 | 0 | 0 | 0 | 0 | 0 | 0 | 0 | 0 | 0
| 0 | 0 | 0 | 0 | 0 | 0 | 0 | 0 | 0 | 0 | 0 | 0 | 0 | 0 | 0 | 0 | 0 | 0 | FALSE | FALSE | FALSE | FALSE | 0 | 0 | 0 | n/a | n/a | n/a | n/a | n/a | 0 | 0 | 100% | 100% | 0 | 0 | 0 | 0 | 0 | 0 | 0 | 0 | 0 | 0 | 0 | 0 | 0 | 0 | 0 | 0 | 0 | 0 | 0 | 0 | 0 | 0
| 0 | 0 | 0 | 0 | 0 | 0 | 0 | 0 | 0 | 0 | 0 | 0 | 0 | 0 | 0 | 0 | 0 | 0 | FALSE | FALSE | FALSE | FALSE | 0 | 0 | 0 | n/a | n/a | n/a | n/a | n/a | 0 | 0 | 100% | 100% | 0 | 0 | 0 | 0 | 0 | 0 | 0 | 0 | 0 | 0 | 0 | 0 | 0 | 0 | 0 | 0 | 0 | 0 | 0 | 0 | 0 | 0
| 0 | 0 | 0 | 0 | 0 | 0 | 0 | 0 | 0 | 0 | 0 | 0 | 0 | 0 | 0 | 0 | 0 | 0 | FALSE | FALSE | FALSE | FALSE | 0 | 0 | 0 | n/a | n/a | n/a | n/a | n/a | 0 | 0 | 100% | 100% | 0 | 0 | 0 | 0 | 0 | 0 | 0 | 0 | 0 | 0 | 0 | 0 | 0 | 0 | 0 | 0 | 0 | 0 | 0 | 0 | 0 | 0
| 0 | 0 | 0 | 0 | 0 | 0 | 0 | 0 | 0 | 0 | 0 | 0 | 0 | 0 | 0 | 0 | 0 | 0 | FALSE | FALSE | FALSE | FALSE | 0 | 0 | 0 | n/a | n/a | n/a | n/a | n/a | 0 | 0 | 100% | 100% | 0 | 0 | 0 | 0 | 0 | 0 | 0 | 0 | 0 | 0 | 0 | 0 | 0 | 0 | 0 | 0 | 0 | 0 | 0 | 0 | 0 | 0
| 0 | 0 | 0 | 0 | 0 | 0 | 0 | 0 | 0 | 0 | 0 | 0 | 0 | 0 | 0 | 0 | 0 | 0 | FALSE | FALSE | FALSE | FALSE | 0 | 0 | 0 | n/a | n/a | n/a | n/a | n/a | 0 | 0 | 100% | 100% | 0 | 0 | 0 | 0 | 0 | 0 | 0 | 0 | 0 | 0 | 0 | 0 | 0 | 0 | 0 | 0 | 0 | 0 | 0 | 0 | 0 | 0
| 0 | 0 | 0 | 0 | 0 | 0 | 0 | 0 | 0 | 0 | 0 | 0 | 0 | 0 | 0 | 0 | 0 | 0 | FALSE | FALSE | FALSE | FALSE | 0 | 0 | 0 | n/a | n/a | n/a | n/a | n/a | 0 | 0 | 100% | 100% | 0 | 0 | 0 | 0 | 0 | 0 | 0 | 0 | 0 | 0 | 0 | 0 | 0 | 0 | 0 | 0 | 0 | 0 | 0 | 0 | 0 | 0
| 0 | 0 | 0 | 0 | 0 | 0 | 0 | 0 | 0 | 0 | 0 | 0 | 0 | 0 | 0 | 0 | 0 | 0 | FALSE | FALSE | FALSE | FALSE | 0 | 0 | 0 | n/a | n/a | n/a | n/a | n/a | 0 | 0 | 100% | 100% | 0 | 0 | 0 | 0 | 0 | 0 | 0 | 0 | 0 | 0 | 0 | 0 | 0 | 0 | 0 | 0 | 0 | 0 | 0 | 0 | 0 | 0
| 0 | 0 | 0 | 0 | 0 | 0 | 0 | 0 | 0 | 0 | 0 | 0 | 0 | 0 | 0 | 0 | 0 | 0 | FALSE | FALSE | FALSE | FALSE | 0 | 0 | 0 | n/a | n/a | n/a | n/a | n/a | 0 | 0 | 100% | 100% | 0 | 0 | 0 | 0 | 0 | 0 | 0 | 0 | 0 | 0 | 0 | 0 | 0 | 0 | 0 | 0 | 0 | 0 | 0 | 0 | 0 | 0
| 0 | 0 | 0 | 0 | 0 | 0 | 0 | 0 | 0 | 0 | 0 | 0 | 0 | 0 | 0 | 0 | 0 | 0 | FALSE | FALSE | FALSE | FALSE | 0 | 0 | 0 | n/a | n/a | n/a | n/a | n/a | 0 | 0 | 100% | 100% | 0 | 0 | 0 | 0 | 0 | 0 | 0 | 0 | 0 | 0 | 0 | 0 | 0 | 0 | 0 | 0 | 0 | 0 | 0 | 0 | 0 | 0
| 0 | 0 | 0 | 0 | 0 | 0 | 0 | 0 | 0 | 0 | 0 | 0 | 0 | 0 | 0 | 0 | 0 | 0 | FALSE | FALSE | FALSE | FALSE | 0 | 0 | 0 | n/a | n/a | n/a | n/a | n/a | 0 | 0 | 100% | 100% | 0 | 0 | 0 | 0 | 0 | 0 | 0 | 0 | 0 | 0 | 0 | 0 | 0 | 0 | 0 | 0 | 0 | 0 | 0 | 0 | 0 | 0
| 0 | 0 | 0 | 0 | 0 | 0 | 0 | 0 | 0 | 0 | 0 | 0 | 0 | 0 | 0 | 0 | 0 | 0 | FALSE | FALSE | FALSE | FALSE | 0 | 0 | 0 | n/a | n/a | n/a | n/a | n/a | 0 | 0 | 100% | 100% | 0 | 0 | 0 | 0 | 0 | 0 | 0 | 0 | 0 | 0 | 0 | 0 | 0 | 0 | 0 | 0 | 0 | 0 | 0 | 0 | 0 | 0
| 0 | 0 | 0 | 0 | 0 | 0 | 0 | 0 | 0 | 0 | 0 | 0 | 0 | 0 | 0 | 0 | 0 | 0 | FALSE | FALSE | FALSE | FALSE | 0 | 0 | 0 | n/a | n/a | n/a | n/a | n/a | 0 | 0 | 100% | 100% | 0 | 0 | 0 | 0 | 0 | 0 | 0 | 0 | 0 | 0 | 0 | 0 | 0 | 0 | 0 | 0 | 0 | 0 | 0 | 0 | 0 | 0
| 0 | 0 | 0 | 0 | 0 | 0 | 0 | 0 | 0 | 0 | 0 | 0 | 0 | 0 | 0 | 0 | 0 | 0 | FALSE | FALSE | FALSE | FALSE | 0 | 0 | 0 | n/a | n/a | n/a | n/a | n/a | 0 | 0 | 100% | 100% | 0 | 0 | 0 | 0 | 0 | 0 | 0 | 0 | 0 | 0 | 0 | 0 | 0 | 0 | 0 | 0 | 0 | 0 | 0 | 0 | 0 | 0
| 0 | 0 | 0 | 0 | 0 | 0 | 0 | 0 | 0 | 0 | 0 | 0 | 0 | 0 | 0 | 0 | 0 | 0 | FALSE | FALSE | FALSE | FALSE | 0 | 0 | 0 | n/a | n/a | n/a | n/a | n/a | 0 | 0 | 100% | 100% | 0 | 0 | 0 | 0 | 0 | 0 | 0 | 0 | 0 | 0 | 0 | 0 | 0 | 0 | 0 | 0 | 0 | 0 | 0 | 0 | 0 | 0
| 0 | 0 | 0 | 0 | 0 | 0 | 0 | 0 | 0 | 0 | 0 | 0 | 0 | 0 | 0 | 0 | 0 | 0 | FALSE | FALSE | FALSE | FALSE | 0 | 0 | 0 | n/a | n/a | n/a | n/a | n/a | 0 | 0 | 100% | 100% | 0 | 0 | 0 | 0 | 0 | 0 | 0 | 0 | 0 | 0 | 0 | 0 | 0 | 0 | 0 | 0 | 0 | 0 | 0 | 0 | 0 | 0
| 0 | 0 | 0 | 0 | 0 | 0 | 0 | 0 | 0 | 0 | 0 | 0 | 0 | 0 | 0 | 0 | 0 | 0 | FALSE | FALSE | FALSE | FALSE | 0 | 0 | 0 | n/a | n/a | n/a | n/a | n/a | 0 | 0 | 100% | 100% | 0 | 0 | 0 | 0 | 0 | 0 | 0 | 0 | 0 | 0 | 0 | 0 | 0 | 0 | 0 | 0 | 0 | 0 | 0 | 0 | 0 | 0
| 0 | 0 | 0 | 0 | 0 | 0 | 0 | 0 | 0 | 0 | 0 | 0 | 0 | 0 | 0 | 0 | 0 | 0 | FALSE | FALSE | FALSE | FALSE | 0 | 0 | 0 | n/a | n/a | n/a | n/a | n/a | 0 | 0 | 100% | 100% | 0 | 0 | 0 | 0 | 0 | 0 | 0 | 0 | 0 | 0 | 0 | 0 | 0 | 0 | 0 | 0 | 0 | 0 | 0 | 0 | 0 | 0
| 0 | 0 | 0 | 0 | 0 | 0 | 0 | 0 | 0 | 0 | 0 | 0 | 0 | 0 | 0 | 0 | 0 | 0 | FALSE | FALSE | FALSE | FALSE | 0 | 0 | 0 | n/a | n/a | n/a | n/a | n/a | 0 | 0 | 100% | 100% | 0 | 0 | 0 | 0 | 0 | 0 | 0 | 0 | 0 | 0 | 0 | 0 | 0 | 0 | 0 | 0 | 0 | 0 | 0 | 0 | 0 | 0
| 0 | 0 | 0 | 0 | 0 | 0 | 0 | 0 | 0 | 0 | 0 | 0 | 0 | 0 | 0 | 0 | 0 | 0 | FALSE | FALSE | FALSE | FALSE | 0 | 0 | 0 | n/a | n/a | n/a | n/a | n/a | 0 | 0 | 100% | 100% | 0 | 0 | 0 | 0 | 0 | 0 | 0 | 0 | 0 | 0 | 0 | 0 | 0 | 0 | 0 | 0 | 0 | 0 | 0 | 0 | 0 | 0
| 0 | 0 | 0 | 0 | 0 | 0 | 0 | 0 | 0 | 0 | 0 | 0 | 0 | 0 | 0 | 0 | 0 | 0 | FALSE | FALSE | FALSE | FALSE | 0 | 0 | 0 | n/a | n/a | n/a | n/a | n/a | 0 | 0 | 100% | 100% | 0 | 0 | 0 | 0 | 0 | 0 | 0 | 0 | 0 | 0 | 0 | 0 | 0 | 0 | 0 | 0 | 0 | 0 | 0 | 0 | 0 | 0
| 0 | 0 | 0 | 0 | 0 | 0 | 0 | 0 | 0 | 0 | 0 | 0 | 0 | 0 | 0 | 0 | 0 | 0 | FALSE | FALSE | FALSE | FALSE | 0 | 0 | 0 | n/a | n/a | n/a | n/a | n/a | 0 | 0 | 100% | 100% | 0 | 0 | 0 | 0 | 0 | 0 | 0 | 0 | 0 | 0 | 0 | 0 | 0 | 0 | 0 | 0 | 0 | 0 | 0 | 0 | 0 | 0
| 0 | 0 | 0 | 0 | 0 | 0 | 0 | 0 | 0 | 0 | 0 | 0 | 0 | 0 | 0 | 0 | 0 | 0 | FALSE | FALSE | FALSE | FALSE | 0 | 0 | 0 | n/a | n/a | n/a | n/a | n/a | 0 | 0 | 100% | 100% | 0 | 0 | 0 | 0 | 0 | 0 | 0 | 0 | 0 | 0 | 0 | 0 | 0 | 0 | 0 | 0 | 0 | 0 | 0 | 0 | 0 | 0
| 0 | 0 | 0 | 0 | 0 | 0 | 0 | 0 | 0 | 0 | 0 | 0 | 0 | 0 | 0 | 0 | 0 | 0 | FALSE | FALSE | FALSE | FALSE | 0 | 0 | 0 | n/a | n/a | n/a | n/a | n/a | 0 | 0 | 100% | 100% | 0 | 0 | 0 | 0 | 0 | 0 | 0 | 0 | 0 | 0 | 0 | 0 | 0 | 0 | 0 | 0 | 0 | 0 | 0 | 0 | 0 | 0
| 0 | 0 | 0 | 0 | 0 | 0 | 0 | 0 | 0 | 0 | 0 | 0 | 0 | 0 | 0 | 0 | 0 | 0 | FALSE | FALSE | FALSE | FALSE | 0 | 0 | 0 | n/a | n/a | n/a | n/a | n/a | 0 | 0 | 100% | 100% | 0 | 0 | 0 | 0 | 0 | 0 | 0 | 0 | 0 | 0 | 0 | 0 | 0 | 0 | 0 | 0 | 0 | 0 | 0 | 0 | 0 | 0
| 0 | 0 | 0 | 0 | 0 | 0 | 0 | 0 | 0 | 0 | 0 | 0 | 0 | 0 | 0 | 0 | 0 | 0 | FALSE | FALSE | FALSE | FALSE | 0 | 0 | 0 | n/a | n/a | n/a | n/a | n/a | 0 | 0 | 100% | 100% | 0 | 0 | 0 | 0 | 0 | 0 | 0 | 0 | 0 | 0 | 0 | 0 | 0 | 0 | 0 | 0 | 0 | 0 | 0 | 0 | 0 | 0
| 0 | 0 | 0 | 0 | 0 | 0 | 0 | 0 | 0 | 0 | 0 | 0 | 0 | 0 | 0 | 0 | 0 | 0 | FALSE | FALSE | FALSE | FALSE | 0 | 0 | 0 | n/a | n/a | n/a | n/a | n/a | 0 | 0 | 100% | 100% | 0 | 0 | 0 | 0 | 0 | 0 | 0 | 0 | 0 | 0 | 0 | 0 | 0 | 0 | 0 | 0 | 0 | 0 | 0 | 0 | 0 | 0
| 0 | 0 | 0 | 0 | 0 | 0 | 0 | 0 | 0 | 0 | 0 | 0 | 0 | 0 | 0 | 0 | 0 | 0 | FALSE | FALSE | FALSE | FALSE | 0 | 0 | 0 | n/a | n/a | n/a | n/a | n/a | 0 | 0 | 100% | 100% | 0 | 0 | 0 | 0 | 0 | 0 | 0 | 0 | 0 | 0 | 0 | 0 | 0 | 0 | 0 | 0 | 0 | 0 | 0 | 0 | 0 | 0
| 0 | 0 | 0 | 0 | 0 | 0 | 0 | 0 | 0 | 0 | 0 | 0 | 0 | 0 | 0 | 0 | 0 | 0 | FALSE | FALSE | FALSE | FALSE | 0 | 0 | 0 | n/a | n/a | n/a | n/a | n/a | 0 | 0 | 100% | 100% | 0 | 0 | 0 | 0 | 0 | 0 | 0 | 0 | 0 | 0 | 0 | 0 | 0 | 0 | 0 | 0 | 0 | 0 | 0 | 0 | 0 | 0
| 0 | 0 | 0 | 0 | 0 | 0 | 0 | 0 | 0 | 0 | 0 | 0 | 0 | 0 | 0 | 0 | 0 | 0 | FALSE | FALSE | FALSE | FALSE | 0 | 0 | 0 | n/a | n/a | n/a | n/a | n/a | 0 | 0 | 100% | 100% | 0 | 0 | 0 | 0 | 0 | 0 | 0 | 0 | 0 | 0 | 0 | 0 | 0 | 0 | 0 | 0 | 0 | 0 | 0 | 0 | 0 | 0
| 0 | 0 | 0 | 0 | 0 | 0 | 0 | 0 | 0 | 0 | 0 | 0 | 0 | 0 | 0 | 0 | 0 | 0 | FALSE | FALSE | FALSE | FALSE | 0 | 0 | 0 | n/a | n/a | n/a | n/a | n/a | 0 | 0 | 100% | 100% | 0 | 0 | 0 | 0 | 0 | 0 | 0 | 0 | 0 | 0 | 0 | 0 | 0 | 0 | 0 | 0 | 0 | 0 | 0 | 0 | 0 | 0
| 0 | 0 | 0 | 0 | 0 | 0 | 0 | 0 | 0 | 0 | 0 | 0 | 0 | 0 | 0 | 0 | 0 | 0 | FALSE | FALSE | FALSE | FALSE | 0 | 0 | 0 | n/a | n/a | n/a | n/a | n/a | 0 | 0 | 100% | 100% | 0 | 0 | 0 | 0 | 0 | 0 | 0 | 0 | 0 | 0 | 0 | 0 | 0 | 0 | 0 | 0 | 0 | 0 | 0 | 0 | 0 | 0
| 0 | 0 | 0 | 0 | 0 | 0 | 0 | 0 | 0 | 0 | 0 | 0 | 0 | 0 | 0 | 0 | 0 | 0 | FALSE | FALSE | FALSE | FALSE | 0 | 0 | 0 | n/a | n/a | n/a | n/a | n/a | 0 | 0 | 100% | 100% | 0 | 0 | 0 | 0 | 0 | 0 | 0 | 0 | 0 | 0 | 0 | 0 | 0 | 0 | 0 | 0 | 0 | 0 | 0 | 0 | 0 | 0
| 0 | 0 | 0 | 0 | 0 | 0 | 0 | 0 | 0 | 0 | 0 | 0 | 0 | 0 | 0 | 0 | 0 | 0 | FALSE | FALSE | FALSE | FALSE | 0 | 0 | 0 | n/a | n/a | n/a | n/a | n/a | 0 | 0 | 100% | 100% | 0 | 0 | 0 | 0 | 0 | 0 | 0 | 0 | 0 | 0 | 0 | 0 | 0 | 0 | 0 | 0 | 0 | 0 | 0 | 0 | 0 | 0
| 0 | 0 | 0 | 0 | 0 | 0 | 0 | 0 | 0 | 0 | 0 | 0 | 0 | 0 | 0 | 0 | 0 | 0 | FALSE | FALSE | FALSE | FALSE | 0 | 0 | 0 | n/a | n/a | n/a | n/a | n/a | 0 | 0 | 100% | 100% | 0 | 0 | 0 | 0 | 0 | 0 | 0 | 0 | 0 | 0 | 0 | 0 | 0 | 0 | 0 | 0 | 0 | 0 | 0 | 0 | 0 | 0
| 0 | 0 | 0 | 0 | 0 | 0 | 0 | 0 | 0 | 0 | 0 | 0 | 0 | 0 | 0 | 0 | 0 | 0 | FALSE | FALSE | FALSE | FALSE | 0 | 0 | 0 | n/a | n/a | n/a | n/a | n/a | 0 | 0 | 100% | 100% | 0 | 0 | 0 | 0 | 0 | 0 | 0 | 0 | 0 | 0 | 0 | 0 | 0 | 0 | 0 | 0 | 0 | 0 | 0 | 0 | 0 | 0
| 0 | 0 | 0 | 0 | 0 | 0 | 0 | 0 | 0 | 0 | 0 | 0 | 0 | 0 | 0 | 0 | 0 | 0 | FALSE | FALSE | FALSE | FALSE | 0 | 0 | 0 | n/a | n/a | n/a | n/a | n/a | 0 | 0 | 100% | 100% | 0 | 0 | 0 | 0 | 0 | 0 | 0 | 0 | 0 | 0 | 0 | 0 | 0 | 0 | 0 | 0 | 0 | 0 | 0 | 0 | 0 | 0
| 0 | 0 | 0 | 0 | 0 | 0 | 0 | 0 | 0 | 0 | 0 | 0 | 0 | 0 | 0 | 0 | 0 | 0 | FALSE | FALSE | FALSE | FALSE | 0 | 0 | 0 | n/a | n/a | n/a | n/a | n/a | 0 | 0 | 100% | 100% | 0 | 0 | 0 | 0 | 0 | 0 | 0 | 0 | 0 | 0 | 0 | 0 | 0 | 0 | 0 | 0 | 0 | 0 | 0 | 0 | 0 | 0
| 0 | 0 | 0 | 0 | 0 | 0 | 0 | 0 | 0 | 0 | 0 | 0 | 0 | 0 | 0 | 0 | 0 | 0 | FALSE | FALSE | FALSE | FALSE | 0 | 0 | 0 | n/a | n/a | n/a | n/a | n/a | 0 | 0 | 100% | 100% | 0 | 0 | 0 | 0 | 0 | 0 | 0 | 0 | 0 | 0 | 0 | 0 | 0 | 0 | 0 | 0 | 0 | 0 | 0 | 0 | 0 | 0
| 0 | 0 | 0 | 0 | 0 | 0 | 0 | 0 | 0 | 0 | 0 | 0 | 0 | 0 | 0 | 0 | 0 | 0 | FALSE | FALSE | FALSE | FALSE | 0 | 0 | 0 | n/a | n/a | n/a | n/a | n/a | 0 | 0 | 100% | 100% | 0 | 0 | 0 | 0 | 0 | 0 | 0 | 0 | 0 | 0 | 0 | 0 | 0 | 0 | 0 | 0 | 0 | 0 | 0 | 0 | 0 | 0
| 0 | 0 | 0 | 0 | 0 | 0 | 0 | 0 | 0 | 0 | 0 | 0 | 0 | 0 | 0 | 0 | 0 | 0 | FALSE | FALSE | FALSE | FALSE | 0 | 0 | 0 | n/a | n/a | n/a | n/a | n/a | 0 | 0 | 100% | 100% | 0 | 0 | 0 | 0 | 0 | 0 | 0 | 0 | 0 | 0 | 0 | 0 | 0 | 0 | 0 | 0 | 0 | 0 | 0 | 0 | 0 | 0
| 0 | 0 | 0 | 0 | 0 | 0 | 0 | 0 | 0 | 0 | 0 | 0 | 0 | 0 | 0 | 0 | 0 | 0 | FALSE | FALSE | FALSE | FALSE | 0 | 0 | 0 | n/a | n/a | n/a | n/a | n/a | 0 | 0 | 100% | 100% | 0 | 0 | 0 | 0 | 0 | 0 | 0 | 0 | 0 | 0 | 0 | 0 | 0 | 0 | 0 | 0 | 0 | 0 | 0 | 0 | 0 | 0
| 0 | 0 | 0 | 0 | 0 | 0 | 0 | 0 | 0 | 0 | 0 | 0 | 0 | 0 | 0 | 0 | 0 | 0 | FALSE | FALSE | FALSE | FALSE | 0 | 0 | 0 | n/a | n/a | n/a | n/a | n/a | 0 | 0 | 100% | 100% | 0 | 0 | 0 | 0 | 0 | 0 | 0 | 0 | 0 | 0 | 0 | 0 | 0 | 0 | 0 | 0 | 0 | 0 | 0 | 0 | 0 | 0
| 0 | 0 | 0 | 0 | 0 | 0 | 0 | 0 | 0 | 0 | 0 | 0 | 0 | 0 | 0 | 0 | 0 | 0 | FALSE | FALSE | FALSE | FALSE | 0 | 0 | 0 | n/a | n/a | n/a | n/a | n/a | 0 | 0 | 100% | 100% | 0 | 0 | 0 | 0 | 0 | 0 | 0 | 0 | 0 | 0 | 0 | 0 | 0 | 0 | 0 | 0 | 0 | 0 | 0 | 0 | 0 | 0
| 0 | 0 | 0 | 0 | 0 | 0 | 0 | 0 | 0 | 0 | 0 | 0 | 0 | 0 | 0 | 0 | 0 | 0 | FALSE | FALSE | FALSE | FALSE | 0 | 0 | 0 | n/a | n/a | n/a | n/a | n/a | 0 | 0 | 100% | 100% | 0 | 0 | 0 | 0 | 0 | 0 | 0 | 0 | 0 | 0 | 0 | 0 | 0 | 0 | 0 | 0 | 0 | 0 | 0 | 0 | 0 | 0
| 0 | 0 | 0 | 0 | 0 | 0 | 0 | 0 | 0 | 0 | 0 | 0 | 0 | 0 | 0 | 0 | 0 | 0 | FALSE | FALSE | FALSE | FALSE | 0 | 0 | 0 | n/a | n/a | n/a | n/a | n/a | 0 | 0 | 100% | 100% | 0 | 0 | 0 | 0 | 0 | 0 | 0 | 0 | 0 | 0 | 0 | 0 | 0 | 0 | 0 | 0 | 0 | 0 | 0 | 0 | 0 | 0
| 0 | 0 | 0 | 0 | 0 | 0 | 0 | 0 | 0 | 0 | 0 | 0 | 0 | 0 | 0 | 0 | 0 | 0 | FALSE | FALSE | FALSE | FALSE | 0 | 0 | 0 | n/a | n/a | n/a | n/a | n/a | 0 | 0 | 100% | 100% | 0 | 0 | 0 | 0 | 0 | 0 | 0 | 0 | 0 | 0 | 0 | 0 | 0 | 0 | 0 | 0 | 0 | 0 | 0 | 0 | 0 | 0
| 0 | 0 | 0 | 0 | 0 | 0 | 0 | 0 | 0 | 0 | 0 | 0 | 0 | 0 | 0 | 0 | 0 | 0 | FALSE | FALSE | FALSE | FALSE | 0 | 0 | 0 | n/a | n/a | n/a | n/a | n/a | 0 | 0 | 100% | 100% | 0 | 0 | 0 | 0 | 0 | 0 | 0 | 0 | 0 | 0 | 0 | 0 | 0 | 0 | 0 | 0 | 0 | 0 | 0 | 0 | 0 | 0
| 0 | 0 | 0 | 0 | 0 | 0 | 0 | 0 | 0 | 0 | 0 | 0 | 0 | 0 | 0 | 0 | 0 | 0 | FALSE | FALSE | FALSE | FALSE | 0 | 0 | 0 | n/a | n/a | n/a | n/a | n/a | 0 | 0 | 100% | 100% | 0 | 0 | 0 | 0 | 0 | 0 | 0 | 0 | 0 | 0 | 0 | 0 | 0 | 0 | 0 | 0 | 0 | 0 | 0 | 0 | 0 | 0
| 0 | 0 | 0 | 0 | 0 | 0 | 0 | 0 | 0 | 0 | 0 | 0 | 0 | 0 | 0 | 0 | 0 | 0 | FALSE | FALSE | FALSE | FALSE | 0 | 0 | 0 | n/a | n/a | n/a | n/a | n/a | 0 | 0 | 100% | 100% | 0 | 0 | 0 | 0 | 0 | 0 | 0 | 0 | 0 | 0 | 0 | 0 | 0 | 0 | 0 | 0 | 0 | 0 | 0 | 0 | 0 | 0
| 0 | 0 | 0 | 0 | 0 | 0 | 0 | 0 | 0 | 0 | 0 | 0 | 0 | 0 | 0 | 0 | 0 | 0 | FALSE | FALSE | FALSE | FALSE | 0 | 0 | 0 | n/a | n/a | n/a | n/a | n/a | 0 | 0 | 100% | 100% | 0 | 0 | 0 | 0 | 0 | 0 | 0 | 0 | 0 | 0 | 0 | 0 | 0 | 0 | 0 | 0 | 0 | 0 | 0 | 0 | 0 | 0
| 0 | 0 | 0 | 0 | 0 | 0 | 0 | 0 | 0 | 0 | 0 | 0 | 0 | 0 | 0 | 0 | 0 | 0 | FALSE | FALSE | FALSE | FALSE | 0 | 0 | 0 | n/a | n/a | n/a | n/a | n/a | 0 | 0 | 100% | 100% | 0 | 0 | 0 | 0 | 0 | 0 | 0 | 0 | 0 | 0 | 0 | 0 | 0 | 0 | 0 | 0 | 0 | 0 | 0 | 0 | 0 | 0
| 0 | 0 | 0 | 0 | 0 | 0 | 0 | 0 | 0 | 0 | 0 | 0 | 0 | 0 | 0 | 0 | 0 | 0 | FALSE | FALSE | FALSE | FALSE | 0 | 0 | 0 | n/a | n/a | n/a | n/a | n/a | 0 | 0 | 100% | 100% | 0 | 0 | 0 | 0 | 0 | 0 | 0 | 0 | 0 | 0 | 0 | 0 | 0 | 0 | 0 | 0 | 0 | 0 | 0 | 0 | 0 | 0
| 0 | 0 | 0 | 0 | 0 | 0 | 0 | 0 | 0 | 0 | 0 | 0 | 0 | 0 | 0 | 0 | 0 | 0 | FALSE | FALSE | FALSE | FALSE | 0 | 0 | 0 | n/a | n/a | n/a | n/a | n/a | 0 | 0 | 100% | 100% | 0 | 0 | 0 | 0 | 0 | 0 | 0 | 0 | 0 | 0 | 0 | 0 | 0 | 0 | 0 | 0 | 0 | 0 | 0 | 0 | 0 | 0
| 0 | 0 | 0 | 0 | 0 | 0 | 0 | 0 | 0 | 0 | 0 | 0 | 0 | 0 | 0 | 0 | 0 | 0 | FALSE | FALSE | FALSE | FALSE | 0 | 0 | 0 | n/a | n/a | n/a | n/a | n/a | 0 | 0 | 100% | 100% | 0 | 0 | 0 | 0 | 0 | 0 | 0 | 0 | 0 | 0 | 0 | 0 | 0 | 0 | 0 | 0 | 0 | 0 | 0 | 0 | 0 | 0
| 0 | 0 | 0 | 0 | 0 | 0 | 0 | 0 | 0 | 0 | 0 | 0 | 0 | 0 | 0 | 0 | 0 | 0 | FALSE | FALSE | FALSE | FALSE | 0 | 0 | 0 | n/a | n/a | n/a | n/a | n/a | 0 | 0 | 100% | 100% | 0 | 0 | 0 | 0 | 0 | 0 | 0 | 0 | 0 | 0 | 0 | 0 | 0 | 0 | 0 | 0 | 0 | 0 | 0 | 0 | 0 | 0
| 0 | 0 | 0 | 0 | 0 | 0 | 0 | 0 | 0 | 0 | 0 | 0 | 0 | 0 | 0 | 0 | 0 | 0 | FALSE | FALSE | FALSE | FALSE | 0 | 0 | 0 | n/a | n/a | n/a | n/a | n/a | 0 | 0 | 100% | 100% | 0 | 0 | 0 | 0 | 0 | 0 | 0 | 0 | 0 | 0 | 0 | 0 | 0 | 0 | 0 | 0 | 0 | 0 | 0 | 0 | 0 | 0
| 0 | 0 | 0 | 0 | 0 | 0 | 0 | 0 | 0 | 0 | 0 | 0 | 0 | 0 | 0 | 0 | 0 | 0 | FALSE | FALSE | FALSE | FALSE | 0 | 0 | 0 | n/a | n/a | n/a | n/a | n/a | 0 | 0 | 100% | 100% | 0 | 0 | 0 | 0 | 0 | 0 | 0 | 0 | 0 | 0 | 0 | 0 | 0 | 0 | 0 | 0 | 0 | 0 | 0 | 0 | 0 | 0
| 0 | 0 | 0 | 0 | 0 | 0 | 0 | 0 | 0 | 0 | 0 | 0 | 0 | 0 | 0 | 0 | 0 | 0 | FALSE | FALSE | FALSE | FALSE | 0 | 0 | 0 | n/a | n/a | n/a | n/a | n/a | 0 | 0 | 100% | 100% | 0 | 0 | 0 | 0 | 0 | 0 | 0 | 0 | 0 | 0 | 0 | 0 | 0 | 0 | 0 | 0 | 0 | 0 | 0 | 0 | 0 | 0
| 0 | 0 | 0 | 0 | 0 | 0 | 0 | 0 | 0 | 0 | 0 | 0 | 0 | 0 | 0 | 0 | 0 | 0 | FALSE | FALSE | FALSE | FALSE | 0 | 0 | 0 | n/a | n/a | n/a | n/a | n/a | 0 | 0 | 100% | 100% | 0 | 0 | 0 | 0 | 0 | 0 | 0 | 0 | 0 | 0 | 0 | 0 | 0 | 0 | 0 | 0 | 0 | 0 | 0 | 0 | 0 | 0
| 0 | 0 | 0 | 0 | 0 | 0 | 0 | 0 | 0 | 0 | 0 | 0 | 0 | 0 | 0 | 0 | 0 | 0 | FALSE | FALSE | FALSE | FALSE | 0 | 0 | 0 | n/a | n/a | n/a | n/a | n/a | 0 | 0 | 100% | 100% | 0 | 0 | 0 | 0 | 0 | 0 | 0 | 0 | 0 | 0 | 0 | 0 | 0 | 0 | 0 | 0 | 0 | 0 | 0 | 0 | 0 | 0
| 0 | 0 | 0 | 0 | 0 | 0 | 0 | 0 | 0 | 0 | 0 | 0 | 0 | 0 | 0 | 0 | 0 | 0 | FALSE | FALSE | FALSE | FALSE | 0 | 0 | 0 | n/a | n/a | n/a | n/a | n/a | 0 | 0 | 100% | 100% | 0 | 0 | 0 | 0 | 0 | 0 | 0 | 0 | 0 | 0 | 0 | 0 | 0 | 0 | 0 | 0 | 0 | 0 | 0 | 0 | 0 | 0
| 0 | 0 | 0 | 0 | 0 | 0 | 0 | 0 | 0 | 0 | 0 | 0 | 0 | 0 | 0 | 0 | 0 | 0 | FALSE | FALSE | FALSE | FALSE | 0 | 0 | 0 | n/a | n/a | n/a | n/a | n/a | 0 | 0 | 100% | 100% | 0 | 0 | 0 | 0 | 0 | 0 | 0 | 0 | 0 | 0 | 0 | 0 | 0 | 0 | 0 | 0 | 0 | 0 | 0 | 0 | 0 | 0
| 0 | 0 | 0 | 0 | 0 | 0 | 0 | 0 | 0 | 0 | 0 | 0 | 0 | 0 | 0 | 0 | 0 | 0 | FALSE | FALSE | FALSE | FALSE | 0 | 0 | 0 | n/a | n/a | n/a | n/a | n/a | 0 | 0 | 100% | 100% | 0 | 0 | 0 | 0 | 0 | 0 | 0 | 0 | 0 | 0 | 0 | 0 | 0 | 0 | 0 | 0 | 0 | 0 | 0 | 0 | 0 | 0
| 0 | 0 | 0 | 0 | 0 | 0 | 0 | 0 | 0 | 0 | 0 | 0 | 0 | 0 | 0 | 0 | 0 | 0 | FALSE | FALSE | FALSE | FALSE | 0 | 0 | 0 | n/a | n/a | n/a | n/a | n/a | 0 | 0 | 100% | 100% | 0 | 0 | 0 | 0 | 0 | 0 | 0 | 0 | 0 | 0 | 0 | 0 | 0 | 0 | 0 | 0 | 0 | 0 | 0 | 0 | 0 | 0
| 0 | 0 | 0 | 0 | 0 | 0 | 0 | 0 | 0 | 0 | 0 | 0 | 0 | 0 | 0 | 0 | 0 | 0 | FALSE | FALSE | FALSE | FALSE | 0 | 0 | 0 | n/a | n/a | n/a | n/a | n/a | 0 | 0 | 100% | 100% | 0 | 0 | 0 | 0 | 0 | 0 | 0 | 0 | 0 | 0 | 0 | 0 | 0 | 0 | 0 | 0 | 0 | 0 | 0 | 0 | 0 | 0
| 0 | 0 | 0 | 0 | 0 | 0 | 0 | 0 | 0 | 0 | 0 | 0 | 0 | 0 | 0 | 0 | 0 | 0 | FALSE | FALSE | FALSE | FALSE | 0 | 0 | 0 | n/a | n/a | n/a | n/a | n/a | 0 | 0 | 100% | 100% | 0 | 0 | 0 | 0 | 0 | 0 | 0 | 0 | 0 | 0 | 0 | 0 | 0 | 0 | 0 | 0 | 0 | 0 | 0 | 0 | 0 | 0
| 0 | 0 | 0 | 0 | 0 | 0 | 0 | 0 | 0 | 0 | 0 | 0 | 0 | 0 | 0 | 0 | 0 | 0 | FALSE | FALSE | FALSE | FALSE | 0 | 0 | 0 | n/a | n/a | n/a | n/a | n/a | 0 | 0 | 100% | 100% | 0 | 0 | 0 | 0 | 0 | 0 | 0 | 0 | 0 | 0 | 0 | 0 | 0 | 0 | 0 | 0 | 0 | 0 | 0 | 0 | 0 | 0
| 0 | 0 | 0 | 0 | 0 | 0 | 0 | 0 | 0 | 0 | 0 | 0 | 0 | 0 | 0 | 0 | 0 | 0 | FALSE | FALSE | FALSE | FALSE | 0 | 0 | 0 | n/a | n/a | n/a | n/a | n/a | 0 | 0 | 100% | 100% | 0 | 0 | 0 | 0 | 0 | 0 | 0 | 0 | 0 | 0 | 0 | 0 | 0 | 0 | 0 | 0 | 0 | 0 | 0 | 0 | 0 | 0
| 0 | 0 | 0 | 0 | 0 | 0 | 0 | 0 | 0 | 0 | 0 | 0 | 0 | 0 | 0 | 0 | 0 | 0 | FALSE | FALSE | FALSE | FALSE | 0 | 0 | 0 | n/a | n/a | n/a | n/a | n/a | 0 | 0 | 100% | 100% | 0 | 0 | 0 | 0 | 0 | 0 | 0 | 0 | 0 | 0 | 0 | 0 | 0 | 0 | 0 | 0 | 0 | 0 | 0 | 0 | 0 | 0
| 0 | 0 | 0 | 0 | 0 | 0 | 0 | 0 | 0 | 0 | 0 | 0 | 0 | 0 | 0 | 0 | 0 | 0 | FALSE | FALSE | FALSE | FALSE | 0 | 0 | 0 | n/a | n/a | n/a | n/a | n/a | 0 | 0 | 100% | 100% | 0 | 0 | 0 | 0 | 0 | 0 | 0 | 0 | 0 | 0 | 0 | 0 | 0 | 0 | 0 | 0 | 0 | 0 | 0 | 0 | 0 | 0
| 0 | 0 | 0 | 0 | 0 | 0 | 0 | 0 | 0 | 0 | 0 | 0 | 0 | 0 | 0 | 0 | 0 | 0 | FALSE | FALSE | FALSE | FALSE | 0 | 0 | 0 | n/a | n/a | n/a | n/a | n/a | 0 | 0 | 100% | 100% | 0 | 0 | 0 | 0 | 0 | 0 | 0 | 0 | 0 | 0 | 0 | 0 | 0 | 0 | 0 | 0 | 0 | 0 | 0 | 0 | 0 | 0
| 0 | 0 | 0 | 0 | 0 | 0 | 0 | 0 | 0 | 0 | 0 | 0 | 0 | 0 | 0 | 0 | 0 | 0 | FALSE | FALSE | FALSE | FALSE | 0 | 0 | 0 | n/a | n/a | n/a | n/a | n/a | 0 | 0 | 100% | 100% | 0 | 0 | 0 | 0 | 0 | 0 | 0 | 0 | 0 | 0 | 0 | 0 | 0 | 0 | 0 | 0 | 0 | 0 | 0 | 0 | 0 | 0
| 0 | 0 | 0 | 0 | 0 | 0 | 0 | 0 | 0 | 0 | 0 | 0 | 0 | 0 | 0 | 0 | 0 | 0 | FALSE | FALSE | FALSE | FALSE | 0 | 0 | 0 | n/a | n/a | n/a | n/a | n/a | 0 | 0 | 100% | 100% | 0 | 0 | 0 | 0 | 0 | 0 | 0 | 0 | 0 | 0 | 0 | 0 | 0 | 0 | 0 | 0 | 0 | 0 | 0 | 0 | 0 | 0
| 0 | 0 | 0 | 0 | 0 | 0 | 0 | 0 | 0 | 0 | 0 | 0 | 0 | 0 | 0 | 0 | 0 | 0 | FALSE | FALSE | FALSE | FALSE | 0 | 0 | 0 | n/a | n/a | n/a | n/a | n/a | 0 | 0 | 100% | 100% | 0 | 0 | 0 | 0 | 0 | 0 | 0 | 0 | 0 | 0 | 0 | 0 | 0 | 0 | 0 | 0 | 0 | 0 | 0 | 0 | 0 | 0
| 0 | 0 | 0 | 0 | 0 | 0 | 0 | 0 | 0 | 0 | 0 | 0 | 0 | 0 | 0 | 0 | 0 | 0 | FALSE | FALSE | FALSE | FALSE | 0 | 0 | 0 | n/a | n/a | n/a | n/a | n/a | 0 | 0 | 100% | 100% | 0 | 0 | 0 | 0 | 0 | 0 | 0 | 0 | 0 | 0 | 0 | 0 | 0 | 0 | 0 | 0 | 0 | 0 | 0 | 0 | 0 | 0
| 0 | 0 | 0 | 0 | 0 | 0 | 0 | 0 | 0 | 0 | 0 | 0 | 0 | 0 | 0 | 0 | 0 | 0 | FALSE | FALSE | FALSE | FALSE | 0 | 0 | 0 | n/a | n/a | n/a | n/a | n/a | 0 | 0 | 100% | 100% | 0 | 0 | 0 | 0 | 0 | 0 | 0 | 0 | 0 | 0 | 0 | 0 | 0 | 0 | 0 | 0 | 0 | 0 | 0 | 0 | 0 | 0
| 0 | 0 | 0 | 0 | 0 | 0 | 0 | 0 | 0 | 0 | 0 | 0 | 0 | 0 | 0 | 0 | 0 | 0 | FALSE | FALSE | FALSE | FALSE | 0 | 0 | 0 | n/a | n/a | n/a | n/a | n/a | 0 | 0 | 100% | 100% | 0 | 0 | 0 | 0 | 0 | 0 | 0 | 0 | 0 | 0 | 0 | 0 | 0 | 0 | 0 | 0 | 0 | 0 | 0 | 0 | 0 | 0
| 0 | 0 | 0 | 0 | 0 | 0 | 0 | 0 | 0 | 0 | 0 | 0 | 0 | 0 | 0 | 0 | 0 | 0 | FALSE | FALSE | FALSE | FALSE | 0 | 0 | 0 | n/a | n/a | n/a | n/a | n/a | 0 | 0 | 100% | 100% | 0 | 0 | 0 | 0 | 0 | 0 | 0 | 0 | 0 | 0 | 0 | 0 | 0 | 0 | 0 | 0 | 0 | 0 | 0 | 0 | 0 | 0
| 0 | 0 | 0 | 0 | 0 | 0 | 0 | 0 | 0 | 0 | 0 | 0 | 0 | 0 | 0 | 0 | 0 | 0 | FALSE | FALSE | FALSE | FALSE | 0 | 0 | 0 | n/a | n/a | n/a | n/a | n/a | 0 | 0 | 100% | 100% | 0 | 0 | 0 | 0 | 0 | 0 | 0 | 0 | 0 | 0 | 0 | 0 | 0 | 0 | 0 | 0 | 0 | 0 | 0 | 0 | 0 | 0
| 0 | 0 | 0 | 0 | 0 | 0 | 0 | 0 | 0 | 0 | 0 | 0 | 0 | 0 | 0 | 0 | 0 | 0 | FALSE | FALSE | FALSE | FALSE | 0 | 0 | 0 | n/a | n/a | n/a | n/a | n/a | 0 | 0 | 100% | 100% | 0 | 0 | 0 | 0 | 0 | 0 | 0 | 0 | 0 | 0 | 0 | 0 | 0 | 0 | 0 | 0 | 0 | 0 | 0 | 0 | 0 | 0
| 0 | 0 | 0 | 0 | 0 | 0 | 0 | 0 | 0 | 0 | 0 | 0 | 0 | 0 | 0 | 0 | 0 | 0 | FALSE | FALSE | FALSE | FALSE | 0 | 0 | 0 | n/a | n/a | n/a | n/a | n/a | 0 | 0 | 100% | 100% | 0 | 0 | 0 | 0 | 0 | 0 | 0 | 0 | 0 | 0 | 0 | 0 | 0 | 0 | 0 | 0 | 0 | 0 | 0 | 0 | 0 | 0
| 0 | 0 | 0 | 0 | 0 | 0 | 0 | 0 | 0 | 0 | 0 | 0 | 0 | 0 | 0 | 0 | 0 | 0 | FALSE | FALSE | FALSE | FALSE | 0 | 0 | 0 | n/a | n/a | n/a | n/a | n/a | 0 | 0 | 100% | 100% | 0 | 0 | 0 | 0 | 0 | 0 | 0 | 0 | 0 | 0 | 0 | 0 | 0 | 0 | 0 | 0 | 0 | 0 | 0 | 0 | 0 | 0
| 0 | 0 | 0 | 0 | 0 | 0 | 0 | 0 | 0 | 0 | 0 | 0 | 0 | 0 | 0 | 0 | 0 | 0 | FALSE | FALSE | FALSE | FALSE | 0 | 0 | 0 | n/a | n/a | n/a | n/a | n/a | 0 | 0 | 100% | 100% | 0 | 0 | 0 | 0 | 0 | 0 | 0 | 0 | 0 | 0 | 0 | 0 | 0 | 0 | 0 | 0 | 0 | 0 | 0 | 0 | 0 | 0
| 0 | 0 | 0 | 0 | 0 | 0 | 0 | 0 | 0 | 0 | 0 | 0 | 0 | 0 | 0 | 0 | 0 | 0 | FALSE | FALSE | FALSE | FALSE | 0 | 0 | 0 | n/a | n/a | n/a | n/a | n/a | 0 | 0 | 100% | 100% | 0 | 0 | 0 | 0 | 0 | 0 | 0 | 0 | 0 | 0 | 0 | 0 | 0 | 0 | 0 | 0 | 0 | 0 | 0 | 0 | 0 | 0
| 0 | 0 | 0 | 0 | 0 | 0 | 0 | 0 | 0 | 0 | 0 | 0 | 0 | 0 | 0 | 0 | 0 | 0 | FALSE | FALSE | FALSE | FALSE | 0 | 0 | 0 | n/a | n/a | n/a | n/a | n/a | 0 | 0 | 100% | 100% | 0 | 0 | 0 | 0 | 0 | 0 | 0 | 0 | 0 | 0 | 0 | 0 | 0 | 0 | 0 | 0 | 0 | 0 | 0 | 0 | 0 | 0
| 0 | 0 | 0 | 0 | 0 | 0 | 0 | 0 | 0 | 0 | 0 | 0 | 0 | 0 | 0 | 0 | 0 | 0 | FALSE | FALSE | FALSE | FALSE | 0 | 0 | 0 | n/a | n/a | n/a | n/a | n/a | 0 | 0 | 100% | 100% | 0 | 0 | 0 | 0 | 0 | 0 | 0 | 0 | 0 | 0 | 0 | 0 | 0 | 0 | 0 | 0 | 0 | 0 | 0 | 0 | 0 | 0
| 0 | 0 | 0 | 0 | 0 | 0 | 0 | 0 | 0 | 0 | 0 | 0 | 0 | 0 | 0 | 0 | 0 | 0 | FALSE | FALSE | FALSE | FALSE | 0 | 0 | 0 | n/a | n/a | n/a | n/a | n/a | 0 | 0 | 100% | 100% | 0 | 0 | 0 | 0 | 0 | 0 | 0 | 0 | 0 | 0 | 0 | 0 | 0 | 0 | 0 | 0 | 0 | 0 | 0 | 0 | 0 | 0
| 0 | 0 | 0 | 0 | 0 | 0 | 0 | 0 | 0 | 0 | 0 | 0 | 0 | 0 | 0 | 0 | 0 | 0 | FALSE | FALSE | FALSE | FALSE | 0 | 0 | 0 | n/a | n/a | n/a | n/a | n/a | 0 | 0 | 100% | 100% | 0 | 0 | 0 | 0 | 0 | 0 | 0 | 0 | 0 | 0 | 0 | 0 | 0 | 0 | 0 | 0 | 0 | 0 | 0 | 0 | 0 | 0
| 0 | 0 | 0 | 0 | 0 | 0 | 0 | 0 | 0 | 0 | 0 | 0 | 0 | 0 | 0 | 0 | 0 | 0 | FALSE | FALSE | FALSE | FALSE | 0 | 0 | 0 | n/a | n/a | n/a | n/a | n/a | 0 | 0 | 100% | 100% | 0 | 0 | 0 | 0 | 0 | 0 | 0 | 0 | 0 | 0 | 0 | 0 | 0 | 0 | 0 | 0 | 0 | 0 | 0 | 0 | 0 | 0
| 0 | 0 | 0 | 0 | 0 | 0 | 0 | 0 | 0 | 0 | 0 | 0 | 0 | 0 | 0 | 0 | 0 | 0 | FALSE | FALSE | FALSE | FALSE | 0 | 0 | 0 | n/a | n/a | n/a | n/a | n/a | 0 | 0 | 100% | 100% | 0 | 0 | 0 | 0 | 0 | 0 | 0 | 0 | 0 | 0 | 0 | 0 | 0 | 0 | 0 | 0 | 0 | 0 | 0 | 0 | 0 | 0
| 0 | 0 | 0 | 0 | 0 | 0 | 0 | 0 | 0 | 0 | 0 | 0 | 0 | 0 | 0 | 0 | 0 | 0 | FALSE | FALSE | FALSE | FALSE | 0 | 0 | 0 | n/a | n/a | n/a | n/a | n/a | 0 | 0 | 100% | 100% | 0 | 0 | 0 | 0 | 0 | 0 | 0 | 0 | 0 | 0 | 0 | 0 | 0 | 0 | 0 | 0 | 0 | 0 | 0 | 0 | 0 | 0
| 0 | 0 | 0 | 0 | 0 | 0 | 0 | 0 | 0 | 0 | 0 | 0 | 0 | 0 | 0 | 0 | 0 | 0 | FALSE | FALSE | FALSE | FALSE | 0 | 0 | 0 | n/a | n/a | n/a | n/a | n/a | 0 | 0 | 100% | 100% | 0 | 0 | 0 | 0 | 0 | 0 | 0 | 0 | 0 | 0 | 0 | 0 | 0 | 0 | 0 | 0 | 0 | 0 | 0 | 0 | 0 | 0
| 0 | 0 | 0 | 0 | 0 | 0 | 0 | 0 | 0 | 0 | 0 | 0 | 0 | 0 | 0 | 0 | 0 | 0 | FALSE | FALSE | FALSE | FALSE | 0 | 0 | 0 | n/a | n/a | n/a | n/a | n/a | 0 | 0 | 100% | 100% | 0 | 0 | 0 | 0 | 0 | 0 | 0 | 0 | 0 | 0 | 0 | 0 | 0 | 0 | 0 | 0 | 0 | 0 | 0 | 0 | 0 | 0
| 0 | 0 | 0 | 0 | 0 | 0 | 0 | 0 | 0 | 0 | 0 | 0 | 0 | 0 | 0 | 0 | 0 | 0 | FALSE | FALSE | FALSE | FALSE | 0 | 0 | 0 | n/a | n/a | n/a | n/a | n/a | 0 | 0 | 100% | 100% | 0 | 0 | 0 | 0 | 0 | 0 | 0 | 0 | 0 | 0 | 0 | 0 | 0 | 0 | 0 | 0 | 0 | 0 | 0 | 0 | 0 | 0
| 0 | 0 | 0 | 0 | 0 | 0 | 0 | 0 | 0 | 0 | 0 | 0 | 0 | 0 | 0 | 0 | 0 | 0 | FALSE | FALSE | FALSE | FALSE | 0 | 0 | 0 | n/a | n/a | n/a | n/a | n/a | 0 | 0 | 100% | 100% | 0 | 0 | 0 | 0 | 0 | 0 | 0 | 0 | 0 | 0 | 0 | 0 | 0 | 0 | 0 | 0 | 0 | 0 | 0 | 0 | 0 | 0
| 0 | 0 | 0 | 0 | 0 | 0 | 0 | 0 | 0 | 0 | 0 | 0 | 0 | 0 | 0 | 0 | 0 | 0 | FALSE | FALSE | FALSE | FALSE | 0 | 0 | 0 | n/a | n/a | n/a | n/a | n/a | 0 | 0 | 100% | 100% | 0 | 0 | 0 | 0 | 0 | 0 | 0 | 0 | 0 | 0 | 0 | 0 | 0 | 0 | 0 | 0 | 0 | 0 | 0 | 0 | 0 | 0
| 0 | 0 | 0 | 0 | 0 | 0 | 0 | 0 | 0 | 0 | 0 | 0 | 0 | 0 | 0 | 0 | 0 | 0 | FALSE | FALSE | FALSE | FALSE | 0 | 0 | 0 | n/a | n/a | n/a | n/a | n/a | 0 | 0 | 100% | 100% | 0 | 0 | 0 | 0 | 0 | 0 | 0 | 0 | 0 | 0 | 0 | 0 | 0 | 0 | 0 | 0 | 0 | 0 | 0 | 0 | 0 | 0
| 0 | 0 | 0 | 0 | 0 | 0 | 0 | 0 | 0 | 0 | 0 | 0 | 0 | 0 | 0 | 0 | 0 | 0 | FALSE | FALSE | FALSE | FALSE | 0 | 0 | 0 | n/a | n/a | n/a | n/a | n/a | 0 | 0 | 100% | 100% | 0 | 0 | 0 | 0 | 0 | 0 | 0 | 0 | 0 | 0 | 0 | 0 | 0 | 0 | 0 | 0 | 0 | 0 | 0 | 0 | 0 | 0
| 0 | 0 | 0 | 0 | 0 | 0 | 0 | 0 | 0 | 0 | 0 | 0 | 0 | 0 | 0 | 0 | 0 | 0 | FALSE | FALSE | FALSE | FALSE | 0 | 0 | 0 | n/a | n/a | n/a | n/a | n/a | 0 | 0 | 100% | 100% | 0 | 0 | 0 | 0 | 0 | 0 | 0 | 0 | 0 | 0 | 0 | 0 | 0 | 0 | 0 | 0 | 0 | 0 | 0 | 0 | 0 | 0
| 0 | 0 | 0 | 0 | 0 | 0 | 0 | 0 | 0 | 0 | 0 | 0 | 0 | 0 | 0 | 0 | 0 | 0 | FALSE | FALSE | FALSE | FALSE | 0 | 0 | 0 | n/a | n/a | n/a | n/a | n/a | 0 | 0 | 100% | 100% | 0 | 0 | 0 | 0 | 0 | 0 | 0 | 0 | 0 | 0 | 0 | 0 | 0 | 0 | 0 | 0 | 0 | 0 | 0 | 0 | 0 | 0
| 0 | 0 | 0 | 0 | 0 | 0 | 0 | 0 | 0 | 0 | 0 | 0 | 0 | 0 | 0 | 0 | 0 | 0 | FALSE | FALSE | FALSE | FALSE | 0 | 0 | 0 | n/a | n/a | n/a | n/a | n/a | 0 | 0 | 100% | 100% | 0 | 0 | 0 | 0 | 0 | 0 | 0 | 0 | 0 | 0 | 0 | 0 | 0 | 0 | 0 | 0 | 0 | 0 | 0 | 0 | 0 | 0
| 0 | 0 | 0 | 0 | 0 | 0 | 0 | 0 | 0 | 0 | 0 | 0 | 0 | 0 | 0 | 0 | 0 | 0 | FALSE | FALSE | FALSE | FALSE | 0 | 0 | 0 | n/a | n/a | n/a | n/a | n/a | 0 | 0 | 100% | 100% | 0 | 0 | 0 | 0 | 0 | 0 | 0 | 0 | 0 | 0 | 0 | 0 | 0 | 0 | 0 | 0 | 0 | 0 | 0 | 0 | 0 | 0
| 0 | 0 | 0 | 0 | 0 | 0 | 0 | 0 | 0 | 0 | 0 | 0 | 0 | 0 | 0 | 0 | 0 | 0 | FALSE | FALSE | FALSE | FALSE | 0 | 0 | 0 | n/a | n/a | n/a | n/a | n/a | 0 | 0 | 100% | 100% | 0 | 0 | 0 | 0 | 0 | 0 | 0 | 0 | 0 | 0 | 0 | 0 | 0 | 0 | 0 | 0 | 0 | 0 | 0 | 0 | 0 | 0
| 0 | 0 | 0 | 0 | 0 | 0 | 0 | 0 | 0 | 0 | 0 | 0 | 0 | 0 | 0 | 0 | 0 | 0 | FALSE | FALSE | FALSE | FALSE | 0 | 0 | 0 | n/a | n/a | n/a | n/a | n/a | 0 | 0 | 100% | 100% | 0 | 0 | 0 | 0 | 0 | 0 | 0 | 0 | 0 | 0 | 0 | 0 | 0 | 0 | 0 | 0 | 0 | 0 | 0 | 0 | 0 | 0
| 0 | 0 | 0 | 0 | 0 | 0 | 0 | 0 | 0 | 0 | 0 | 0 | 0 | 0 | 0 | 0 | 0 | 0 | FALSE | FALSE | FALSE | FALSE | 0 | 0 | 0 | n/a | n/a | n/a | n/a | n/a | 0 | 0 | 100% | 100% | 0 | 0 | 0 | 0 | 0 | 0 | 0 | 0 | 0 | 0 | 0 | 0 | 0 | 0 | 0 | 0 | 0 | 0 | 0 | 0 | 0 | 0
| 0 | 0 | 0 | 0 | 0 | 0 | 0 | 0 | 0 | 0 | 0 | 0 | 0 | 0 | 0 | 0 | 0 | 0 | FALSE | FALSE | FALSE | FALSE | 0 | 0 | 0 | n/a | n/a | n/a | n/a | n/a | 0 | 0 | 100% | 100% | 0 | 0 | 0 | 0 | 0 | 0 | 0 | 0 | 0 | 0 | 0 | 0 | 0 | 0 | 0 | 0 | 0 | 0 | 0 | 0 | 0 | 0
| 0 | 0 | 0 | 0 | 0 | 0 | 0 | 0 | 0 | 0 | 0 | 0 | 0 | 0 | 0 | 0 | 0 | 0 | FALSE | FALSE | FALSE | FALSE | 0 | 0 | 0 | n/a | n/a | n/a | n/a | n/a | 0 | 0 | 100% | 100% | 0 | 0 | 0 | 0 | 0 | 0 | 0 | 0 | 0 | 0 | 0 | 0 | 0 | 0 | 0 | 0 | 0 | 0 | 0 | 0 | 0 | 0
| 0 | 0 | 0 | 0 | 0 | 0 | 0 | 0 | 0 | 0 | 0 | 0 | 0 | 0 | 0 | 0 | 0 | 0 | FALSE | FALSE | FALSE | FALSE | 0 | 0 | 0 | n/a | n/a | n/a | n/a | n/a | 0 | 0 | 100% | 100% | 0 | 0 | 0 | 0 | 0 | 0 | 0 | 0 | 0 | 0 | 0 | 0 | 0 | 0 | 0 | 0 | 0 | 0 | 0 | 0 | 0 | 0
| 0 | 0 | 0 | 0 | 0 | 0 | 0 | 0 | 0 | 0 | 0 | 0 | 0 | 0 | 0 | 0 | 0 | 0 | FALSE | FALSE | FALSE | FALSE | 0 | 0 | 0 | n/a | n/a | n/a | n/a | n/a | 0 | 0 | 100% | 100% | 0 | 0 | 0 | 0 | 0 | 0 | 0 | 0 | 0 | 0 | 0 | 0 | 0 | 0 | 0 | 0 | 0 | 0 | 0 | 0 | 0 | 0
| 0 | 0 | 0 | 0 | 0 | 0 | 0 | 0 | 0 | 0 | 0 | 0 | 0 | 0 | 0 | 0 | 0 | 0 | FALSE | FALSE | FALSE | FALSE | 0 | 0 | 0 | n/a | n/a | n/a | n/a | n/a | 0 | 0 | 100% | 100% | 0 | 0 | 0 | 0 | 0 | 0 | 0 | 0 | 0 | 0 | 0 | 0 | 0 | 0 | 0 | 0 | 0 | 0 | 0 | 0 | 0 | 0
| 0 | 0 | 0 | 0 | 0 | 0 | 0 | 0 | 0 | 0 | 0 | 0 | 0 | 0 | 0 | 0 | 0 | 0 | FALSE | FALSE | FALSE | FALSE | 0 | 0 | 0 | n/a | n/a | n/a | n/a | n/a | 0 | 0 | 100% | 100% | 0 | 0 | 0 | 0 | 0 | 0 | 0 | 0 | 0 | 0 | 0 | 0 | 0 | 0 | 0 | 0 | 0 | 0 | 0 | 0 | 0 | 0
| 0 | 0 | 0 | 0 | 0 | 0 | 0 | 0 | 0 | 0 | 0 | 0 | 0 | 0 | 0 | 0 | 0 | 0 | FALSE | FALSE | FALSE | FALSE | 0 | 0 | 0 | n/a | n/a | n/a | n/a | n/a | 0 | 0 | 100% | 100% | 0 | 0 | 0 | 0 | 0 | 0 | 0 | 0 | 0 | 0 | 0 | 0 | 0 | 0 | 0 | 0 | 0 | 0 | 0 | 0 | 0 | 0
| 0 | 0 | 0 | 0 | 0 | 0 | 0 | 0 | 0 | 0 | 0 | 0 | 0 | 0 | 0 | 0 | 0 | 0 | FALSE | FALSE | FALSE | FALSE | 0 | 0 | 0 | n/a | n/a | n/a | n/a | n/a | 0 | 0 | 100% | 100% | 0 | 0 | 0 | 0 | 0 | 0 | 0 | 0 | 0 | 0 | 0 | 0 | 0 | 0 | 0 | 0 | 0 | 0 | 0 | 0 | 0 | 0
| 0 | 0 | 0 | 0 | 0 | 0 | 0 | 0 | 0 | 0 | 0 | 0 | 0 | 0 | 0 | 0 | 0 | 0 | FALSE | FALSE | FALSE | FALSE | 0 | 0 | 0 | n/a | n/a | n/a | n/a | n/a | 0 | 0 | 100% | 100% | 0 | 0 | 0 | 0 | 0 | 0 | 0 | 0 | 0 | 0 | 0 | 0 | 0 | 0 | 0 | 0 | 0 | 0 | 0 | 0 | 0 | 0
| 0 | 0 | 0 | 0 | 0 | 0 | 0 | 0 | 0 | 0 | 0 | 0 | 0 | 0 | 0 | 0 | 0 | 0 | FALSE | FALSE | FALSE | FALSE | 0 | 0 | 0 | n/a | n/a | n/a | n/a | n/a | 0 | 0 | 100% | 100% | 0 | 0 | 0 | 0 | 0 | 0 | 0 | 0 | 0 | 0 | 0 | 0 | 0 | 0 | 0 | 0 | 0 | 0 | 0 | 0 | 0 | 0
| 0 | 0 | 0 | 0 | 0 | 0 | 0 | 0 | 0 | 0 | 0 | 0 | 0 | 0 | 0 | 0 | 0 | 0 | FALSE | FALSE | FALSE | FALSE | 0 | 0 | 0 | n/a | n/a | n/a | n/a | n/a | 0 | 0 | 100% | 100% | 0 | 0 | 0 | 0 | 0 | 0 | 0 | 0 | 0 | 0 | 0 | 0 | 0 | 0 | 0 | 0 | 0 | 0 | 0 | 0 | 0 | 0
| 0 | 0 | 0 | 0 | 0 | 0 | 0 | 0 | 0 | 0 | 0 | 0 | 0 | 0 | 0 | 0 | 0 | 0 | FALSE | FALSE | FALSE | FALSE | 0 | 0 | 0 | n/a | n/a | n/a | n/a | n/a | 0 | 0 | 100% | 100% | 0 | 0 | 0 | 0 | 0 | 0 | 0 | 0 | 0 | 0 | 0 | 0 | 0 | 0 | 0 | 0 | 0 | 0 | 0 | 0 | 0 | 0
| 0 | 0 | 0 | 0 | 0 | 0 | 0 | 0 | 0 | 0 | 0 | 0 | 0 | 0 | 0 | 0 | 0 | 0 | FALSE | FALSE | FALSE | FALSE | 0 | 0 | 0 | n/a | n/a | n/a | n/a | n/a | 0 | 0 | 100% | 100% | 0 | 0 | 0 | 0 | 0 | 0 | 0 | 0 | 0 | 0 | 0 | 0 | 0 | 0 | 0 | 0 | 0 | 0 | 0 | 0 | 0 | 0
| 0 | 0 | 0 | 0 | 0 | 0 | 0 | 0 | 0 | 0 | 0 | 0 | 0 | 0 | 0 | 0 | 0 | 0 | FALSE | FALSE | FALSE | FALSE | 0 | 0 | 0 | n/a | n/a | n/a | n/a | n/a | 0 | 0 | 100% | 100% | 0 | 0 | 0 | 0 | 0 | 0 | 0 | 0 | 0 | 0 | 0 | 0 | 0 | 0 | 0 | 0 | 0 | 0 | 0 | 0 | 0 | 0
| 0 | 0 | 0 | 0 | 0 | 0 | 0 | 0 | 0 | 0 | 0 | 0 | 0 | 0 | 0 | 0 | 0 | 0 | FALSE | FALSE | FALSE | FALSE | 0 | 0 | 0 | n/a | n/a | n/a | n/a | n/a | 0 | 0 | 100% | 100% | 0 | 0 | 0 | 0 | 0 | 0 | 0 | 0 | 0 | 0 | 0 | 0 | 0 | 0 | 0 | 0 | 0 | 0 | 0 | 0 | 0 | 0
| 0 | 0 | 0 | 0 | 0 | 0 | 0 | 0 | 0 | 0 | 0 | 0 | 0 | 0 | 0 | 0 | 0 | 0 | FALSE | FALSE | FALSE | FALSE | 0 | 0 | 0 | n/a | n/a | n/a | n/a | n/a | 0 | 0 | 100% | 100% | 0 | 0 | 0 | 0 | 0 | 0 | 0 | 0 | 0 | 0 | 0 | 0 | 0 | 0 | 0 | 0 | 0 | 0 | 0 | 0 | 0 | 0
| 0 | 0 | 0 | 0 | 0 | 0 | 0 | 0 | 0 | 0 | 0 | 0 | 0 | 0 | 0 | 0 | 0 | 0 | FALSE | FALSE | FALSE | FALSE | 0 | 0 | 0 | n/a | n/a | n/a | n/a | n/a | 0 | 0 | 100% | 100% | 0 | 0 | 0 | 0 | 0 | 0 | 0 | 0 | 0 | 0 | 0 | 0 | 0 | 0 | 0 | 0 | 0 | 0 | 0 | 0 | 0 | 0
| 0 | 0 | 0 | 0 | 0 | 0 | 0 | 0 | 0 | 0 | 0 | 0 | 0 | 0 | 0 | 0 | 0 | 0 | FALSE | FALSE | FALSE | FALSE | 0 | 0 | 0 | n/a | n/a | n/a | n/a | n/a | 0 | 0 | 100% | 100% | 0 | 0 | 0 | 0 | 0 | 0 | 0 | 0 | 0 | 0 | 0 | 0 | 0 | 0 | 0 | 0 | 0 | 0 | 0 | 0 | 0 | 0
| 0 | 0 | 0 | 0 | 0 | 0 | 0 | 0 | 0 | 0 | 0 | 0 | 0 | 0 | 0 | 0 | 0 | 0 | FALSE | FALSE | FALSE | FALSE | 0 | 0 | 0 | n/a | n/a | n/a | n/a | n/a | 0 | 0 | 100% | 100% | 0 | 0 | 0 | 0 | 0 | 0 | 0 | 0 | 0 | 0 | 0 | 0 | 0 | 0 | 0 | 0 | 0 | 0 | 0 | 0 | 0 | 0
| 0 | 0 | 0 | 0 | 0 | 0 | 0 | 0 | 0 | 0 | 0 | 0 | 0 | 0 | 0 | 0 | 0 | 0 | FALSE | FALSE | FALSE | FALSE | 0 | 0 | 0 | n/a | n/a | n/a | n/a | n/a | 0 | 0 | 100% | 100% | 0 | 0 | 0 | 0 | 0 | 0 | 0 | 0 | 0 | 0 | 0 | 0 | 0 | 0 | 0 | 0 | 0 | 0 | 0 | 0 | 0 | 0
| 0 | 0 | 0 | 0 | 0 | 0 | 0 | 0 | 0 | 0 | 0 | 0 | 0 | 0 | 0 | 0 | 0 | 0 | FALSE | FALSE | FALSE | FALSE | 0 | 0 | 0 | n/a | n/a | n/a | n/a | n/a | 0 | 0 | 100% | 100% | 0 | 0 | 0 | 0 | 0 | 0 | 0 | 0 | 0 | 0 | 0 | 0 | 0 | 0 | 0 | 0 | 0 | 0 | 0 | 0 | 0 | 0
| 0 | 0 | 0 | 0 | 0 | 0 | 0 | 0 | 0 | 0 | 0 | 0 | 0 | 0 | 0 | 0 | 0 | 0 | FALSE | FALSE | FALSE | FALSE | 0 | 0 | 0 | n/a | n/a | n/a | n/a | n/a | 0 | 0 | 100% | 100% | 0 | 0 | 0 | 0 | 0 | 0 | 0 | 0 | 0 | 0 | 0 | 0 | 0 | 0 | 0 | 0 | 0 | 0 | 0 | 0 | 0 | 0
| 0 | 0 | 0 | 0 | 0 | 0 | 0 | 0 | 0 | 0 | 0 | 0 | 0 | 0 | 0 | 0 | 0 | 0 | FALSE | FALSE | FALSE | FALSE | 0 | 0 | 0 | n/a | n/a | n/a | n/a | n/a | 0 | 0 | 100% | 100% | 0 | 0 | 0 | 0 | 0 | 0 | 0 | 0 | 0 | 0 | 0 | 0 | 0 | 0 | 0 | 0 | 0 | 0 | 0 | 0 | 0 | 0
| 0 | 0 | 0 | 0 | 0 | 0 | 0 | 0 | 0 | 0 | 0 | 0 | 0 | 0 | 0 | 0 | 0 | 0 | FALSE | FALSE | FALSE | FALSE | 0 | 0 | 0 | n/a | n/a | n/a | n/a | n/a | 0 | 0 | 100% | 100% | 0 | 0 | 0 | 0 | 0 | 0 | 0 | 0 | 0 | 0 | 0 | 0 | 0 | 0 | 0 | 0 | 0 | 0 | 0 | 0 | 0 | 0
| 0 | 0 | 0 | 0 | 0 | 0 | 0 | 0 | 0 | 0 | 0 | 0 | 0 | 0 | 0 | 0 | 0 | 0 | FALSE | FALSE | FALSE | FALSE | 0 | 0 | 0 | n/a | n/a | n/a | n/a | n/a | 0 | 0 | 100% | 100% | 0 | 0 | 0 | 0 | 0 | 0 | 0 | 0 | 0 | 0 | 0 | 0 | 0 | 0 | 0 | 0 | 0 | 0 | 0 | 0 | 0 | 0
| 0 | 0 | 0 | 0 | 0 | 0 | 0 | 0 | 0 | 0 | 0 | 0 | 0 | 0 | 0 | 0 | 0 | 0 | FALSE | FALSE | FALSE | FALSE | 0 | 0 | 0 | n/a | n/a | n/a | n/a | n/a | 0 | 0 | 100% | 100% | 0 | 0 | 0 | 0 | 0 | 0 | 0 | 0 | 0 | 0 | 0 | 0 | 0 | 0 | 0 | 0 | 0 | 0 | 0 | 0 | 0 | 0
| 0 | 0 | 0 | 0 | 0 | 0 | 0 | 0 | 0 | 0 | 0 | 0 | 0 | 0 | 0 | 0 | 0 | 0 | FALSE | FALSE | FALSE | FALSE | 0 | 0 | 0 | n/a | n/a | n/a | n/a | n/a | 0 | 0 | 100% | 100% | 0 | 0 | 0 | 0 | 0 | 0 | 0 | 0 | 0 | 0 | 0 | 0 | 0 | 0 | 0 | 0 | 0 | 0 | 0 | 0 | 0 | 0
| 0 | 0 | 0 | 0 | 0 | 0 | 0 | 0 | 0 | 0 | 0 | 0 | 0 | 0 | 0 | 0 | 0 | 0 | FALSE | FALSE | FALSE | FALSE | 0 | 0 | 0 | n/a | n/a | n/a | n/a | n/a | 0 | 0 | 100% | 100% | 0 | 0 | 0 | 0 | 0 | 0 | 0 | 0 | 0 | 0 | 0 | 0 | 0 | 0 | 0 | 0 | 0 | 0 | 0 | 0 | 0 | 0
| 0 | 0 | 0 | 0 | 0 | 0 | 0 | 0 | 0 | 0 | 0 | 0 | 0 | 0 | 0 | 0 | 0 | 0 | FALSE | FALSE | FALSE | FALSE | 0 | 0 | 0 | n/a | n/a | n/a | n/a | n/a | 0 | 0 | 100% | 100% | 0 | 0 | 0 | 0 | 0 | 0 | 0 | 0 | 0 | 0 | 0 | 0 | 0 | 0 | 0 | 0 | 0 | 0 | 0 | 0 | 0 | 0
| 0 | 0 | 0 | 0 | 0 | 0 | 0 | 0 | 0 | 0 | 0 | 0 | 0 | 0 | 0 | 0 | 0 | 0 | FALSE | FALSE | FALSE | FALSE | 0 | 0 | 0 | n/a | n/a | n/a | n/a | n/a | 0 | 0 | 100% | 100% | 0 | 0 | 0 | 0 | 0 | 0 | 0 | 0 | 0 | 0 | 0 | 0 | 0 | 0 | 0 | 0 | 0 | 0 | 0 | 0 | 0 | 0
| 0 | 0 | 0 | 0 | 0 | 0 | 0 | 0 | 0 | 0 | 0 | 0 | 0 | 0 | 0 | 0 | 0 | 0 | FALSE | FALSE | FALSE | FALSE | 0 | 0 | 0 | n/a | n/a | n/a | n/a | n/a | 0 | 0 | 100% | 100% | 0 | 0 | 0 | 0 | 0 | 0 | 0 | 0 | 0 | 0 | 0 | 0 | 0 | 0 | 0 | 0 | 0 | 0 | 0 | 0 | 0 | 0
| 0 | 0 | 0 | 0 | 0 | 0 | 0 | 0 | 0 | 0 | 0 | 0 | 0 | 0 | 0 | 0 | 0 | 0 | FALSE | FALSE | FALSE | FALSE | 0 | 0 | 0 | n/a | n/a | n/a | n/a | n/a | 0 | 0 | 100% | 100% | 0 | 0 | 0 | 0 | 0 | 0 | 0 | 0 | 0 | 0 | 0 | 0 | 0 | 0 | 0 | 0 | 0 | 0 | 0 | 0 | 0 | 0
| 0 | 0 | 0 | 0 | 0 | 0 | 0 | 0 | 0 | 0 | 0 | 0 | 0 | 0 | 0 | 0 | 0 | 0 | FALSE | FALSE | FALSE | FALSE | 0 | 0 | 0 | n/a | n/a | n/a | n/a | n/a | 0 | 0 | 100% | 100% | 0 | 0 | 0 | 0 | 0 | 0 | 0 | 0 | 0 | 0 | 0 | 0 | 0 | 0 | 0 | 0 | 0 | 0 | 0 | 0 | 0 | 0
| 0 | 0 | 0 | 0 | 0 | 0 | 0 | 0 | 0 | 0 | 0 | 0 | 0 | 0 | 0 | 0 | 0 | 0 | FALSE | FALSE | FALSE | FALSE | 0 | 0 | 0 | n/a | n/a | n/a | n/a | n/a | 0 | 0 | 100% | 100% | 0 | 0 | 0 | 0 | 0 | 0 | 0 | 0 | 0 | 0 | 0 | 0 | 0 | 0 | 0 | 0 | 0 | 0 | 0 | 0 | 0 | 0
| 0 | 0 | 0 | 0 | 0 | 0 | 0 | 0 | 0 | 0 | 0 | 0 | 0 | 0 | 0 | 0 | 0 | 0 | FALSE | FALSE | FALSE | FALSE | 0 | 0 | 0 | n/a | n/a | n/a | n/a | n/a | 0 | 0 | 100% | 100% | 0 | 0 | 0 | 0 | 0 | 0 | 0 | 0 | 0 | 0 | 0 | 0 | 0 | 0 | 0 | 0 | 0 | 0 | 0 | 0 | 0 | 0
| 0 | 0 | 0 | 0 | 0 | 0 | 0 | 0 | 0 | 0 | 0 | 0 | 0 | 0 | 0 | 0 | 0 | 0 | FALSE | FALSE | FALSE | FALSE | 0 | 0 | 0 | n/a | n/a | n/a | n/a | n/a | 0 | 0 | 100% | 100% | 0 | 0 | 0 | 0 | 0 | 0 | 0 | 0 | 0 | 0 | 0 | 0 | 0 | 0 | 0 | 0 | 0 | 0 | 0 | 0 | 0 | 0
| 0 | 0 | 0 | 0 | 0 | 0 | 0 | 0 | 0 | 0 | 0 | 0 | 0 | 0 | 0 | 0 | 0 | 0 | FALSE | FALSE | FALSE | FALSE | 0 | 0 | 0 | n/a | n/a | n/a | n/a | n/a | 0 | 0 | 100% | 100% | 0 | 0 | 0 | 0 | 0 | 0 | 0 | 0 | 0 | 0 | 0 | 0 | 0 | 0 | 0 | 0 | 0 | 0 | 0 | 0 | 0 | 0
| 0 | 0 | 0 | 0 | 0 | 0 | 0 | 0 | 0 | 0 | 0 | 0 | 0 | 0 | 0 | 0 | 0 | 0 | FALSE | FALSE | FALSE | FALSE | 0 | 0 | 0 | n/a | n/a | n/a | n/a | n/a | 0 | 0 | 100% | 100% | 0 | 0 | 0 | 0 | 0 | 0 | 0 | 0 | 0 | 0 | 0 | 0 | 0 | 0 | 0 | 0 | 0 | 0 | 0 | 0 | 0 | 0
| 0 | 0 | 0 | 0 | 0 | 0 | 0 | 0 | 0 | 0 | 0 | 0 | 0 | 0 | 0 | 0 | 0 | 0 | FALSE | FALSE | FALSE | FALSE | 0 | 0 | 0 | n/a | n/a | n/a | n/a | n/a | 0 | 0 | 100% | 100% | 0 | 0 | 0 | 0 | 0 | 0 | 0 | 0 | 0 | 0 | 0 | 0 | 0 | 0 | 0 | 0 | 0 | 0 | 0 | 0 | 0 | 0
| 0 | 0 | 0 | 0 | 0 | 0 | 0 | 0 | 0 | 0 | 0 | 0 | 0 | 0 | 0 | 0 | 0 | 0 | FALSE | FALSE | FALSE | FALSE | 0 | 0 | 0 | n/a | n/a | n/a | n/a | n/a | 0 | 0 | 100% | 100% | 0 | 0 | 0 | 0 | 0 | 0 | 0 | 0 | 0 | 0 | 0 | 0 | 0 | 0 | 0 | 0 | 0 | 0 | 0 | 0 | 0 | 0
| 0 | 0 | 0 | 0 | 0 | 0 | 0 | 0 | 0 | 0 | 0 | 0 | 0 | 0 | 0 | 0 | 0 | 0 | FALSE | FALSE | FALSE | FALSE | 0 | 0 | 0 | n/a | n/a | n/a | n/a | n/a | 0 | 0 | 100% | 100% | 0 | 0 | 0 | 0 | 0 | 0 | 0 | 0 | 0 | 0 | 0 | 0 | 0 | 0 | 0 | 0 | 0 | 0 | 0 | 0 | 0 | 0
| 0 | 0 | 0 | 0 | 0 | 0 | 0 | 0 | 0 | 0 | 0 | 0 | 0 | 0 | 0 | 0 | 0 | 0 | FALSE | FALSE | FALSE | FALSE | 0 | 0 | 0 | n/a | n/a | n/a | n/a | n/a | 0 | 0 | 100% | 100% | 0 | 0 | 0 | 0 | 0 | 0 | 0 | 0 | 0 | 0 | 0 | 0 | 0 | 0 | 0 | 0 | 0 | 0 | 0 | 0 | 0 | 0
| 0 | 0 | 0 | 0 | 0 | 0 | 0 | 0 | 0 | 0 | 0 | 0 | 0 | 0 | 0 | 0 | 0 | 0 | FALSE | FALSE | FALSE | FALSE | 0 | 0 | 0 | n/a | n/a | n/a | n/a | n/a | 0 | 0 | 100% | 100% | 0 | 0 | 0 | 0 | 0 | 0 | 0 | 0 | 0 | 0 | 0 | 0 | 0 | 0 | 0 | 0 | 0 | 0 | 0 | 0 | 0 | 0
| 0 | 0 | 0 | 0 | 0 | 0 | 0 | 0 | 0 | 0 | 0 | 0 | 0 | 0 | 0 | 0 | 0 | 0 | FALSE | FALSE | FALSE | FALSE | 0 | 0 | 0 | n/a | n/a | n/a | n/a | n/a | 0 | 0 | 100% | 100% | 0 | 0 | 0 | 0 | 0 | 0 | 0 | 0 | 0 | 0 | 0 | 0 | 0 | 0 | 0 | 0 | 0 | 0 | 0 | 0 | 0 | 0
| 0 | 0 | 0 | 0 | 0 | 0 | 0 | 0 | 0 | 0 | 0 | 0 | 0 | 0 | 0 | 0 | 0 | 0 | FALSE | FALSE | FALSE | FALSE | 0 | 0 | 0 | n/a | n/a | n/a | n/a | n/a | 0 | 0 | 100% | 100% | 0 | 0 | 0 | 0 | 0 | 0 | 0 | 0 | 0 | 0 | 0 | 0 | 0 | 0 | 0 | 0 | 0 | 0 | 0 | 0 | 0 | 0
| 0 | 0 | 0 | 0 | 0 | 0 | 0 | 0 | 0 | 0 | 0 | 0 | 0 | 0 | 0 | 0 | 0 | 0 | FALSE | FALSE | FALSE | FALSE | 0 | 0 | 0 | n/a | n/a | n/a | n/a | n/a | 0 | 0 | 100% | 100% | 0 | 0 | 0 | 0 | 0 | 0 | 0 | 0 | 0 | 0 | 0 | 0 | 0 | 0 | 0 | 0 | 0 | 0 | 0 | 0 | 0 | 0
| 0 | 0 | 0 | 0 | 0 | 0 | 0 | 0 | 0 | 0 | 0 | 0 | 0 | 0 | 0 | 0 | 0 | 0 | FALSE | FALSE | FALSE | FALSE | 0 | 0 | 0 | n/a | n/a | n/a | n/a | n/a | 0 | 0 | 100% | 100% | 0 | 0 | 0 | 0 | 0 | 0 | 0 | 0 | 0 | 0 | 0 | 0 | 0 | 0 | 0 | 0 | 0 | 0 | 0 | 0 | 0 | 0
| 0 | 0 | 0 | 0 | 0 | 0 | 0 | 0 | 0 | 0 | 0 | 0 | 0 | 0 | 0 | 0 | 0 | 0 | FALSE | FALSE | FALSE | FALSE | 0 | 0 | 0 | n/a | n/a | n/a | n/a | n/a | 0 | 0 | 100% | 100% | 0 | 0 | 0 | 0 | 0 | 0 | 0 | 0 | 0 | 0 | 0 | 0 | 0 | 0 | 0 | 0 | 0 | 0 | 0 | 0 | 0 | 0
| 0 | 0 | 0 | 0 | 0 | 0 | 0 | 0 | 0 | 0 | 0 | 0 | 0 | 0 | 0 | 0 | 0 | 0 | FALSE | FALSE | FALSE | FALSE | 0 | 0 | 0 | n/a | n/a | n/a | n/a | n/a | 0 | 0 | 100% | 100% | 0 | 0 | 0 | 0 | 0 | 0 | 0 | 0 | 0 | 0 | 0 | 0 | 0 | 0 | 0 | 0 | 0 | 0 | 0 | 0 | 0 | 0
| 0 | 0 | 0 | 0 | 0 | 0 | 0 | 0 | 0 | 0 | 0 | 0 | 0 | 0 | 0 | 0 | 0 | 0 | FALSE | FALSE | FALSE | FALSE | 0 | 0 | 0 | n/a | n/a | n/a | n/a | n/a | 0 | 0 | 100% | 100% | 0 | 0 | 0 | 0 | 0 | 0 | 0 | 0 | 0 | 0 | 0 | 0 | 0 | 0 | 0 | 0 | 0 | 0 | 0 | 0 | 0 | 0
| 0 | 0 | 0 | 0 | 0 | 0 | 0 | 0 | 0 | 0 | 0 | 0 | 0 | 0 | 0 | 0 | 0 | 0 | FALSE | FALSE | FALSE | FALSE | 0 | 0 | 0 | n/a | n/a | n/a | n/a | n/a | 0 | 0 | 100% | 100% | 0 | 0 | 0 | 0 | 0 | 0 | 0 | 0 | 0 | 0 | 0 | 0 | 0 | 0 | 0 | 0 | 0 | 0 | 0 | 0 | 0 | 0
| 0 | 0 | 0 | 0 | 0 | 0 | 0 | 0 | 0 | 0 | 0 | 0 | 0 | 0 | 0 | 0 | 0 | 0 | FALSE | FALSE | FALSE | FALSE | 0 | 0 | 0 | n/a | n/a | n/a | n/a | n/a | 0 | 0 | 100% | 100% | 0 | 0 | 0 | 0 | 0 | 0 | 0 | 0 | 0 | 0 | 0 | 0 | 0 | 0 | 0 | 0 | 0 | 0 | 0 | 0 | 0 | 0
| 0 | 0 | 0 | 0 | 0 | 0 | 0 | 0 | 0 | 0 | 0 | 0 | 0 | 0 | 0 | 0 | 0 | 0 | FALSE | FALSE | FALSE | FALSE | 0 | 0 | 0 | n/a | n/a | n/a | n/a | n/a | 0 | 0 | 100% | 100% | 0 | 0 | 0 | 0 | 0 | 0 | 0 | 0 | 0 | 0 | 0 | 0 | 0 | 0 | 0 | 0 | 0 | 0 | 0 | 0 | 0 | 0
| 0 | 0 | 0 | 0 | 0 | 0 | 0 | 0 | 0 | 0 | 0 | 0 | 0 | 0 | 0 | 0 | 0 | 0 | FALSE | FALSE | FALSE | FALSE | 0 | 0 | 0 | n/a | n/a | n/a | n/a | n/a | 0 | 0 | 100% | 100% | 0 | 0 | 0 | 0 | 0 | 0 | 0 | 0 | 0 | 0 | 0 | 0 | 0 | 0 | 0 | 0 | 0 | 0 | 0 | 0 | 0 | 0
| 0 | 0 | 0 | 0 | 0 | 0 | 0 | 0 | 0 | 0 | 0 | 0 | 0 | 0 | 0 | 0 | 0 | 0 | FALSE | FALSE | FALSE | FALSE | 0 | 0 | 0 | n/a | n/a | n/a | n/a | n/a | 0 | 0 | 100% | 100% | 0 | 0 | 0 | 0 | 0 | 0 | 0 | 0 | 0 | 0 | 0 | 0 | 0 | 0 | 0 | 0 | 0 | 0 | 0 | 0 | 0 | 0
| 0 | 0 | 0 | 0 | 0 | 0 | 0 | 0 | 0 | 0 | 0 | 0 | 0 | 0 | 0 | 0 | 0 | 0 | FALSE | FALSE | FALSE | FALSE | 0 | 0 | 0 | n/a | n/a | n/a | n/a | n/a | 0 | 0 | 100% | 100% | 0 | 0 | 0 | 0 | 0 | 0 | 0 | 0 | 0 | 0 | 0 | 0 | 0 | 0 | 0 | 0 | 0 | 0 | 0 | 0 | 0 | 0
| 0 | 0 | 0 | 0 | 0 | 0 | 0 | 0 | 0 | 0 | 0 | 0 | 0 | 0 | 0 | 0 | 0 | 0 | FALSE | FALSE | FALSE | FALSE | 0 | 0 | 0 | n/a | n/a | n/a | n/a | n/a | 0 | 0 | 100% | 100% | 0 | 0 | 0 | 0 | 0 | 0 | 0 | 0 | 0 | 0 | 0 | 0 | 0 | 0 | 0 | 0 | 0 | 0 | 0 | 0 | 0 | 0
| 0 | 0 | 0 | 0 | 0 | 0 | 0 | 0 | 0 | 0 | 0 | 0 | 0 | 0 | 0 | 0 | 0 | 0 | FALSE | FALSE | FALSE | FALSE | 0 | 0 | 0 | n/a | n/a | n/a | n/a | n/a | 0 | 0 | 100% | 100% | 0 | 0 | 0 | 0 | 0 | 0 | 0 | 0 | 0 | 0 | 0 | 0 | 0 | 0 | 0 | 0 | 0 | 0 | 0 | 0 | 0 | 0
| 0 | 0 | 0 | 0 | 0 | 0 | 0 | 0 | 0 | 0 | 0 | 0 | 0 | 0 | 0 | 0 | 0 | 0 | FALSE | FALSE | FALSE | FALSE | 0 | 0 | 0 | n/a | n/a | n/a | n/a | n/a | 0 | 0 | 100% | 100% | 0 | 0 | 0 | 0 | 0 | 0 | 0 | 0 | 0 | 0 | 0 | 0 | 0 | 0 | 0 | 0 | 0 | 0 | 0 | 0 | 0 | 0
| 0 | 0 | 0 | 0 | 0 | 0 | 0 | 0 | 0 | 0 | 0 | 0 | 0 | 0 | 0 | 0 | 0 | 0 | FALSE | FALSE | FALSE | FALSE | 0 | 0 | 0 | n/a | n/a | n/a | n/a | n/a | 0 | 0 | 100% | 100% | 0 | 0 | 0 | 0 | 0 | 0 | 0 | 0 | 0 | 0 | 0 | 0 | 0 | 0 | 0 | 0 | 0 | 0 | 0 | 0 | 0 | 0
| 0 | 0 | 0 | 0 | 0 | 0 | 0 | 0 | 0 | 0 | 0 | 0 | 0 | 0 | 0 | 0 | 0 | 0 | FALSE | FALSE | FALSE | FALSE | 0 | 0 | 0 | n/a | n/a | n/a | n/a | n/a | 0 | 0 | 100% | 100% | 0 | 0 | 0 | 0 | 0 | 0 | 0 | 0 | 0 | 0 | 0 | 0 | 0 | 0 | 0 | 0 | 0 | 0 | 0 | 0 | 0 | 0
| 0 | 0 | 0 | 0 | 0 | 0 | 0 | 0 | 0 | 0 | 0 | 0 | 0 | 0 | 0 | 0 | 0 | 0 | FALSE | FALSE | FALSE | FALSE | 0 | 0 | 0 | n/a | n/a | n/a | n/a | n/a | 0 | 0 | 100% | 100% | 0 | 0 | 0 | 0 | 0 | 0 | 0 | 0 | 0 | 0 | 0 | 0 | 0 | 0 | 0 | 0 | 0 | 0 | 0 | 0 | 0 | 0
| 0 | 0 | 0 | 0 | 0 | 0 | 0 | 0 | 0 | 0 | 0 | 0 | 0 | 0 | 0 | 0 | 0 | 0 | FALSE | FALSE | FALSE | FALSE | 0 | 0 | 0 | n/a | n/a | n/a | n/a | n/a | 0 | 0 | 100% | 100% | 0 | 0 | 0 | 0 | 0 | 0 | 0 | 0 | 0 | 0 | 0 | 0 | 0 | 0 | 0 | 0 | 0 | 0 | 0 | 0 | 0 | 0
| 0 | 0 | 0 | 0 | 0 | 0 | 0 | 0 | 0 | 0 | 0 | 0 | 0 | 0 | 0 | 0 | 0 | 0 | FALSE | FALSE | FALSE | FALSE | 0 | 0 | 0 | n/a | n/a | n/a | n/a | n/a | 0 | 0 | 100% | 100% | 0 | 0 | 0 | 0 | 0 | 0 | 0 | 0 | 0 | 0 | 0 | 0 | 0 | 0 | 0 | 0 | 0 | 0 | 0 | 0 | 0 | 0
| 0 | 0 | 0 | 0 | 0 | 0 | 0 | 0 | 0 | 0 | 0 | 0 | 0 | 0 | 0 | 0 | 0 | 0 | FALSE | FALSE | FALSE | FALSE | 0 | 0 | 0 | n/a | n/a | n/a | n/a | n/a | 0 | 0 | 100% | 100% | 0 | 0 | 0 | 0 | 0 | 0 | 0 | 0 | 0 | 0 | 0 | 0 | 0 | 0 | 0 | 0 | 0 | 0 | 0 | 0 | 0 | 0
| 0 | 0 | 0 | 0 | 0 | 0 | 0 | 0 | 0 | 0 | 0 | 0 | 0 | 0 | 0 | 0 | 0 | 0 | FALSE | FALSE | FALSE | FALSE | 0 | 0 | 0 | n/a | n/a | n/a | n/a | n/a | 0 | 0 | 100% | 100% | 0 | 0 | 0 | 0 | 0 | 0 | 0 | 0 | 0 | 0 | 0 | 0 | 0 | 0 | 0 | 0 | 0 | 0 | 0 | 0 | 0 | 0
| 0 | 0 | 0 | 0 | 0 | 0 | 0 | 0 | 0 | 0 | 0 | 0 | 0 | 0 | 0 | 0 | 0 | 0 | FALSE | FALSE | FALSE | FALSE | 0 | 0 | 0 | n/a | n/a | n/a | n/a | n/a | 0 | 0 | 100% | 100% | 0 | 0 | 0 | 0 | 0 | 0 | 0 | 0 | 0 | 0 | 0 | 0 | 0 | 0 | 0 | 0 | 0 | 0 | 0 | 0 | 0 | 0
| 0 | 0 | 0 | 0 | 0 | 0 | 0 | 0 | 0 | 0 | 0 | 0 | 0 | 0 | 0 | 0 | 0 | 0 | FALSE | FALSE | FALSE | FALSE | 0 | 0 | 0 | n/a | n/a | n/a | n/a | n/a | 0 | 0 | 100% | 100% | 0 | 0 | 0 | 0 | 0 | 0 | 0 | 0 | 0 | 0 | 0 | 0 | 0 | 0 | 0 | 0 | 0 | 0 | 0 | 0 | 0 | 0
| 0 | 0 | 0 | 0 | 0 | 0 | 0 | 0 | 0 | 0 | 0 | 0 | 0 | 0 | 0 | 0 | 0 | 0 | FALSE | FALSE | FALSE | FALSE | 0 | 0 | 0 | n/a | n/a | n/a | n/a | n/a | 0 | 0 | 100% | 100% | 0 | 0 | 0 | 0 | 0 | 0 | 0 | 0 | 0 | 0 | 0 | 0 | 0 | 0 | 0 | 0 | 0 | 0 | 0 | 0 | 0 | 0
| 0 | 0 | 0 | 0 | 0 | 0 | 0 | 0 | 0 | 0 | 0 | 0 | 0 | 0 | 0 | 0 | 0 | 0 | FALSE | FALSE | FALSE | FALSE | 0 | 0 | 0 | n/a | n/a | n/a | n/a | n/a | 0 | 0 | 100% | 100% | 0 | 0 | 0 | 0 | 0 | 0 | 0 | 0 | 0 | 0 | 0 | 0 | 0 | 0 | 0 | 0 | 0 | 0 | 0 | 0 | 0 | 0
| 0 | 0 | 0 | 0 | 0 | 0 | 0 | 0 | 0 | 0 | 0 | 0 | 0 | 0 | 0 | 0 | 0 | 0 | FALSE | FALSE | FALSE | FALSE | 0 | 0 | 0 | n/a | n/a | n/a | n/a | n/a | 0 | 0 | 100% | 100% | 0 | 0 | 0 | 0 | 0 | 0 | 0 | 0 | 0 | 0 | 0 | 0 | 0 | 0 | 0 | 0 | 0 | 0 | 0 | 0 | 0 | 0
| 0 | 0 | 0 | 0 | 0 | 0 | 0 | 0 | 0 | 0 | 0 | 0 | 0 | 0 | 0 | 0 | 0 | 0 | FALSE | FALSE | FALSE | FALSE | 0 | 0 | 0 | n/a | n/a | n/a | n/a | n/a | 0 | 0 | 100% | 100% | 0 | 0 | 0 | 0 | 0 | 0 | 0 | 0 | 0 | 0 | 0 | 0 | 0 | 0 | 0 | 0 | 0 | 0 | 0 | 0 | 0 | 0
| 0 | 0 | 0 | 0 | 0 | 0 | 0 | 0 | 0 | 0 | 0 | 0 | 0 | 0 | 0 | 0 | 0 | 0 | FALSE | FALSE | FALSE | FALSE | 0 | 0 | 0 | n/a | n/a | n/a | n/a | n/a | 0 | 0 | 100% | 100% | 0 | 0 | 0 | 0 | 0 | 0 | 0 | 0 | 0 | 0 | 0 | 0 | 0 | 0 | 0 | 0 | 0 | 0 | 0 | 0 | 0 | 0
| 0 | 0 | 0 | 0 | 0 | 0 | 0 | 0 | 0 | 0 | 0 | 0 | 0 | 0 | 0 | 0 | 0 | 0 | FALSE | FALSE | FALSE | FALSE | 0 | 0 | 0 | n/a | n/a | n/a | n/a | n/a | 0 | 0 | 100% | 100% | 0 | 0 | 0 | 0 | 0 | 0 | 0 | 0 | 0 | 0 | 0 | 0 | 0 | 0 | 0 | 0 | 0 | 0 | 0 | 0 | 0 | 0
| 0 | 0 | 0 | 0 | 0 | 0 | 0 | 0 | 0 | 0 | 0 | 0 | 0 | 0 | 0 | 0 | 0 | 0 | FALSE | FALSE | FALSE | FALSE | 0 | 0 | 0 | n/a | n/a | n/a | n/a | n/a | 0 | 0 | 100% | 100% | 0 | 0 | 0 | 0 | 0 | 0 | 0 | 0 | 0 | 0 | 0 | 0 | 0 | 0 | 0 | 0 | 0 | 0 | 0 | 0 | 0 | 0
| 0 | 0 | 0 | 0 | 0 | 0 | 0 | 0 | 0 | 0 | 0 | 0 | 0 | 0 | 0 | 0 | 0 | 0 | FALSE | FALSE | FALSE | FALSE | 0 | 0 | 0 | n/a | n/a | n/a | n/a | n/a | 0 | 0 | 100% | 100% | 0 | 0 | 0 | 0 | 0 | 0 | 0 | 0 | 0 | 0 | 0 | 0 | 0 | 0 | 0 | 0 | 0 | 0 | 0 | 0 | 0 | 0
| 0 | 0 | 0 | 0 | 0 | 0 | 0 | 0 | 0 | 0 | 0 | 0 | 0 | 0 | 0 | 0 | 0 | 0 | FALSE | FALSE | FALSE | FALSE | 0 | 0 | 0 | n/a | n/a | n/a | n/a | n/a | 0 | 0 | 100% | 100% | 0 | 0 | 0 | 0 | 0 | 0 | 0 | 0 | 0 | 0 | 0 | 0 | 0 | 0 | 0 | 0 | 0 | 0 | 0 | 0 | 0 | 0
| 0 | 0 | 0 | 0 | 0 | 0 | 0 | 0 | 0 | 0 | 0 | 0 | 0 | 0 | 0 | 0 | 0 | 0 | FALSE | FALSE | FALSE | FALSE | 0 | 0 | 0 | n/a | n/a | n/a | n/a | n/a | 0 | 0 | 100% | 100% | 0 | 0 | 0 | 0 | 0 | 0 | 0 | 0 | 0 | 0 | 0 | 0 | 0 | 0 | 0 | 0 | 0 | 0 | 0 | 0 | 0 | 0
| 0 | 0 | 0 | 0 | 0 | 0 | 0 | 0 | 0 | 0 | 0 | 0 | 0 | 0 | 0 | 0 | 0 | 0 | FALSE | FALSE | FALSE | FALSE | 0 | 0 | 0 | n/a | n/a | n/a | n/a | n/a | 0 | 0 | 100% | 100% | 0 | 0 | 0 | 0 | 0 | 0 | 0 | 0 | 0 | 0 | 0 | 0 | 0 | 0 | 0 | 0 | 0 | 0 | 0 | 0 | 0 | 0
| 0 | 0 | 0 | 0 | 0 | 0 | 0 | 0 | 0 | 0 | 0 | 0 | 0 | 0 | 0 | 0 | 0 | 0 | FALSE | FALSE | FALSE | FALSE | 0 | 0 | 0 | n/a | n/a | n/a | n/a | n/a | 0 | 0 | 100% | 100% | 0 | 0 | 0 | 0 | 0 | 0 | 0 | 0 | 0 | 0 | 0 | 0 | 0 | 0 | 0 | 0 | 0 | 0 | 0 | 0 | 0 | 0
| 0 | 0 | 0 | 0 | 0 | 0 | 0 | 0 | 0 | 0 | 0 | 0 | 0 | 0 | 0 | 0 | 0 | 0 | FALSE | FALSE | FALSE | FALSE | 0 | 0 | 0 | n/a | n/a | n/a | n/a | n/a | 0 | 0 | 100% | 100% | 0 | 0 | 0 | 0 | 0 | 0 | 0 | 0 | 0 | 0 | 0 | 0 | 0 | 0 | 0 | 0 | 0 | 0 | 0 | 0 | 0 | 0
| 0 | 0 | 0 | 0 | 0 | 0 | 0 | 0 | 0 | 0 | 0 | 0 | 0 | 0 | 0 | 0 | 0 | 0 | FALSE | FALSE | FALSE | FALSE | 0 | 0 | 0 | n/a | n/a | n/a | n/a | n/a | 0 | 0 | 100% | 100% | 0 | 0 | 0 | 0 | 0 | 0 | 0 | 0 | 0 | 0 | 0 | 0 | 0 | 0 | 0 | 0 | 0 | 0 | 0 | 0 | 0 | 0
| 0 | 0 | 0 | 0 | 0 | 0 | 0 | 0 | 0 | 0 | 0 | 0 | 0 | 0 | 0 | 0 | 0 | 0 | FALSE | FALSE | FALSE | FALSE | 0 | 0 | 0 | n/a | n/a | n/a | n/a | n/a | 0 | 0 | 100% | 100% | 0 | 0 | 0 | 0 | 0 | 0 | 0 | 0 | 0 | 0 | 0 | 0 | 0 | 0 | 0 | 0 | 0 | 0 | 0 | 0 | 0 | 0
| 0 | 0 | 0 | 0 | 0 | 0 | 0 | 0 | 0 | 0 | 0 | 0 | 0 | 0 | 0 | 0 | 0 | 0 | FALSE | FALSE | FALSE | FALSE | 0 | 0 | 0 | n/a | n/a | n/a | n/a | n/a | 0 | 0 | 100% | 100% | 0 | 0 | 0 | 0 | 0 | 0 | 0 | 0 | 0 | 0 | 0 | 0 | 0 | 0 | 0 | 0 | 0 | 0 | 0 | 0 | 0 | 0
| 0 | 0 | 0 | 0 | 0 | 0 | 0 | 0 | 0 | 0 | 0 | 0 | 0 | 0 | 0 | 0 | 0 | 0 | FALSE | FALSE | FALSE | FALSE | 0 | 0 | 0 | n/a | n/a | n/a | n/a | n/a | 0 | 0 | 100% | 100% | 0 | 0 | 0 | 0 | 0 | 0 | 0 | 0 | 0 | 0 | 0 | 0 | 0 | 0 | 0 | 0 | 0 | 0 | 0 | 0 | 0 | 0
| 0 | 0 | 0 | 0 | 0 | 0 | 0 | 0 | 0 | 0 | 0 | 0 | 0 | 0 | 0 | 0 | 0 | 0 | FALSE | FALSE | FALSE | FALSE | 0 | 0 | 0 | n/a | n/a | n/a | n/a | n/a | 0 | 0 | 100% | 100% | 0 | 0 | 0 | 0 | 0 | 0 | 0 | 0 | 0 | 0 | 0 | 0 | 0 | 0 | 0 | 0 | 0 | 0 | 0 | 0 | 0 | 0
| 0 | 0 | 0 | 0 | 0 | 0 | 0 | 0 | 0 | 0 | 0 | 0 | 0 | 0 | 0 | 0 | 0 | 0 | FALSE | FALSE | FALSE | FALSE | 0 | 0 | 0 | n/a | n/a | n/a | n/a | n/a | 0 | 0 | 100% | 100% | 0 | 0 | 0 | 0 | 0 | 0 | 0 | 0 | 0 | 0 | 0 | 0 | 0 | 0 | 0 | 0 | 0 | 0 | 0 | 0 | 0 | 0
| 0 | 0 | 0 | 0 | 0 | 0 | 0 | 0 | 0 | 0 | 0 | 0 | 0 | 0 | 0 | 0 | 0 | 0 | FALSE | FALSE | FALSE | FALSE | 0 | 0 | 0 | n/a | n/a | n/a | n/a | n/a | 0 | 0 | 100% | 100% | 0 | 0 | 0 | 0 | 0 | 0 | 0 | 0 | 0 | 0 | 0 | 0 | 0 | 0 | 0 | 0 | 0 | 0 | 0 | 0 | 0 | 0
| 0 | 0 | 0 | 0 | 0 | 0 | 0 | 0 | 0 | 0 | 0 | 0 | 0 | 0 | 0 | 0 | 0 | 0 | FALSE | FALSE | FALSE | FALSE | 0 | 0 | 0 | n/a | n/a | n/a | n/a | n/a | 0 | 0 | 100% | 100% | 0 | 0 | 0 | 0 | 0 | 0 | 0 | 0 | 0 | 0 | 0 | 0 | 0 | 0 | 0 | 0 | 0 | 0 | 0 | 0 | 0 | 0
| 0 | 0 | 0 | 0 | 0 | 0 | 0 | 0 | 0 | 0 | 0 | 0 | 0 | 0 | 0 | 0 | 0 | 0 | FALSE | FALSE | FALSE | FALSE | 0 | 0 | 0 | n/a | n/a | n/a | n/a | n/a | 0 | 0 | 100% | 100% | 0 | 0 | 0 | 0 | 0 | 0 | 0 | 0 | 0 | 0 | 0 | 0 | 0 | 0 | 0 | 0 | 0 | 0 | 0 | 0 | 0 | 0
| 0 | 0 | 0 | 0 | 0 | 0 | 0 | 0 | 0 | 0 | 0 | 0 | 0 | 0 | 0 | 0 | 0 | 0 | FALSE | FALSE | FALSE | FALSE | 0 | 0 | 0 | n/a | n/a | n/a | n/a | n/a | 0 | 0 | 100% | 100% | 0 | 0 | 0 | 0 | 0 | 0 | 0 | 0 | 0 | 0 | 0 | 0 | 0 | 0 | 0 | 0 | 0 | 0 | 0 | 0 | 0 | 0
| 0 | 0 | 0 | 0 | 0 | 0 | 0 | 0 | 0 | 0 | 0 | 0 | 0 | 0 | 0 | 0 | 0 | 0 | FALSE | FALSE | FALSE | FALSE | 0 | 0 | 0 | n/a | n/a | n/a | n/a | n/a | 0 | 0 | 100% | 100% | 0 | 0 | 0 | 0 | 0 | 0 | 0 | 0 | 0 | 0 | 0 | 0 | 0 | 0 | 0 | 0 | 0 | 0 | 0 | 0 | 0 | 0
| 0 | 0 | 0 | 0 | 0 | 0 | 0 | 0 | 0 | 0 | 0 | 0 | 0 | 0 | 0 | 0 | 0 | 0 | FALSE | FALSE | FALSE | FALSE | 0 | 0 | 0 | n/a | n/a | n/a | n/a | n/a | 0 | 0 | 100% | 100% | 0 | 0 | 0 | 0 | 0 | 0 | 0 | 0 | 0 | 0 | 0 | 0 | 0 | 0 | 0 | 0 | 0 | 0 | 0 | 0 | 0 | 0
| 0 | 0 | 0 | 0 | 0 | 0 | 0 | 0 | 0 | 0 | 0 | 0 | 0 | 0 | 0 | 0 | 0 | 0 | FALSE | FALSE | FALSE | FALSE | 0 | 0 | 0 | n/a | n/a | n/a | n/a | n/a | 0 | 0 | 100% | 100% | 0 | 0 | 0 | 0 | 0 | 0 | 0 | 0 | 0 | 0 | 0 | 0 | 0 | 0 | 0 | 0 | 0 | 0 | 0 | 0 | 0 | 0
| 0 | 0 | 0 | 0 | 0 | 0 | 0 | 0 | 0 | 0 | 0 | 0 | 0 | 0 | 0 | 0 | 0 | 0 | FALSE | FALSE | FALSE | FALSE | 0 | 0 | 0 | n/a | n/a | n/a | n/a | n/a | 0 | 0 | 100% | 100% | 0 | 0 | 0 | 0 | 0 | 0 | 0 | 0 | 0 | 0 | 0 | 0 | 0 | 0 | 0 | 0 | 0 | 0 | 0 | 0 | 0 | 0
| 0 | 0 | 0 | 0 | 0 | 0 | 0 | 0 | 0 | 0 | 0 | 0 | 0 | 0 | 0 | 0 | 0 | 0 | FALSE | FALSE | FALSE | FALSE | 0 | 0 | 0 | n/a | n/a | n/a | n/a | n/a | 0 | 0 | 100% | 100% | 0 | 0 | 0 | 0 | 0 | 0 | 0 | 0 | 0 | 0 | 0 | 0 | 0 | 0 | 0 | 0 | 0 | 0 | 0 | 0 | 0 | 0
| 0 | 0 | 0 | 0 | 0 | 0 | 0 | 0 | 0 | 0 | 0 | 0 | 0 | 0 | 0 | 0 | 0 | 0 | FALSE | FALSE | FALSE | FALSE | 0 | 0 | 0 | n/a | n/a | n/a | n/a | n/a | 0 | 0 | 100% | 100% | 0 | 0 | 0 | 0 | 0 | 0 | 0 | 0 | 0 | 0 | 0 | 0 | 0 | 0 | 0 | 0 | 0 | 0 | 0 | 0 | 0 | 0
| 0 | 0 | 0 | 0 | 0 | 0 | 0 | 0 | 0 | 0 | 0 | 0 | 0 | 0 | 0 | 0 | 0 | 0 | FALSE | FALSE | FALSE | FALSE | 0 | 0 | 0 | n/a | n/a | n/a | n/a | n/a | 0 | 0 | 100% | 100% | 0 | 0 | 0 | 0 | 0 | 0 | 0 | 0 | 0 | 0 | 0 | 0 | 0 | 0 | 0 | 0 | 0 | 0 | 0 | 0 | 0 | 0
| 0 | 0 | 0 | 0 | 0 | 0 | 0 | 0 | 0 | 0 | 0 | 0 | 0 | 0 | 0 | 0 | 0 | 0 | FALSE | FALSE | FALSE | FALSE | 0 | 0 | 0 | n/a | n/a | n/a | n/a | n/a | 0 | 0 | 100% | 100% | 0 | 0 | 0 | 0 | 0 | 0 | 0 | 0 | 0 | 0 | 0 | 0 | 0 | 0 | 0 | 0 | 0 | 0 | 0 | 0 | 0 | 0
| 0 | 0 | 0 | 0 | 0 | 0 | 0 | 0 | 0 | 0 | 0 | 0 | 0 | 0 | 0 | 0 | 0 | 0 | FALSE | FALSE | FALSE | FALSE | 0 | 0 | 0 | n/a | n/a | n/a | n/a | n/a | 0 | 0 | 100% | 100% | 0 | 0 | 0 | 0 | 0 | 0 | 0 | 0 | 0 | 0 | 0 | 0 | 0 | 0 | 0 | 0 | 0 | 0 | 0 | 0 | 0 | 0
| 0 | 0 | 0 | 0 | 0 | 0 | 0 | 0 | 0 | 0 | 0 | 0 | 0 | 0 | 0 | 0 | 0 | 0 | FALSE | FALSE | FALSE | FALSE | 0 | 0 | 0 | n/a | n/a | n/a | n/a | n/a | 0 | 0 | 100% | 100% | 0 | 0 | 0 | 0 | 0 | 0 | 0 | 0 | 0 | 0 | 0 | 0 | 0 | 0 | 0 | 0 | 0 | 0 | 0 | 0 | 0 | 0
| 0 | 0 | 0 | 0 | 0 | 0 | 0 | 0 | 0 | 0 | 0 | 0 | 0 | 0 | 0 | 0 | 0 | 0 | FALSE | FALSE | FALSE | FALSE | 0 | 0 | 0 | n/a | n/a | n/a | n/a | n/a | 0 | 0 | 100% | 100% | 0 | 0 | 0 | 0 | 0 | 0 | 0 | 0 | 0 | 0 | 0 | 0 | 0 | 0 | 0 | 0 | 0 | 0 | 0 | 0 | 0 | 0
| 0 | 0 | 0 | 0 | 0 | 0 | 0 | 0 | 0 | 0 | 0 | 0 | 0 | 0 | 0 | 0 | 0 | 0 | FALSE | FALSE | FALSE | FALSE | 0 | 0 | 0 | n/a | n/a | n/a | n/a | n/a | 0 | 0 | 100% | 100% | 0 | 0 | 0 | 0 | 0 | 0 | 0 | 0 | 0 | 0 | 0 | 0 | 0 | 0 | 0 | 0 | 0 | 0 | 0 | 0 | 0 | 0
| 0 | 0 | 0 | 0 | 0 | 0 | 0 | 0 | 0 | 0 | 0 | 0 | 0 | 0 | 0 | 0 | 0 | 0 | FALSE | FALSE | FALSE | FALSE | 0 | 0 | 0 | n/a | n/a | n/a | n/a | n/a | 0 | 0 | 100% | 100% | 0 | 0 | 0 | 0 | 0 | 0 | 0 | 0 | 0 | 0 | 0 | 0 | 0 | 0 | 0 | 0 | 0 | 0 | 0 | 0 | 0 | 0
| 0 | 0 | 0 | 0 | 0 | 0 | 0 | 0 | 0 | 0 | 0 | 0 | 0 | 0 | 0 | 0 | 0 | 0 | FALSE | FALSE | FALSE | FALSE | 0 | 0 | 0 | n/a | n/a | n/a | n/a | n/a | 0 | 0 | 100% | 100% | 0 | 0 | 0 | 0 | 0 | 0 | 0 | 0 | 0 | 0 | 0 | 0 | 0 | 0 | 0 | 0 | 0 | 0 | 0 | 0 | 0 | 0
| 0 | 0 | 0 | 0 | 0 | 0 | 0 | 0 | 0 | 0 | 0 | 0 | 0 | 0 | 0 | 0 | 0 | 0 | FALSE | FALSE | FALSE | FALSE | 0 | 0 | 0 | n/a | n/a | n/a | n/a | n/a | 0 | 0 | 100% | 100% | 0 | 0 | 0 | 0 | 0 | 0 | 0 | 0 | 0 | 0 | 0 | 0 | 0 | 0 | 0 | 0 | 0 | 0 | 0 | 0 | 0 | 0
| 0 | 0 | 0 | 0 | 0 | 0 | 0 | 0 | 0 | 0 | 0 | 0 | 0 | 0 | 0 | 0 | 0 | 0 | FALSE | FALSE | FALSE | FALSE | 0 | 0 | 0 | n/a | n/a | n/a | n/a | n/a | 0 | 0 | 100% | 100% | 0 | 0 | 0 | 0 | 0 | 0 | 0 | 0 | 0 | 0 | 0 | 0 | 0 | 0 | 0 | 0 | 0 | 0 | 0 | 0 | 0 | 0
| 0 | 0 | 0 | 0 | 0 | 0 | 0 | 0 | 0 | 0 | 0 | 0 | 0 | 0 | 0 | 0 | 0 | 0 | FALSE | FALSE | FALSE | FALSE | 0 | 0 | 0 | n/a | n/a | n/a | n/a | n/a | 0 | 0 | 100% | 100% | 0 | 0 | 0 | 0 | 0 | 0 | 0 | 0 | 0 | 0 | 0 | 0 | 0 | 0 | 0 | 0 | 0 | 0 | 0 | 0 | 0 | 0
| 0 | 0 | 0 | 0 | 0 | 0 | 0 | 0 | 0 | 0 | 0 | 0 | 0 | 0 | 0 | 0 | 0 | 0 | FALSE | FALSE | FALSE | FALSE | 0 | 0 | 0 | n/a | n/a | n/a | n/a | n/a | 0 | 0 | 100% | 100% | 0 | 0 | 0 | 0 | 0 | 0 | 0 | 0 | 0 | 0 | 0 | 0 | 0 | 0 | 0 | 0 | 0 | 0 | 0 | 0 | 0 | 0
| 0 | 0 | 0 | 0 | 0 | 0 | 0 | 0 | 0 | 0 | 0 | 0 | 0 | 0 | 0 | 0 | 0 | 0 | FALSE | FALSE | FALSE | FALSE | 0 | 0 | 0 | n/a | n/a | n/a | n/a | n/a | 0 | 0 | 100% | 100% | 0 | 0 | 0 | 0 | 0 | 0 | 0 | 0 | 0 | 0 | 0 | 0 | 0 | 0 | 0 | 0 | 0 | 0 | 0 | 0 | 0 | 0
| 0 | 0 | 0 | 0 | 0 | 0 | 0 | 0 | 0 | 0 | 0 | 0 | 0 | 0 | 0 | 0 | 0 | 0 | FALSE | FALSE | FALSE | FALSE | 0 | 0 | 0 | n/a | n/a | n/a | n/a | n/a | 0 | 0 | 100% | 100% | 0 | 0 | 0 | 0 | 0 | 0 | 0 | 0 | 0 | 0 | 0 | 0 | 0 | 0 | 0 | 0 | 0 | 0 | 0 | 0 | 0 | 0
| 0 | 0 | 0 | 0 | 0 | 0 | 0 | 0 | 0 | 0 | 0 | 0 | 0 | 0 | 0 | 0 | 0 | 0 | FALSE | FALSE | FALSE | FALSE | 0 | 0 | 0 | n/a | n/a | n/a | n/a | n/a | 0 | 0 | 100% | 100% | 0 | 0 | 0 | 0 | 0 | 0 | 0 | 0 | 0 | 0 | 0 | 0 | 0 | 0 | 0 | 0 | 0 | 0 | 0 | 0 | 0 | 0
| 0 | 0 | 0 | 0 | 0 | 0 | 0 | 0 | 0 | 0 | 0 | 0 | 0 | 0 | 0 | 0 | 0 | 0 | FALSE | FALSE | FALSE | FALSE | 0 | 0 | 0 | n/a | n/a | n/a | n/a | n/a | 0 | 0 | 100% | 100% | 0 | 0 | 0 | 0 | 0 | 0 | 0 | 0 | 0 | 0 | 0 | 0 | 0 | 0 | 0 | 0 | 0 | 0 | 0 | 0 | 0 | 0
| 0 | 0 | 0 | 0 | 0 | 0 | 0 | 0 | 0 | 0 | 0 | 0 | 0 | 0 | 0 | 0 | 0 | 0 | FALSE | FALSE | FALSE | FALSE | 0 | 0 | 0 | n/a | n/a | n/a | n/a | n/a | 0 | 0 | 100% | 100% | 0 | 0 | 0 | 0 | 0 | 0 | 0 | 0 | 0 | 0 | 0 | 0 | 0 | 0 | 0 | 0 | 0 | 0 | 0 | 0 | 0 | 0
| 0 | 0 | 0 | 0 | 0 | 0 | 0 | 0 | 0 | 0 | 0 | 0 | 0 | 0 | 0 | 0 | 0 | 0 | FALSE | FALSE | FALSE | FALSE | 0 | 0 | 0 | n/a | n/a | n/a | n/a | n/a | 0 | 0 | 100% | 100% | 0 | 0 | 0 | 0 | 0 | 0 | 0 | 0 | 0 | 0 | 0 | 0 | 0 | 0 | 0 | 0 | 0 | 0 | 0 | 0 | 0 | 0
| 0 | 0 | 0 | 0 | 0 | 0 | 0 | 0 | 0 | 0 | 0 | 0 | 0 | 0 | 0 | 0 | 0 | 0 | FALSE | FALSE | FALSE | FALSE | 0 | 0 | 0 | n/a | n/a | n/a | n/a | n/a | 0 | 0 | 100% | 100% | 0 | 0 | 0 | 0 | 0 | 0 | 0 | 0 | 0 | 0 | 0 | 0 | 0 | 0 | 0 | 0 | 0 | 0 | 0 | 0 | 0 | 0
| 0 | 0 | 0 | 0 | 0 | 0 | 0 | 0 | 0 | 0 | 0 | 0 | 0 | 0 | 0 | 0 | 0 | 0 | FALSE | FALSE | FALSE | FALSE | 0 | 0 | 0 | n/a | n/a | n/a | n/a | n/a | 0 | 0 | 100% | 100% | 0 | 0 | 0 | 0 | 0 | 0 | 0 | 0 | 0 | 0 | 0 | 0 | 0 | 0 | 0 | 0 | 0 | 0 | 0 | 0 | 0 | 0
| 0 | 0 | 0 | 0 | 0 | 0 | 0 | 0 | 0 | 0 | 0 | 0 | 0 | 0 | 0 | 0 | 0 | 0 | FALSE | FALSE | FALSE | FALSE | 0 | 0 | 0 | n/a | n/a | n/a | n/a | n/a | 0 | 0 | 100% | 100% | 0 | 0 | 0 | 0 | 0 | 0 | 0 | 0 | 0 | 0 | 0 | 0 | 0 | 0 | 0 | 0 | 0 | 0 | 0 | 0 | 0 | 0
| 0 | 0 | 0 | 0 | 0 | 0 | 0 | 0 | 0 | 0 | 0 | 0 | 0 | 0 | 0 | 0 | 0 | 0 | FALSE | FALSE | FALSE | FALSE | 0 | 0 | 0 | n/a | n/a | n/a | n/a | n/a | 0 | 0 | 100% | 100% | 0 | 0 | 0 | 0 | 0 | 0 | 0 | 0 | 0 | 0 | 0 | 0 | 0 | 0 | 0 | 0 | 0 | 0 | 0 | 0 | 0 | 0
| 0 | 0 | 0 | 0 | 0 | 0 | 0 | 0 | 0 | 0 | 0 | 0 | 0 | 0 | 0 | 0 | 0 | 0 | FALSE | FALSE | FALSE | FALSE | 0 | 0 | 0 | n/a | n/a | n/a | n/a | n/a | 0 | 0 | 100% | 100% | 0 | 0 | 0 | 0 | 0 | 0 | 0 | 0 | 0 | 0 | 0 | 0 | 0 | 0 | 0 | 0 | 0 | 0 | 0 | 0 | 0 | 0
| 0 | 0 | 0 | 0 | 0 | 0 | 0 | 0 | 0 | 0 | 0 | 0 | 0 | 0 | 0 | 0 | 0 | 0 | FALSE | FALSE | FALSE | FALSE | 0 | 0 | 0 | n/a | n/a | n/a | n/a | n/a | 0 | 0 | 100% | 100% | 0 | 0 | 0 | 0 | 0 | 0 | 0 | 0 | 0 | 0 | 0 | 0 | 0 | 0 | 0 | 0 | 0 | 0 | 0 | 0 | 0 | 0
| 0 | 0 | 0 | 0 | 0 | 0 | 0 | 0 | 0 | 0 | 0 | 0 | 0 | 0 | 0 | 0 | 0 | 0 | FALSE | FALSE | FALSE | FALSE | 0 | 0 | 0 | n/a | n/a | n/a | n/a | n/a | 0 | 0 | 100% | 100% | 0 | 0 | 0 | 0 | 0 | 0 | 0 | 0 | 0 | 0 | 0 | 0 | 0 | 0 | 0 | 0 | 0 | 0 | 0 | 0 | 0 | 0
| 0 | 0 | 0 | 0 | 0 | 0 | 0 | 0 | 0 | 0 | 0 | 0 | 0 | 0 | 0 | 0 | 0 | 0 | FALSE | FALSE | FALSE | FALSE | 0 | 0 | 0 | n/a | n/a | n/a | n/a | n/a | 0 | 0 | 100% | 100% | 0 | 0 | 0 | 0 | 0 | 0 | 0 | 0 | 0 | 0 | 0 | 0 | 0 | 0 | 0 | 0 | 0 | 0 | 0 | 0 | 0 | 0
| 0 | 0 | 0 | 0 | 0 | 0 | 0 | 0 | 0 | 0 | 0 | 0 | 0 | 0 | 0 | 0 | 0 | 0 | FALSE | FALSE | FALSE | FALSE | 0 | 0 | 0 | n/a | n/a | n/a | n/a | n/a | 0 | 0 | 100% | 100% | 0 | 0 | 0 | 0 | 0 | 0 | 0 | 0 | 0 | 0 | 0 | 0 | 0 | 0 | 0 | 0 | 0 | 0 | 0 | 0 | 0 | 0
| 0 | 0 | 0 | 0 | 0 | 0 | 0 | 0 | 0 | 0 | 0 | 0 | 0 | 0 | 0 | 0 | 0 | 0 | FALSE | FALSE | FALSE | FALSE | 0 | 0 | 0 | n/a | n/a | n/a | n/a | n/a | 0 | 0 | 100% | 100% | 0 | 0 | 0 | 0 | 0 | 0 | 0 | 0 | 0 | 0 | 0 | 0 | 0 | 0 | 0 | 0 | 0 | 0 | 0 | 0 | 0 | 0
| 0 | 0 | 0 | 0 | 0 | 0 | 0 | 0 | 0 | 0 | 0 | 0 | 0 | 0 | 0 | 0 | 0 | 0 | FALSE | FALSE | FALSE | FALSE | 0 | 0 | 0 | n/a | n/a | n/a | n/a | n/a | 0 | 0 | 100% | 100% | 0 | 0 | 0 | 0 | 0 | 0 | 0 | 0 | 0 | 0 | 0 | 0 | 0 | 0 | 0 | 0 | 0 | 0 | 0 | 0 | 0 | 0
| 0 | 0 | 0 | 0 | 0 | 0 | 0 | 0 | 0 | 0 | 0 | 0 | 0 | 0 | 0 | 0 | 0 | 0 | FALSE | FALSE | FALSE | FALSE | 0 | 0 | 0 | n/a | n/a | n/a | n/a | n/a | 0 | 0 | 100% | 100% | 0 | 0 | 0 | 0 | 0 | 0 | 0 | 0 | 0 | 0 | 0 | 0 | 0 | 0 | 0 | 0 | 0 | 0 | 0 | 0 | 0 | 0
| 0 | 0 | 0 | 0 | 0 | 0 | 0 | 0 | 0 | 0 | 0 | 0 | 0 | 0 | 0 | 0 | 0 | 0 | FALSE | FALSE | FALSE | FALSE | 0 | 0 | 0 | n/a | n/a | n/a | n/a | n/a | 0 | 0 | 100% | 100% | 0 | 0 | 0 | 0 | 0 | 0 | 0 | 0 | 0 | 0 | 0 | 0 | 0 | 0 | 0 | 0 | 0 | 0 | 0 | 0 | 0 | 0
| 0 | 0 | 0 | 0 | 0 | 0 | 0 | 0 | 0 | 0 | 0 | 0 | 0 | 0 | 0 | 0 | 0 | 0 | FALSE | FALSE | FALSE | FALSE | 0 | 0 | 0 | n/a | n/a | n/a | n/a | n/a | 0 | 0 | 100% | 100% | 0 | 0 | 0 | 0 | 0 | 0 | 0 | 0 | 0 | 0 | 0 | 0 | 0 | 0 | 0 | 0 | 0 | 0 | 0 | 0 | 0 | 0
| 0 | 0 | 0 | 0 | 0 | 0 | 0 | 0 | 0 | 0 | 0 | 0 | 0 | 0 | 0 | 0 | 0 | 0 | FALSE | FALSE | FALSE | FALSE | 0 | 0 | 0 | n/a | n/a | n/a | n/a | n/a | 0 | 0 | 100% | 100% | 0 | 0 | 0 | 0 | 0 | 0 | 0 | 0 | 0 | 0 | 0 | 0 | 0 | 0 | 0 | 0 | 0 | 0 | 0 | 0 | 0 | 0
| 0 | 0 | 0 | 0 | 0 | 0 | 0 | 0 | 0 | 0 | 0 | 0 | 0 | 0 | 0 | 0 | 0 | 0 | FALSE | FALSE | FALSE | FALSE | 0 | 0 | 0 | n/a | n/a | n/a | n/a | n/a | 0 | 0 | 100% | 100% | 0 | 0 | 0 | 0 | 0 | 0 | 0 | 0 | 0 | 0 | 0 | 0 | 0 | 0 | 0 | 0 | 0 | 0 | 0 | 0 | 0 | 0
| 0 | 0 | 0 | 0 | 0 | 0 | 0 | 0 | 0 | 0 | 0 | 0 | 0 | 0 | 0 | 0 | 0 | 0 | FALSE | FALSE | FALSE | FALSE | 0 | 0 | 0 | n/a | n/a | n/a | n/a | n/a | 0 | 0 | 100% | 100% | 0 | 0 | 0 | 0 | 0 | 0 | 0 | 0 | 0 | 0 | 0 | 0 | 0 | 0 | 0 | 0 | 0 | 0 | 0 | 0 | 0 | 0
| 0 | 0 | 0 | 0 | 0 | 0 | 0 | 0 | 0 | 0 | 0 | 0 | 0 | 0 | 0 | 0 | 0 | 0 | FALSE | FALSE | FALSE | FALSE | 0 | 0 | 0 | n/a | n/a | n/a | n/a | n/a | 0 | 0 | 100% | 100% | 0 | 0 | 0 | 0 | 0 | 0 | 0 | 0 | 0 | 0 | 0 | 0 | 0 | 0 | 0 | 0 | 0 | 0 | 0 | 0 | 0 | 0
| 0 | 0 | 0 | 0 | 0 | 0 | 0 | 0 | 0 | 0 | 0 | 0 | 0 | 0 | 0 | 0 | 0 | 0 | FALSE | FALSE | FALSE | FALSE | 0 | 0 | 0 | n/a | n/a | n/a | n/a | n/a | 0 | 0 | 100% | 100% | 0 | 0 | 0 | 0 | 0 | 0 | 0 | 0 | 0 | 0 | 0 | 0 | 0 | 0 | 0 | 0 | 0 | 0 | 0 | 0 | 0 | 0
| 0 | 0 | 0 | 0 | 0 | 0 | 0 | 0 | 0 | 0 | 0 | 0 | 0 | 0 | 0 | 0 | 0 | 0 | FALSE | FALSE | FALSE | FALSE | 0 | 0 | 0 | n/a | n/a | n/a | n/a | n/a | 0 | 0 | 100% | 100% | 0 | 0 | 0 | 0 | 0 | 0 | 0 | 0 | 0 | 0 | 0 | 0 | 0 | 0 | 0 | 0 | 0 | 0 | 0 | 0 | 0 | 0
| 0 | 0 | 0 | 0 | 0 | 0 | 0 | 0 | 0 | 0 | 0 | 0 | 0 | 0 | 0 | 0 | 0 | 0 | FALSE | FALSE | FALSE | FALSE | 0 | 0 | 0 | n/a | n/a | n/a | n/a | n/a | 0 | 0 | 100% | 100% | 0 | 0 | 0 | 0 | 0 | 0 | 0 | 0 | 0 | 0 | 0 | 0 | 0 | 0 | 0 | 0 | 0 | 0 | 0 | 0 | 0 | 0
| 0 | 0 | 0 | 0 | 0 | 0 | 0 | 0 | 0 | 0 | 0 | 0 | 0 | 0 | 0 | 0 | 0 | 0 | FALSE | FALSE | FALSE | FALSE | 0 | 0 | 0 | n/a | n/a | n/a | n/a | n/a | 0 | 0 | 100% | 100% | 0 | 0 | 0 | 0 | 0 | 0 | 0 | 0 | 0 | 0 | 0 | 0 | 0 | 0 | 0 | 0 | 0 | 0 | 0 | 0 | 0 | 0
| 0 | 0 | 0 | 0 | 0 | 0 | 0 | 0 | 0 | 0 | 0 | 0 | 0 | 0 | 0 | 0 | 0 | 0 | FALSE | FALSE | FALSE | FALSE | 0 | 0 | 0 | n/a | n/a | n/a | n/a | n/a | 0 | 0 | 100% | 100% | 0 | 0 | 0 | 0 | 0 | 0 | 0 | 0 | 0 | 0 | 0 | 0 | 0 | 0 | 0 | 0 | 0 | 0 | 0 | 0 | 0 | 0
| 0 | 0 | 0 | 0 | 0 | 0 | 0 | 0 | 0 | 0 | 0 | 0 | 0 | 0 | 0 | 0 | 0 | 0 | FALSE | FALSE | FALSE | FALSE | 0 | 0 | 0 | n/a | n/a | n/a | n/a | n/a | 0 | 0 | 100% | 100% | 0 | 0 | 0 | 0 | 0 | 0 | 0 | 0 | 0 | 0 | 0 | 0 | 0 | 0 | 0 | 0 | 0 | 0 | 0 | 0 | 0 | 0
| 0 | 0 | 0 | 0 | 0 | 0 | 0 | 0 | 0 | 0 | 0 | 0 | 0 | 0 | 0 | 0 | 0 | 0 | FALSE | FALSE | FALSE | FALSE | 0 | 0 | 0 | n/a | n/a | n/a | n/a | n/a | 0 | 0 | 100% | 100% | 0 | 0 | 0 | 0 | 0 | 0 | 0 | 0 | 0 | 0 | 0 | 0 | 0 | 0 | 0 | 0 | 0 | 0 | 0 | 0 | 0 | 0
| 0 | 0 | 0 | 0 | 0 | 0 | 0 | 0 | 0 | 0 | 0 | 0 | 0 | 0 | 0 | 0 | 0 | 0 | FALSE | FALSE | FALSE | FALSE | 0 | 0 | 0 | n/a | n/a | n/a | n/a | n/a | 0 | 0 | 100% | 100% | 0 | 0 | 0 | 0 | 0 | 0 | 0 | 0 | 0 | 0 | 0 | 0 | 0 | 0 | 0 | 0 | 0 | 0 | 0 | 0 | 0 | 0
| 0 | 0 | 0 | 0 | 0 | 0 | 0 | 0 | 0 | 0 | 0 | 0 | 0 | 0 | 0 | 0 | 0 | 0 | FALSE | FALSE | FALSE | FALSE | 0 | 0 | 0 | n/a | n/a | n/a | n/a | n/a | 0 | 0 | 100% | 100% | 0 | 0 | 0 | 0 | 0 | 0 | 0 | 0 | 0 | 0 | 0 | 0 | 0 | 0 | 0 | 0 | 0 | 0 | 0 | 0 | 0 | 0
| 0 | 0 | 0 | 0 | 0 | 0 | 0 | 0 | 0 | 0 | 0 | 0 | 0 | 0 | 0 | 0 | 0 | 0 | FALSE | FALSE | FALSE | FALSE | 0 | 0 | 0 | n/a | n/a | n/a | n/a | n/a | 0 | 0 | 100% | 100% | 0 | 0 | 0 | 0 | 0 | 0 | 0 | 0 | 0 | 0 | 0 | 0 | 0 | 0 | 0 | 0 | 0 | 0 | 0 | 0 | 0 | 0
| 0 | 0 | 0 | 0 | 0 | 0 | 0 | 0 | 0 | 0 | 0 | 0 | 0 | 0 | 0 | 0 | 0 | 0 | FALSE | FALSE | FALSE | FALSE | 0 | 0 | 0 | n/a | n/a | n/a | n/a | n/a | 0 | 0 | 100% | 100% | 0 | 0 | 0 | 0 | 0 | 0 | 0 | 0 | 0 | 0 | 0 | 0 | 0 | 0 | 0 | 0 | 0 | 0 | 0 | 0 | 0 | 0
| 0 | 0 | 0 | 0 | 0 | 0 | 0 | 0 | 0 | 0 | 0 | 0 | 0 | 0 | 0 | 0 | 0 | 0 | FALSE | FALSE | FALSE | FALSE | 0 | 0 | 0 | n/a | n/a | n/a | n/a | n/a | 0 | 0 | 100% | 100% | 0 | 0 | 0 | 0 | 0 | 0 | 0 | 0 | 0 | 0 | 0 | 0 | 0 | 0 | 0 | 0 | 0 | 0 | 0 | 0 | 0 | 0
| 0 | 0 | 0 | 0 | 0 | 0 | 0 | 0 | 0 | 0 | 0 | 0 | 0 | 0 | 0 | 0 | 0 | 0 | FALSE | FALSE | FALSE | FALSE | 0 | 0 | 0 | n/a | n/a | n/a | n/a | n/a | 0 | 0 | 100% | 100% | 0 | 0 | 0 | 0 | 0 | 0 | 0 | 0 | 0 | 0 | 0 | 0 | 0 | 0 | 0 | 0 | 0 | 0 | 0 | 0 | 0 | 0
| 0 | 0 | 0 | 0 | 0 | 0 | 0 | 0 | 0 | 0 | 0 | 0 | 0 | 0 | 0 | 0 | 0 | 0 | FALSE | FALSE | FALSE | FALSE | 0 | 0 | 0 | n/a | n/a | n/a | n/a | n/a | 0 | 0 | 100% | 100% | 0 | 0 | 0 | 0 | 0 | 0 | 0 | 0 | 0 | 0 | 0 | 0 | 0 | 0 | 0 | 0 | 0 | 0 | 0 | 0 | 0 | 0
| 0 | 0 | 0 | 0 | 0 | 0 | 0 | 0 | 0 | 0 | 0 | 0 | 0 | 0 | 0 | 0 | 0 | 0 | FALSE | FALSE | FALSE | FALSE | 0 | 0 | 0 | n/a | n/a | n/a | n/a | n/a | 0 | 0 | 100% | 100% | 0 | 0 | 0 | 0 | 0 | 0 | 0 | 0 | 0 | 0 | 0 | 0 | 0 | 0 | 0 | 0 | 0 | 0 | 0 | 0 | 0 | 0
| 0 | 0 | 0 | 0 | 0 | 0 | 0 | 0 | 0 | 0 | 0 | 0 | 0 | 0 | 0 | 0 | 0 | 0 | FALSE | FALSE | FALSE | FALSE | 0 | 0 | 0 | n/a | n/a | n/a | n/a | n/a | 0 | 0 | 100% | 100% | 0 | 0 | 0 | 0 | 0 | 0 | 0 | 0 | 0 | 0 | 0 | 0 | 0 | 0 | 0 | 0 | 0 | 0 | 0 | 0 | 0 | 0
| 0 | 0 | 0 | 0 | 0 | 0 | 0 | 0 | 0 | 0 | 0 | 0 | 0 | 0 | 0 | 0 | 0 | 0 | FALSE | FALSE | FALSE | FALSE | 0 | 0 | 0 | n/a | n/a | n/a | n/a | n/a | 0 | 0 | 100% | 100% | 0 | 0 | 0 | 0 | 0 | 0 | 0 | 0 | 0 | 0 | 0 | 0 | 0 | 0 | 0 | 0 | 0 | 0 | 0 | 0 | 0 | 0
| 0 | 0 | 0 | 0 | 0 | 0 | 0 | 0 | 0 | 0 | 0 | 0 | 0 | 0 | 0 | 0 | 0 | 0 | FALSE | FALSE | FALSE | FALSE | 0 | 0 | 0 | n/a | n/a | n/a | n/a | n/a | 0 | 0 | 100% | 100% | 0 | 0 | 0 | 0 | 0 | 0 | 0 | 0 | 0 | 0 | 0 | 0 | 0 | 0 | 0 | 0 | 0 | 0 | 0 | 0 | 0 | 0
| 0 | 0 | 0 | 0 | 0 | 0 | 0 | 0 | 0 | 0 | 0 | 0 | 0 | 0 | 0 | 0 | 0 | 0 | FALSE | FALSE | FALSE | FALSE | 0 | 0 | 0 | n/a | n/a | n/a | n/a | n/a | 0 | 0 | 100% | 100% | 0 | 0 | 0 | 0 | 0 | 0 | 0 | 0 | 0 | 0 | 0 | 0 | 0 | 0 | 0 | 0 | 0 | 0 | 0 | 0 | 0 | 0
| 0 | 0 | 0 | 0 | 0 | 0 | 0 | 0 | 0 | 0 | 0 | 0 | 0 | 0 | 0 | 0 | 0 | 0 | FALSE | FALSE | FALSE | FALSE | 0 | 0 | 0 | n/a | n/a | n/a | n/a | n/a | 0 | 0 | 100% | 100% | 0 | 0 | 0 | 0 | 0 | 0 | 0 | 0 | 0 | 0 | 0 | 0 | 0 | 0 | 0 | 0 | 0 | 0 | 0 | 0 | 0 | 0
| 0 | 0 | 0 | 0 | 0 | 0 | 0 | 0 | 0 | 0 | 0 | 0 | 0 | 0 | 0 | 0 | 0 | 0 | FALSE | FALSE | FALSE | FALSE | 0 | 0 | 0 | n/a | n/a | n/a | n/a | n/a | 0 | 0 | 100% | 100% | 0 | 0 | 0 | 0 | 0 | 0 | 0 | 0 | 0 | 0 | 0 | 0 | 0 | 0 | 0 | 0 | 0 | 0 | 0 | 0 | 0 | 0
| 0 | 0 | 0 | 0 | 0 | 0 | 0 | 0 | 0 | 0 | 0 | 0 | 0 | 0 | 0 | 0 | 0 | 0 | FALSE | FALSE | FALSE | FALSE | 0 | 0 | 0 | n/a | n/a | n/a | n/a | n/a | 0 | 0 | 100% | 100% | 0 | 0 | 0 | 0 | 0 | 0 | 0 | 0 | 0 | 0 | 0 | 0 | 0 | 0 | 0 | 0 | 0 | 0 | 0 | 0 | 0 | 0
| 0 | 0 | 0 | 0 | 0 | 0 | 0 | 0 | 0 | 0 | 0 | 0 | 0 | 0 | 0 | 0 | 0 | 0 | FALSE | FALSE | FALSE | FALSE | 0 | 0 | 0 | n/a | n/a | n/a | n/a | n/a | 0 | 0 | 100% | 100% | 0 | 0 | 0 | 0 | 0 | 0 | 0 | 0 | 0 | 0 | 0 | 0 | 0 | 0 | 0 | 0 | 0 | 0 | 0 | 0 | 0 | 0
| 0 | 0 | 0 | 0 | 0 | 0 | 0 | 0 | 0 | 0 | 0 | 0 | 0 | 0 | 0 | 0 | 0 | 0 | FALSE | FALSE | FALSE | FALSE | 0 | 0 | 0 | n/a | n/a | n/a | n/a | n/a | 0 | 0 | 100% | 100% | 0 | 0 | 0 | 0 | 0 | 0 | 0 | 0 | 0 | 0 | 0 | 0 | 0 | 0 | 0 | 0 | 0 | 0 | 0 | 0 | 0 | 0
| 0 | 0 | 0 | 0 | 0 | 0 | 0 | 0 | 0 | 0 | 0 | 0 | 0 | 0 | 0 | 0 | 0 | 0 | FALSE | FALSE | FALSE | FALSE | 0 | 0 | 0 | n/a | n/a | n/a | n/a | n/a | 0 | 0 | 100% | 100% | 0 | 0 | 0 | 0 | 0 | 0 | 0 | 0 | 0 | 0 | 0 | 0 | 0 | 0 | 0 | 0 | 0 | 0 | 0 | 0 | 0 | 0
| 0 | 0 | 0 | 0 | 0 | 0 | 0 | 0 | 0 | 0 | 0 | 0 | 0 | 0 | 0 | 0 | 0 | 0 | FALSE | FALSE | FALSE | FALSE | 0 | 0 | 0 | n/a | n/a | n/a | n/a | n/a | 0 | 0 | 100% | 100% | 0 | 0 | 0 | 0 | 0 | 0 | 0 | 0 | 0 | 0 | 0 | 0 | 0 | 0 | 0 | 0 | 0 | 0 | 0 | 0 | 0 | 0
| 0 | 0 | 0 | 0 | 0 | 0 | 0 | 0 | 0 | 0 | 0 | 0 | 0 | 0 | 0 | 0 | 0 | 0 | FALSE | FALSE | FALSE | FALSE | 0 | 0 | 0 | n/a | n/a | n/a | n/a | n/a | 0 | 0 | 100% | 100% | 0 | 0 | 0 | 0 | 0 | 0 | 0 | 0 | 0 | 0 | 0 | 0 | 0 | 0 | 0 | 0 | 0 | 0 | 0 | 0 | 0 | 0
| 0 | 0 | 0 | 0 | 0 | 0 | 0 | 0 | 0 | 0 | 0 | 0 | 0 | 0 | 0 | 0 | 0 | 0 | FALSE | FALSE | FALSE | FALSE | 0 | 0 | 0 | n/a | n/a | n/a | n/a | n/a | 0 | 0 | 100% | 100% | 0 | 0 | 0 | 0 | 0 | 0 | 0 | 0 | 0 | 0 | 0 | 0 | 0 | 0 | 0 | 0 | 0 | 0 | 0 | 0 | 0 | 0
| 0 | 0 | 0 | 0 | 0 | 0 | 0 | 0 | 0 | 0 | 0 | 0 | 0 | 0 | 0 | 0 | 0 | 0 | FALSE | FALSE | FALSE | FALSE | 0 | 0 | 0 | n/a | n/a | n/a | n/a | n/a | 0 | 0 | 100% | 100% | 0 | 0 | 0 | 0 | 0 | 0 | 0 | 0 | 0 | 0 | 0 | 0 | 0 | 0 | 0 | 0 | 0 | 0 | 0 | 0 | 0 | 0
| 0 | 0 | 0 | 0 | 0 | 0 | 0 | 0 | 0 | 0 | 0 | 0 | 0 | 0 | 0 | 0 | 0 | 0 | FALSE | FALSE | FALSE | FALSE | 0 | 0 | 0 | n/a | n/a | n/a | n/a | n/a | 0 | 0 | 100% | 100% | 0 | 0 | 0 | 0 | 0 | 0 | 0 | 0 | 0 | 0 | 0 | 0 | 0 | 0 | 0 | 0 | 0 | 0 | 0 | 0 | 0 | 0
| 0 | 0 | 0 | 0 | 0 | 0 | 0 | 0 | 0 | 0 | 0 | 0 | 0 | 0 | 0 | 0 | 0 | 0 | FALSE | FALSE | FALSE | FALSE | 0 | 0 | 0 | n/a | n/a | n/a | n/a | n/a | 0 | 0 | 100% | 100% | 0 | 0 | 0 | 0 | 0 | 0 | 0 | 0 | 0 | 0 | 0 | 0 | 0 | 0 | 0 | 0 | 0 | 0 | 0 | 0 | 0 | 0
| 0 | 0 | 0 | 0 | 0 | 0 | 0 | 0 | 0 | 0 | 0 | 0 | 0 | 0 | 0 | 0 | 0 | 0 | FALSE | FALSE | FALSE | FALSE | 0 | 0 | 0 | n/a | n/a | n/a | n/a | n/a | 0 | 0 | 100% | 100% | 0 | 0 | 0 | 0 | 0 | 0 | 0 | 0 | 0 | 0 | 0 | 0 | 0 | 0 | 0 | 0 | 0 | 0 | 0 | 0 | 0 | 0
| 0 | 0 | 0 | 0 | 0 | 0 | 0 | 0 | 0 | 0 | 0 | 0 | 0 | 0 | 0 | 0 | 0 | 0 | FALSE | FALSE | FALSE | FALSE | 0 | 0 | 0 | n/a | n/a | n/a | n/a | n/a | 0 | 0 | 100% | 100% | 0 | 0 | 0 | 0 | 0 | 0 | 0 | 0 | 0 | 0 | 0 | 0 | 0 | 0 | 0 | 0 | 0 | 0 | 0 | 0 | 0 | 0
| 0 | 0 | 0 | 0 | 0 | 0 | 0 | 0 | 0 | 0 | 0 | 0 | 0 | 0 | 0 | 0 | 0 | 0 | FALSE | FALSE | FALSE | FALSE | 0 | 0 | 0 | n/a | n/a | n/a | n/a | n/a | 0 | 0 | 100% | 100% | 0 | 0 | 0 | 0 | 0 | 0 | 0 | 0 | 0 | 0 | 0 | 0 | 0 | 0 | 0 | 0 | 0 | 0 | 0 | 0 | 0 | 0
| 0 | 0 | 0 | 0 | 0 | 0 | 0 | 0 | 0 | 0 | 0 | 0 | 0 | 0 | 0 | 0 | 0 | 0 | FALSE | FALSE | FALSE | FALSE | 0 | 0 | 0 | n/a | n/a | n/a | n/a | n/a | 0 | 0 | 100% | 100% | 0 | 0 | 0 | 0 | 0 | 0 | 0 | 0 | 0 | 0 | 0 | 0 | 0 | 0 | 0 | 0 | 0 | 0 | 0 | 0 | 0 | 0
| 0 | 0 | 0 | 0 | 0 | 0 | 0 | 0 | 0 | 0 | 0 | 0 | 0 | 0 | 0 | 0 | 0 | 0 | FALSE | FALSE | FALSE | FALSE | 0 | 0 | 0 | n/a | n/a | n/a | n/a | n/a | 0 | 0 | 100% | 100% | 0 | 0 | 0 | 0 | 0 | 0 | 0 | 0 | 0 | 0 | 0 | 0 | 0 | 0 | 0 | 0 | 0 | 0 | 0 | 0 | 0 | 0
| 0 | 0 | 0 | 0 | 0 | 0 | 0 | 0 | 0 | 0 | 0 | 0 | 0 | 0 | 0 | 0 | 0 | 0 | FALSE | FALSE | FALSE | FALSE | 0 | 0 | 0 | n/a | n/a | n/a | n/a | n/a | 0 | 0 | 100% | 100% | 0 | 0 | 0 | 0 | 0 | 0 | 0 | 0 | 0 | 0 | 0 | 0 | 0 | 0 | 0 | 0 | 0 | 0 | 0 | 0 | 0 | 0
| 0 | 0 | 0 | 0 | 0 | 0 | 0 | 0 | 0 | 0 | 0 | 0 | 0 | 0 | 0 | 0 | 0 | 0 | FALSE | FALSE | FALSE | FALSE | 0 | 0 | 0 | n/a | n/a | n/a | n/a | n/a | 0 | 0 | 100% | 100% | 0 | 0 | 0 | 0 | 0 | 0 | 0 | 0 | 0 | 0 | 0 | 0 | 0 | 0 | 0 | 0 | 0 | 0 | 0 | 0 | 0 | 0
| 0 | 0 | 0 | 0 | 0 | 0 | 0 | 0 | 0 | 0 | 0 | 0 | 0 | 0 | 0 | 0 | 0 | 0 | FALSE | FALSE | FALSE | FALSE | 0 | 0 | 0 | n/a | n/a | n/a | n/a | n/a | 0 | 0 | 100% | 100% | 0 | 0 | 0 | 0 | 0 | 0 | 0 | 0 | 0 | 0 | 0 | 0 | 0 | 0 | 0 | 0 | 0 | 0 | 0 | 0 | 0 | 0
| 0 | 0 | 0 | 0 | 0 | 0 | 0 | 0 | 0 | 0 | 0 | 0 | 0 | 0 | 0 | 0 | 0 | 0 | FALSE | FALSE | FALSE | FALSE | 0 | 0 | 0 | n/a | n/a | n/a | n/a | n/a | 0 | 0 | 100% | 100% | 0 | 0 | 0 | 0 | 0 | 0 | 0 | 0 | 0 | 0 | 0 | 0 | 0 | 0 | 0 | 0 | 0 | 0 | 0 | 0 | 0 | 0
| 0 | 0 | 0 | 0 | 0 | 0 | 0 | 0 | 0 | 0 | 0 | 0 | 0 | 0 | 0 | 0 | 0 | 0 | FALSE | FALSE | FALSE | FALSE | 0 | 0 | 0 | n/a | n/a | n/a | n/a | n/a | 0 | 0 | 100% | 100% | 0 | 0 | 0 | 0 | 0 | 0 | 0 | 0 | 0 | 0 | 0 | 0 | 0 | 0 | 0 | 0 | 0 | 0 | 0 | 0 | 0 | 0
| 0 | 0 | 0 | 0 | 0 | 0 | 0 | 0 | 0 | 0 | 0 | 0 | 0 | 0 | 0 | 0 | 0 | 0 | FALSE | FALSE | FALSE | FALSE | 0 | 0 | 0 | n/a | n/a | n/a | n/a | n/a | 0 | 0 | 100% | 100% | 0 | 0 | 0 | 0 | 0 | 0 | 0 | 0 | 0 | 0 | 0 | 0 | 0 | 0 | 0 | 0 | 0 | 0 | 0 | 0 | 0 | 0
| 0 | 0 | 0 | 0 | 0 | 0 | 0 | 0 | 0 | 0 | 0 | 0 | 0 | 0 | 0 | 0 | 0 | 0 | FALSE | FALSE | FALSE | FALSE | 0 | 0 | 0 | n/a | n/a | n/a | n/a | n/a | 0 | 0 | 100% | 100% | 0 | 0 | 0 | 0 | 0 | 0 | 0 | 0 | 0 | 0 | 0 | 0 | 0 | 0 | 0 | 0 | 0 | 0 | 0 | 0 | 0 | 0
| 0 | 0 | 0 | 0 | 0 | 0 | 0 | 0 | 0 | 0 | 0 | 0 | 0 | 0 | 0 | 0 | 0 | 0 | FALSE | FALSE | FALSE | FALSE | 0 | 0 | 0 | n/a | n/a | n/a | n/a | n/a | 0 | 0 | 100% | 100% | 0 | 0 | 0 | 0 | 0 | 0 | 0 | 0 | 0 | 0 | 0 | 0 | 0 | 0 | 0 | 0 | 0 | 0 | 0 | 0 | 0 | 0
| 0 | 0 | 0 | 0 | 0 | 0 | 0 | 0 | 0 | 0 | 0 | 0 | 0 | 0 | 0 | 0 | 0 | 0 | FALSE | FALSE | FALSE | FALSE | 0 | 0 | 0 | n/a | n/a | n/a | n/a | n/a | 0 | 0 | 100% | 100% | 0 | 0 | 0 | 0 | 0 | 0 | 0 | 0 | 0 | 0 | 0 | 0 | 0 | 0 | 0 | 0 | 0 | 0 | 0 | 0 | 0 | 0
| 0 | 0 | 0 | 0 | 0 | 0 | 0 | 0 | 0 | 0 | 0 | 0 | 0 | 0 | 0 | 0 | 0 | 0 | FALSE | FALSE | FALSE | FALSE | 0 | 0 | 0 | n/a | n/a | n/a | n/a | n/a | 0 | 0 | 100% | 100% | 0 | 0 | 0 | 0 | 0 | 0 | 0 | 0 | 0 | 0 | 0 | 0 | 0 | 0 | 0 | 0 | 0 | 0 | 0 | 0 | 0 | 0
| 0 | 0 | 0 | 0 | 0 | 0 | 0 | 0 | 0 | 0 | 0 | 0 | 0 | 0 | 0 | 0 | 0 | 0 | FALSE | FALSE | FALSE | FALSE | 0 | 0 | 0 | n/a | n/a | n/a | n/a | n/a | 0 | 0 | 100% | 100% | 0 | 0 | 0 | 0 | 0 | 0 | 0 | 0 | 0 | 0 | 0 | 0 | 0 | 0 | 0 | 0 | 0 | 0 | 0 | 0 | 0 | 0
| 0 | 0 | 0 | 0 | 0 | 0 | 0 | 0 | 0 | 0 | 0 | 0 | 0 | 0 | 0 | 0 | 0 | 0 | FALSE | FALSE | FALSE | FALSE | 0 | 0 | 0 | n/a | n/a | n/a | n/a | n/a | 0 | 0 | 100% | 100% | 0 | 0 | 0 | 0 | 0 | 0 | 0 | 0 | 0 | 0 | 0 | 0 | 0 | 0 | 0 | 0 | 0 | 0 | 0 | 0 | 0 | 0
| 0 | 0 | 0 | 0 | 0 | 0 | 0 | 0 | 0 | 0 | 0 | 0 | 0 | 0 | 0 | 0 | 0 | 0 | FALSE | FALSE | FALSE | FALSE | 0 | 0 | 0 | n/a | n/a | n/a | n/a | n/a | 0 | 0 | 100% | 100% | 0 | 0 | 0 | 0 | 0 | 0 | 0 | 0 | 0 | 0 | 0 | 0 | 0 | 0 | 0 | 0 | 0 | 0 | 0 | 0 | 0 | 0
| 0 | 0 | 0 | 0 | 0 | 0 | 0 | 0 | 0 | 0 | 0 | 0 | 0 | 0 | 0 | 0 | 0 | 0 | FALSE | FALSE | FALSE | FALSE | 0 | 0 | 0 | n/a | n/a | n/a | n/a | n/a | 0 | 0 | 100% | 100% | 0 | 0 | 0 | 0 | 0 | 0 | 0 | 0 | 0 | 0 | 0 | 0 | 0 | 0 | 0 | 0 | 0 | 0 | 0 | 0 | 0 | 0
| 0 | 0 | 0 | 0 | 0 | 0 | 0 | 0 | 0 | 0 | 0 | 0 | 0 | 0 | 0 | 0 | 0 | 0 | FALSE | FALSE | FALSE | FALSE | 0 | 0 | 0 | n/a | n/a | n/a | n/a | n/a | 0 | 0 | 100% | 100% | 0 | 0 | 0 | 0 | 0 | 0 | 0 | 0 | 0 | 0 | 0 | 0 | 0 | 0 | 0 | 0 | 0 | 0 | 0 | 0 | 0 | 0
| 0 | 0 | 0 | 0 | 0 | 0 | 0 | 0 | 0 | 0 | 0 | 0 | 0 | 0 | 0 | 0 | 0 | 0 | FALSE | FALSE | FALSE | FALSE | 0 | 0 | 0 | n/a | n/a | n/a | n/a | n/a | 0 | 0 | 100% | 100% | 0 | 0 | 0 | 0 | 0 | 0 | 0 | 0 | 0 | 0 | 0 | 0 | 0 | 0 | 0 | 0 | 0 | 0 | 0 | 0 | 0 | 0
| 0 | 0 | 0 | 0 | 0 | 0 | 0 | 0 | 0 | 0 | 0 | 0 | 0 | 0 | 0 | 0 | 0 | 0 | FALSE | FALSE | FALSE | FALSE | 0 | 0 | 0 | n/a | n/a | n/a | n/a | n/a | 0 | 0 | 100% | 100% | 0 | 0 | 0 | 0 | 0 | 0 | 0 | 0 | 0 | 0 | 0 | 0 | 0 | 0 | 0 | 0 | 0 | 0 | 0 | 0 | 0 | 0
| 0 | 0 | 0 | 0 | 0 | 0 | 0 | 0 | 0 | 0 | 0 | 0 | 0 | 0 | 0 | 0 | 0 | 0 | FALSE | FALSE | FALSE | FALSE | 0 | 0 | 0 | n/a | n/a | n/a | n/a | n/a | 0 | 0 | 100% | 100% | 0 | 0 | 0 | 0 | 0 | 0 | 0 | 0 | 0 | 0 | 0 | 0 | 0 | 0 | 0 | 0 | 0 | 0 | 0 | 0 | 0 | 0
| 0 | 0 | 0 | 0 | 0 | 0 | 0 | 0 | 0 | 0 | 0 | 0 | 0 | 0 | 0 | 0 | 0 | 0 | FALSE | FALSE | FALSE | FALSE | 0 | 0 | 0 | n/a | n/a | n/a | n/a | n/a | 0 | 0 | 100% | 100% | 0 | 0 | 0 | 0 | 0 | 0 | 0 | 0 | 0 | 0 | 0 | 0 | 0 | 0 | 0 | 0 | 0 | 0 | 0 | 0 | 0 | 0
| 0 | 0 | 0 | 0 | 0 | 0 | 0 | 0 | 0 | 0 | 0 | 0 | 0 | 0 | 0 | 0 | 0 | 0 | FALSE | FALSE | FALSE | FALSE | 0 | 0 | 0 | n/a | n/a | n/a | n/a | n/a | 0 | 0 | 100% | 100% | 0 | 0 | 0 | 0 | 0 | 0 | 0 | 0 | 0 | 0 | 0 | 0 | 0 | 0 | 0 | 0 | 0 | 0 | 0 | 0 | 0 | 0
| 0 | 0 | 0 | 0 | 0 | 0 | 0 | 0 | 0 | 0 | 0 | 0 | 0 | 0 | 0 | 0 | 0 | 0 | FALSE | FALSE | FALSE | FALSE | 0 | 0 | 0 | n/a | n/a | n/a | n/a | n/a | 0 | 0 | 100% | 100% | 0 | 0 | 0 | 0 | 0 | 0 | 0 | 0 | 0 | 0 | 0 | 0 | 0 | 0 | 0 | 0 | 0 | 0 | 0 | 0 | 0 | 0
| 0 | 0 | 0 | 0 | 0 | 0 | 0 | 0 | 0 | 0 | 0 | 0 | 0 | 0 | 0 | 0 | 0 | 0 | FALSE | FALSE | FALSE | FALSE | 0 | 0 | 0 | n/a | n/a | n/a | n/a | n/a | 0 | 0 | 100% | 100% | 0 | 0 | 0 | 0 | 0 | 0 | 0 | 0 | 0 | 0 | 0 | 0 | 0 | 0 | 0 | 0 | 0 | 0 | 0 | 0 | 0 | 0
| 0 | 0 | 0 | 0 | 0 | 0 | 0 | 0 | 0 | 0 | 0 | 0 | 0 | 0 | 0 | 0 | 0 | 0 | FALSE | FALSE | FALSE | FALSE | 0 | 0 | 0 | n/a | n/a | n/a | n/a | n/a | 0 | 0 | 100% | 100% | 0 | 0 | 0 | 0 | 0 | 0 | 0 | 0 | 0 | 0 | 0 | 0 | 0 | 0 | 0 | 0 | 0 | 0 | 0 | 0 | 0 | 0
| 0 | 0 | 0 | 0 | 0 | 0 | 0 | 0 | 0 | 0 | 0 | 0 | 0 | 0 | 0 | 0 | 0 | 0 | FALSE | FALSE | FALSE | FALSE | 0 | 0 | 0 | n/a | n/a | n/a | n/a | n/a | 0 | 0 | 100% | 100% | 0 | 0 | 0 | 0 | 0 | 0 | 0 | 0 | 0 | 0 | 0 | 0 | 0 | 0 | 0 | 0 | 0 | 0 | 0 | 0 | 0 | 0
| 0 | 0 | 0 | 0 | 0 | 0 | 0 | 0 | 0 | 0 | 0 | 0 | 0 | 0 | 0 | 0 | 0 | 0 | FALSE | FALSE | FALSE | FALSE | 0 | 0 | 0 | n/a | n/a | n/a | n/a | n/a | 0 | 0 | 100% | 100% | 0 | 0 | 0 | 0 | 0 | 0 | 0 | 0 | 0 | 0 | 0 | 0 | 0 | 0 | 0 | 0 | 0 | 0 | 0 | 0 | 0 | 0
| 0 | 0 | 0 | 0 | 0 | 0 | 0 | 0 | 0 | 0 | 0 | 0 | 0 | 0 | 0 | 0 | 0 | 0 | FALSE | FALSE | FALSE | FALSE | 0 | 0 | 0 | n/a | n/a | n/a | n/a | n/a | 0 | 0 | 100% | 100% | 0 | 0 | 0 | 0 | 0 | 0 | 0 | 0 | 0 | 0 | 0 | 0 | 0 | 0 | 0 | 0 | 0 | 0 | 0 | 0 | 0 | 0
| 0 | 0 | 0 | 0 | 0 | 0 | 0 | 0 | 0 | 0 | 0 | 0 | 0 | 0 | 0 | 0 | 0 | 0 | FALSE | FALSE | FALSE | FALSE | 0 | 0 | 0 | n/a | n/a | n/a | n/a | n/a | 0 | 0 | 100% | 100% | 0 | 0 | 0 | 0 | 0 | 0 | 0 | 0 | 0 | 0 | 0 | 0 | 0 | 0 | 0 | 0 | 0 | 0 | 0 | 0 | 0 | 0
| 0 | 0 | 0 | 0 | 0 | 0 | 0 | 0 | 0 | 0 | 0 | 0 | 0 | 0 | 0 | 0 | 0 | 0 | FALSE | FALSE | FALSE | FALSE | 0 | 0 | 0 | n/a | n/a | n/a | n/a | n/a | 0 | 0 | 100% | 100% | 0 | 0 | 0 | 0 | 0 | 0 | 0 | 0 | 0 | 0 | 0 | 0 | 0 | 0 | 0 | 0 | 0 | 0 | 0 | 0 | 0 | 0
| 0 | 0 | 0 | 0 | 0 | 0 | 0 | 0 | 0 | 0 | 0 | 0 | 0 | 0 | 0 | 0 | 0 | 0 | FALSE | FALSE | FALSE | FALSE | 0 | 0 | 0 | n/a | n/a | n/a | n/a | n/a | 0 | 0 | 100% | 100% | 0 | 0 | 0 | 0 | 0 | 0 | 0 | 0 | 0 | 0 | 0 | 0 | 0 | 0 | 0 | 0 | 0 | 0 | 0 | 0 | 0 | 0
| 0 | 0 | 0 | 0 | 0 | 0 | 0 | 0 | 0 | 0 | 0 | 0 | 0 | 0 | 0 | 0 | 0 | 0 | FALSE | FALSE | FALSE | FALSE | 0 | 0 | 0 | n/a | n/a | n/a | n/a | n/a | 0 | 0 | 100% | 100% | 0 | 0 | 0 | 0 | 0 | 0 | 0 | 0 | 0 | 0 | 0 | 0 | 0 | 0 | 0 | 0 | 0 | 0 | 0 | 0 | 0 | 0
| 0 | 0 | 0 | 0 | 0 | 0 | 0 | 0 | 0 | 0 | 0 | 0 | 0 | 0 | 0 | 0 | 0 | 0 | FALSE | FALSE | FALSE | FALSE | 0 | 0 | 0 | n/a | n/a | n/a | n/a | n/a | 0 | 0 | 100% | 100% | 0 | 0 | 0 | 0 | 0 | 0 | 0 | 0 | 0 | 0 | 0 | 0 | 0 | 0 | 0 | 0 | 0 | 0 | 0 | 0 | 0 | 0
| 0 | 0 | 0 | 0 | 0 | 0 | 0 | 0 | 0 | 0 | 0 | 0 | 0 | 0 | 0 | 0 | 0 | 0 | FALSE | FALSE | FALSE | FALSE | 0 | 0 | 0 | n/a | n/a | n/a | n/a | n/a | 0 | 0 | 100% | 100% | 0 | 0 | 0 | 0 | 0 | 0 | 0 | 0 | 0 | 0 | 0 | 0 | 0 | 0 | 0 | 0 | 0 | 0 | 0 | 0 | 0 | 0
| 0 | 0 | 0 | 0 | 0 | 0 | 0 | 0 | 0 | 0 | 0 | 0 | 0 | 0 | 0 | 0 | 0 | 0 | FALSE | FALSE | FALSE | FALSE | 0 | 0 | 0 | n/a | n/a | n/a | n/a | n/a | 0 | 0 | 100% | 100% | 0 | 0 | 0 | 0 | 0 | 0 | 0 | 0 | 0 | 0 | 0 | 0 | 0 | 0 | 0 | 0 | 0 | 0 | 0 | 0 | 0 | 0
| 0 | 0 | 0 | 0 | 0 | 0 | 0 | 0 | 0 | 0 | 0 | 0 | 0 | 0 | 0 | 0 | 0 | 0 | FALSE | FALSE | FALSE | FALSE | 0 | 0 | 0 | n/a | n/a | n/a | n/a | n/a | 0 | 0 | 100% | 100% | 0 | 0 | 0 | 0 | 0 | 0 | 0 | 0 | 0 | 0 | 0 | 0 | 0 | 0 | 0 | 0 | 0 | 0 | 0 | 0 | 0 | 0
| 0 | 0 | 0 | 0 | 0 | 0 | 0 | 0 | 0 | 0 | 0 | 0 | 0 | 0 | 0 | 0 | 0 | 0 | FALSE | FALSE | FALSE | FALSE | 0 | 0 | 0 | n/a | n/a | n/a | n/a | n/a | 0 | 0 | 100% | 100% | 0 | 0 | 0 | 0 | 0 | 0 | 0 | 0 | 0 | 0 | 0 | 0 | 0 | 0 | 0 | 0 | 0 | 0 | 0 | 0 | 0 | 0
| 0 | 0 | 0 | 0 | 0 | 0 | 0 | 0 | 0 | 0 | 0 | 0 | 0 | 0 | 0 | 0 | 0 | 0 | FALSE | FALSE | FALSE | FALSE | 0 | 0 | 0 | n/a | n/a | n/a | n/a | n/a | 0 | 0 | 100% | 100% | 0 | 0 | 0 | 0 | 0 | 0 | 0 | 0 | 0 | 0 | 0 | 0 | 0 | 0 | 0 | 0 | 0 | 0 | 0 | 0 | 0 | 0
| 0 | 0 | 0 | 0 | 0 | 0 | 0 | 0 | 0 | 0 | 0 | 0 | 0 | 0 | 0 | 0 | 0 | 0 | FALSE | FALSE | FALSE | FALSE | 0 | 0 | 0 | n/a | n/a | n/a | n/a | n/a | 0 | 0 | 100% | 100% | 0 | 0 | 0 | 0 | 0 | 0 | 0 | 0 | 0 | 0 | 0 | 0 | 0 | 0 | 0 | 0 | 0 | 0 | 0 | 0 | 0 | 0
| 0 | 0 | 0 | 0 | 0 | 0 | 0 | 0 | 0 | 0 | 0 | 0 | 0 | 0 | 0 | 0 | 0 | 0 | FALSE | FALSE | FALSE | FALSE | 0 | 0 | 0 | n/a | n/a | n/a | n/a | n/a | 0 | 0 | 100% | 100% | 0 | 0 | 0 | 0 | 0 | 0 | 0 | 0 | 0 | 0 | 0 | 0 | 0 | 0 | 0 | 0 | 0 | 0 | 0 | 0 | 0 | 0
| 0 | 0 | 0 | 0 | 0 | 0 | 0 | 0 | 0 | 0 | 0 | 0 | 0 | 0 | 0 | 0 | 0 | 0 | FALSE | FALSE | FALSE | FALSE | 0 | 0 | 0 | n/a | n/a | n/a | n/a | n/a | 0 | 0 | 100% | 100% | 0 | 0 | 0 | 0 | 0 | 0 | 0 | 0 | 0 | 0 | 0 | 0 | 0 | 0 | 0 | 0 | 0 | 0 | 0 | 0 | 0 | 0
| 0 | 0 | 0 | 0 | 0 | 0 | 0 | 0 | 0 | 0 | 0 | 0 | 0 | 0 | 0 | 0 | 0 | 0 | FALSE | FALSE | FALSE | FALSE | 0 | 0 | 0 | n/a | n/a | n/a | n/a | n/a | 0 | 0 | 100% | 100% | 0 | 0 | 0 | 0 | 0 | 0 | 0 | 0 | 0 | 0 | 0 | 0 | 0 | 0 | 0 | 0 | 0 | 0 | 0 | 0 | 0 | 0
| 0 | 0 | 0 | 0 | 0 | 0 | 0 | 0 | 0 | 0 | 0 | 0 | 0 | 0 | 0 | 0 | 0 | 0 | FALSE | FALSE | FALSE | FALSE | 0 | 0 | 0 | n/a | n/a | n/a | n/a | n/a | 0 | 0 | 100% | 100% | 0 | 0 | 0 | 0 | 0 | 0 | 0 | 0 | 0 | 0 | 0 | 0 | 0 | 0 | 0 | 0 | 0 | 0 | 0 | 0 | 0 | 0
| 0 | 0 | 0 | 0 | 0 | 0 | 0 | 0 | 0 | 0 | 0 | 0 | 0 | 0 | 0 | 0 | 0 | 0 | FALSE | FALSE | FALSE | FALSE | 0 | 0 | 0 | n/a | n/a | n/a | n/a | n/a | 0 | 0 | 100% | 100% | 0 | 0 | 0 | 0 | 0 | 0 | 0 | 0 | 0 | 0 | 0 | 0 | 0 | 0 | 0 | 0 | 0 | 0 | 0 | 0 | 0 | 0
| 0 | 0 | 0 | 0 | 0 | 0 | 0 | 0 | 0 | 0 | 0 | 0 | 0 | 0 | 0 | 0 | 0 | 0 | FALSE | FALSE | FALSE | FALSE | 0 | 0 | 0 | n/a | n/a | n/a | n/a | n/a | 0 | 0 | 100% | 100% | 0 | 0 | 0 | 0 | 0 | 0 | 0 | 0 | 0 | 0 | 0 | 0 | 0 | 0 | 0 | 0 | 0 | 0 | 0 | 0 | 0 | 0
| 0 | 0 | 0 | 0 | 0 | 0 | 0 | 0 | 0 | 0 | 0 | 0 | 0 | 0 | 0 | 0 | 0 | 0 | FALSE | FALSE | FALSE | FALSE | 0 | 0 | 0 | n/a | n/a | n/a | n/a | n/a | 0 | 0 | 100% | 100% | 0 | 0 | 0 | 0 | 0 | 0 | 0 | 0 | 0 | 0 | 0 | 0 | 0 | 0 | 0 | 0 | 0 | 0 | 0 | 0 | 0 | 0
| 0 | 0 | 0 | 0 | 0 | 0 | 0 | 0 | 0 | 0 | 0 | 0 | 0 | 0 | 0 | 0 | 0 | 0 | FALSE | FALSE | FALSE | FALSE | 0 | 0 | 0 | n/a | n/a | n/a | n/a | n/a | 0 | 0 | 100% | 100% | 0 | 0 | 0 | 0 | 0 | 0 | 0 | 0 | 0 | 0 | 0 | 0 | 0 | 0 | 0 | 0 | 0 | 0 | 0 | 0 | 0 | 0
| 0 | 0 | 0 | 0 | 0 | 0 | 0 | 0 | 0 | 0 | 0 | 0 | 0 | 0 | 0 | 0 | 0 | 0 | FALSE | FALSE | FALSE | FALSE | 0 | 0 | 0 | n/a | n/a | n/a | n/a | n/a | 0 | 0 | 100% | 100% | 0 | 0 | 0 | 0 | 0 | 0 | 0 | 0 | 0 | 0 | 0 | 0 | 0 | 0 | 0 | 0 | 0 | 0 | 0 | 0 | 0 | 0
| 0 | 0 | 0 | 0 | 0 | 0 | 0 | 0 | 0 | 0 | 0 | 0 | 0 | 0 | 0 | 0 | 0 | 0 | FALSE | FALSE | FALSE | FALSE | 0 | 0 | 0 | n/a | n/a | n/a | n/a | n/a | 0 | 0 | 100% | 100% | 0 | 0 | 0 | 0 | 0 | 0 | 0 | 0 | 0 | 0 | 0 | 0 | 0 | 0 | 0 | 0 | 0 | 0 | 0 | 0 | 0 | 0
| 0 | 0 | 0 | 0 | 0 | 0 | 0 | 0 | 0 | 0 | 0 | 0 | 0 | 0 | 0 | 0 | 0 | 0 | FALSE | FALSE | FALSE | FALSE | 0 | 0 | 0 | n/a | n/a | n/a | n/a | n/a | 0 | 0 | 100% | 100% | 0 | 0 | 0 | 0 | 0 | 0 | 0 | 0 | 0 | 0 | 0 | 0 | 0 | 0 | 0 | 0 | 0 | 0 | 0 | 0 | 0 | 0
| 0 | 0 | 0 | 0 | 0 | 0 | 0 | 0 | 0 | 0 | 0 | 0 | 0 | 0 | 0 | 0 | 0 | 0 | FALSE | FALSE | FALSE | FALSE | 0 | 0 | 0 | n/a | n/a | n/a | n/a | n/a | 0 | 0 | 100% | 100% | 0 | 0 | 0 | 0 | 0 | 0 | 0 | 0 | 0 | 0 | 0 | 0 | 0 | 0 | 0 | 0 | 0 | 0 | 0 | 0 | 0 | 0
| 0 | 0 | 0 | 0 | 0 | 0 | 0 | 0 | 0 | 0 | 0 | 0 | 0 | 0 | 0 | 0 | 0 | 0 | FALSE | FALSE | FALSE | FALSE | 0 | 0 | 0 | n/a | n/a | n/a | n/a | n/a | 0 | 0 | 100% | 100% | 0 | 0 | 0 | 0 | 0 | 0 | 0 | 0 | 0 | 0 | 0 | 0 | 0 | 0 | 0 | 0 | 0 | 0 | 0 | 0 | 0 | 0
| 0 | 0 | 0 | 0 | 0 | 0 | 0 | 0 | 0 | 0 | 0 | 0 | 0 | 0 | 0 | 0 | 0 | 0 | FALSE | FALSE | FALSE | FALSE | 0 | 0 | 0 | n/a | n/a | n/a | n/a | n/a | 0 | 0 | 100% | 100% | 0 | 0 | 0 | 0 | 0 | 0 | 0 | 0 | 0 | 0 | 0 | 0 | 0 | 0 | 0 | 0 | 0 | 0 | 0 | 0 | 0 | 0
| 0 | 0 | 0 | 0 | 0 | 0 | 0 | 0 | 0 | 0 | 0 | 0 | 0 | 0 | 0 | 0 | 0 | 0 | FALSE | FALSE | FALSE | FALSE | 0 | 0 | 0 | n/a | n/a | n/a | n/a | n/a | 0 | 0 | 100% | 100% | 0 | 0 | 0 | 0 | 0 | 0 | 0 | 0 | 0 | 0 | 0 | 0 | 0 | 0 | 0 | 0 | 0 | 0 | 0 | 0 | 0 | 0
| 0 | 0 | 0 | 0 | 0 | 0 | 0 | 0 | 0 | 0 | 0 | 0 | 0 | 0 | 0 | 0 | 0 | 0 | FALSE | FALSE | FALSE | FALSE | 0 | 0 | 0 | n/a | n/a | n/a | n/a | n/a | 0 | 0 | 100% | 100% | 0 | 0 | 0 | 0 | 0 | 0 | 0 | 0 | 0 | 0 | 0 | 0 | 0 | 0 | 0 | 0 | 0 | 0 | 0 | 0 | 0 | 0
| 0 | 0 | 0 | 0 | 0 | 0 | 0 | 0 | 0 | 0 | 0 | 0 | 0 | 0 | 0 | 0 | 0 | 0 | FALSE | FALSE | FALSE | FALSE | 0 | 0 | 0 | n/a | n/a | n/a | n/a | n/a | 0 | 0 | 100% | 100% | 0 | 0 | 0 | 0 | 0 | 0 | 0 | 0 | 0 | 0 | 0 | 0 | 0 | 0 | 0 | 0 | 0 | 0 | 0 | 0 | 0 | 0
| 0 | 0 | 0 | 0 | 0 | 0 | 0 | 0 | 0 | 0 | 0 | 0 | 0 | 0 | 0 | 0 | 0 | 0 | FALSE | FALSE | FALSE | FALSE | 0 | 0 | 0 | n/a | n/a | n/a | n/a | n/a | 0 | 0 | 100% | 100% | 0 | 0 | 0 | 0 | 0 | 0 | 0 | 0 | 0 | 0 | 0 | 0 | 0 | 0 | 0 | 0 | 0 | 0 | 0 | 0 | 0 | 0
| 0 | 0 | 0 | 0 | 0 | 0 | 0 | 0 | 0 | 0 | 0 | 0 | 0 | 0 | 0 | 0 | 0 | 0 | FALSE | FALSE | FALSE | FALSE | 0 | 0 | 0 | n/a | n/a | n/a | n/a | n/a | 0 | 0 | 100% | 100% | 0 | 0 | 0 | 0 | 0 | 0 | 0 | 0 | 0 | 0 | 0 | 0 | 0 | 0 | 0 | 0 | 0 | 0 | 0 | 0 | 0 | 0
| 0 | 0 | 0 | 0 | 0 | 0 | 0 | 0 | 0 | 0 | 0 | 0 | 0 | 0 | 0 | 0 | 0 | 0 | FALSE | FALSE | FALSE | FALSE | 0 | 0 | 0 | n/a | n/a | n/a | n/a | n/a | 0 | 0 | 100% | 100% | 0 | 0 | 0 | 0 | 0 | 0 | 0 | 0 | 0 | 0 | 0 | 0 | 0 | 0 | 0 | 0 | 0 | 0 | 0 | 0 | 0 | 0
| 0 | 0 | 0 | 0 | 0 | 0 | 0 | 0 | 0 | 0 | 0 | 0 | 0 | 0 | 0 | 0 | 0 | 0 | FALSE | FALSE | FALSE | FALSE | 0 | 0 | 0 | n/a | n/a | n/a | n/a | n/a | 0 | 0 | 100% | 100% | 0 | 0 | 0 | 0 | 0 | 0 | 0 | 0 | 0 | 0 | 0 | 0 | 0 | 0 | 0 | 0 | 0 | 0 | 0 | 0 | 0 | 0
| 0 | 0 | 0 | 0 | 0 | 0 | 0 | 0 | 0 | 0 | 0 | 0 | 0 | 0 | 0 | 0 | 0 | 0 | FALSE | FALSE | FALSE | FALSE | 0 | 0 | 0 | n/a | n/a | n/a | n/a | n/a | 0 | 0 | 100% | 100% | 0 | 0 | 0 | 0 | 0 | 0 | 0 | 0 | 0 | 0 | 0 | 0 | 0 | 0 | 0 | 0 | 0 | 0 | 0 | 0 | 0 | 0
| 0 | 0 | 0 | 0 | 0 | 0 | 0 | 0 | 0 | 0 | 0 | 0 | 0 | 0 | 0 | 0 | 0 | 0 | FALSE | FALSE | FALSE | FALSE | 0 | 0 | 0 | n/a | n/a | n/a | n/a | n/a | 0 | 0 | 100% | 100% | 0 | 0 | 0 | 0 | 0 | 0 | 0 | 0 | 0 | 0 | 0 | 0 | 0 | 0 | 0 | 0 | 0 | 0 | 0 | 0 | 0 | 0
| 0 | 0 | 0 | 0 | 0 | 0 | 0 | 0 | 0 | 0 | 0 | 0 | 0 | 0 | 0 | 0 | 0 | 0 | FALSE | FALSE | FALSE | FALSE | 0 | 0 | 0 | n/a | n/a | n/a | n/a | n/a | 0 | 0 | 100% | 100% | 0 | 0 | 0 | 0 | 0 | 0 | 0 | 0 | 0 | 0 | 0 | 0 | 0 | 0 | 0 | 0 | 0 | 0 | 0 | 0 | 0 | 0
| 0 | 0 | 0 | 0 | 0 | 0 | 0 | 0 | 0 | 0 | 0 | 0 | 0 | 0 | 0 | 0 | 0 | 0 | FALSE | FALSE | FALSE | FALSE | 0 | 0 | 0 | n/a | n/a | n/a | n/a | n/a | 0 | 0 | 100% | 100% | 0 | 0 | 0 | 0 | 0 | 0 | 0 | 0 | 0 | 0 | 0 | 0 | 0 | 0 | 0 | 0 | 0 | 0 | 0 | 0 | 0 | 0
| 0 | 0 | 0 | 0 | 0 | 0 | 0 | 0 | 0 | 0 | 0 | 0 | 0 | 0 | 0 | 0 | 0 | 0 | FALSE | FALSE | FALSE | FALSE | 0 | 0 | 0 | n/a | n/a | n/a | n/a | n/a | 0 | 0 | 100% | 100% | 0 | 0 | 0 | 0 | 0 | 0 | 0 | 0 | 0 | 0 | 0 | 0 | 0 | 0 | 0 | 0 | 0 | 0 | 0 | 0 | 0 | 0
| 0 | 0 | 0 | 0 | 0 | 0 | 0 | 0 | 0 | 0 | 0 | 0 | 0 | 0 | 0 | 0 | 0 | 0 | FALSE | FALSE | FALSE | FALSE | 0 | 0 | 0 | n/a | n/a | n/a | n/a | n/a | 0 | 0 | 100% | 100% | 0 | 0 | 0 | 0 | 0 | 0 | 0 | 0 | 0 | 0 | 0 | 0 | 0 | 0 | 0 | 0 | 0 | 0 | 0 | 0 | 0 | 0
| 0 | 0 | 0 | 0 | 0 | 0 | 0 | 0 | 0 | 0 | 0 | 0 | 0 | 0 | 0 | 0 | 0 | 0 | FALSE | FALSE | FALSE | FALSE | 0 | 0 | 0 | n/a | n/a | n/a | n/a | n/a | 0 | 0 | 100% | 100% | 0 | 0 | 0 | 0 | 0 | 0 | 0 | 0 | 0 | 0 | 0 | 0 | 0 | 0 | 0 | 0 | 0 | 0 | 0 | 0 | 0 | 0
| 0 | 0 | 0 | 0 | 0 | 0 | 0 | 0 | 0 | 0 | 0 | 0 | 0 | 0 | 0 | 0 | 0 | 0 | FALSE | FALSE | FALSE | FALSE | 0 | 0 | 0 | n/a | n/a | n/a | n/a | n/a | 0 | 0 | 100% | 100% | 0 | 0 | 0 | 0 | 0 | 0 | 0 | 0 | 0 | 0 | 0 | 0 | 0 | 0 | 0 | 0 | 0 | 0 | 0 | 0 | 0 | 0
| 0 | 0 | 0 | 0 | 0 | 0 | 0 | 0 | 0 | 0 | 0 | 0 | 0 | 0 | 0 | 0 | 0 | 0 | FALSE | FALSE | FALSE | FALSE | 0 | 0 | 0 | n/a | n/a | n/a | n/a | n/a | 0 | 0 | 100% | 100% | 0 | 0 | 0 | 0 | 0 | 0 | 0 | 0 | 0 | 0 | 0 | 0 | 0 | 0 | 0 | 0 | 0 | 0 | 0 | 0 | 0 | 0
| 0 | 0 | 0 | 0 | 0 | 0 | 0 | 0 | 0 | 0 | 0 | 0 | 0 | 0 | 0 | 0 | 0 | 0 | FALSE | FALSE | FALSE | FALSE | 0 | 0 | 0 | n/a | n/a | n/a | n/a | n/a | 0 | 0 | 100% | 100% | 0 | 0 | 0 | 0 | 0 | 0 | 0 | 0 | 0 | 0 | 0 | 0 | 0 | 0 | 0 | 0 | 0 | 0 | 0 | 0 | 0 | 0
| 0 | 0 | 0 | 0 | 0 | 0 | 0 | 0 | 0 | 0 | 0 | 0 | 0 | 0 | 0 | 0 | 0 | 0 | FALSE | FALSE | FALSE | FALSE | 0 | 0 | 0 | n/a | n/a | n/a | n/a | n/a | 0 | 0 | 100% | 100% | 0 | 0 | 0 | 0 | 0 | 0 | 0 | 0 | 0 | 0 | 0 | 0 | 0 | 0 | 0 | 0 | 0 | 0 | 0 | 0 | 0 | 0
| 0 | 0 | 0 | 0 | 0 | 0 | 0 | 0 | 0 | 0 | 0 | 0 | 0 | 0 | 0 | 0 | 0 | 0 | FALSE | FALSE | FALSE | FALSE | 0 | 0 | 0 | n/a | n/a | n/a | n/a | n/a | 0 | 0 | 100% | 100% | 0 | 0 | 0 | 0 | 0 | 0 | 0 | 0 | 0 | 0 | 0 | 0 | 0 | 0 | 0 | 0 | 0 | 0 | 0 | 0 | 0 | 0
| 0 | 0 | 0 | 0 | 0 | 0 | 0 | 0 | 0 | 0 | 0 | 0 | 0 | 0 | 0 | 0 | 0 | 0 | FALSE | FALSE | FALSE | FALSE | 0 | 0 | 0 | n/a | n/a | n/a | n/a | n/a | 0 | 0 | 100% | 100% | 0 | 0 | 0 | 0 | 0 | 0 | 0 | 0 | 0 | 0 | 0 | 0 | 0 | 0 | 0 | 0 | 0 | 0 | 0 | 0 | 0 | 0
| 0 | 0 | 0 | 0 | 0 | 0 | 0 | 0 | 0 | 0 | 0 | 0 | 0 | 0 | 0 | 0 | 0 | 0 | FALSE | FALSE | FALSE | FALSE | 0 | 0 | 0 | n/a | n/a | n/a | n/a | n/a | 0 | 0 | 100% | 100% | 0 | 0 | 0 | 0 | 0 | 0 | 0 | 0 | 0 | 0 | 0 | 0 | 0 | 0 | 0 | 0 | 0 | 0 | 0 | 0 | 0 | 0
| 0 | 0 | 0 | 0 | 0 | 0 | 0 | 0 | 0 | 0 | 0 | 0 | 0 | 0 | 0 | 0 | 0 | 0 | FALSE | FALSE | FALSE | FALSE | 0 | 0 | 0 | n/a | n/a | n/a | n/a | n/a | 0 | 0 | 100% | 100% | 0 | 0 | 0 | 0 | 0 | 0 | 0 | 0 | 0 | 0 | 0 | 0 | 0 | 0 | 0 | 0 | 0 | 0 | 0 | 0 | 0 | 0
| 0 | 0 | 0 | 0 | 0 | 0 | 0 | 0 | 0 | 0 | 0 | 0 | 0 | 0 | 0 | 0 | 0 | 0 | FALSE | FALSE | FALSE | FALSE | 0 | 0 | 0 | n/a | n/a | n/a | n/a | n/a | 0 | 0 | 100% | 100% | 0 | 0 | 0 | 0 | 0 | 0 | 0 | 0 | 0 | 0 | 0 | 0 | 0 | 0 | 0 | 0 | 0 | 0 | 0 | 0 | 0 | 0
| 0 | 0 | 0 | 0 | 0 | 0 | 0 | 0 | 0 | 0 | 0 | 0 | 0 | 0 | 0 | 0 | 0 | 0 | FALSE | FALSE | FALSE | FALSE | 0 | 0 | 0 | n/a | n/a | n/a | n/a | n/a | 0 | 0 | 100% | 100% | 0 | 0 | 0 | 0 | 0 | 0 | 0 | 0 | 0 | 0 | 0 | 0 | 0 | 0 | 0 | 0 | 0 | 0 | 0 | 0 | 0 | 0
| 0 | 0 | 0 | 0 | 0 | 0 | 0 | 0 | 0 | 0 | 0 | 0 | 0 | 0 | 0 | 0 | 0 | 0 | FALSE | FALSE | FALSE | FALSE | 0 | 0 | 0 | n/a | n/a | n/a | n/a | n/a | 0 | 0 | 100% | 100% | 0 | 0 | 0 | 0 | 0 | 0 | 0 | 0 | 0 | 0 | 0 | 0 | 0 | 0 | 0 | 0 | 0 | 0 | 0 | 0 | 0 | 0
| 0 | 0 | 0 | 0 | 0 | 0 | 0 | 0 | 0 | 0 | 0 | 0 | 0 | 0 | 0 | 0 | 0 | 0 | FALSE | FALSE | FALSE | FALSE | 0 | 0 | 0 | n/a | n/a | n/a | n/a | n/a | 0 | 0 | 100% | 100% | 0 | 0 | 0 | 0 | 0 | 0 | 0 | 0 | 0 | 0 | 0 | 0 | 0 | 0 | 0 | 0 | 0 | 0 | 0 | 0 | 0 | 0
| 0 | 0 | 0 | 0 | 0 | 0 | 0 | 0 | 0 | 0 | 0 | 0 | 0 | 0 | 0 | 0 | 0 | 0 | FALSE | FALSE | FALSE | FALSE | 0 | 0 | 0 | n/a | n/a | n/a | n/a | n/a | 0 | 0 | 100% | 100% | 0 | 0 | 0 | 0 | 0 | 0 | 0 | 0 | 0 | 0 | 0 | 0 | 0 | 0 | 0 | 0 | 0 | 0 | 0 | 0 | 0 | 0
| 0 | 0 | 0 | 0 | 0 | 0 | 0 | 0 | 0 | 0 | 0 | 0 | 0 | 0 | 0 | 0 | 0 | 0 | FALSE | FALSE | FALSE | FALSE | 0 | 0 | 0 | n/a | n/a | n/a | n/a | n/a | 0 | 0 | 100% | 100% | 0 | 0 | 0 | 0 | 0 | 0 | 0 | 0 | 0 | 0 | 0 | 0 | 0 | 0 | 0 | 0 | 0 | 0 | 0 | 0 | 0 | 0
| 0 | 0 | 0 | 0 | 0 | 0 | 0 | 0 | 0 | 0 | 0 | 0 | 0 | 0 | 0 | 0 | 0 | 0 | FALSE | FALSE | FALSE | FALSE | 0 | 0 | 0 | n/a | n/a | n/a | n/a | n/a | 0 | 0 | 100% | 100% | 0 | 0 | 0 | 0 | 0 | 0 | 0 | 0 | 0 | 0 | 0 | 0 | 0 | 0 | 0 | 0 | 0 | 0 | 0 | 0 | 0 | 0
| 0 | 0 | 0 | 0 | 0 | 0 | 0 | 0 | 0 | 0 | 0 | 0 | 0 | 0 | 0 | 0 | 0 | 0 | FALSE | FALSE | FALSE | FALSE | 0 | 0 | 0 | n/a | n/a | n/a | n/a | n/a | 0 | 0 | 100% | 100% | 0 | 0 | 0 | 0 | 0 | 0 | 0 | 0 | 0 | 0 | 0 | 0 | 0 | 0 | 0 | 0 | 0 | 0 | 0 | 0 | 0 | 0
| 0 | 0 | 0 | 0 | 0 | 0 | 0 | 0 | 0 | 0 | 0 | 0 | 0 | 0 | 0 | 0 | 0 | 0 | FALSE | FALSE | FALSE | FALSE | 0 | 0 | 0 | n/a | n/a | n/a | n/a | n/a | 0 | 0 | 100% | 100% | 0 | 0 | 0 | 0 | 0 | 0 | 0 | 0 | 0 | 0 | 0 | 0 | 0 | 0 | 0 | 0 | 0 | 0 | 0 | 0 | 0 | 0
| 0 | 0 | 0 | 0 | 0 | 0 | 0 | 0 | 0 | 0 | 0 | 0 | 0 | 0 | 0 | 0 | 0 | 0 | FALSE | FALSE | FALSE | FALSE | 0 | 0 | 0 | n/a | n/a | n/a | n/a | n/a | 0 | 0 | 100% | 100% | 0 | 0 | 0 | 0 | 0 | 0 | 0 | 0 | 0 | 0 | 0 | 0 | 0 | 0 | 0 | 0 | 0 | 0 | 0 | 0 | 0 | 0
| 0 | 0 | 0 | 0 | 0 | 0 | 0 | 0 | 0 | 0 | 0 | 0 | 0 | 0 | 0 | 0 | 0 | 0 | FALSE | FALSE | FALSE | FALSE | 0 | 0 | 0 | n/a | n/a | n/a | n/a | n/a | 0 | 0 | 100% | 100% | 0 | 0 | 0 | 0 | 0 | 0 | 0 | 0 | 0 | 0 | 0 | 0 | 0 | 0 | 0 | 0 | 0 | 0 | 0 | 0 | 0 | 0
| 0 | 0 | 0 | 0 | 0 | 0 | 0 | 0 | 0 | 0 | 0 | 0 | 0 | 0 | 0 | 0 | 0 | 0 | FALSE | FALSE | FALSE | FALSE | 0 | 0 | 0 | n/a | n/a | n/a | n/a | n/a | 0 | 0 | 100% | 100% | 0 | 0 | 0 | 0 | 0 | 0 | 0 | 0 | 0 | 0 | 0 | 0 | 0 | 0 | 0 | 0 | 0 | 0 | 0 | 0 | 0 | 0
| 0 | 0 | 0 | 0 | 0 | 0 | 0 | 0 | 0 | 0 | 0 | 0 | 0 | 0 | 0 | 0 | 0 | 0 | FALSE | FALSE | FALSE | FALSE | 0 | 0 | 0 | n/a | n/a | n/a | n/a | n/a | 0 | 0 | 100% | 100% | 0 | 0 | 0 | 0 | 0 | 0 | 0 | 0 | 0 | 0 | 0 | 0 | 0 | 0 | 0 | 0 | 0 | 0 | 0 | 0 | 0 | 0
| 0 | 0 | 0 | 0 | 0 | 0 | 0 | 0 | 0 | 0 | 0 | 0 | 0 | 0 | 0 | 0 | 0 | 0 | FALSE | FALSE | FALSE | FALSE | 0 | 0 | 0 | n/a | n/a | n/a | n/a | n/a | 0 | 0 | 100% | 100% | 0 | 0 | 0 | 0 | 0 | 0 | 0 | 0 | 0 | 0 | 0 | 0 | 0 | 0 | 0 | 0 | 0 | 0 | 0 | 0 | 0 | 0
| 0 | 0 | 0 | 0 | 0 | 0 | 0 | 0 | 0 | 0 | 0 | 0 | 0 | 0 | 0 | 0 | 0 | 0 | FALSE | FALSE | FALSE | FALSE | 0 | 0 | 0 | n/a | n/a | n/a | n/a | n/a | 0 | 0 | 100% | 100% | 0 | 0 | 0 | 0 | 0 | 0 | 0 | 0 | 0 | 0 | 0 | 0 | 0 | 0 | 0 | 0 | 0 | 0 | 0 | 0 | 0 | 0
| 0 | 0 | 0 | 0 | 0 | 0 | 0 | 0 | 0 | 0 | 0 | 0 | 0 | 0 | 0 | 0 | 0 | 0 | FALSE | FALSE | FALSE | FALSE | 0 | 0 | 0 | n/a | n/a | n/a | n/a | n/a | 0 | 0 | 100% | 100% | 0 | 0 | 0 | 0 | 0 | 0 | 0 | 0 | 0 | 0 | 0 | 0 | 0 | 0 | 0 | 0 | 0 | 0 | 0 | 0 | 0 | 0
| 0 | 0 | 0 | 0 | 0 | 0 | 0 | 0 | 0 | 0 | 0 | 0 | 0 | 0 | 0 | 0 | 0 | 0 | FALSE | FALSE | FALSE | FALSE | 0 | 0 | 0 | n/a | n/a | n/a | n/a | n/a | 0 | 0 | 100% | 100% | 0 | 0 | 0 | 0 | 0 | 0 | 0 | 0 | 0 | 0 | 0 | 0 | 0 | 0 | 0 | 0 | 0 | 0 | 0 | 0 | 0 | 0
| 0 | 0 | 0 | 0 | 0 | 0 | 0 | 0 | 0 | 0 | 0 | 0 | 0 | 0 | 0 | 0 | 0 | 0 | FALSE | FALSE | FALSE | FALSE | 0 | 0 | 0 | n/a | n/a | n/a | n/a | n/a | 0 | 0 | 100% | 100% | 0 | 0 | 0 | 0 | 0 | 0 | 0 | 0 | 0 | 0 | 0 | 0 | 0 | 0 | 0 | 0 | 0 | 0 | 0 | 0 | 0 | 0
| 0 | 0 | 0 | 0 | 0 | 0 | 0 | 0 | 0 | 0 | 0 | 0 | 0 | 0 | 0 | 0 | 0 | 0 | FALSE | FALSE | FALSE | FALSE | 0 | 0 | 0 | n/a | n/a | n/a | n/a | n/a | 0 | 0 | 100% | 100% | 0 | 0 | 0 | 0 | 0 | 0 | 0 | 0 | 0 | 0 | 0 | 0 | 0 | 0 | 0 | 0 | 0 | 0 | 0 | 0 | 0 | 0
| 0 | 0 | 0 | 0 | 0 | 0 | 0 | 0 | 0 | 0 | 0 | 0 | 0 | 0 | 0 | 0 | 0 | 0 | FALSE | FALSE | FALSE | FALSE | 0 | 0 | 0 | n/a | n/a | n/a | n/a | n/a | 0 | 0 | 100% | 100% | 0 | 0 | 0 | 0 | 0 | 0 | 0 | 0 | 0 | 0 | 0 | 0 | 0 | 0 | 0 | 0 | 0 | 0 | 0 | 0 | 0 | 0
| 0 | 0 | 0 | 0 | 0 | 0 | 0 | 0 | 0 | 0 | 0 | 0 | 0 | 0 | 0 | 0 | 0 | 0 | FALSE | FALSE | FALSE | FALSE | 0 | 0 | 0 | n/a | n/a | n/a | n/a | n/a | 0 | 0 | 100% | 100% | 0 | 0 | 0 | 0 | 0 | 0 | 0 | 0 | 0 | 0 | 0 | 0 | 0 | 0 | 0 | 0 | 0 | 0 | 0 | 0 | 0 | 0
| 0 | 0 | 0 | 0 | 0 | 0 | 0 | 0 | 0 | 0 | 0 | 0 | 0 | 0 | 0 | 0 | 0 | 0 | FALSE | FALSE | FALSE | FALSE | 0 | 0 | 0 | n/a | n/a | n/a | n/a | n/a | 0 | 0 | 100% | 100% | 0 | 0 | 0 | 0 | 0 | 0 | 0 | 0 | 0 | 0 | 0 | 0 | 0 | 0 | 0 | 0 | 0 | 0 | 0 | 0 | 0 | 0
| 0 | 0 | 0 | 0 | 0 | 0 | 0 | 0 | 0 | 0 | 0 | 0 | 0 | 0 | 0 | 0 | 0 | 0 | FALSE | FALSE | FALSE | FALSE | 0 | 0 | 0 | n/a | n/a | n/a | n/a | n/a | 0 | 0 | 100% | 100% | 0 | 0 | 0 | 0 | 0 | 0 | 0 | 0 | 0 | 0 | 0 | 0 | 0 | 0 | 0 | 0 | 0 | 0 | 0 | 0 | 0 | 0
| 0 | 0 | 0 | 0 | 0 | 0 | 0 | 0 | 0 | 0 | 0 | 0 | 0 | 0 | 0 | 0 | 0 | 0 | FALSE | FALSE | FALSE | FALSE | 0 | 0 | 0 | n/a | n/a | n/a | n/a | n/a | 0 | 0 | 100% | 100% | 0 | 0 | 0 | 0 | 0 | 0 | 0 | 0 | 0 | 0 | 0 | 0 | 0 | 0 | 0 | 0 | 0 | 0 | 0 | 0 | 0 | 0
| 0 | 0 | 0 | 0 | 0 | 0 | 0 | 0 | 0 | 0 | 0 | 0 | 0 | 0 | 0 | 0 | 0 | 0 | FALSE | FALSE | FALSE | FALSE | 0 | 0 | 0 | n/a | n/a | n/a | n/a | n/a | 0 | 0 | 100% | 100% | 0 | 0 | 0 | 0 | 0 | 0 | 0 | 0 | 0 | 0 | 0 | 0 | 0 | 0 | 0 | 0 | 0 | 0 | 0 | 0 | 0 | 0
| 0 | 0 | 0 | 0 | 0 | 0 | 0 | 0 | 0 | 0 | 0 | 0 | 0 | 0 | 0 | 0 | 0 | 0 | FALSE | FALSE | FALSE | FALSE | 0 | 0 | 0 | n/a | n/a | n/a | n/a | n/a | 0 | 0 | 100% | 100% | 0 | 0 | 0 | 0 | 0 | 0 | 0 | 0 | 0 | 0 | 0 | 0 | 0 | 0 | 0 | 0 | 0 | 0 | 0 | 0 | 0 | 0
| 0 | 0 | 0 | 0 | 0 | 0 | 0 | 0 | 0 | 0 | 0 | 0 | 0 | 0 | 0 | 0 | 0 | 0 | FALSE | FALSE | FALSE | FALSE | 0 | 0 | 0 | n/a | n/a | n/a | n/a | n/a | 0 | 0 | 100% | 100% | 0 | 0 | 0 | 0 | 0 | 0 | 0 | 0 | 0 | 0 | 0 | 0 | 0 | 0 | 0 | 0 | 0 | 0 | 0 | 0 | 0 | 0
| 0 | 0 | 0 | 0 | 0 | 0 | 0 | 0 | 0 | 0 | 0 | 0 | 0 | 0 | 0 | 0 | 0 | 0 | FALSE | FALSE | FALSE | FALSE | 0 | 0 | 0 | n/a | n/a | n/a | n/a | n/a | 0 | 0 | 100% | 100% | 0 | 0 | 0 | 0 | 0 | 0 | 0 | 0 | 0 | 0 | 0 | 0 | 0 | 0 | 0 | 0 | 0 | 0 | 0 | 0 | 0 | 0
| 0 | 0 | 0 | 0 | 0 | 0 | 0 | 0 | 0 | 0 | 0 | 0 | 0 | 0 | 0 | 0 | 0 | 0 | FALSE | FALSE | FALSE | FALSE | 0 | 0 | 0 | n/a | n/a | n/a | n/a | n/a | 0 | 0 | 100% | 100% | 0 | 0 | 0 | 0 | 0 | 0 | 0 | 0 | 0 | 0 | 0 | 0 | 0 | 0 | 0 | 0 | 0 | 0 | 0 | 0 | 0 | 0
| 0 | 0 | 0 | 0 | 0 | 0 | 0 | 0 | 0 | 0 | 0 | 0 | 0 | 0 | 0 | 0 | 0 | 0 | FALSE | FALSE | FALSE | FALSE | 0 | 0 | 0 | n/a | n/a | n/a | n/a | n/a | 0 | 0 | 100% | 100% | 0 | 0 | 0 | 0 | 0 | 0 | 0 | 0 | 0 | 0 | 0 | 0 | 0 | 0 | 0 | 0 | 0 | 0 | 0 | 0 | 0 | 0
| 0 | 0 | 0 | 0 | 0 | 0 | 0 | 0 | 0 | 0 | 0 | 0 | 0 | 0 | 0 | 0 | 0 | 0 | FALSE | FALSE | FALSE | FALSE | 0 | 0 | 0 | n/a | n/a | n/a | n/a | n/a | 0 | 0 | 100% | 100% | 0 | 0 | 0 | 0 | 0 | 0 | 0 | 0 | 0 | 0 | 0 | 0 | 0 | 0 | 0 | 0 | 0 | 0 | 0 | 0 | 0 | 0
| 0 | 0 | 0 | 0 | 0 | 0 | 0 | 0 | 0 | 0 | 0 | 0 | 0 | 0 | 0 | 0 | 0 | 0 | FALSE | FALSE | FALSE | FALSE | 0 | 0 | 0 | n/a | n/a | n/a | n/a | n/a | 0 | 0 | 100% | 100% | 0 | 0 | 0 | 0 | 0 | 0 | 0 | 0 | 0 | 0 | 0 | 0 | 0 | 0 | 0 | 0 | 0 | 0 | 0 | 0 | 0 | 0
| 0 | 0 | 0 | 0 | 0 | 0 | 0 | 0 | 0 | 0 | 0 | 0 | 0 | 0 | 0 | 0 | 0 | 0 | FALSE | FALSE | FALSE | FALSE | 0 | 0 | 0 | n/a | n/a | n/a | n/a | n/a | 0 | 0 | 100% | 100% | 0 | 0 | 0 | 0 | 0 | 0 | 0 | 0 | 0 | 0 | 0 | 0 | 0 | 0 | 0 | 0 | 0 | 0 | 0 | 0 | 0 | 0
| 0 | 0 | 0 | 0 | 0 | 0 | 0 | 0 | 0 | 0 | 0 | 0 | 0 | 0 | 0 | 0 | 0 | 0 | FALSE | FALSE | FALSE | FALSE | 0 | 0 | 0 | n/a | n/a | n/a | n/a | n/a | 0 | 0 | 100% | 100% | 0 | 0 | 0 | 0 | 0 | 0 | 0 | 0 | 0 | 0 | 0 | 0 | 0 | 0 | 0 | 0 | 0 | 0 | 0 | 0 | 0 | 0
| 0 | 0 | 0 | 0 | 0 | 0 | 0 | 0 | 0 | 0 | 0 | 0 | 0 | 0 | 0 | 0 | 0 | 0 | FALSE | FALSE | FALSE | FALSE | 0 | 0 | 0 | n/a | n/a | n/a | n/a | n/a | 0 | 0 | 100% | 100% | 0 | 0 | 0 | 0 | 0 | 0 | 0 | 0 | 0 | 0 | 0 | 0 | 0 | 0 | 0 | 0 | 0 | 0 | 0 | 0 | 0 | 0
| 0 | 0 | 0 | 0 | 0 | 0 | 0 | 0 | 0 | 0 | 0 | 0 | 0 | 0 | 0 | 0 | 0 | 0 | FALSE | FALSE | FALSE | FALSE | 0 | 0 | 0 | n/a | n/a | n/a | n/a | n/a | 0 | 0 | 100% | 100% | 0 | 0 | 0 | 0 | 0 | 0 | 0 | 0 | 0 | 0 | 0 | 0 | 0 | 0 | 0 | 0 | 0 | 0 | 0 | 0 | 0 | 0
| 0 | 0 | 0 | 0 | 0 | 0 | 0 | 0 | 0 | 0 | 0 | 0 | 0 | 0 | 0 | 0 | 0 | 0 | FALSE | FALSE | FALSE | FALSE | 0 | 0 | 0 | n/a | n/a | n/a | n/a | n/a | 0 | 0 | 100% | 100% | 0 | 0 | 0 | 0 | 0 | 0 | 0 | 0 | 0 | 0 | 0 | 0 | 0 | 0 | 0 | 0 | 0 | 0 | 0 | 0 | 0 | 0
| 0 | 0 | 0 | 0 | 0 | 0 | 0 | 0 | 0 | 0 | 0 | 0 | 0 | 0 | 0 | 0 | 0 | 0 | FALSE | FALSE | FALSE | FALSE | 0 | 0 | 0 | n/a | n/a | n/a | n/a | n/a | 0 | 0 | 100% | 100% | 0 | 0 | 0 | 0 | 0 | 0 | 0 | 0 | 0 | 0 | 0 | 0 | 0 | 0 | 0 | 0 | 0 | 0 | 0 | 0 | 0 | 0
| 0 | 0 | 0 | 0 | 0 | 0 | 0 | 0 | 0 | 0 | 0 | 0 | 0 | 0 | 0 | 0 | 0 | 0 | FALSE | FALSE | FALSE | FALSE | 0 | 0 | 0 | n/a | n/a | n/a | n/a | n/a | 0 | 0 | 100% | 100% | 0 | 0 | 0 | 0 | 0 | 0 | 0 | 0 | 0 | 0 | 0 | 0 | 0 | 0 | 0 | 0 | 0 | 0 | 0 | 0 | 0 | 0
| 0 | 0 | 0 | 0 | 0 | 0 | 0 | 0 | 0 | 0 | 0 | 0 | 0 | 0 | 0 | 0 | 0 | 0 | FALSE | FALSE | FALSE | FALSE | 0 | 0 | 0 | n/a | n/a | n/a | n/a | n/a | 0 | 0 | 100% | 100% | 0 | 0 | 0 | 0 | 0 | 0 | 0 | 0 | 0 | 0 | 0 | 0 | 0 | 0 | 0 | 0 | 0 | 0 | 0 | 0 | 0 | 0
| 0 | 0 | 0 | 0 | 0 | 0 | 0 | 0 | 0 | 0 | 0 | 0 | 0 | 0 | 0 | 0 | 0 | 0 | FALSE | FALSE | FALSE | FALSE | 0 | 0 | 0 | n/a | n/a | n/a | n/a | n/a | 0 | 0 | 100% | 100% | 0 | 0 | 0 | 0 | 0 | 0 | 0 | 0 | 0 | 0 | 0 | 0 | 0 | 0 | 0 | 0 | 0 | 0 | 0 | 0 | 0 | 0
| 0 | 0 | 0 | 0 | 0 | 0 | 0 | 0 | 0 | 0 | 0 | 0 | 0 | 0 | 0 | 0 | 0 | 0 | FALSE | FALSE | FALSE | FALSE | 0 | 0 | 0 | n/a | n/a | n/a | n/a | n/a | 0 | 0 | 100% | 100% | 0 | 0 | 0 | 0 | 0 | 0 | 0 | 0 | 0 | 0 | 0 | 0 | 0 | 0 | 0 | 0 | 0 | 0 | 0 | 0 | 0 | 0
| 0 | 0 | 0 | 0 | 0 | 0 | 0 | 0 | 0 | 0 | 0 | 0 | 0 | 0 | 0 | 0 | 0 | 0 | FALSE | FALSE | FALSE | FALSE | 0 | 0 | 0 | n/a | n/a | n/a | n/a | n/a | 0 | 0 | 100% | 100% | 0 | 0 | 0 | 0 | 0 | 0 | 0 | 0 | 0 | 0 | 0 | 0 | 0 | 0 | 0 | 0 | 0 | 0 | 0 | 0 | 0 | 0
| 0 | 0 | 0 | 0 | 0 | 0 | 0 | 0 | 0 | 0 | 0 | 0 | 0 | 0 | 0 | 0 | 0 | 0 | FALSE | FALSE | FALSE | FALSE | 0 | 0 | 0 | n/a | n/a | n/a | n/a | n/a | 0 | 0 | 100% | 100% | 0 | 0 | 0 | 0 | 0 | 0 | 0 | 0 | 0 | 0 | 0 | 0 | 0 | 0 | 0 | 0 | 0 | 0 | 0 | 0 | 0 | 0
| 0 | 0 | 0 | 0 | 0 | 0 | 0 | 0 | 0 | 0 | 0 | 0 | 0 | 0 | 0 | 0 | 0 | 0 | FALSE | FALSE | FALSE | FALSE | 0 | 0 | 0 | n/a | n/a | n/a | n/a | n/a | 0 | 0 | 100% | 100% | 0 | 0 | 0 | 0 | 0 | 0 | 0 | 0 | 0 | 0 | 0 | 0 | 0 | 0 | 0 | 0 | 0 | 0 | 0 | 0 | 0 | 0
| 0 | 0 | 0 | 0 | 0 | 0 | 0 | 0 | 0 | 0 | 0 | 0 | 0 | 0 | 0 | 0 | 0 | 0 | FALSE | FALSE | FALSE | FALSE | 0 | 0 | 0 | n/a | n/a | n/a | n/a | n/a | 0 | 0 | 100% | 100% | 0 | 0 | 0 | 0 | 0 | 0 | 0 | 0 | 0 | 0 | 0 | 0 | 0 | 0 | 0 | 0 | 0 | 0 | 0 | 0 | 0 | 0
| 0 | 0 | 0 | 0 | 0 | 0 | 0 | 0 | 0 | 0 | 0 | 0 | 0 | 0 | 0 | 0 | 0 | 0 | FALSE | FALSE | FALSE | FALSE | 0 | 0 | 0 | n/a | n/a | n/a | n/a | n/a | 0 | 0 | 100% | 100% | 0 | 0 | 0 | 0 | 0 | 0 | 0 | 0 | 0 | 0 | 0 | 0 | 0 | 0 | 0 | 0 | 0 | 0 | 0 | 0 | 0 | 0
| 0 | 0 | 0 | 0 | 0 | 0 | 0 | 0 | 0 | 0 | 0 | 0 | 0 | 0 | 0 | 0 | 0 | 0 | FALSE | FALSE | FALSE | FALSE | 0 | 0 | 0 | n/a | n/a | n/a | n/a | n/a | 0 | 0 | 100% | 100% | 0 | 0 | 0 | 0 | 0 | 0 | 0 | 0 | 0 | 0 | 0 | 0 | 0 | 0 | 0 | 0 | 0 | 0 | 0 | 0 | 0 | 0
| 0 | 0 | 0 | 0 | 0 | 0 | 0 | 0 | 0 | 0 | 0 | 0 | 0 | 0 | 0 | 0 | 0 | 0 | FALSE | FALSE | FALSE | FALSE | 0 | 0 | 0 | n/a | n/a | n/a | n/a | n/a | 0 | 0 | 100% | 100% | 0 | 0 | 0 | 0 | 0 | 0 | 0 | 0 | 0 | 0 | 0 | 0 | 0 | 0 | 0 | 0 | 0 | 0 | 0 | 0 | 0 | 0
| 0 | 0 | 0 | 0 | 0 | 0 | 0 | 0 | 0 | 0 | 0 | 0 | 0 | 0 | 0 | 0 | 0 | 0 | FALSE | FALSE | FALSE | FALSE | 0 | 0 | 0 | n/a | n/a | n/a | n/a | n/a | 0 | 0 | 100% | 100% | 0 | 0 | 0 | 0 | 0 | 0 | 0 | 0 | 0 | 0 | 0 | 0 | 0 | 0 | 0 | 0 | 0 | 0 | 0 | 0 | 0 | 0
| 0 | 0 | 0 | 0 | 0 | 0 | 0 | 0 | 0 | 0 | 0 | 0 | 0 | 0 | 0 | 0 | 0 | 0 | FALSE | FALSE | FALSE | FALSE | 0 | 0 | 0 | n/a | n/a | n/a | n/a | n/a | 0 | 0 | 100% | 100% | 0 | 0 | 0 | 0 | 0 | 0 | 0 | 0 | 0 | 0 | 0 | 0 | 0 | 0 | 0 | 0 | 0 | 0 | 0 | 0 | 0 | 0
| 0 | 0 | 0 | 0 | 0 | 0 | 0 | 0 | 0 | 0 | 0 | 0 | 0 | 0 | 0 | 0 | 0 | 0 | FALSE | FALSE | FALSE | FALSE | 0 | 0 | 0 | n/a | n/a | n/a | n/a | n/a | 0 | 0 | 100% | 100% | 0 | 0 | 0 | 0 | 0 | 0 | 0 | 0 | 0 | 0 | 0 | 0 | 0 | 0 | 0 | 0 | 0 | 0 | 0 | 0 | 0 | 0
| 0 | 0 | 0 | 0 | 0 | 0 | 0 | 0 | 0 | 0 | 0 | 0 | 0 | 0 | 0 | 0 | 0 | 0 | FALSE | FALSE | FALSE | FALSE | 0 | 0 | 0 | n/a | n/a | n/a | n/a | n/a | 0 | 0 | 100% | 100% | 0 | 0 | 0 | 0 | 0 | 0 | 0 | 0 | 0 | 0 | 0 | 0 | 0 | 0 | 0 | 0 | 0 | 0 | 0 | 0 | 0 | 0
| 0 | 0 | 0 | 0 | 0 | 0 | 0 | 0 | 0 | 0 | 0 | 0 | 0 | 0 | 0 | 0 | 0 | 0 | FALSE | FALSE | FALSE | FALSE | 0 | 0 | 0 | n/a | n/a | n/a | n/a | n/a | 0 | 0 | 100% | 100% | 0 | 0 | 0 | 0 | 0 | 0 | 0 | 0 | 0 | 0 | 0 | 0 | 0 | 0 | 0 | 0 | 0 | 0 | 0 | 0 | 0 | 0
| 0 | 0 | 0 | 0 | 0 | 0 | 0 | 0 | 0 | 0 | 0 | 0 | 0 | 0 | 0 | 0 | 0 | 0 | FALSE | FALSE | FALSE | FALSE | 0 | 0 | 0 | n/a | n/a | n/a | n/a | n/a | 0 | 0 | 100% | 100% | 0 | 0 | 0 | 0 | 0 | 0 | 0 | 0 | 0 | 0 | 0 | 0 | 0 | 0 | 0 | 0 | 0 | 0 | 0 | 0 | 0 | 0
| 0 | 0 | 0 | 0 | 0 | 0 | 0 | 0 | 0 | 0 | 0 | 0 | 0 | 0 | 0 | 0 | 0 | 0 | FALSE | FALSE | FALSE | FALSE | 0 | 0 | 0 | n/a | n/a | n/a | n/a | n/a | 0 | 0 | 100% | 100% | 0 | 0 | 0 | 0 | 0 | 0 | 0 | 0 | 0 | 0 | 0 | 0 | 0 | 0 | 0 | 0 | 0 | 0 | 0 | 0 | 0 | 0
| 0 | 0 | 0 | 0 | 0 | 0 | 0 | 0 | 0 | 0 | 0 | 0 | 0 | 0 | 0 | 0 | 0 | 0 | FALSE | FALSE | FALSE | FALSE | 0 | 0 | 0 | n/a | n/a | n/a | n/a | n/a | 0 | 0 | 100% | 100% | 0 | 0 | 0 | 0 | 0 | 0 | 0 | 0 | 0 | 0 | 0 | 0 | 0 | 0 | 0 | 0 | 0 | 0 | 0 | 0 | 0 | 0
| 0 | 0 | 0 | 0 | 0 | 0 | 0 | 0 | 0 | 0 | 0 | 0 | 0 | 0 | 0 | 0 | 0 | 0 | FALSE | FALSE | FALSE | FALSE | 0 | 0 | 0 | n/a | n/a | n/a | n/a | n/a | 0 | 0 | 100% | 100% | 0 | 0 | 0 | 0 | 0 | 0 | 0 | 0 | 0 | 0 | 0 | 0 | 0 | 0 | 0 | 0 | 0 | 0 | 0 | 0 | 0 | 0
| 0 | 0 | 0 | 0 | 0 | 0 | 0 | 0 | 0 | 0 | 0 | 0 | 0 | 0 | 0 | 0 | 0 | 0 | FALSE | FALSE | FALSE | FALSE | 0 | 0 | 0 | n/a | n/a | n/a | n/a | n/a | 0 | 0 | 100% | 100% | 0 | 0 | 0 | 0 | 0 | 0 | 0 | 0 | 0 | 0 | 0 | 0 | 0 | 0 | 0 | 0 | 0 | 0 | 0 | 0 | 0 | 0
| 0 | 0 | 0 | 0 | 0 | 0 | 0 | 0 | 0 | 0 | 0 | 0 | 0 | 0 | 0 | 0 | 0 | 0 | FALSE | FALSE | FALSE | FALSE | 0 | 0 | 0 | n/a | n/a | n/a | n/a | n/a | 0 | 0 | 100% | 100% | 0 | 0 | 0 | 0 | 0 | 0 | 0 | 0 | 0 | 0 | 0 | 0 | 0 | 0 | 0 | 0 | 0 | 0 | 0 | 0 | 0 | 0
| 0 | 0 | 0 | 0 | 0 | 0 | 0 | 0 | 0 | 0 | 0 | 0 | 0 | 0 | 0 | 0 | 0 | 0 | FALSE | FALSE | FALSE | FALSE | 0 | 0 | 0 | n/a | n/a | n/a | n/a | n/a | 0 | 0 | 100% | 100% | 0 | 0 | 0 | 0 | 0 | 0 | 0 | 0 | 0 | 0 | 0 | 0 | 0 | 0 | 0 | 0 | 0 | 0 | 0 | 0 | 0 | 0
| 0 | 0 | 0 | 0 | 0 | 0 | 0 | 0 | 0 | 0 | 0 | 0 | 0 | 0 | 0 | 0 | 0 | 0 | FALSE | FALSE | FALSE | FALSE | 0 | 0 | 0 | n/a | n/a | n/a | n/a | n/a | 0 | 0 | 100% | 100% | 0 | 0 | 0 | 0 | 0 | 0 | 0 | 0 | 0 | 0 | 0 | 0 | 0 | 0 | 0 | 0 | 0 | 0 | 0 | 0 | 0 | 0
| 0 | 0 | 0 | 0 | 0 | 0 | 0 | 0 | 0 | 0 | 0 | 0 | 0 | 0 | 0 | 0 | 0 | 0 | FALSE | FALSE | FALSE | FALSE | 0 | 0 | 0 | n/a | n/a | n/a | n/a | n/a | 0 | 0 | 100% | 100% | 0 | 0 | 0 | 0 | 0 | 0 | 0 | 0 | 0 | 0 | 0 | 0 | 0 | 0 | 0 | 0 | 0 | 0 | 0 | 0 | 0 | 0
| 0 | 0 | 0 | 0 | 0 | 0 | 0 | 0 | 0 | 0 | 0 | 0 | 0 | 0 | 0 | 0 | 0 | 0 | FALSE | FALSE | FALSE | FALSE | 0 | 0 | 0 | n/a | n/a | n/a | n/a | n/a | 0 | 0 | 100% | 100% | 0 | 0 | 0 | 0 | 0 | 0 | 0 | 0 | 0 | 0 | 0 | 0 | 0 | 0 | 0 | 0 | 0 | 0 | 0 | 0 | 0 | 0
| 0 | 0 | 0 | 0 | 0 | 0 | 0 | 0 | 0 | 0 | 0 | 0 | 0 | 0 | 0 | 0 | 0 | 0 | FALSE | FALSE | FALSE | FALSE | 0 | 0 | 0 | n/a | n/a | n/a | n/a | n/a | 0 | 0 | 100% | 100% | 0 | 0 | 0 | 0 | 0 | 0 | 0 | 0 | 0 | 0 | 0 | 0 | 0 | 0 | 0 | 0 | 0 | 0 | 0 | 0 | 0 | 0
| 0 | 0 | 0 | 0 | 0 | 0 | 0 | 0 | 0 | 0 | 0 | 0 | 0 | 0 | 0 | 0 | 0 | 0 | FALSE | FALSE | FALSE | FALSE | 0 | 0 | 0 | n/a | n/a | n/a | n/a | n/a | 0 | 0 | 100% | 100% | 0 | 0 | 0 | 0 | 0 | 0 | 0 | 0 | 0 | 0 | 0 | 0 | 0 | 0 | 0 | 0 | 0 | 0 | 0 | 0 | 0 | 0
| 0 | 0 | 0 | 0 | 0 | 0 | 0 | 0 | 0 | 0 | 0 | 0 | 0 | 0 | 0 | 0 | 0 | 0 | FALSE | FALSE | FALSE | FALSE | 0 | 0 | 0 | n/a | n/a | n/a | n/a | n/a | 0 | 0 | 100% | 100% | 0 | 0 | 0 | 0 | 0 | 0 | 0 | 0 | 0 | 0 | 0 | 0 | 0 | 0 | 0 | 0 | 0 | 0 | 0 | 0 | 0 | 0
| 0 | 0 | 0 | 0 | 0 | 0 | 0 | 0 | 0 | 0 | 0 | 0 | 0 | 0 | 0 | 0 | 0 | 0 | FALSE | FALSE | FALSE | FALSE | 0 | 0 | 0 | n/a | n/a | n/a | n/a | n/a | 0 | 0 | 100% | 100% | 0 | 0 | 0 | 0 | 0 | 0 | 0 | 0 | 0 | 0 | 0 | 0 | 0 | 0 | 0 | 0 | 0 | 0 | 0 | 0 | 0 | 0
| 0 | 0 | 0 | 0 | 0 | 0 | 0 | 0 | 0 | 0 | 0 | 0 | 0 | 0 | 0 | 0 | 0 | 0 | FALSE | FALSE | FALSE | FALSE | 0 | 0 | 0 | n/a | n/a | n/a | n/a | n/a | 0 | 0 | 100% | 100% | 0 | 0 | 0 | 0 | 0 | 0 | 0 | 0 | 0 | 0 | 0 | 0 | 0 | 0 | 0 | 0 | 0 | 0 | 0 | 0 | 0 | 0
| 0 | 0 | 0 | 0 | 0 | 0 | 0 | 0 | 0 | 0 | 0 | 0 | 0 | 0 | 0 | 0 | 0 | 0 | FALSE | FALSE | FALSE | FALSE | 0 | 0 | 0 | n/a | n/a | n/a | n/a | n/a | 0 | 0 | 100% | 100% | 0 | 0 | 0 | 0 | 0 | 0 | 0 | 0 | 0 | 0 | 0 | 0 | 0 | 0 | 0 | 0 | 0 | 0 | 0 | 0 | 0 | 0
| 0 | 0 | 0 | 0 | 0 | 0 | 0 | 0 | 0 | 0 | 0 | 0 | 0 | 0 | 0 | 0 | 0 | 0 | FALSE | FALSE | FALSE | FALSE | 0 | 0 | 0 | n/a | n/a | n/a | n/a | n/a | 0 | 0 | 100% | 100% | 0 | 0 | 0 | 0 | 0 | 0 | 0 | 0 | 0 | 0 | 0 | 0 | 0 | 0 | 0 | 0 | 0 | 0 | 0 | 0 | 0 | 0
| 0 | 0 | 0 | 0 | 0 | 0 | 0 | 0 | 0 | 0 | 0 | 0 | 0 | 0 | 0 | 0 | 0 | 0 | FALSE | FALSE | FALSE | FALSE | 0 | 0 | 0 | n/a | n/a | n/a | n/a | n/a | 0 | 0 | 100% | 100% | 0 | 0 | 0 | 0 | 0 | 0 | 0 | 0 | 0 | 0 | 0 | 0 | 0 | 0 | 0 | 0 | 0 | 0 | 0 | 0 | 0 | 0
| 0 | 0 | 0 | 0 | 0 | 0 | 0 | 0 | 0 | 0 | 0 | 0 | 0 | 0 | 0 | 0 | 0 | 0 | FALSE | FALSE | FALSE | FALSE | 0 | 0 | 0 | n/a | n/a | n/a | n/a | n/a | 0 | 0 | 100% | 100% | 0 | 0 | 0 | 0 | 0 | 0 | 0 | 0 | 0 | 0 | 0 | 0 | 0 | 0 | 0 | 0 | 0 | 0 | 0 | 0 | 0 | 0
| 0 | 0 | 0 | 0 | 0 | 0 | 0 | 0 | 0 | 0 | 0 | 0 | 0 | 0 | 0 | 0 | 0 | 0 | FALSE | FALSE | FALSE | FALSE | 0 | 0 | 0 | n/a | n/a | n/a | n/a | n/a | 0 | 0 | 100% | 100% | 0 | 0 | 0 | 0 | 0 | 0 | 0 | 0 | 0 | 0 | 0 | 0 | 0 | 0 | 0 | 0 | 0 | 0 | 0 | 0 | 0 | 0
| 0 | 0 | 0 | 0 | 0 | 0 | 0 | 0 | 0 | 0 | 0 | 0 | 0 | 0 | 0 | 0 | 0 | 0 | FALSE | FALSE | FALSE | FALSE | 0 | 0 | 0 | n/a | n/a | n/a | n/a | n/a | 0 | 0 | 100% | 100% | 0 | 0 | 0 | 0 | 0 | 0 | 0 | 0 | 0 | 0 | 0 | 0 | 0 | 0 | 0 | 0 | 0 | 0 | 0 | 0 | 0 | 0
| 0 | 0 | 0 | 0 | 0 | 0 | 0 | 0 | 0 | 0 | 0 | 0 | 0 | 0 | 0 | 0 | 0 | 0 | FALSE | FALSE | FALSE | FALSE | 0 | 0 | 0 | n/a | n/a | n/a | n/a | n/a | 0 | 0 | 100% | 100% | 0 | 0 | 0 | 0 | 0 | 0 | 0 | 0 | 0 | 0 | 0 | 0 | 0 | 0 | 0 | 0 | 0 | 0 | 0 | 0 | 0 | 0
| 0 | 0 | 0 | 0 | 0 | 0 | 0 | 0 | 0 | 0 | 0 | 0 | 0 | 0 | 0 | 0 | 0 | 0 | FALSE | FALSE | FALSE | FALSE | 0 | 0 | 0 | n/a | n/a | n/a | n/a | n/a | 0 | 0 | 100% | 100% | 0 | 0 | 0 | 0 | 0 | 0 | 0 | 0 | 0 | 0 | 0 | 0 | 0 | 0 | 0 | 0 | 0 | 0 | 0 | 0 | 0 | 0
| 0 | 0 | 0 | 0 | 0 | 0 | 0 | 0 | 0 | 0 | 0 | 0 | 0 | 0 | 0 | 0 | 0 | 0 | FALSE | FALSE | FALSE | FALSE | 0 | 0 | 0 | n/a | n/a | n/a | n/a | n/a | 0 | 0 | 100% | 100% | 0 | 0 | 0 | 0 | 0 | 0 | 0 | 0 | 0 | 0 | 0 | 0 | 0 | 0 | 0 | 0 | 0 | 0 | 0 | 0 | 0 | 0
| 0 | 0 | 0 | 0 | 0 | 0 | 0 | 0 | 0 | 0 | 0 | 0 | 0 | 0 | 0 | 0 | 0 | 0 | FALSE | FALSE | FALSE | FALSE | 0 | 0 | 0 | n/a | n/a | n/a | n/a | n/a | 0 | 0 | 100% | 100% | 0 | 0 | 0 | 0 | 0 | 0 | 0 | 0 | 0 | 0 | 0 | 0 | 0 | 0 | 0 | 0 | 0 | 0 | 0 | 0 | 0 | 0
| 0 | 0 | 0 | 0 | 0 | 0 | 0 | 0 | 0 | 0 | 0 | 0 | 0 | 0 | 0 | 0 | 0 | 0 | FALSE | FALSE | FALSE | FALSE | 0 | 0 | 0 | n/a | n/a | n/a | n/a | n/a | 0 | 0 | 100% | 100% | 0 | 0 | 0 | 0 | 0 | 0 | 0 | 0 | 0 | 0 | 0 | 0 | 0 | 0 | 0 | 0 | 0 | 0 | 0 | 0 | 0 | 0
| 0 | 0 | 0 | 0 | 0 | 0 | 0 | 0 | 0 | 0 | 0 | 0 | 0 | 0 | 0 | 0 | 0 | 0 | FALSE | FALSE | FALSE | FALSE | 0 | 0 | 0 | n/a | n/a | n/a | n/a | n/a | 0 | 0 | 100% | 100% | 0 | 0 | 0 | 0 | 0 | 0 | 0 | 0 | 0 | 0 | 0 | 0 | 0 | 0 | 0 | 0 | 0 | 0 | 0 | 0 | 0 | 0
| 0 | 0 | 0 | 0 | 0 | 0 | 0 | 0 | 0 | 0 | 0 | 0 | 0 | 0 | 0 | 0 | 0 | 0 | FALSE | FALSE | FALSE | FALSE | 0 | 0 | 0 | n/a | n/a | n/a | n/a | n/a | 0 | 0 | 100% | 100% | 0 | 0 | 0 | 0 | 0 | 0 | 0 | 0 | 0 | 0 | 0 | 0 | 0 | 0 | 0 | 0 | 0 | 0 | 0 | 0 | 0 | 0
| 0 | 0 | 0 | 0 | 0 | 0 | 0 | 0 | 0 | 0 | 0 | 0 | 0 | 0 | 0 | 0 | 0 | 0 | FALSE | FALSE | FALSE | FALSE | 0 | 0 | 0 | n/a | n/a | n/a | n/a | n/a | 0 | 0 | 100% | 100% | 0 | 0 | 0 | 0 | 0 | 0 | 0 | 0 | 0 | 0 | 0 | 0 | 0 | 0 | 0 | 0 | 0 | 0 | 0 | 0 | 0 | 0
| 0 | 0 | 0 | 0 | 0 | 0 | 0 | 0 | 0 | 0 | 0 | 0 | 0 | 0 | 0 | 0 | 0 | 0 | FALSE | FALSE | FALSE | FALSE | 0 | 0 | 0 | n/a | n/a | n/a | n/a | n/a | 0 | 0 | 100% | 100% | 0 | 0 | 0 | 0 | 0 | 0 | 0 | 0 | 0 | 0 | 0 | 0 | 0 | 0 | 0 | 0 | 0 | 0 | 0 | 0 | 0 | 0
| 0 | 0 | 0 | 0 | 0 | 0 | 0 | 0 | 0 | 0 | 0 | 0 | 0 | 0 | 0 | 0 | 0 | 0 | FALSE | FALSE | FALSE | FALSE | 0 | 0 | 0 | n/a | n/a | n/a | n/a | n/a | 0 | 0 | 100% | 100% | 0 | 0 | 0 | 0 | 0 | 0 | 0 | 0 | 0 | 0 | 0 | 0 | 0 | 0 | 0 | 0 | 0 | 0 | 0 | 0 | 0 | 0
| 0 | 0 | 0 | 0 | 0 | 0 | 0 | 0 | 0 | 0 | 0 | 0 | 0 | 0 | 0 | 0 | 0 | 0 | FALSE | FALSE | FALSE | FALSE | 0 | 0 | 0 | n/a | n/a | n/a | n/a | n/a | 0 | 0 | 100% | 100% | 0 | 0 | 0 | 0 | 0 | 0 | 0 | 0 | 0 | 0 | 0 | 0 | 0 | 0 | 0 | 0 | 0 | 0 | 0 | 0 | 0 | 0
| 0 | 0 | 0 | 0 | 0 | 0 | 0 | 0 | 0 | 0 | 0 | 0 | 0 | 0 | 0 | 0 | 0 | 0 | FALSE | FALSE | FALSE | FALSE | 0 | 0 | 0 | n/a | n/a | n/a | n/a | n/a | 0 | 0 | 100% | 100% | 0 | 0 | 0 | 0 | 0 | 0 | 0 | 0 | 0 | 0 | 0 | 0 | 0 | 0 | 0 | 0 | 0 | 0 | 0 | 0 | 0 | 0
| 0 | 0 | 0 | 0 | 0 | 0 | 0 | 0 | 0 | 0 | 0 | 0 | 0 | 0 | 0 | 0 | 0 | 0 | FALSE | FALSE | FALSE | FALSE | 0 | 0 | 0 | n/a | n/a | n/a | n/a | n/a | 0 | 0 | 100% | 100% | 0 | 0 | 0 | 0 | 0 | 0 | 0 | 0 | 0 | 0 | 0 | 0 | 0 | 0 | 0 | 0 | 0 | 0 | 0 | 0 | 0 | 0
| 0 | 0 | 0 | 0 | 0 | 0 | 0 | 0 | 0 | 0 | 0 | 0 | 0 | 0 | 0 | 0 | 0 | 0 | FALSE | FALSE | FALSE | FALSE | 0 | 0 | 0 | n/a | n/a | n/a | n/a | n/a | 0 | 0 | 100% | 100% | 0 | 0 | 0 | 0 | 0 | 0 | 0 | 0 | 0 | 0 | 0 | 0 | 0 | 0 | 0 | 0 | 0 | 0 | 0 | 0 | 0 | 0
| 0 | 0 | 0 | 0 | 0 | 0 | 0 | 0 | 0 | 0 | 0 | 0 | 0 | 0 | 0 | 0 | 0 | 0 | FALSE | FALSE | FALSE | FALSE | 0 | 0 | 0 | n/a | n/a | n/a | n/a | n/a | 0 | 0 | 100% | 100% | 0 | 0 | 0 | 0 | 0 | 0 | 0 | 0 | 0 | 0 | 0 | 0 | 0 | 0 | 0 | 0 | 0 | 0 | 0 | 0 | 0 | 0
| 0 | 0 | 0 | 0 | 0 | 0 | 0 | 0 | 0 | 0 | 0 | 0 | 0 | 0 | 0 | 0 | 0 | 0 | FALSE | FALSE | FALSE | FALSE | 0 | 0 | 0 | n/a | n/a | n/a | n/a | n/a | 0 | 0 | 100% | 100% | 0 | 0 | 0 | 0 | 0 | 0 | 0 | 0 | 0 | 0 | 0 | 0 | 0 | 0 | 0 | 0 | 0 | 0 | 0 | 0 | 0 | 0
| 0 | 0 | 0 | 0 | 0 | 0 | 0 | 0 | 0 | 0 | 0 | 0 | 0 | 0 | 0 | 0 | 0 | 0 | FALSE | FALSE | FALSE | FALSE | 0 | 0 | 0 | n/a | n/a | n/a | n/a | n/a | 0 | 0 | 100% | 100% | 0 | 0 | 0 | 0 | 0 | 0 | 0 | 0 | 0 | 0 | 0 | 0 | 0 | 0 | 0 | 0 | 0 | 0 | 0 | 0 | 0 | 0
| 0 | 0 | 0 | 0 | 0 | 0 | 0 | 0 | 0 | 0 | 0 | 0 | 0 | 0 | 0 | 0 | 0 | 0 | FALSE | FALSE | FALSE | FALSE | 0 | 0 | 0 | n/a | n/a | n/a | n/a | n/a | 0 | 0 | 100% | 100% | 0 | 0 | 0 | 0 | 0 | 0 | 0 | 0 | 0 | 0 | 0 | 0 | 0 | 0 | 0 | 0 | 0 | 0 | 0 | 0 | 0 | 0
| 0 | 0 | 0 | 0 | 0 | 0 | 0 | 0 | 0 | 0 | 0 | 0 | 0 | 0 | 0 | 0 | 0 | 0 | FALSE | FALSE | FALSE | FALSE | 0 | 0 | 0 | n/a | n/a | n/a | n/a | n/a | 0 | 0 | 100% | 100% | 0 | 0 | 0 | 0 | 0 | 0 | 0 | 0 | 0 | 0 | 0 | 0 | 0 | 0 | 0 | 0 | 0 | 0 | 0 | 0 | 0 | 0
| 0 | 0 | 0 | 0 | 0 | 0 | 0 | 0 | 0 | 0 | 0 | 0 | 0 | 0 | 0 | 0 | 0 | 0 | FALSE | FALSE | FALSE | FALSE | 0 | 0 | 0 | n/a | n/a | n/a | n/a | n/a | 0 | 0 | 100% | 100% | 0 | 0 | 0 | 0 | 0 | 0 | 0 | 0 | 0 | 0 | 0 | 0 | 0 | 0 | 0 | 0 | 0 | 0 | 0 | 0 | 0 | 0
| 0 | 0 | 0 | 0 | 0 | 0 | 0 | 0 | 0 | 0 | 0 | 0 | 0 | 0 | 0 | 0 | 0 | 0 | FALSE | FALSE | FALSE | FALSE | 0 | 0 | 0 | n/a | n/a | n/a | n/a | n/a | 0 | 0 | 100% | 100% | 0 | 0 | 0 | 0 | 0 | 0 | 0 | 0 | 0 | 0 | 0 | 0 | 0 | 0 | 0 | 0 | 0 | 0 | 0 | 0 | 0 | 0
| 0 | 0 | 0 | 0 | 0 | 0 | 0 | 0 | 0 | 0 | 0 | 0 | 0 | 0 | 0 | 0 | 0 | 0 | FALSE | FALSE | FALSE | FALSE | 0 | 0 | 0 | n/a | n/a | n/a | n/a | n/a | 0 | 0 | 100% | 100% | 0 | 0 | 0 | 0 | 0 | 0 | 0 | 0 | 0 | 0 | 0 | 0 | 0 | 0 | 0 | 0 | 0 | 0 | 0 | 0 | 0 | 0
| 0 | 0 | 0 | 0 | 0 | 0 | 0 | 0 | 0 | 0 | 0 | 0 | 0 | 0 | 0 | 0 | 0 | 0 | FALSE | FALSE | FALSE | FALSE | 0 | 0 | 0 | n/a | n/a | n/a | n/a | n/a | 0 | 0 | 100% | 100% | 0 | 0 | 0 | 0 | 0 | 0 | 0 | 0 | 0 | 0 | 0 | 0 | 0 | 0 | 0 | 0 | 0 | 0 | 0 | 0 | 0 | 0
| 0 | 0 | 0 | 0 | 0 | 0 | 0 | 0 | 0 | 0 | 0 | 0 | 0 | 0 | 0 | 0 | 0 | 0 | FALSE | FALSE | FALSE | FALSE | 0 | 0 | 0 | n/a | n/a | n/a | n/a | n/a | 0 | 0 | 100% | 100% | 0 | 0 | 0 | 0 | 0 | 0 | 0 | 0 | 0 | 0 | 0 | 0 | 0 | 0 | 0 | 0 | 0 | 0 | 0 | 0 | 0 | 0
| 0 | 0 | 0 | 0 | 0 | 0 | 0 | 0 | 0 | 0 | 0 | 0 | 0 | 0 | 0 | 0 | 0 | 0 | FALSE | FALSE | FALSE | FALSE | 0 | 0 | 0 | n/a | n/a | n/a | n/a | n/a | 0 | 0 | 100% | 100% | 0 | 0 | 0 | 0 | 0 | 0 | 0 | 0 | 0 | 0 | 0 | 0 | 0 | 0 | 0 | 0 | 0 | 0 | 0 | 0 | 0 | 0
| 0 | 0 | 0 | 0 | 0 | 0 | 0 | 0 | 0 | 0 | 0 | 0 | 0 | 0 | 0 | 0 | 0 | 0 | FALSE | FALSE | FALSE | FALSE | 0 | 0 | 0 | n/a | n/a | n/a | n/a | n/a | 0 | 0 | 100% | 100% | 0 | 0 | 0 | 0 | 0 | 0 | 0 | 0 | 0 | 0 | 0 | 0 | 0 | 0 | 0 | 0 | 0 | 0 | 0 | 0 | 0 | 0
| 0 | 0 | 0 | 0 | 0 | 0 | 0 | 0 | 0 | 0 | 0 | 0 | 0 | 0 | 0 | 0 | 0 | 0 | FALSE | FALSE | FALSE | FALSE | 0 | 0 | 0 | n/a | n/a | n/a | n/a | n/a | 0 | 0 | 100% | 100% | 0 | 0 | 0 | 0 | 0 | 0 | 0 | 0 | 0 | 0 | 0 | 0 | 0 | 0 | 0 | 0 | 0 | 0 | 0 | 0 | 0 | 0
| 0 | 0 | 0 | 0 | 0 | 0 | 0 | 0 | 0 | 0 | 0 | 0 | 0 | 0 | 0 | 0 | 0 | 0 | FALSE | FALSE | FALSE | FALSE | 0 | 0 | 0 | n/a | n/a | n/a | n/a | n/a | 0 | 0 | 100% | 100% | 0 | 0 | 0 | 0 | 0 | 0 | 0 | 0 | 0 | 0 | 0 | 0 | 0 | 0 | 0 | 0 | 0 | 0 | 0 | 0 | 0 | 0
| 0 | 0 | 0 | 0 | 0 | 0 | 0 | 0 | 0 | 0 | 0 | 0 | 0 | 0 | 0 | 0 | 0 | 0 | FALSE | FALSE | FALSE | FALSE | 0 | 0 | 0 | n/a | n/a | n/a | n/a | n/a | 0 | 0 | 100% | 100% | 0 | 0 | 0 | 0 | 0 | 0 | 0 | 0 | 0 | 0 | 0 | 0 | 0 | 0 | 0 | 0 | 0 | 0 | 0 | 0 | 0 | 0
| 0 | 0 | 0 | 0 | 0 | 0 | 0 | 0 | 0 | 0 | 0 | 0 | 0 | 0 | 0 | 0 | 0 | 0 | FALSE | FALSE | FALSE | FALSE | 0 | 0 | 0 | n/a | n/a | n/a | n/a | n/a | 0 | 0 | 100% | 100% | 0 | 0 | 0 | 0 | 0 | 0 | 0 | 0 | 0 | 0 | 0 | 0 | 0 | 0 | 0 | 0 | 0 | 0 | 0 | 0 | 0 | 0
| 0 | 0 | 0 | 0 | 0 | 0 | 0 | 0 | 0 | 0 | 0 | 0 | 0 | 0 | 0 | 0 | 0 | 0 | FALSE | FALSE | FALSE | FALSE | 0 | 0 | 0 | n/a | n/a | n/a | n/a | n/a | 0 | 0 | 100% | 100% | 0 | 0 | 0 | 0 | 0 | 0 | 0 | 0 | 0 | 0 | 0 | 0 | 0 | 0 | 0 | 0 | 0 | 0 | 0 | 0 | 0 | 0
| 0 | 0 | 0 | 0 | 0 | 0 | 0 | 0 | 0 | 0 | 0 | 0 | 0 | 0 | 0 | 0 | 0 | 0 | FALSE | FALSE | FALSE | FALSE | 0 | 0 | 0 | n/a | n/a | n/a | n/a | n/a | 0 | 0 | 100% | 100% | 0 | 0 | 0 | 0 | 0 | 0 | 0 | 0 | 0 | 0 | 0 | 0 | 0 | 0 | 0 | 0 | 0 | 0 | 0 | 0 | 0 | 0
| 0 | 0 | 0 | 0 | 0 | 0 | 0 | 0 | 0 | 0 | 0 | 0 | 0 | 0 | 0 | 0 | 0 | 0 | FALSE | FALSE | FALSE | FALSE | 0 | 0 | 0 | n/a | n/a | n/a | n/a | n/a | 0 | 0 | 100% | 100% | 0 | 0 | 0 | 0 | 0 | 0 | 0 | 0 | 0 | 0 | 0 | 0 | 0 | 0 | 0 | 0 | 0 | 0 | 0 | 0 | 0 | 0
| 0 | 0 | 0 | 0 | 0 | 0 | 0 | 0 | 0 | 0 | 0 | 0 | 0 | 0 | 0 | 0 | 0 | 0 | FALSE | FALSE | FALSE | FALSE | 0 | 0 | 0 | n/a | n/a | n/a | n/a | n/a | 0 | 0 | 100% | 100% | 0 | 0 | 0 | 0 | 0 | 0 | 0 | 0 | 0 | 0 | 0 | 0 | 0 | 0 | 0 | 0 | 0 | 0 | 0 | 0 | 0 | 0
| 0 | 0 | 0 | 0 | 0 | 0 | 0 | 0 | 0 | 0 | 0 | 0 | 0 | 0 | 0 | 0 | 0 | 0 | FALSE | FALSE | FALSE | FALSE | 0 | 0 | 0 | n/a | n/a | n/a | n/a | n/a | 0 | 0 | 100% | 100% | 0 | 0 | 0 | 0 | 0 | 0 | 0 | 0 | 0 | 0 | 0 | 0 | 0 | 0 | 0 | 0 | 0 | 0 | 0 | 0 | 0 | 0
| 0 | 0 | 0 | 0 | 0 | 0 | 0 | 0 | 0 | 0 | 0 | 0 | 0 | 0 | 0 | 0 | 0 | 0 | FALSE | FALSE | FALSE | FALSE | 0 | 0 | 0 | n/a | n/a | n/a | n/a | n/a | 0 | 0 | 100% | 100% | 0 | 0 | 0 | 0 | 0 | 0 | 0 | 0 | 0 | 0 | 0 | 0 | 0 | 0 | 0 | 0 | 0 | 0 | 0 | 0 | 0 | 0
| 0 | 0 | 0 | 0 | 0 | 0 | 0 | 0 | 0 | 0 | 0 | 0 | 0 | 0 | 0 | 0 | 0 | 0 | FALSE | FALSE | FALSE | FALSE | 0 | 0 | 0 | n/a | n/a | n/a | n/a | n/a | 0 | 0 | 100% | 100% | 0 | 0 | 0 | 0 | 0 | 0 | 0 | 0 | 0 | 0 | 0 | 0 | 0 | 0 | 0 | 0 | 0 | 0 | 0 | 0 | 0 | 0
| 0 | 0 | 0 | 0 | 0 | 0 | 0 | 0 | 0 | 0 | 0 | 0 | 0 | 0 | 0 | 0 | 0 | 0 | FALSE | FALSE | FALSE | FALSE | 0 | 0 | 0 | n/a | n/a | n/a | n/a | n/a | 0 | 0 | 100% | 100% | 0 | 0 | 0 | 0 | 0 | 0 | 0 | 0 | 0 | 0 | 0 | 0 | 0 | 0 | 0 | 0 | 0 | 0 | 0 | 0 | 0 | 0
| 0 | 0 | 0 | 0 | 0 | 0 | 0 | 0 | 0 | 0 | 0 | 0 | 0 | 0 | 0 | 0 | 0 | 0 | FALSE | FALSE | FALSE | FALSE | 0 | 0 | 0 | n/a | n/a | n/a | n/a | n/a | 0 | 0 | 100% | 100% | 0 | 0 | 0 | 0 | 0 | 0 | 0 | 0 | 0 | 0 | 0 | 0 | 0 | 0 | 0 | 0 | 0 | 0 | 0 | 0 | 0 | 0
| 0 | 0 | 0 | 0 | 0 | 0 | 0 | 0 | 0 | 0 | 0 | 0 | 0 | 0 | 0 | 0 | 0 | 0 | FALSE | FALSE | FALSE | FALSE | 0 | 0 | 0 | n/a | n/a | n/a | n/a | n/a | 0 | 0 | 100% | 100% | 0 | 0 | 0 | 0 | 0 | 0 | 0 | 0 | 0 | 0 | 0 | 0 | 0 | 0 | 0 | 0 | 0 | 0 | 0 | 0 | 0 | 0
| 0 | 0 | 0 | 0 | 0 | 0 | 0 | 0 | 0 | 0 | 0 | 0 | 0 | 0 | 0 | 0 | 0 | 0 | FALSE | FALSE | FALSE | FALSE | 0 | 0 | 0 | n/a | n/a | n/a | n/a | n/a | 0 | 0 | 100% | 100% | 0 | 0 | 0 | 0 | 0 | 0 | 0 | 0 | 0 | 0 | 0 | 0 | 0 | 0 | 0 | 0 | 0 | 0 | 0 | 0 | 0 | 0
| 0 | 0 | 0 | 0 | 0 | 0 | 0 | 0 | 0 | 0 | 0 | 0 | 0 | 0 | 0 | 0 | 0 | 0 | FALSE | FALSE | FALSE | FALSE | 0 | 0 | 0 | n/a | n/a | n/a | n/a | n/a | 0 | 0 | 100% | 100% | 0 | 0 | 0 | 0 | 0 | 0 | 0 | 0 | 0 | 0 | 0 | 0 | 0 | 0 | 0 | 0 | 0 | 0 | 0 | 0 | 0 | 0
| 0 | 0 | 0 | 0 | 0 | 0 | 0 | 0 | 0 | 0 | 0 | 0 | 0 | 0 | 0 | 0 | 0 | 0 | FALSE | FALSE | FALSE | FALSE | 0 | 0 | 0 | n/a | n/a | n/a | n/a | n/a | 0 | 0 | 100% | 100% | 0 | 0 | 0 | 0 | 0 | 0 | 0 | 0 | 0 | 0 | 0 | 0 | 0 | 0 | 0 | 0 | 0 | 0 | 0 | 0 | 0 | 0
| 0 | 0 | 0 | 0 | 0 | 0 | 0 | 0 | 0 | 0 | 0 | 0 | 0 | 0 | 0 | 0 | 0 | 0 | FALSE | FALSE | FALSE | FALSE | 0 | 0 | 0 | n/a | n/a | n/a | n/a | n/a | 0 | 0 | 100% | 100% | 0 | 0 | 0 | 0 | 0 | 0 | 0 | 0 | 0 | 0 | 0 | 0 | 0 | 0 | 0 | 0 | 0 | 0 | 0 | 0 | 0 | 0
| 0 | 0 | 0 | 0 | 0 | 0 | 0 | 0 | 0 | 0 | 0 | 0 | 0 | 0 | 0 | 0 | 0 | 0 | FALSE | FALSE | FALSE | FALSE | 0 | 0 | 0 | n/a | n/a | n/a | n/a | n/a | 0 | 0 | 100% | 100% | 0 | 0 | 0 | 0 | 0 | 0 | 0 | 0 | 0 | 0 | 0 | 0 | 0 | 0 | 0 | 0 | 0 | 0 | 0 | 0 | 0 | 0
| 0 | 0 | 0 | 0 | 0 | 0 | 0 | 0 | 0 | 0 | 0 | 0 | 0 | 0 | 0 | 0 | 0 | 0 | FALSE | FALSE | FALSE | FALSE | 0 | 0 | 0 | n/a | n/a | n/a | n/a | n/a | 0 | 0 | 100% | 100% | 0 | 0 | 0 | 0 | 0 | 0 | 0 | 0 | 0 | 0 | 0 | 0 | 0 | 0 | 0 | 0 | 0 | 0 | 0 | 0 | 0 | 0
| 0 | 0 | 0 | 0 | 0 | 0 | 0 | 0 | 0 | 0 | 0 | 0 | 0 | 0 | 0 | 0 | 0 | 0 | FALSE | FALSE | FALSE | FALSE | 0 | 0 | 0 | n/a | n/a | n/a | n/a | n/a | 0 | 0 | 100% | 100% | 0 | 0 | 0 | 0 | 0 | 0 | 0 | 0 | 0 | 0 | 0 | 0 | 0 | 0 | 0 | 0 | 0 | 0 | 0 | 0 | 0 | 0
| 0 | 0 | 0 | 0 | 0 | 0 | 0 | 0 | 0 | 0 | 0 | 0 | 0 | 0 | 0 | 0 | 0 | 0 | FALSE | FALSE | FALSE | FALSE | 0 | 0 | 0 | n/a | n/a | n/a | n/a | n/a | 0 | 0 | 100% | 100% | 0 | 0 | 0 | 0 | 0 | 0 | 0 | 0 | 0 | 0 | 0 | 0 | 0 | 0 | 0 | 0 | 0 | 0 | 0 | 0 | 0 | 0
| 0 | 0 | 0 | 0 | 0 | 0 | 0 | 0 | 0 | 0 | 0 | 0 | 0 | 0 | 0 | 0 | 0 | 0 | FALSE | FALSE | FALSE | FALSE | 0 | 0 | 0 | n/a | n/a | n/a | n/a | n/a | 0 | 0 | 100% | 100% | 0 | 0 | 0 | 0 | 0 | 0 | 0 | 0 | 0 | 0 | 0 | 0 | 0 | 0 | 0 | 0 | 0 | 0 | 0 | 0 | 0 | 0
| 0 | 0 | 0 | 0 | 0 | 0 | 0 | 0 | 0 | 0 | 0 | 0 | 0 | 0 | 0 | 0 | 0 | 0 | FALSE | FALSE | FALSE | FALSE | 0 | 0 | 0 | n/a | n/a | n/a | n/a | n/a | 0 | 0 | 100% | 100% | 0 | 0 | 0 | 0 | 0 | 0 | 0 | 0 | 0 | 0 | 0 | 0 | 0 | 0 | 0 | 0 | 0 | 0 | 0 | 0 | 0 | 0
| 0 | 0 | 0 | 0 | 0 | 0 | 0 | 0 | 0 | 0 | 0 | 0 | 0 | 0 | 0 | 0 | 0 | 0 | FALSE | FALSE | FALSE | FALSE | 0 | 0 | 0 | n/a | n/a | n/a | n/a | n/a | 0 | 0 | 100% | 100% | 0 | 0 | 0 | 0 | 0 | 0 | 0 | 0 | 0 | 0 | 0 | 0 | 0 | 0 | 0 | 0 | 0 | 0 | 0 | 0 | 0 | 0
| 0 | 0 | 0 | 0 | 0 | 0 | 0 | 0 | 0 | 0 | 0 | 0 | 0 | 0 | 0 | 0 | 0 | 0 | FALSE | FALSE | FALSE | FALSE | 0 | 0 | 0 | n/a | n/a | n/a | n/a | n/a | 0 | 0 | 100% | 100% | 0 | 0 | 0 | 0 | 0 | 0 | 0 | 0 | 0 | 0 | 0 | 0 | 0 | 0 | 0 | 0 | 0 | 0 | 0 | 0 | 0 | 0
| 0 | 0 | 0 | 0 | 0 | 0 | 0 | 0 | 0 | 0 | 0 | 0 | 0 | 0 | 0 | 0 | 0 | 0 | FALSE | FALSE | FALSE | FALSE | 0 | 0 | 0 | n/a | n/a | n/a | n/a | n/a | 0 | 0 | 100% | 100% | 0 | 0 | 0 | 0 | 0 | 0 | 0 | 0 | 0 | 0 | 0 | 0 | 0 | 0 | 0 | 0 | 0 | 0 | 0 | 0 | 0 | 0
| 0 | 0 | 0 | 0 | 0 | 0 | 0 | 0 | 0 | 0 | 0 | 0 | 0 | 0 | 0 | 0 | 0 | 0 | FALSE | FALSE | FALSE | FALSE | 0 | 0 | 0 | n/a | n/a | n/a | n/a | n/a | 0 | 0 | 100% | 100% | 0 | 0 | 0 | 0 | 0 | 0 | 0 | 0 | 0 | 0 | 0 | 0 | 0 | 0 | 0 | 0 | 0 | 0 | 0 | 0 | 0 | 0
| 0 | 0 | 0 | 0 | 0 | 0 | 0 | 0 | 0 | 0 | 0 | 0 | 0 | 0 | 0 | 0 | 0 | 0 | FALSE | FALSE | FALSE | FALSE | 0 | 0 | 0 | n/a | n/a | n/a | n/a | n/a | 0 | 0 | 100% | 100% | 0 | 0 | 0 | 0 | 0 | 0 | 0 | 0 | 0 | 0 | 0 | 0 | 0 | 0 | 0 | 0 | 0 | 0 | 0 | 0 | 0 | 0
| 0 | 0 | 0 | 0 | 0 | 0 | 0 | 0 | 0 | 0 | 0 | 0 | 0 | 0 | 0 | 0 | 0 | 0 | FALSE | FALSE | FALSE | FALSE | 0 | 0 | 0 | n/a | n/a | n/a | n/a | n/a | 0 | 0 | 100% | 100% | 0 | 0 | 0 | 0 | 0 | 0 | 0 | 0 | 0 | 0 | 0 | 0 | 0 | 0 | 0 | 0 | 0 | 0 | 0 | 0 | 0 | 0
| 0 | 0 | 0 | 0 | 0 | 0 | 0 | 0 | 0 | 0 | 0 | 0 | 0 | 0 | 0 | 0 | 0 | 0 | FALSE | FALSE | FALSE | FALSE | 0 | 0 | 0 | n/a | n/a | n/a | n/a | n/a | 0 | 0 | 100% | 100% | 0 | 0 | 0 | 0 | 0 | 0 | 0 | 0 | 0 | 0 | 0 | 0 | 0 | 0 | 0 | 0 | 0 | 0 | 0 | 0 | 0 | 0
| 0 | 0 | 0 | 0 | 0 | 0 | 0 | 0 | 0 | 0 | 0 | 0 | 0 | 0 | 0 | 0 | 0 | 0 | FALSE | FALSE | FALSE | FALSE | 0 | 0 | 0 | n/a | n/a | n/a | n/a | n/a | 0 | 0 | 100% | 100% | 0 | 0 | 0 | 0 | 0 | 0 | 0 | 0 | 0 | 0 | 0 | 0 | 0 | 0 | 0 | 0 | 0 | 0 | 0 | 0 | 0 | 0
| 0 | 0 | 0 | 0 | 0 | 0 | 0 | 0 | 0 | 0 | 0 | 0 | 0 | 0 | 0 | 0 | 0 | 0 | FALSE | FALSE | FALSE | FALSE | 0 | 0 | 0 | n/a | n/a | n/a | n/a | n/a | 0 | 0 | 100% | 100% | 0 | 0 | 0 | 0 | 0 | 0 | 0 | 0 | 0 | 0 | 0 | 0 | 0 | 0 | 0 | 0 | 0 | 0 | 0 | 0 | 0 | 0
| 0 | 0 | 0 | 0 | 0 | 0 | 0 | 0 | 0 | 0 | 0 | 0 | 0 | 0 | 0 | 0 | 0 | 0 | FALSE | FALSE | FALSE | FALSE | 0 | 0 | 0 | n/a | n/a | n/a | n/a | n/a | 0 | 0 | 100% | 100% | 0 | 0 | 0 | 0 | 0 | 0 | 0 | 0 | 0 | 0 | 0 | 0 | 0 | 0 | 0 | 0 | 0 | 0 | 0 | 0 | 0 | 0
| 0 | 0 | 0 | 0 | 0 | 0 | 0 | 0 | 0 | 0 | 0 | 0 | 0 | 0 | 0 | 0 | 0 | 0 | FALSE | FALSE | FALSE | FALSE | 0 | 0 | 0 | n/a | n/a | n/a | n/a | n/a | 0 | 0 | 100% | 100% | 0 | 0 | 0 | 0 | 0 | 0 | 0 | 0 | 0 | 0 | 0 | 0 | 0 | 0 | 0 | 0 | 0 | 0 | 0 | 0 | 0 | 0
| 0 | 0 | 0 | 0 | 0 | 0 | 0 | 0 | 0 | 0 | 0 | 0 | 0 | 0 | 0 | 0 | 0 | 0 | FALSE | FALSE | FALSE | FALSE | 0 | 0 | 0 | n/a | n/a | n/a | n/a | n/a | 0 | 0 | 100% | 100% | 0 | 0 | 0 | 0 | 0 | 0 | 0 | 0 | 0 | 0 | 0 | 0 | 0 | 0 | 0 | 0 | 0 | 0 | 0 | 0 | 0 | 0
| 0 | 0 | 0 | 0 | 0 | 0 | 0 | 0 | 0 | 0 | 0 | 0 | 0 | 0 | 0 | 0 | 0 | 0 | FALSE | FALSE | FALSE | FALSE | 0 | 0 | 0 | n/a | n/a | n/a | n/a | n/a | 0 | 0 | 100% | 100% | 0 | 0 | 0 | 0 | 0 | 0 | 0 | 0 | 0 | 0 | 0 | 0 | 0 | 0 | 0 | 0 | 0 | 0 | 0 | 0 | 0 | 0
| 0 | 0 | 0 | 0 | 0 | 0 | 0 | 0 | 0 | 0 | 0 | 0 | 0 | 0 | 0 | 0 | 0 | 0 | FALSE | FALSE | FALSE | FALSE | 0 | 0 | 0 | n/a | n/a | n/a | n/a | n/a | 0 | 0 | 100% | 100% | 0 | 0 | 0 | 0 | 0 | 0 | 0 | 0 | 0 | 0 | 0 | 0 | 0 | 0 | 0 | 0 | 0 | 0 | 0 | 0 | 0 | 0
| 0 | 0 | 0 | 0 | 0 | 0 | 0 | 0 | 0 | 0 | 0 | 0 | 0 | 0 | 0 | 0 | 0 | 0 | FALSE | FALSE | FALSE | FALSE | 0 | 0 | 0 | n/a | n/a | n/a | n/a | n/a | 0 | 0 | 100% | 100% | 0 | 0 | 0 | 0 | 0 | 0 | 0 | 0 | 0 | 0 | 0 | 0 | 0 | 0 | 0 | 0 | 0 | 0 | 0 | 0 | 0 | 0
| 0 | 0 | 0 | 0 | 0 | 0 | 0 | 0 | 0 | 0 | 0 | 0 | 0 | 0 | 0 | 0 | 0 | 0 | FALSE | FALSE | FALSE | FALSE | 0 | 0 | 0 | n/a | n/a | n/a | n/a | n/a | 0 | 0 | 100% | 100% | 0 | 0 | 0 | 0 | 0 | 0 | 0 | 0 | 0 | 0 | 0 | 0 | 0 | 0 | 0 | 0 | 0 | 0 | 0 | 0 | 0 | 0
| 0 | 0 | 0 | 0 | 0 | 0 | 0 | 0 | 0 | 0 | 0 | 0 | 0 | 0 | 0 | 0 | 0 | 0 | FALSE | FALSE | FALSE | FALSE | 0 | 0 | 0 | n/a | n/a | n/a | n/a | n/a | 0 | 0 | 100% | 100% | 0 | 0 | 0 | 0 | 0 | 0 | 0 | 0 | 0 | 0 | 0 | 0 | 0 | 0 | 0 | 0 | 0 | 0 | 0 | 0 | 0 | 0
| 0 | 0 | 0 | 0 | 0 | 0 | 0 | 0 | 0 | 0 | 0 | 0 | 0 | 0 | 0 | 0 | 0 | 0 | FALSE | FALSE | FALSE | FALSE | 0 | 0 | 0 | n/a | n/a | n/a | n/a | n/a | 0 | 0 | 100% | 100% | 0 | 0 | 0 | 0 | 0 | 0 | 0 | 0 | 0 | 0 | 0 | 0 | 0 | 0 | 0 | 0 | 0 | 0 | 0 | 0 | 0 | 0
| 0 | 0 | 0 | 0 | 0 | 0 | 0 | 0 | 0 | 0 | 0 | 0 | 0 | 0 | 0 | 0 | 0 | 0 | FALSE | FALSE | FALSE | FALSE | 0 | 0 | 0 | n/a | n/a | n/a | n/a | n/a | 0 | 0 | 100% | 100% | 0 | 0 | 0 | 0 | 0 | 0 | 0 | 0 | 0 | 0 | 0 | 0 | 0 | 0 | 0 | 0 | 0 | 0 | 0 | 0 | 0 | 0
| 0 | 0 | 0 | 0 | 0 | 0 | 0 | 0 | 0 | 0 | 0 | 0 | 0 | 0 | 0 | 0 | 0 | 0 | FALSE | FALSE | FALSE | FALSE | 0 | 0 | 0 | n/a | n/a | n/a | n/a | n/a | 0 | 0 | 100% | 100% | 0 | 0 | 0 | 0 | 0 | 0 | 0 | 0 | 0 | 0 | 0 | 0 | 0 | 0 | 0 | 0 | 0 | 0 | 0 | 0 | 0 | 0
| 0 | 0 | 0 | 0 | 0 | 0 | 0 | 0 | 0 | 0 | 0 | 0 | 0 | 0 | 0 | 0 | 0 | 0 | FALSE | FALSE | FALSE | FALSE | 0 | 0 | 0 | n/a | n/a | n/a | n/a | n/a | 0 | 0 | 100% | 100% | 0 | 0 | 0 | 0 | 0 | 0 | 0 | 0 | 0 | 0 | 0 | 0 | 0 | 0 | 0 | 0 | 0 | 0 | 0 | 0 | 0 | 0
| 0 | 0 | 0 | 0 | 0 | 0 | 0 | 0 | 0 | 0 | 0 | 0 | 0 | 0 | 0 | 0 | 0 | 0 | FALSE | FALSE | FALSE | FALSE | 0 | 0 | 0 | n/a | n/a | n/a | n/a | n/a | 0 | 0 | 100% | 100% | 0 | 0 | 0 | 0 | 0 | 0 | 0 | 0 | 0 | 0 | 0 | 0 | 0 | 0 | 0 | 0 | 0 | 0 | 0 | 0 | 0 | 0
| 0 | 0 | 0 | 0 | 0 | 0 | 0 | 0 | 0 | 0 | 0 | 0 | 0 | 0 | 0 | 0 | 0 | 0 | FALSE | FALSE | FALSE | FALSE | 0 | 0 | 0 | n/a | n/a | n/a | n/a | n/a | 0 | 0 | 100% | 100% | 0 | 0 | 0 | 0 | 0 | 0 | 0 | 0 | 0 | 0 | 0 | 0 | 0 | 0 | 0 | 0 | 0 | 0 | 0 | 0 | 0 | 0
| 0 | 0 | 0 | 0 | 0 | 0 | 0 | 0 | 0 | 0 | 0 | 0 | 0 | 0 | 0 | 0 | 0 | 0 | FALSE | FALSE | FALSE | FALSE | 0 | 0 | 0 | n/a | n/a | n/a | n/a | n/a | 0 | 0 | 100% | 100% | 0 | 0 | 0 | 0 | 0 | 0 | 0 | 0 | 0 | 0 | 0 | 0 | 0 | 0 | 0 | 0 | 0 | 0 | 0 | 0 | 0 | 0
| 0 | 0 | 0 | 0 | 0 | 0 | 0 | 0 | 0 | 0 | 0 | 0 | 0 | 0 | 0 | 0 | 0 | 0 | FALSE | FALSE | FALSE | FALSE | 0 | 0 | 0 | n/a | n/a | n/a | n/a | n/a | 0 | 0 | 100% | 100% | 0 | 0 | 0 | 0 | 0 | 0 | 0 | 0 | 0 | 0 | 0 | 0 | 0 | 0 | 0 | 0 | 0 | 0 | 0 | 0 | 0 | 0
| 0 | 0 | 0 | 0 | 0 | 0 | 0 | 0 | 0 | 0 | 0 | 0 | 0 | 0 | 0 | 0 | 0 | 0 | FALSE | FALSE | FALSE | FALSE | 0 | 0 | 0 | n/a | n/a | n/a | n/a | n/a | 0 | 0 | 100% | 100% | 0 | 0 | 0 | 0 | 0 | 0 | 0 | 0 | 0 | 0 | 0 | 0 | 0 | 0 | 0 | 0 | 0 | 0 | 0 | 0 | 0 | 0
| 0 | 0 | 0 | 0 | 0 | 0 | 0 | 0 | 0 | 0 | 0 | 0 | 0 | 0 | 0 | 0 | 0 | 0 | FALSE | FALSE | FALSE | FALSE | 0 | 0 | 0 | n/a | n/a | n/a | n/a | n/a | 0 | 0 | 100% | 100% | 0 | 0 | 0 | 0 | 0 | 0 | 0 | 0 | 0 | 0 | 0 | 0 | 0 | 0 | 0 | 0 | 0 | 0 | 0 | 0 | 0 | 0
| 0 | 0 | 0 | 0 | 0 | 0 | 0 | 0 | 0 | 0 | 0 | 0 | 0 | 0 | 0 | 0 | 0 | 0 | FALSE | FALSE | FALSE | FALSE | 0 | 0 | 0 | n/a | n/a | n/a | n/a | n/a | 0 | 0 | 100% | 100% | 0 | 0 | 0 | 0 | 0 | 0 | 0 | 0 | 0 | 0 | 0 | 0 | 0 | 0 | 0 | 0 | 0 | 0 | 0 | 0 | 0 | 0
| 0 | 0 | 0 | 0 | 0 | 0 | 0 | 0 | 0 | 0 | 0 | 0 | 0 | 0 | 0 | 0 | 0 | 0 | FALSE | FALSE | FALSE | FALSE | 0 | 0 | 0 | n/a | n/a | n/a | n/a | n/a | 0 | 0 | 100% | 100% | 0 | 0 | 0 | 0 | 0 | 0 | 0 | 0 | 0 | 0 | 0 | 0 | 0 | 0 | 0 | 0 | 0 | 0 | 0 | 0 | 0 | 0
| 0 | 0 | 0 | 0 | 0 | 0 | 0 | 0 | 0 | 0 | 0 | 0 | 0 | 0 | 0 | 0 | 0 | 0 | FALSE | FALSE | FALSE | FALSE | 0 | 0 | 0 | n/a | n/a | n/a | n/a | n/a | 0 | 0 | 100% | 100% | 0 | 0 | 0 | 0 | 0 | 0 | 0 | 0 | 0 | 0 | 0 | 0 | 0 | 0 | 0 | 0 | 0 | 0 | 0 | 0 | 0 | 0
| 0 | 0 | 0 | 0 | 0 | 0 | 0 | 0 | 0 | 0 | 0 | 0 | 0 | 0 | 0 | 0 | 0 | 0 | FALSE | FALSE | FALSE | FALSE | 0 | 0 | 0 | n/a | n/a | n/a | n/a | n/a | 0 | 0 | 100% | 100% | 0 | 0 | 0 | 0 | 0 | 0 | 0 | 0 | 0 | 0 | 0 | 0 | 0 | 0 | 0 | 0 | 0 | 0 | 0 | 0 | 0 | 0
| 0 | 0 | 0 | 0 | 0 | 0 | 0 | 0 | 0 | 0 | 0 | 0 | 0 | 0 | 0 | 0 | 0 | 0 | FALSE | FALSE | FALSE | FALSE | 0 | 0 | 0 | n/a | n/a | n/a | n/a | n/a | 0 | 0 | 100% | 100% | 0 | 0 | 0 | 0 | 0 | 0 | 0 | 0 | 0 | 0 | 0 | 0 | 0 | 0 | 0 | 0 | 0 | 0 | 0 | 0 | 0 | 0
| 0 | 0 | 0 | 0 | 0 | 0 | 0 | 0 | 0 | 0 | 0 | 0 | 0 | 0 | 0 | 0 | 0 | 0 | FALSE | FALSE | FALSE | FALSE | 0 | 0 | 0 | n/a | n/a | n/a | n/a | n/a | 0 | 0 | 100% | 100% | 0 | 0 | 0 | 0 | 0 | 0 | 0 | 0 | 0 | 0 | 0 | 0 | 0 | 0 | 0 | 0 | 0 | 0 | 0 | 0 | 0 | 0
| 0 | 0 | 0 | 0 | 0 | 0 | 0 | 0 | 0 | 0 | 0 | 0 | 0 | 0 | 0 | 0 | 0 | 0 | FALSE | FALSE | FALSE | FALSE | 0 | 0 | 0 | n/a | n/a | n/a | n/a | n/a | 0 | 0 | 100% | 100% | 0 | 0 | 0 | 0 | 0 | 0 | 0 | 0 | 0 | 0 | 0 | 0 | 0 | 0 | 0 | 0 | 0 | 0 | 0 | 0 | 0 | 0
| 0 | 0 | 0 | 0 | 0 | 0 | 0 | 0 | 0 | 0 | 0 | 0 | 0 | 0 | 0 | 0 | 0 | 0 | FALSE | FALSE | FALSE | FALSE | 0 | 0 | 0 | n/a | n/a | n/a | n/a | n/a | 0 | 0 | 100% | 100% | 0 | 0 | 0 | 0 | 0 | 0 | 0 | 0 | 0 | 0 | 0 | 0 | 0 | 0 | 0 | 0 | 0 | 0 | 0 | 0 | 0 | 0
| 0 | 0 | 0 | 0 | 0 | 0 | 0 | 0 | 0 | 0 | 0 | 0 | 0 | 0 | 0 | 0 | 0 | 0 | FALSE | FALSE | FALSE | FALSE | 0 | 0 | 0 | n/a | n/a | n/a | n/a | n/a | 0 | 0 | 100% | 100% | 0 | 0 | 0 | 0 | 0 | 0 | 0 | 0 | 0 | 0 | 0 | 0 | 0 | 0 | 0 | 0 | 0 | 0 | 0 | 0 | 0 | 0
| 0 | 0 | 0 | 0 | 0 | 0 | 0 | 0 | 0 | 0 | 0 | 0 | 0 | 0 | 0 | 0 | 0 | 0 | FALSE | FALSE | FALSE | FALSE | 0 | 0 | 0 | n/a | n/a | n/a | n/a | n/a | 0 | 0 | 100% | 100% | 0 | 0 | 0 | 0 | 0 | 0 | 0 | 0 | 0 | 0 | 0 | 0 | 0 | 0 | 0 | 0 | 0 | 0 | 0 | 0 | 0 | 0
| 0 | 0 | 0 | 0 | 0 | 0 | 0 | 0 | 0 | 0 | 0 | 0 | 0 | 0 | 0 | 0 | 0 | 0 | FALSE | FALSE | FALSE | FALSE | 0 | 0 | 0 | n/a | n/a | n/a | n/a | n/a | 0 | 0 | 100% | 100% | 0 | 0 | 0 | 0 | 0 | 0 | 0 | 0 | 0 | 0 | 0 | 0 | 0 | 0 | 0 | 0 | 0 | 0 | 0 | 0 | 0 | 0
| 0 | 0 | 0 | 0 | 0 | 0 | 0 | 0 | 0 | 0 | 0 | 0 | 0 | 0 | 0 | 0 | 0 | 0 | FALSE | FALSE | FALSE | FALSE | 0 | 0 | 0 | n/a | n/a | n/a | n/a | n/a | 0 | 0 | 100% | 100% | 0 | 0 | 0 | 0 | 0 | 0 | 0 | 0 | 0 | 0 | 0 | 0 | 0 | 0 | 0 | 0 | 0 | 0 | 0 | 0 | 0 | 0
| 0 | 0 | 0 | 0 | 0 | 0 | 0 | 0 | 0 | 0 | 0 | 0 | 0 | 0 | 0 | 0 | 0 | 0 | FALSE | FALSE | FALSE | FALSE | 0 | 0 | 0 | n/a | n/a | n/a | n/a | n/a | 0 | 0 | 100% | 100% | 0 | 0 | 0 | 0 | 0 | 0 | 0 | 0 | 0 | 0 | 0 | 0 | 0 | 0 | 0 | 0 | 0 | 0 | 0 | 0 | 0 | 0
| 0 | 0 | 0 | 0 | 0 | 0 | 0 | 0 | 0 | 0 | 0 | 0 | 0 | 0 | 0 | 0 | 0 | 0 | FALSE | FALSE | FALSE | FALSE | 0 | 0 | 0 | n/a | n/a | n/a | n/a | n/a | 0 | 0 | 100% | 100% | 0 | 0 | 0 | 0 | 0 | 0 | 0 | 0 | 0 | 0 | 0 | 0 | 0 | 0 | 0 | 0 | 0 | 0 | 0 | 0 | 0 | 0
| 0 | 0 | 0 | 0 | 0 | 0 | 0 | 0 | 0 | 0 | 0 | 0 | 0 | 0 | 0 | 0 | 0 | 0 | FALSE | FALSE | FALSE | FALSE | 0 | 0 | 0 | n/a | n/a | n/a | n/a | n/a | 0 | 0 | 100% | 100% | 0 | 0 | 0 | 0 | 0 | 0 | 0 | 0 | 0 | 0 | 0 | 0 | 0 | 0 | 0 | 0 | 0 | 0 | 0 | 0 | 0 | 0
| 0 | 0 | 0 | 0 | 0 | 0 | 0 | 0 | 0 | 0 | 0 | 0 | 0 | 0 | 0 | 0 | 0 | 0 | FALSE | FALSE | FALSE | FALSE | 0 | 0 | 0 | n/a | n/a | n/a | n/a | n/a | 0 | 0 | 100% | 100% | 0 | 0 | 0 | 0 | 0 | 0 | 0 | 0 | 0 | 0 | 0 | 0 | 0 | 0 | 0 | 0 | 0 | 0 | 0 | 0 | 0 | 0
| 0 | 0 | 0 | 0 | 0 | 0 | 0 | 0 | 0 | 0 | 0 | 0 | 0 | 0 | 0 | 0 | 0 | 0 | FALSE | FALSE | FALSE | FALSE | 0 | 0 | 0 | n/a | n/a | n/a | n/a | n/a | 0 | 0 | 100% | 100% | 0 | 0 | 0 | 0 | 0 | 0 | 0 | 0 | 0 | 0 | 0 | 0 | 0 | 0 | 0 | 0 | 0 | 0 | 0 | 0 | 0 | 0
| 0 | 0 | 0 | 0 | 0 | 0 | 0 | 0 | 0 | 0 | 0 | 0 | 0 | 0 | 0 | 0 | 0 | 0 | FALSE | FALSE | FALSE | FALSE | 0 | 0 | 0 | n/a | n/a | n/a | n/a | n/a | 0 | 0 | 100% | 100% | 0 | 0 | 0 | 0 | 0 | 0 | 0 | 0 | 0 | 0 | 0 | 0 | 0 | 0 | 0 | 0 | 0 | 0 | 0 | 0 | 0 | 0
| 0 | 0 | 0 | 0 | 0 | 0 | 0 | 0 | 0 | 0 | 0 | 0 | 0 | 0 | 0 | 0 | 0 | 0 | FALSE | FALSE | FALSE | FALSE | 0 | 0 | 0 | n/a | n/a | n/a | n/a | n/a | 0 | 0 | 100% | 100% | 0 | 0 | 0 | 0 | 0 | 0 | 0 | 0 | 0 | 0 | 0 | 0 | 0 | 0 | 0 | 0 | 0 | 0 | 0 | 0 | 0 | 0
| 0 | 0 | 0 | 0 | 0 | 0 | 0 | 0 | 0 | 0 | 0 | 0 | 0 | 0 | 0 | 0 | 0 | 0 | FALSE | FALSE | FALSE | FALSE | 0 | 0 | 0 | n/a | n/a | n/a | n/a | n/a | 0 | 0 | 100% | 100% | 0 | 0 | 0 | 0 | 0 | 0 | 0 | 0 | 0 | 0 | 0 | 0 | 0 | 0 | 0 | 0 | 0 | 0 | 0 | 0 | 0 | 0
| 0 | 0 | 0 | 0 | 0 | 0 | 0 | 0 | 0 | 0 | 0 | 0 | 0 | 0 | 0 | 0 | 0 | 0 | FALSE | FALSE | FALSE | FALSE | 0 | 0 | 0 | n/a | n/a | n/a | n/a | n/a | 0 | 0 | 100% | 100% | 0 | 0 | 0 | 0 | 0 | 0 | 0 | 0 | 0 | 0 | 0 | 0 | 0 | 0 | 0 | 0 | 0 | 0 | 0 | 0 | 0 | 0
| 0 | 0 | 0 | 0 | 0 | 0 | 0 | 0 | 0 | 0 | 0 | 0 | 0 | 0 | 0 | 0 | 0 | 0 | FALSE | FALSE | FALSE | FALSE | 0 | 0 | 0 | n/a | n/a | n/a | n/a | n/a | 0 | 0 | 100% | 100% | 0 | 0 | 0 | 0 | 0 | 0 | 0 | 0 | 0 | 0 | 0 | 0 | 0 | 0 | 0 | 0 | 0 | 0 | 0 | 0 | 0 | 0
| 0 | 0 | 0 | 0 | 0 | 0 | 0 | 0 | 0 | 0 | 0 | 0 | 0 | 0 | 0 | 0 | 0 | 0 | FALSE | FALSE | FALSE | FALSE | 0 | 0 | 0 | n/a | n/a | n/a | n/a | n/a | 0 | 0 | 100% | 100% | 0 | 0 | 0 | 0 | 0 | 0 | 0 | 0 | 0 | 0 | 0 | 0 | 0 | 0 | 0 | 0 | 0 | 0 | 0 | 0 | 0 | 0
| 0 | 0 | 0 | 0 | 0 | 0 | 0 | 0 | 0 | 0 | 0 | 0 | 0 | 0 | 0 | 0 | 0 | 0 | FALSE | FALSE | FALSE | FALSE | 0 | 0 | 0 | n/a | n/a | n/a | n/a | n/a | 0 | 0 | 100% | 100% | 0 | 0 | 0 | 0 | 0 | 0 | 0 | 0 | 0 | 0 | 0 | 0 | 0 | 0 | 0 | 0 | 0 | 0 | 0 | 0 | 0 | 0
| 0 | 0 | 0 | 0 | 0 | 0 | 0 | 0 | 0 | 0 | 0 | 0 | 0 | 0 | 0 | 0 | 0 | 0 | FALSE | FALSE | FALSE | FALSE | 0 | 0 | 0 | n/a | n/a | n/a | n/a | n/a | 0 | 0 | 100% | 100% | 0 | 0 | 0 | 0 | 0 | 0 | 0 | 0 | 0 | 0 | 0 | 0 | 0 | 0 | 0 | 0 | 0 | 0 | 0 | 0 | 0 | 0
| 0 | 0 | 0 | 0 | 0 | 0 | 0 | 0 | 0 | 0 | 0 | 0 | 0 | 0 | 0 | 0 | 0 | 0 | FALSE | FALSE | FALSE | FALSE | 0 | 0 | 0 | n/a | n/a | n/a | n/a | n/a | 0 | 0 | 100% | 100% | 0 | 0 | 0 | 0 | 0 | 0 | 0 | 0 | 0 | 0 | 0 | 0 | 0 | 0 | 0 | 0 | 0 | 0 | 0 | 0 | 0 | 0
| 0 | 0 | 0 | 0 | 0 | 0 | 0 | 0 | 0 | 0 | 0 | 0 | 0 | 0 | 0 | 0 | 0 | 0 | FALSE | FALSE | FALSE | FALSE | 0 | 0 | 0 | n/a | n/a | n/a | n/a | n/a | 0 | 0 | 100% | 100% | 0 | 0 | 0 | 0 | 0 | 0 | 0 | 0 | 0 | 0 | 0 | 0 | 0 | 0 | 0 | 0 | 0 | 0 | 0 | 0 | 0 | 0
| 0 | 0 | 0 | 0 | 0 | 0 | 0 | 0 | 0 | 0 | 0 | 0 | 0 | 0 | 0 | 0 | 0 | 0 | FALSE | FALSE | FALSE | FALSE | 0 | 0 | 0 | n/a | n/a | n/a | n/a | n/a | 0 | 0 | 100% | 100% | 0 | 0 | 0 | 0 | 0 | 0 | 0 | 0 | 0 | 0 | 0 | 0 | 0 | 0 | 0 | 0 | 0 | 0 | 0 | 0 | 0 | 0
| 0 | 0 | 0 | 0 | 0 | 0 | 0 | 0 | 0 | 0 | 0 | 0 | 0 | 0 | 0 | 0 | 0 | 0 | FALSE | FALSE | FALSE | FALSE | 0 | 0 | 0 | n/a | n/a | n/a | n/a | n/a | 0 | 0 | 100% | 100% | 0 | 0 | 0 | 0 | 0 | 0 | 0 | 0 | 0 | 0 | 0 | 0 | 0 | 0 | 0 | 0 | 0 | 0 | 0 | 0 | 0 | 0
| 0 | 0 | 0 | 0 | 0 | 0 | 0 | 0 | 0 | 0 | 0 | 0 | 0 | 0 | 0 | 0 | 0 | 0 | FALSE | FALSE | FALSE | FALSE | 0 | 0 | 0 | n/a | n/a | n/a | n/a | n/a | 0 | 0 | 100% | 100% | 0 | 0 | 0 | 0 | 0 | 0 | 0 | 0 | 0 | 0 | 0 | 0 | 0 | 0 | 0 | 0 | 0 | 0 | 0 | 0 | 0 | 0
| 0 | 0 | 0 | 0 | 0 | 0 | 0 | 0 | 0 | 0 | 0 | 0 | 0 | 0 | 0 | 0 | 0 | 0 | FALSE | FALSE | FALSE | FALSE | 0 | 0 | 0 | n/a | n/a | n/a | n/a | n/a | 0 | 0 | 100% | 100% | 0 | 0 | 0 | 0 | 0 | 0 | 0 | 0 | 0 | 0 | 0 | 0 | 0 | 0 | 0 | 0 | 0 | 0 | 0 | 0 | 0 | 0
| 0 | 0 | 0 | 0 | 0 | 0 | 0 | 0 | 0 | 0 | 0 | 0 | 0 | 0 | 0 | 0 | 0 | 0 | FALSE | FALSE | FALSE | FALSE | 0 | 0 | 0 | n/a | n/a | n/a | n/a | n/a | 0 | 0 | 100% | 100% | 0 | 0 | 0 | 0 | 0 | 0 | 0 | 0 | 0 | 0 | 0 | 0 | 0 | 0 | 0 | 0 | 0 | 0 | 0 | 0 | 0 | 0
| 0 | 0 | 0 | 0 | 0 | 0 | 0 | 0 | 0 | 0 | 0 | 0 | 0 | 0 | 0 | 0 | 0 | 0 | FALSE | FALSE | FALSE | FALSE | 0 | 0 | 0 | n/a | n/a | n/a | n/a | n/a | 0 | 0 | 100% | 100% | 0 | 0 | 0 | 0 | 0 | 0 | 0 | 0 | 0 | 0 | 0 | 0 | 0 | 0 | 0 | 0 | 0 | 0 | 0 | 0 | 0 | 0
| 0 | 0 | 0 | 0 | 0 | 0 | 0 | 0 | 0 | 0 | 0 | 0 | 0 | 0 | 0 | 0 | 0 | 0 | FALSE | FALSE | FALSE | FALSE | 0 | 0 | 0 | n/a | n/a | n/a | n/a | n/a | 0 | 0 | 100% | 100% | 0 | 0 | 0 | 0 | 0 | 0 | 0 | 0 | 0 | 0 | 0 | 0 | 0 | 0 | 0 | 0 | 0 | 0 | 0 | 0 | 0 | 0
| 0 | 0 | 0 | 0 | 0 | 0 | 0 | 0 | 0 | 0 | 0 | 0 | 0 | 0 | 0 | 0 | 0 | 0 | FALSE | FALSE | FALSE | FALSE | 0 | 0 | 0 | n/a | n/a | n/a | n/a | n/a | 0 | 0 | 100% | 100% | 0 | 0 | 0 | 0 | 0 | 0 | 0 | 0 | 0 | 0 | 0 | 0 | 0 | 0 | 0 | 0 | 0 | 0 | 0 | 0 | 0 | 0
| 0 | 0 | 0 | 0 | 0 | 0 | 0 | 0 | 0 | 0 | 0 | 0 | 0 | 0 | 0 | 0 | 0 | 0 | FALSE | FALSE | FALSE | FALSE | 0 | 0 | 0 | n/a | n/a | n/a | n/a | n/a | 0 | 0 | 100% | 100% | 0 | 0 | 0 | 0 | 0 | 0 | 0 | 0 | 0 | 0 | 0 | 0 | 0 | 0 | 0 | 0 | 0 | 0 | 0 | 0 | 0 | 0
| 0 | 0 | 0 | 0 | 0 | 0 | 0 | 0 | 0 | 0 | 0 | 0 | 0 | 0 | 0 | 0 | 0 | 0 | FALSE | FALSE | FALSE | FALSE | 0 | 0 | 0 | n/a | n/a | n/a | n/a | n/a | 0 | 0 | 100% | 100% | 0 | 0 | 0 | 0 | 0 | 0 | 0 | 0 | 0 | 0 | 0 | 0 | 0 | 0 | 0 | 0 | 0 | 0 | 0 | 0 | 0 | 0
| 0 | 0 | 0 | 0 | 0 | 0 | 0 | 0 | 0 | 0 | 0 | 0 | 0 | 0 | 0 | 0 | 0 | 0 | FALSE | FALSE | FALSE | FALSE | 0 | 0 | 0 | n/a | n/a | n/a | n/a | n/a | 0 | 0 | 100% | 100% | 0 | 0 | 0 | 0 | 0 | 0 | 0 | 0 | 0 | 0 | 0 | 0 | 0 | 0 | 0 | 0 | 0 | 0 | 0 | 0 | 0 | 0
| 0 | 0 | 0 | 0 | 0 | 0 | 0 | 0 | 0 | 0 | 0 | 0 | 0 | 0 | 0 | 0 | 0 | 0 | FALSE | FALSE | FALSE | FALSE | 0 | 0 | 0 | n/a | n/a | n/a | n/a | n/a | 0 | 0 | 100% | 100% | 0 | 0 | 0 | 0 | 0 | 0 | 0 | 0 | 0 | 0 | 0 | 0 | 0 | 0 | 0 | 0 | 0 | 0 | 0 | 0 | 0 | 0
| 0 | 0 | 0 | 0 | 0 | 0 | 0 | 0 | 0 | 0 | 0 | 0 | 0 | 0 | 0 | 0 | 0 | 0 | FALSE | FALSE | FALSE | FALSE | 0 | 0 | 0 | n/a | n/a | n/a | n/a | n/a | 0 | 0 | 100% | 100% | 0 | 0 | 0 | 0 | 0 | 0 | 0 | 0 | 0 | 0 | 0 | 0 | 0 | 0 | 0 | 0 | 0 | 0 | 0 | 0 | 0 | 0
| 0 | 0 | 0 | 0 | 0 | 0 | 0 | 0 | 0 | 0 | 0 | 0 | 0 | 0 | 0 | 0 | 0 | 0 | FALSE | FALSE | FALSE | FALSE | 0 | 0 | 0 | n/a | n/a | n/a | n/a | n/a | 0 | 0 | 100% | 100% | 0 | 0 | 0 | 0 | 0 | 0 | 0 | 0 | 0 | 0 | 0 | 0 | 0 | 0 | 0 | 0 | 0 | 0 | 0 | 0 | 0 | 0
| 0 | 0 | 0 | 0 | 0 | 0 | 0 | 0 | 0 | 0 | 0 | 0 | 0 | 0 | 0 | 0 | 0 | 0 | FALSE | FALSE | FALSE | FALSE | 0 | 0 | 0 | n/a | n/a | n/a | n/a | n/a | 0 | 0 | 100% | 100% | 0 | 0 | 0 | 0 | 0 | 0 | 0 | 0 | 0 | 0 | 0 | 0 | 0 | 0 | 0 | 0 | 0 | 0 | 0 | 0 | 0 | 0
| 0 | 0 | 0 | 0 | 0 | 0 | 0 | 0 | 0 | 0 | 0 | 0 | 0 | 0 | 0 | 0 | 0 | 0 | FALSE | FALSE | FALSE | FALSE | 0 | 0 | 0 | n/a | n/a | n/a | n/a | n/a | 0 | 0 | 100% | 100% | 0 | 0 | 0 | 0 | 0 | 0 | 0 | 0 | 0 | 0 | 0 | 0 | 0 | 0 | 0 | 0 | 0 | 0 | 0 | 0 | 0 | 0
| 0 | 0 | 0 | 0 | 0 | 0 | 0 | 0 | 0 | 0 | 0 | 0 | 0 | 0 | 0 | 0 | 0 | 0 | FALSE | FALSE | FALSE | FALSE | 0 | 0 | 0 | n/a | n/a | n/a | n/a | n/a | 0 | 0 | 100% | 100% | 0 | 0 | 0 | 0 | 0 | 0 | 0 | 0 | 0 | 0 | 0 | 0 | 0 | 0 | 0 | 0 | 0 | 0 | 0 | 0 | 0 | 0
| 0 | 0 | 0 | 0 | 0 | 0 | 0 | 0 | 0 | 0 | 0 | 0 | 0 | 0 | 0 | 0 | 0 | 0 | FALSE | FALSE | FALSE | FALSE | 0 | 0 | 0 | n/a | n/a | n/a | n/a | n/a | 0 | 0 | 100% | 100% | 0 | 0 | 0 | 0 | 0 | 0 | 0 | 0 | 0 | 0 | 0 | 0 | 0 | 0 | 0 | 0 | 0 | 0 | 0 | 0 | 0 | 0
| 0 | 0 | 0 | 0 | 0 | 0 | 0 | 0 | 0 | 0 | 0 | 0 | 0 | 0 | 0 | 0 | 0 | 0 | FALSE | FALSE | FALSE | FALSE | 0 | 0 | 0 | n/a | n/a | n/a | n/a | n/a | 0 | 0 | 100% | 100% | 0 | 0 | 0 | 0 | 0 | 0 | 0 | 0 | 0 | 0 | 0 | 0 | 0 | 0 | 0 | 0 | 0 | 0 | 0 | 0 | 0 | 0
| 0 | 0 | 0 | 0 | 0 | 0 | 0 | 0 | 0 | 0 | 0 | 0 | 0 | 0 | 0 | 0 | 0 | 0 | FALSE | FALSE | FALSE | FALSE | 0 | 0 | 0 | n/a | n/a | n/a | n/a | n/a | 0 | 0 | 100% | 100% | 0 | 0 | 0 | 0 | 0 | 0 | 0 | 0 | 0 | 0 | 0 | 0 | 0 | 0 | 0 | 0 | 0 | 0 | 0 | 0 | 0 | 0
| 0 | 0 | 0 | 0 | 0 | 0 | 0 | 0 | 0 | 0 | 0 | 0 | 0 | 0 | 0 | 0 | 0 | 0 | FALSE | FALSE | FALSE | FALSE | 0 | 0 | 0 | n/a | n/a | n/a | n/a | n/a | 0 | 0 | 100% | 100% | 0 | 0 | 0 | 0 | 0 | 0 | 0 | 0 | 0 | 0 | 0 | 0 | 0 | 0 | 0 | 0 | 0 | 0 | 0 | 0 | 0 | 0
| 0 | 0 | 0 | 0 | 0 | 0 | 0 | 0 | 0 | 0 | 0 | 0 | 0 | 0 | 0 | 0 | 0 | 0 | FALSE | FALSE | FALSE | FALSE | 0 | 0 | 0 | n/a | n/a | n/a | n/a | n/a | 0 | 0 | 100% | 100% | 0 | 0 | 0 | 0 | 0 | 0 | 0 | 0 | 0 | 0 | 0 | 0 | 0 | 0 | 0 | 0 | 0 | 0 | 0 | 0 | 0 | 0
| 0 | 0 | 0 | 0 | 0 | 0 | 0 | 0 | 0 | 0 | 0 | 0 | 0 | 0 | 0 | 0 | 0 | 0 | FALSE | FALSE | FALSE | FALSE | 0 | 0 | 0 | n/a | n/a | n/a | n/a | n/a | 0 | 0 | 100% | 100% | 0 | 0 | 0 | 0 | 0 | 0 | 0 | 0 | 0 | 0 | 0 | 0 | 0 | 0 | 0 | 0 | 0 | 0 | 0 | 0 | 0 | 0
| 0 | 0 | 0 | 0 | 0 | 0 | 0 | 0 | 0 | 0 | 0 | 0 | 0 | 0 | 0 | 0 | 0 | 0 | FALSE | FALSE | FALSE | FALSE | 0 | 0 | 0 | n/a | n/a | n/a | n/a | n/a | 0 | 0 | 100% | 100% | 0 | 0 | 0 | 0 | 0 | 0 | 0 | 0 | 0 | 0 | 0 | 0 | 0 | 0 | 0 | 0 | 0 | 0 | 0 | 0 | 0 | 0
| 0 | 0 | 0 | 0 | 0 | 0 | 0 | 0 | 0 | 0 | 0 | 0 | 0 | 0 | 0 | 0 | 0 | 0 | FALSE | FALSE | FALSE | FALSE | 0 | 0 | 0 | n/a | n/a | n/a | n/a | n/a | 0 | 0 | 100% | 100% | 0 | 0 | 0 | 0 | 0 | 0 | 0 | 0 | 0 | 0 | 0 | 0 | 0 | 0 | 0 | 0 | 0 | 0 | 0 | 0 | 0 | 0
| 0 | 0 | 0 | 0 | 0 | 0 | 0 | 0 | 0 | 0 | 0 | 0 | 0 | 0 | 0 | 0 | 0 | 0 | FALSE | FALSE | FALSE | FALSE | 0 | 0 | 0 | n/a | n/a | n/a | n/a | n/a | 0 | 0 | 100% | 100% | 0 | 0 | 0 | 0 | 0 | 0 | 0 | 0 | 0 | 0 | 0 | 0 | 0 | 0 | 0 | 0 | 0 | 0 | 0 | 0 | 0 | 0
| 0 | 0 | 0 | 0 | 0 | 0 | 0 | 0 | 0 | 0 | 0 | 0 | 0 | 0 | 0 | 0 | 0 | 0 | FALSE | FALSE | FALSE | FALSE | 0 | 0 | 0 | n/a | n/a | n/a | n/a | n/a | 0 | 0 | 100% | 100% | 0 | 0 | 0 | 0 | 0 | 0 | 0 | 0 | 0 | 0 | 0 | 0 | 0 | 0 | 0 | 0 | 0 | 0 | 0 | 0 | 0 | 0
| 0 | 0 | 0 | 0 | 0 | 0 | 0 | 0 | 0 | 0 | 0 | 0 | 0 | 0 | 0 | 0 | 0 | 0 | FALSE | FALSE | FALSE | FALSE | 0 | 0 | 0 | n/a | n/a | n/a | n/a | n/a | 0 | 0 | 100% | 100% | 0 | 0 | 0 | 0 | 0 | 0 | 0 | 0 | 0 | 0 | 0 | 0 | 0 | 0 | 0 | 0 | 0 | 0 | 0 | 0 | 0 | 0
| 0 | 0 | 0 | 0 | 0 | 0 | 0 | 0 | 0 | 0 | 0 | 0 | 0 | 0 | 0 | 0 | 0 | 0 | FALSE | FALSE | FALSE | FALSE | 0 | 0 | 0 | n/a | n/a | n/a | n/a | n/a | 0 | 0 | 100% | 100% | 0 | 0 | 0 | 0 | 0 | 0 | 0 | 0 | 0 | 0 | 0 | 0 | 0 | 0 | 0 | 0 | 0 | 0 | 0 | 0 | 0 | 0
| 0 | 0 | 0 | 0 | 0 | 0 | 0 | 0 | 0 | 0 | 0 | 0 | 0 | 0 | 0 | 0 | 0 | 0 | FALSE | FALSE | FALSE | FALSE | 0 | 0 | 0 | n/a | n/a | n/a | n/a | n/a | 0 | 0 | 100% | 100% | 0 | 0 | 0 | 0 | 0 | 0 | 0 | 0 | 0 | 0 | 0 | 0 | 0 | 0 | 0 | 0 | 0 | 0 | 0 | 0 | 0 | 0
| 0 | 0 | 0 | 0 | 0 | 0 | 0 | 0 | 0 | 0 | 0 | 0 | 0 | 0 | 0 | 0 | 0 | 0 | FALSE | FALSE | FALSE | FALSE | 0 | 0 | 0 | n/a | n/a | n/a | n/a | n/a | 0 | 0 | 100% | 100% | 0 | 0 | 0 | 0 | 0 | 0 | 0 | 0 | 0 | 0 | 0 | 0 | 0 | 0 | 0 | 0 | 0 | 0 | 0 | 0 | 0 | 0
| 0 | 0 | 0 | 0 | 0 | 0 | 0 | 0 | 0 | 0 | 0 | 0 | 0 | 0 | 0 | 0 | 0 | 0 | FALSE | FALSE | FALSE | FALSE | 0 | 0 | 0 | n/a | n/a | n/a | n/a | n/a | 0 | 0 | 100% | 100% | 0 | 0 | 0 | 0 | 0 | 0 | 0 | 0 | 0 | 0 | 0 | 0 | 0 | 0 | 0 | 0 | 0 | 0 | 0 | 0 | 0 | 0
| 0 | 0 | 0 | 0 | 0 | 0 | 0 | 0 | 0 | 0 | 0 | 0 | 0 | 0 | 0 | 0 | 0 | 0 | FALSE | FALSE | FALSE | FALSE | 0 | 0 | 0 | n/a | n/a | n/a | n/a | n/a | 0 | 0 | 100% | 100% | 0 | 0 | 0 | 0 | 0 | 0 | 0 | 0 | 0 | 0 | 0 | 0 | 0 | 0 | 0 | 0 | 0 | 0 | 0 | 0 | 0 | 0
| 0 | 0 | 0 | 0 | 0 | 0 | 0 | 0 | 0 | 0 | 0 | 0 | 0 | 0 | 0 | 0 | 0 | 0 | FALSE | FALSE | FALSE | FALSE | 0 | 0 | 0 | n/a | n/a | n/a | n/a | n/a | 0 | 0 | 100% | 100% | 0 | 0 | 0 | 0 | 0 | 0 | 0 | 0 | 0 | 0 | 0 | 0 | 0 | 0 | 0 | 0 | 0 | 0 | 0 | 0 | 0 | 0
| 0 | 0 | 0 | 0 | 0 | 0 | 0 | 0 | 0 | 0 | 0 | 0 | 0 | 0 | 0 | 0 | 0 | 0 | FALSE | FALSE | FALSE | FALSE | 0 | 0 | 0 | n/a | n/a | n/a | n/a | n/a | 0 | 0 | 100% | 100% | 0 | 0 | 0 | 0 | 0 | 0 | 0 | 0 | 0 | 0 | 0 | 0 | 0 | 0 | 0 | 0 | 0 | 0 | 0 | 0 | 0 | 0
| 0 | 0 | 0 | 0 | 0 | 0 | 0 | 0 | 0 | 0 | 0 | 0 | 0 | 0 | 0 | 0 | 0 | 0 | FALSE | FALSE | FALSE | FALSE | 0 | 0 | 0 | n/a | n/a | n/a | n/a | n/a | 0 | 0 | 100% | 100% | 0 | 0 | 0 | 0 | 0 | 0 | 0 | 0 | 0 | 0 | 0 | 0 | 0 | 0 | 0 | 0 | 0 | 0 | 0 | 0 | 0 | 0
| 0 | 0 | 0 | 0 | 0 | 0 | 0 | 0 | 0 | 0 | 0 | 0 | 0 | 0 | 0 | 0 | 0 | 0 | FALSE | FALSE | FALSE | FALSE | 0 | 0 | 0 | n/a | n/a | n/a | n/a | n/a | 0 | 0 | 100% | 100% | 0 | 0 | 0 | 0 | 0 | 0 | 0 | 0 | 0 | 0 | 0 | 0 | 0 | 0 | 0 | 0 | 0 | 0 | 0 | 0 | 0 | 0
| 0 | 0 | 0 | 0 | 0 | 0 | 0 | 0 | 0 | 0 | 0 | 0 | 0 | 0 | 0 | 0 | 0 | 0 | FALSE | FALSE | FALSE | FALSE | 0 | 0 | 0 | n/a | n/a | n/a | n/a | n/a | 0 | 0 | 100% | 100% | 0 | 0 | 0 | 0 | 0 | 0 | 0 | 0 | 0 | 0 | 0 | 0 | 0 | 0 | 0 | 0 | 0 | 0 | 0 | 0 | 0 | 0
| 0 | 0 | 0 | 0 | 0 | 0 | 0 | 0 | 0 | 0 | 0 | 0 | 0 | 0 | 0 | 0 | 0 | 0 | FALSE | FALSE | FALSE | FALSE | 0 | 0 | 0 | n/a | n/a | n/a | n/a | n/a | 0 | 0 | 100% | 100% | 0 | 0 | 0 | 0 | 0 | 0 | 0 | 0 | 0 | 0 | 0 | 0 | 0 | 0 | 0 | 0 | 0 | 0 | 0 | 0 | 0 | 0
| 0 | 0 | 0 | 0 | 0 | 0 | 0 | 0 | 0 | 0 | 0 | 0 | 0 | 0 | 0 | 0 | 0 | 0 | FALSE | FALSE | FALSE | FALSE | 0 | 0 | 0 | n/a | n/a | n/a | n/a | n/a | 0 | 0 | 100% | 100% | 0 | 0 | 0 | 0 | 0 | 0 | 0 | 0 | 0 | 0 | 0 | 0 | 0 | 0 | 0 | 0 | 0 | 0 | 0 | 0 | 0 | 0
| 0 | 0 | 0 | 0 | 0 | 0 | 0 | 0 | 0 | 0 | 0 | 0 | 0 | 0 | 0 | 0 | 0 | 0 | FALSE | FALSE | FALSE | FALSE | 0 | 0 | 0 | n/a | n/a | n/a | n/a | n/a | 0 | 0 | 100% | 100% | 0 | 0 | 0 | 0 | 0 | 0 | 0 | 0 | 0 | 0 | 0 | 0 | 0 | 0 | 0 | 0 | 0 | 0 | 0 | 0 | 0 | 0
| 0 | 0 | 0 | 0 | 0 | 0 | 0 | 0 | 0 | 0 | 0 | 0 | 0 | 0 | 0 | 0 | 0 | 0 | FALSE | FALSE | FALSE | FALSE | 0 | 0 | 0 | n/a | n/a | n/a | n/a | n/a | 0 | 0 | 100% | 100% | 0 | 0 | 0 | 0 | 0 | 0 | 0 | 0 | 0 | 0 | 0 | 0 | 0 | 0 | 0 | 0 | 0 | 0 | 0 | 0 | 0 | 0
| 0 | 0 | 0 | 0 | 0 | 0 | 0 | 0 | 0 | 0 | 0 | 0 | 0 | 0 | 0 | 0 | 0 | 0 | FALSE | FALSE | FALSE | FALSE | 0 | 0 | 0 | n/a | n/a | n/a | n/a | n/a | 0 | 0 | 100% | 100% | 0 | 0 | 0 | 0 | 0 | 0 | 0 | 0 | 0 | 0 | 0 | 0 | 0 | 0 | 0 | 0 | 0 | 0 | 0 | 0 | 0 | 0
| 0 | 0 | 0 | 0 | 0 | 0 | 0 | 0 | 0 | 0 | 0 | 0 | 0 | 0 | 0 | 0 | 0 | 0 | FALSE | FALSE | FALSE | FALSE | 0 | 0 | 0 | n/a | n/a | n/a | n/a | n/a | 0 | 0 | 100% | 100% | 0 | 0 | 0 | 0 | 0 | 0 | 0 | 0 | 0 | 0 | 0 | 0 | 0 | 0 | 0 | 0 | 0 | 0 | 0 | 0 | 0 | 0
| 0 | 0 | 0 | 0 | 0 | 0 | 0 | 0 | 0 | 0 | 0 | 0 | 0 | 0 | 0 | 0 | 0 | 0 | FALSE | FALSE | FALSE | FALSE | 0 | 0 | 0 | n/a | n/a | n/a | n/a | n/a | 0 | 0 | 100% | 100% | 0 | 0 | 0 | 0 | 0 | 0 | 0 | 0 | 0 | 0 | 0 | 0 | 0 | 0 | 0 | 0 | 0 | 0 | 0 | 0 | 0 | 0
| 0 | 0 | 0 | 0 | 0 | 0 | 0 | 0 | 0 | 0 | 0 | 0 | 0 | 0 | 0 | 0 | 0 | 0 | FALSE | FALSE | FALSE | FALSE | 0 | 0 | 0 | n/a | n/a | n/a | n/a | n/a | 0 | 0 | 100% | 100% | 0 | 0 | 0 | 0 | 0 | 0 | 0 | 0 | 0 | 0 | 0 | 0 | 0 | 0 | 0 | 0 | 0 | 0 | 0 | 0 | 0 | 0
| 0 | 0 | 0 | 0 | 0 | 0 | 0 | 0 | 0 | 0 | 0 | 0 | 0 | 0 | 0 | 0 | 0 | 0 | FALSE | FALSE | FALSE | FALSE | 0 | 0 | 0 | n/a | n/a | n/a | n/a | n/a | 0 | 0 | 100% | 100% | 0 | 0 | 0 | 0 | 0 | 0 | 0 | 0 | 0 | 0 | 0 | 0 | 0 | 0 | 0 | 0 | 0 | 0 | 0 | 0 | 0 | 0
| 0 | 0 | 0 | 0 | 0 | 0 | 0 | 0 | 0 | 0 | 0 | 0 | 0 | 0 | 0 | 0 | 0 | 0 | FALSE | FALSE | FALSE | FALSE | 0 | 0 | 0 | n/a | n/a | n/a | n/a | n/a | 0 | 0 | 100% | 100% | 0 | 0 | 0 | 0 | 0 | 0 | 0 | 0 | 0 | 0 | 0 | 0 | 0 | 0 | 0 | 0 | 0 | 0 | 0 | 0 | 0 | 0
| 0 | 0 | 0 | 0 | 0 | 0 | 0 | 0 | 0 | 0 | 0 | 0 | 0 | 0 | 0 | 0 | 0 | 0 | FALSE | FALSE | FALSE | FALSE | 0 | 0 | 0 | n/a | n/a | n/a | n/a | n/a | 0 | 0 | 100% | 100% | 0 | 0 | 0 | 0 | 0 | 0 | 0 | 0 | 0 | 0 | 0 | 0 | 0 | 0 | 0 | 0 | 0 | 0 | 0 | 0 | 0 | 0
| 0 | 0 | 0 | 0 | 0 | 0 | 0 | 0 | 0 | 0 | 0 | 0 | 0 | 0 | 0 | 0 | 0 | 0 | FALSE | FALSE | FALSE | FALSE | 0 | 0 | 0 | n/a | n/a | n/a | n/a | n/a | 0 | 0 | 100% | 100% | 0 | 0 | 0 | 0 | 0 | 0 | 0 | 0 | 0 | 0 | 0 | 0 | 0 | 0 | 0 | 0 | 0 | 0 | 0 | 0 | 0 | 0
| 0 | 0 | 0 | 0 | 0 | 0 | 0 | 0 | 0 | 0 | 0 | 0 | 0 | 0 | 0 | 0 | 0 | 0 | FALSE | FALSE | FALSE | FALSE | 0 | 0 | 0 | n/a | n/a | n/a | n/a | n/a | 0 | 0 | 100% | 100% | 0 | 0 | 0 | 0 | 0 | 0 | 0 | 0 | 0 | 0 | 0 | 0 | 0 | 0 | 0 | 0 | 0 | 0 | 0 | 0 | 0 | 0
| 0 | 0 | 0 | 0 | 0 | 0 | 0 | 0 | 0 | 0 | 0 | 0 | 0 | 0 | 0 | 0 | 0 | 0 | FALSE | FALSE | FALSE | FALSE | 0 | 0 | 0 | n/a | n/a | n/a | n/a | n/a | 0 | 0 | 100% | 100% | 0 | 0 | 0 | 0 | 0 | 0 | 0 | 0 | 0 | 0 | 0 | 0 | 0 | 0 | 0 | 0 | 0 | 0 | 0 | 0 | 0 | 0
| 0 | 0 | 0 | 0 | 0 | 0 | 0 | 0 | 0 | 0 | 0 | 0 | 0 | 0 | 0 | 0 | 0 | 0 | FALSE | FALSE | FALSE | FALSE | 0 | 0 | 0 | n/a | n/a | n/a | n/a | n/a | 0 | 0 | 100% | 100% | 0 | 0 | 0 | 0 | 0 | 0 | 0 | 0 | 0 | 0 | 0 | 0 | 0 | 0 | 0 | 0 | 0 | 0 | 0 | 0 | 0 | 0
| 0 | 0 | 0 | 0 | 0 | 0 | 0 | 0 | 0 | 0 | 0 | 0 | 0 | 0 | 0 | 0 | 0 | 0 | FALSE | FALSE | FALSE | FALSE | 0 | 0 | 0 | n/a | n/a | n/a | n/a | n/a | 0 | 0 | 100% | 100% | 0 | 0 | 0 | 0 | 0 | 0 | 0 | 0 | 0 | 0 | 0 | 0 | 0 | 0 | 0 | 0 | 0 | 0 | 0 | 0 | 0 | 0
| 0 | 0 | 0 | 0 | 0 | 0 | 0 | 0 | 0 | 0 | 0 | 0 | 0 | 0 | 0 | 0 | 0 | 0 | FALSE | FALSE | FALSE | FALSE | 0 | 0 | 0 | n/a | n/a | n/a | n/a | n/a | 0 | 0 | 100% | 100% | 0 | 0 | 0 | 0 | 0 | 0 | 0 | 0 | 0 | 0 | 0 | 0 | 0 | 0 | 0 | 0 | 0 | 0 | 0 | 0 | 0 | 0
| 0 | 0 | 0 | 0 | 0 | 0 | 0 | 0 | 0 | 0 | 0 | 0 | 0 | 0 | 0 | 0 | 0 | 0 | FALSE | FALSE | FALSE | FALSE | 0 | 0 | 0 | n/a | n/a | n/a | n/a | n/a | 0 | 0 | 100% | 100% | 0 | 0 | 0 | 0 | 0 | 0 | 0 | 0 | 0 | 0 | 0 | 0 | 0 | 0 | 0 | 0 | 0 | 0 | 0 | 0 | 0 | 0
| 0 | 0 | 0 | 0 | 0 | 0 | 0 | 0 | 0 | 0 | 0 | 0 | 0 | 0 | 0 | 0 | 0 | 0 | FALSE | FALSE | FALSE | FALSE | 0 | 0 | 0 | n/a | n/a | n/a | n/a | n/a | 0 | 0 | 100% | 100% | 0 | 0 | 0 | 0 | 0 | 0 | 0 | 0 | 0 | 0 | 0 | 0 | 0 | 0 | 0 | 0 | 0 | 0 | 0 | 0 | 0 | 0
| 0 | 0 | 0 | 0 | 0 | 0 | 0 | 0 | 0 | 0 | 0 | 0 | 0 | 0 | 0 | 0 | 0 | 0 | FALSE | FALSE | FALSE | FALSE | 0 | 0 | 0 | n/a | n/a | n/a | n/a | n/a | 0 | 0 | 100% | 100% | 0 | 0 | 0 | 0 | 0 | 0 | 0 | 0 | 0 | 0 | 0 | 0 | 0 | 0 | 0 | 0 | 0 | 0 | 0 | 0 | 0 | 0
| 0 | 0 | 0 | 0 | 0 | 0 | 0 | 0 | 0 | 0 | 0 | 0 | 0 | 0 | 0 | 0 | 0 | 0 | FALSE | FALSE | FALSE | FALSE | 0 | 0 | 0 | n/a | n/a | n/a | n/a | n/a | 0 | 0 | 100% | 100% | 0 | 0 | 0 | 0 | 0 | 0 | 0 | 0 | 0 | 0 | 0 | 0 | 0 | 0 | 0 | 0 | 0 | 0 | 0 | 0 | 0 | 0
| 0 | 0 | 0 | 0 | 0 | 0 | 0 | 0 | 0 | 0 | 0 | 0 | 0 | 0 | 0 | 0 | 0 | 0 | FALSE | FALSE | FALSE | FALSE | 0 | 0 | 0 | n/a | n/a | n/a | n/a | n/a | 0 | 0 | 100% | 100% | 0 | 0 | 0 | 0 | 0 | 0 | 0 | 0 | 0 | 0 | 0 | 0 | 0 | 0 | 0 | 0 | 0 | 0 | 0 | 0 | 0 | 0
| 0 | 0 | 0 | 0 | 0 | 0 | 0 | 0 | 0 | 0 | 0 | 0 | 0 | 0 | 0 | 0 | 0 | 0 | FALSE | FALSE | FALSE | FALSE | 0 | 0 | 0 | n/a | n/a | n/a | n/a | n/a | 0 | 0 | 100% | 100% | 0 | 0 | 0 | 0 | 0 | 0 | 0 | 0 | 0 | 0 | 0 | 0 | 0 | 0 | 0 | 0 | 0 | 0 | 0 | 0 | 0 | 0
| 0 | 0 | 0 | 0 | 0 | 0 | 0 | 0 | 0 | 0 | 0 | 0 | 0 | 0 | 0 | 0 | 0 | 0 | FALSE | FALSE | FALSE | FALSE | 0 | 0 | 0 | n/a | n/a | n/a | n/a | n/a | 0 | 0 | 100% | 100% | 0 | 0 | 0 | 0 | 0 | 0 | 0 | 0 | 0 | 0 | 0 | 0 | 0 | 0 | 0 | 0 | 0 | 0 | 0 | 0 | 0 | 0
| 0 | 0 | 0 | 0 | 0 | 0 | 0 | 0 | 0 | 0 | 0 | 0 | 0 | 0 | 0 | 0 | 0 | 0 | FALSE | FALSE | FALSE | FALSE | 0 | 0 | 0 | n/a | n/a | n/a | n/a | n/a | 0 | 0 | 100% | 100% | 0 | 0 | 0 | 0 | 0 | 0 | 0 | 0 | 0 | 0 | 0 | 0 | 0 | 0 | 0 | 0 | 0 | 0 | 0 | 0 | 0 | 0
| 0 | 0 | 0 | 0 | 0 | 0 | 0 | 0 | 0 | 0 | 0 | 0 | 0 | 0 | 0 | 0 | 0 | 0 | FALSE | FALSE | FALSE | FALSE | 0 | 0 | 0 | n/a | n/a | n/a | n/a | n/a | 0 | 0 | 100% | 100% | 0 | 0 | 0 | 0 | 0 | 0 | 0 | 0 | 0 | 0 | 0 | 0 | 0 | 0 | 0 | 0 | 0 | 0 | 0 | 0 | 0 | 0
| 0 | 0 | 0 | 0 | 0 | 0 | 0 | 0 | 0 | 0 | 0 | 0 | 0 | 0 | 0 | 0 | 0 | 0 | FALSE | FALSE | FALSE | FALSE | 0 | 0 | 0 | n/a | n/a | n/a | n/a | n/a | 0 | 0 | 100% | 100% | 0 | 0 | 0 | 0 | 0 | 0 | 0 | 0 | 0 | 0 | 0 | 0 | 0 | 0 | 0 | 0 | 0 | 0 | 0 | 0 | 0 | 0
| 0 | 0 | 0 | 0 | 0 | 0 | 0 | 0 | 0 | 0 | 0 | 0 | 0 | 0 | 0 | 0 | 0 | 0 | FALSE | FALSE | FALSE | FALSE | 0 | 0 | 0 | n/a | n/a | n/a | n/a | n/a | 0 | 0 | 100% | 100% | 0 | 0 | 0 | 0 | 0 | 0 | 0 | 0 | 0 | 0 | 0 | 0 | 0 | 0 | 0 | 0 | 0 | 0 | 0 | 0 | 0 | 0
| 0 | 0 | 0 | 0 | 0 | 0 | 0 | 0 | 0 | 0 | 0 | 0 | 0 | 0 | 0 | 0 | 0 | 0 | FALSE | FALSE | FALSE | FALSE | 0 | 0 | 0 | n/a | n/a | n/a | n/a | n/a | 0 | 0 | 100% | 100% | 0 | 0 | 0 | 0 | 0 | 0 | 0 | 0 | 0 | 0 | 0 | 0 | 0 | 0 | 0 | 0 | 0 | 0 | 0 | 0 | 0 | 0
| 0 | 0 | 0 | 0 | 0 | 0 | 0 | 0 | 0 | 0 | 0 | 0 | 0 | 0 | 0 | 0 | 0 | 0 | FALSE | FALSE | FALSE | FALSE | 0 | 0 | 0 | n/a | n/a | n/a | n/a | n/a | 0 | 0 | 100% | 100% | 0 | 0 | 0 | 0 | 0 | 0 | 0 | 0 | 0 | 0 | 0 | 0 | 0 | 0 | 0 | 0 | 0 | 0 | 0 | 0 | 0 | 0
| 0 | 0 | 0 | 0 | 0 | 0 | 0 | 0 | 0 | 0 | 0 | 0 | 0 | 0 | 0 | 0 | 0 | 0 | FALSE | FALSE | FALSE | FALSE | 0 | 0 | 0 | n/a | n/a | n/a | n/a | n/a | 0 | 0 | 100% | 100% | 0 | 0 | 0 | 0 | 0 | 0 | 0 | 0 | 0 | 0 | 0 | 0 | 0 | 0 | 0 | 0 | 0 | 0 | 0 | 0 | 0 | 0
| 0 | 0 | 0 | 0 | 0 | 0 | 0 | 0 | 0 | 0 | 0 | 0 | 0 | 0 | 0 | 0 | 0 | 0 | FALSE | FALSE | FALSE | FALSE | 0 | 0 | 0 | n/a | n/a | n/a | n/a | n/a | 0 | 0 | 100% | 100% | 0 | 0 | 0 | 0 | 0 | 0 | 0 | 0 | 0 | 0 | 0 | 0 | 0 | 0 | 0 | 0 | 0 | 0 | 0 | 0 | 0 | 0
| 0 | 0 | 0 | 0 | 0 | 0 | 0 | 0 | 0 | 0 | 0 | 0 | 0 | 0 | 0 | 0 | 0 | 0 | FALSE | FALSE | FALSE | FALSE | 0 | 0 | 0 | n/a | n/a | n/a | n/a | n/a | 0 | 0 | 100% | 100% | 0 | 0 | 0 | 0 | 0 | 0 | 0 | 0 | 0 | 0 | 0 | 0 | 0 | 0 | 0 | 0 | 0 | 0 | 0 | 0 | 0 | 0
| 0 | 0 | 0 | 0 | 0 | 0 | 0 | 0 | 0 | 0 | 0 | 0 | 0 | 0 | 0 | 0 | 0 | 0 | FALSE | FALSE | FALSE | FALSE | 0 | 0 | 0 | n/a | n/a | n/a | n/a | n/a | 0 | 0 | 100% | 100% | 0 | 0 | 0 | 0 | 0 | 0 | 0 | 0 | 0 | 0 | 0 | 0 | 0 | 0 | 0 | 0 | 0 | 0 | 0 | 0 | 0 | 0
| 0 | 0 | 0 | 0 | 0 | 0 | 0 | 0 | 0 | 0 | 0 | 0 | 0 | 0 | 0 | 0 | 0 | 0 | FALSE | FALSE | FALSE | FALSE | 0 | 0 | 0 | n/a | n/a | n/a | n/a | n/a | 0 | 0 | 100% | 100% | 0 | 0 | 0 | 0 | 0 | 0 | 0 | 0 | 0 | 0 | 0 | 0 | 0 | 0 | 0 | 0 | 0 | 0 | 0 | 0 | 0 | 0
| 0 | 0 | 0 | 0 | 0 | 0 | 0 | 0 | 0 | 0 | 0 | 0 | 0 | 0 | 0 | 0 | 0 | 0 | FALSE | FALSE | FALSE | FALSE | 0 | 0 | 0 | n/a | n/a | n/a | n/a | n/a | 0 | 0 | 100% | 100% | 0 | 0 | 0 | 0 | 0 | 0 | 0 | 0 | 0 | 0 | 0 | 0 | 0 | 0 | 0 | 0 | 0 | 0 | 0 | 0 | 0 | 0
| 0 | 0 | 0 | 0 | 0 | 0 | 0 | 0 | 0 | 0 | 0 | 0 | 0 | 0 | 0 | 0 | 0 | 0 | FALSE | FALSE | FALSE | FALSE | 0 | 0 | 0 | n/a | n/a | n/a | n/a | n/a | 0 | 0 | 100% | 100% | 0 | 0 | 0 | 0 | 0 | 0 | 0 | 0 | 0 | 0 | 0 | 0 | 0 | 0 | 0 | 0 | 0 | 0 | 0 | 0 | 0 | 0
| 0 | 0 | 0 | 0 | 0 | 0 | 0 | 0 | 0 | 0 | 0 | 0 | 0 | 0 | 0 | 0 | 0 | 0 | FALSE | FALSE | FALSE | FALSE | 0 | 0 | 0 | n/a | n/a | n/a | n/a | n/a | 0 | 0 | 100% | 100% | 0 | 0 | 0 | 0 | 0 | 0 | 0 | 0 | 0 | 0 | 0 | 0 | 0 | 0 | 0 | 0 | 0 | 0 | 0 | 0 | 0 | 0
| 0 | 0 | 0 | 0 | 0 | 0 | 0 | 0 | 0 | 0 | 0 | 0 | 0 | 0 | 0 | 0 | 0 | 0 | FALSE | FALSE | FALSE | FALSE | 0 | 0 | 0 | n/a | n/a | n/a | n/a | n/a | 0 | 0 | 100% | 100% | 0 | 0 | 0 | 0 | 0 | 0 | 0 | 0 | 0 | 0 | 0 | 0 | 0 | 0 | 0 | 0 | 0 | 0 | 0 | 0 | 0 | 0
| 0 | 0 | 0 | 0 | 0 | 0 | 0 | 0 | 0 | 0 | 0 | 0 | 0 | 0 | 0 | 0 | 0 | 0 | FALSE | FALSE | FALSE | FALSE | 0 | 0 | 0 | n/a | n/a | n/a | n/a | n/a | 0 | 0 | 100% | 100% | 0 | 0 | 0 | 0 | 0 | 0 | 0 | 0 | 0 | 0 | 0 | 0 | 0 | 0 | 0 | 0 | 0 | 0 | 0 | 0 | 0 | 0
| 0 | 0 | 0 | 0 | 0 | 0 | 0 | 0 | 0 | 0 | 0 | 0 | 0 | 0 | 0 | 0 | 0 | 0 | FALSE | FALSE | FALSE | FALSE | 0 | 0 | 0 | n/a | n/a | n/a | n/a | n/a | 0 | 0 | 100% | 100% | 0 | 0 | 0 | 0 | 0 | 0 | 0 | 0 | 0 | 0 | 0 | 0 | 0 | 0 | 0 | 0 | 0 | 0 | 0 | 0 | 0 | 0
| 0 | 0 | 0 | 0 | 0 | 0 | 0 | 0 | 0 | 0 | 0 | 0 | 0 | 0 | 0 | 0 | 0 | 0 | FALSE | FALSE | FALSE | FALSE | 0 | 0 | 0 | n/a | n/a | n/a | n/a | n/a | 0 | 0 | 100% | 100% | 0 | 0 | 0 | 0 | 0 | 0 | 0 | 0 | 0 | 0 | 0 | 0 | 0 | 0 | 0 | 0 | 0 | 0 | 0 | 0 | 0 | 0
| 0 | 0 | 0 | 0 | 0 | 0 | 0 | 0 | 0 | 0 | 0 | 0 | 0 | 0 | 0 | 0 | 0 | 0 | FALSE | FALSE | FALSE | FALSE | 0 | 0 | 0 | n/a | n/a | n/a | n/a | n/a | 0 | 0 | 100% | 100% | 0 | 0 | 0 | 0 | 0 | 0 | 0 | 0 | 0 | 0 | 0 | 0 | 0 | 0 | 0 | 0 | 0 | 0 | 0 | 0 | 0 | 0
| 0 | 0 | 0 | 0 | 0 | 0 | 0 | 0 | 0 | 0 | 0 | 0 | 0 | 0 | 0 | 0 | 0 | 0 | FALSE | FALSE | FALSE | FALSE | 0 | 0 | 0 | n/a | n/a | n/a | n/a | n/a | 0 | 0 | 100% | 100% | 0 | 0 | 0 | 0 | 0 | 0 | 0 | 0 | 0 | 0 | 0 | 0 | 0 | 0 | 0 | 0 | 0 | 0 | 0 | 0 | 0 | 0
| 0 | 0 | 0 | 0 | 0 | 0 | 0 | 0 | 0 | 0 | 0 | 0 | 0 | 0 | 0 | 0 | 0 | 0 | FALSE | FALSE | FALSE | FALSE | 0 | 0 | 0 | n/a | n/a | n/a | n/a | n/a | 0 | 0 | 100% | 100% | 0 | 0 | 0 | 0 | 0 | 0 | 0 | 0 | 0 | 0 | 0 | 0 | 0 | 0 | 0 | 0 | 0 | 0 | 0 | 0 | 0 | 0
| 0 | 0 | 0 | 0 | 0 | 0 | 0 | 0 | 0 | 0 | 0 | 0 | 0 | 0 | 0 | 0 | 0 | 0 | FALSE | FALSE | FALSE | FALSE | 0 | 0 | 0 | n/a | n/a | n/a | n/a | n/a | 0 | 0 | 100% | 100% | 0 | 0 | 0 | 0 | 0 | 0 | 0 | 0 | 0 | 0 | 0 | 0 | 0 | 0 | 0 | 0 | 0 | 0 | 0 | 0 | 0 | 0
| 0 | 0 | 0 | 0 | 0 | 0 | 0 | 0 | 0 | 0 | 0 | 0 | 0 | 0 | 0 | 0 | 0 | 0 | FALSE | FALSE | FALSE | FALSE | 0 | 0 | 0 | n/a | n/a | n/a | n/a | n/a | 0 | 0 | 100% | 100% | 0 | 0 | 0 | 0 | 0 | 0 | 0 | 0 | 0 | 0 | 0 | 0 | 0 | 0 | 0 | 0 | 0 | 0 | 0 | 0 | 0 | 0
| 0 | 0 | 0 | 0 | 0 | 0 | 0 | 0 | 0 | 0 | 0 | 0 | 0 | 0 | 0 | 0 | 0 | 0 | FALSE | FALSE | FALSE | FALSE | 0 | 0 | 0 | n/a | n/a | n/a | n/a | n/a | 0 | 0 | 100% | 100% | 0 | 0 | 0 | 0 | 0 | 0 | 0 | 0 | 0 | 0 | 0 | 0 | 0 | 0 | 0 | 0 | 0 | 0 | 0 | 0 | 0 | 0
| 0 | 0 | 0 | 0 | 0 | 0 | 0 | 0 | 0 | 0 | 0 | 0 | 0 | 0 | 0 | 0 | 0 | 0 | FALSE | FALSE | FALSE | FALSE | 0 | 0 | 0 | n/a | n/a | n/a | n/a | n/a | 0 | 0 | 100% | 100% | 0 | 0 | 0 | 0 | 0 | 0 | 0 | 0 | 0 | 0 | 0 | 0 | 0 | 0 | 0 | 0 | 0 | 0 | 0 | 0 | 0 | 0
| 0 | 0 | 0 | 0 | 0 | 0 | 0 | 0 | 0 | 0 | 0 | 0 | 0 | 0 | 0 | 0 | 0 | 0 | FALSE | FALSE | FALSE | FALSE | 0 | 0 | 0 | n/a | n/a | n/a | n/a | n/a | 0 | 0 | 100% | 100% | 0 | 0 | 0 | 0 | 0 | 0 | 0 | 0 | 0 | 0 | 0 | 0 | 0 | 0 | 0 | 0 | 0 | 0 | 0 | 0 | 0 | 0
| 0 | 0 | 0 | 0 | 0 | 0 | 0 | 0 | 0 | 0 | 0 | 0 | 0 | 0 | 0 | 0 | 0 | 0 | FALSE | FALSE | FALSE | FALSE | 0 | 0 | 0 | n/a | n/a | n/a | n/a | n/a | 0 | 0 | 100% | 100% | 0 | 0 | 0 | 0 | 0 | 0 | 0 | 0 | 0 | 0 | 0 | 0 | 0 | 0 | 0 | 0 | 0 | 0 | 0 | 0 | 0 | 0
| 0 | 0 | 0 | 0 | 0 | 0 | 0 | 0 | 0 | 0 | 0 | 0 | 0 | 0 | 0 | 0 | 0 | 0 | FALSE | FALSE | FALSE | FALSE | 0 | 0 | 0 | n/a | n/a | n/a | n/a | n/a | 0 | 0 | 100% | 100% | 0 | 0 | 0 | 0 | 0 | 0 | 0 | 0 | 0 | 0 | 0 | 0 | 0 | 0 | 0 | 0 | 0 | 0 | 0 | 0 | 0 | 0
| 0 | 0 | 0 | 0 | 0 | 0 | 0 | 0 | 0 | 0 | 0 | 0 | 0 | 0 | 0 | 0 | 0 | 0 | FALSE | FALSE | FALSE | FALSE | 0 | 0 | 0 | n/a | n/a | n/a | n/a | n/a | 0 | 0 | 100% | 100% | 0 | 0 | 0 | 0 | 0 | 0 | 0 | 0 | 0 | 0 | 0 | 0 | 0 | 0 | 0 | 0 | 0 | 0 | 0 | 0 | 0 | 0
| 0 | 0 | 0 | 0 | 0 | 0 | 0 | 0 | 0 | 0 | 0 | 0 | 0 | 0 | 0 | 0 | 0 | 0 | FALSE | FALSE | FALSE | FALSE | 0 | 0 | 0 | n/a | n/a | n/a | n/a | n/a | 0 | 0 | 100% | 100% | 0 | 0 | 0 | 0 | 0 | 0 | 0 | 0 | 0 | 0 | 0 | 0 | 0 | 0 | 0 | 0 | 0 | 0 | 0 | 0 | 0 | 0
| 0 | 0 | 0 | 0 | 0 | 0 | 0 | 0 | 0 | 0 | 0 | 0 | 0 | 0 | 0 | 0 | 0 | 0 | FALSE | FALSE | FALSE | FALSE | 0 | 0 | 0 | n/a | n/a | n/a | n/a | n/a | 0 | 0 | 100% | 100% | 0 | 0 | 0 | 0 | 0 | 0 | 0 | 0 | 0 | 0 | 0 | 0 | 0 | 0 | 0 | 0 | 0 | 0 | 0 | 0 | 0 | 0
| 0 | 0 | 0 | 0 | 0 | 0 | 0 | 0 | 0 | 0 | 0 | 0 | 0 | 0 | 0 | 0 | 0 | 0 | FALSE | FALSE | FALSE | FALSE | 0 | 0 | 0 | n/a | n/a | n/a | n/a | n/a | 0 | 0 | 100% | 100% | 0 | 0 | 0 | 0 | 0 | 0 | 0 | 0 | 0 | 0 | 0 | 0 | 0 | 0 | 0 | 0 | 0 | 0 | 0 | 0 | 0 | 0
| 0 | 0 | 0 | 0 | 0 | 0 | 0 | 0 | 0 | 0 | 0 | 0 | 0 | 0 | 0 | 0 | 0 | 0 | FALSE | FALSE | FALSE | FALSE | 0 | 0 | 0 | n/a | n/a | n/a | n/a | n/a | 0 | 0 | 100% | 100% | 0 | 0 | 0 | 0 | 0 | 0 | 0 | 0 | 0 | 0 | 0 | 0 | 0 | 0 | 0 | 0 | 0 | 0 | 0 | 0 | 0 | 0
| 0 | 0 | 0 | 0 | 0 | 0 | 0 | 0 | 0 | 0 | 0 | 0 | 0 | 0 | 0 | 0 | 0 | 0 | FALSE | FALSE | FALSE | FALSE | 0 | 0 | 0 | n/a | n/a | n/a | n/a | n/a | 0 | 0 | 100% | 100% | 0 | 0 | 0 | 0 | 0 | 0 | 0 | 0 | 0 | 0 | 0 | 0 | 0 | 0 | 0 | 0 | 0 | 0 | 0 | 0 | 0 | 0
| 0 | 0 | 0 | 0 | 0 | 0 | 0 | 0 | 0 | 0 | 0 | 0 | 0 | 0 | 0 | 0 | 0 | 0 | FALSE | FALSE | FALSE | FALSE | 0 | 0 | 0 | n/a | n/a | n/a | n/a | n/a | 0 | 0 | 100% | 100% | 0 | 0 | 0 | 0 | 0 | 0 | 0 | 0 | 0 | 0 | 0 | 0 | 0 | 0 | 0 | 0 | 0 | 0 | 0 | 0 | 0 | 0
| 0 | 0 | 0 | 0 | 0 | 0 | 0 | 0 | 0 | 0 | 0 | 0 | 0 | 0 | 0 | 0 | 0 | 0 | FALSE | FALSE | FALSE | FALSE | 0 | 0 | 0 | n/a | n/a | n/a | n/a | n/a | 0 | 0 | 100% | 100% | 0 | 0 | 0 | 0 | 0 | 0 | 0 | 0 | 0 | 0 | 0 | 0 | 0 | 0 | 0 | 0 | 0 | 0 | 0 | 0 | 0 | 0
| 0 | 0 | 0 | 0 | 0 | 0 | 0 | 0 | 0 | 0 | 0 | 0 | 0 | 0 | 0 | 0 | 0 | 0 | FALSE | FALSE | FALSE | FALSE | 0 | 0 | 0 | n/a | n/a | n/a | n/a | n/a | 0 | 0 | 100% | 100% | 0 | 0 | 0 | 0 | 0 | 0 | 0 | 0 | 0 | 0 | 0 | 0 | 0 | 0 | 0 | 0 | 0 | 0 | 0 | 0 | 0 | 0
| 0 | 0 | 0 | 0 | 0 | 0 | 0 | 0 | 0 | 0 | 0 | 0 | 0 | 0 | 0 | 0 | 0 | 0 | FALSE | FALSE | FALSE | FALSE | 0 | 0 | 0 | n/a | n/a | n/a | n/a | n/a | 0 | 0 | 100% | 100% | 0 | 0 | 0 | 0 | 0 | 0 | 0 | 0 | 0 | 0 | 0 | 0 | 0 | 0 | 0 | 0 | 0 | 0 | 0 | 0 | 0 | 0
| 0 | 0 | 0 | 0 | 0 | 0 | 0 | 0 | 0 | 0 | 0 | 0 | 0 | 0 | 0 | 0 | 0 | 0 | FALSE | FALSE | FALSE | FALSE | 0 | 0 | 0 | n/a | n/a | n/a | n/a | n/a | 0 | 0 | 100% | 100% | 0 | 0 | 0 | 0 | 0 | 0 | 0 | 0 | 0 | 0 | 0 | 0 | 0 | 0 | 0 | 0 | 0 | 0 | 0 | 0 | 0 | 0
| 0 | 0 | 0 | 0 | 0 | 0 | 0 | 0 | 0 | 0 | 0 | 0 | 0 | 0 | 0 | 0 | 0 | 0 | FALSE | FALSE | FALSE | FALSE | 0 | 0 | 0 | n/a | n/a | n/a | n/a | n/a | 0 | 0 | 100% | 100% | 0 | 0 | 0 | 0 | 0 | 0 | 0 | 0 | 0 | 0 | 0 | 0 | 0 | 0 | 0 | 0 | 0 | 0 | 0 | 0 | 0 | 0
| 0 | 0 | 0 | 0 | 0 | 0 | 0 | 0 | 0 | 0 | 0 | 0 | 0 | 0 | 0 | 0 | 0 | 0 | FALSE | FALSE | FALSE | FALSE | 0 | 0 | 0 | n/a | n/a | n/a | n/a | n/a | 0 | 0 | 100% | 100% | 0 | 0 | 0 | 0 | 0 | 0 | 0 | 0 | 0 | 0 | 0 | 0 | 0 | 0 | 0 | 0 | 0 | 0 | 0 | 0 | 0 | 0
| 0 | 0 | 0 | 0 | 0 | 0 | 0 | 0 | 0 | 0 | 0 | 0 | 0 | 0 | 0 | 0 | 0 | 0 | FALSE | FALSE | FALSE | FALSE | 0 | 0 | 0 | n/a | n/a | n/a | n/a | n/a | 0 | 0 | 100% | 100% | 0 | 0 | 0 | 0 | 0 | 0 | 0 | 0 | 0 | 0 | 0 | 0 | 0 | 0 | 0 | 0 | 0 | 0 | 0 | 0 | 0 | 0
| 0 | 0 | 0 | 0 | 0 | 0 | 0 | 0 | 0 | 0 | 0 | 0 | 0 | 0 | 0 | 0 | 0 | 0 | FALSE | FALSE | FALSE | FALSE | 0 | 0 | 0 | n/a | n/a | n/a | n/a | n/a | 0 | 0 | 100% | 100% | 0 | 0 | 0 | 0 | 0 | 0 | 0 | 0 | 0 | 0 | 0 | 0 | 0 | 0 | 0 | 0 | 0 | 0 | 0 | 0 | 0 | 0
| 0 | 0 | 0 | 0 | 0 | 0 | 0 | 0 | 0 | 0 | 0 | 0 | 0 | 0 | 0 | 0 | 0 | 0 | FALSE | FALSE | FALSE | FALSE | 0 | 0 | 0 | n/a | n/a | n/a | n/a | n/a | 0 | 0 | 100% | 100% | 0 | 0 | 0 | 0 | 0 | 0 | 0 | 0 | 0 | 0 | 0 | 0 | 0 | 0 | 0 | 0 | 0 | 0 | 0 | 0 | 0 | 0
| 0 | 0 | 0 | 0 | 0 | 0 | 0 | 0 | 0 | 0 | 0 | 0 | 0 | 0 | 0 | 0 | 0 | 0 | FALSE | FALSE | FALSE | FALSE | 0 | 0 | 0 | n/a | n/a | n/a | n/a | n/a | 0 | 0 | 100% | 100% | 0 | 0 | 0 | 0 | 0 | 0 | 0 | 0 | 0 | 0 | 0 | 0 | 0 | 0 | 0 | 0 | 0 | 0 | 0 | 0 | 0 | 0
| 0 | 0 | 0 | 0 | 0 | 0 | 0 | 0 | 0 | 0 | 0 | 0 | 0 | 0 | 0 | 0 | 0 | 0 | FALSE | FALSE | FALSE | FALSE | 0 | 0 | 0 | n/a | n/a | n/a | n/a | n/a | 0 | 0 | 100% | 100% | 0 | 0 | 0 | 0 | 0 | 0 | 0 | 0 | 0 | 0 | 0 | 0 | 0 | 0 | 0 | 0 | 0 | 0 | 0 | 0 | 0 | 0
| 0 | 0 | 0 | 0 | 0 | 0 | 0 | 0 | 0 | 0 | 0 | 0 | 0 | 0 | 0 | 0 | 0 | 0 | FALSE | FALSE | FALSE | FALSE | 0 | 0 | 0 | n/a | n/a | n/a | n/a | n/a | 0 | 0 | 100% | 100% | 0 | 0 | 0 | 0 | 0 | 0 | 0 | 0 | 0 | 0 | 0 | 0 | 0 | 0 | 0 | 0 | 0 | 0 | 0 | 0 | 0 | 0
| 0 | 0 | 0 | 0 | 0 | 0 | 0 | 0 | 0 | 0 | 0 | 0 | 0 | 0 | 0 | 0 | 0 | 0 | FALSE | FALSE | FALSE | FALSE | 0 | 0 | 0 | n/a | n/a | n/a | n/a | n/a | 0 | 0 | 100% | 100% | 0 | 0 | 0 | 0 | 0 | 0 | 0 | 0 | 0 | 0 | 0 | 0 | 0 | 0 | 0 | 0 | 0 | 0 | 0 | 0 | 0 | 0
| 0 | 0 | 0 | 0 | 0 | 0 | 0 | 0 | 0 | 0 | 0 | 0 | 0 | 0 | 0 | 0 | 0 | 0 | FALSE | FALSE | FALSE | FALSE | 0 | 0 | 0 | n/a | n/a | n/a | n/a | n/a | 0 | 0 | 100% | 100% | 0 | 0 | 0 | 0 | 0 | 0 | 0 | 0 | 0 | 0 | 0 | 0 | 0 | 0 | 0 | 0 | 0 | 0 | 0 | 0 | 0 | 0
| 0 | 0 | 0 | 0 | 0 | 0 | 0 | 0 | 0 | 0 | 0 | 0 | 0 | 0 | 0 | 0 | 0 | 0 | FALSE | FALSE | FALSE | FALSE | 0 | 0 | 0 | n/a | n/a | n/a | n/a | n/a | 0 | 0 | 100% | 100% | 0 | 0 | 0 | 0 | 0 | 0 | 0 | 0 | 0 | 0 | 0 | 0 | 0 | 0 | 0 | 0 | 0 | 0 | 0 | 0 | 0 | 0
| 0 | 0 | 0 | 0 | 0 | 0 | 0 | 0 | 0 | 0 | 0 | 0 | 0 | 0 | 0 | 0 | 0 | 0 | FALSE | FALSE | FALSE | FALSE | 0 | 0 | 0 | n/a | n/a | n/a | n/a | n/a | 0 | 0 | 100% | 100% | 0 | 0 | 0 | 0 | 0 | 0 | 0 | 0 | 0 | 0 | 0 | 0 | 0 | 0 | 0 | 0 | 0 | 0 | 0 | 0 | 0 | 0
| 0 | 0 | 0 | 0 | 0 | 0 | 0 | 0 | 0 | 0 | 0 | 0 | 0 | 0 | 0 | 0 | 0 | 0 | FALSE | FALSE | FALSE | FALSE | 0 | 0 | 0 | n/a | n/a | n/a | n/a | n/a | 0 | 0 | 100% | 100% | 0 | 0 | 0 | 0 | 0 | 0 | 0 | 0 | 0 | 0 | 0 | 0 | 0 | 0 | 0 | 0 | 0 | 0 | 0 | 0 | 0 | 0
| 0 | 0 | 0 | 0 | 0 | 0 | 0 | 0 | 0 | 0 | 0 | 0 | 0 | 0 | 0 | 0 | 0 | 0 | FALSE | FALSE | FALSE | FALSE | 0 | 0 | 0 | n/a | n/a | n/a | n/a | n/a | 0 | 0 | 100% | 100% | 0 | 0 | 0 | 0 | 0 | 0 | 0 | 0 | 0 | 0 | 0 | 0 | 0 | 0 | 0 | 0 | 0 | 0 | 0 | 0 | 0 | 0
| 0 | 0 | 0 | 0 | 0 | 0 | 0 | 0 | 0 | 0 | 0 | 0 | 0 | 0 | 0 | 0 | 0 | 0 | FALSE | FALSE | FALSE | FALSE | 0 | 0 | 0 | n/a | n/a | n/a | n/a | n/a | 0 | 0 | 100% | 100% | 0 | 0 | 0 | 0 | 0 | 0 | 0 | 0 | 0 | 0 | 0 | 0 | 0 | 0 | 0 | 0 | 0 | 0 | 0 | 0 | 0 | 0
| 0 | 0 | 0 | 0 | 0 | 0 | 0 | 0 | 0 | 0 | 0 | 0 | 0 | 0 | 0 | 0 | 0 | 0 | FALSE | FALSE | FALSE | FALSE | 0 | 0 | 0 | n/a | n/a | n/a | n/a | n/a | 0 | 0 | 100% | 100% | 0 | 0 | 0 | 0 | 0 | 0 | 0 | 0 | 0 | 0 | 0 | 0 | 0 | 0 | 0 | 0 | 0 | 0 | 0 | 0 | 0 | 0
| 0 | 0 | 0 | 0 | 0 | 0 | 0 | 0 | 0 | 0 | 0 | 0 | 0 | 0 | 0 | 0 | 0 | 0 | FALSE | FALSE | FALSE | FALSE | 0 | 0 | 0 | n/a | n/a | n/a | n/a | n/a | 0 | 0 | 100% | 100% | 0 | 0 | 0 | 0 | 0 | 0 | 0 | 0 | 0 | 0 | 0 | 0 | 0 | 0 | 0 | 0 | 0 | 0 | 0 | 0 | 0 | 0
| 0 | 0 | 0 | 0 | 0 | 0 | 0 | 0 | 0 | 0 | 0 | 0 | 0 | 0 | 0 | 0 | 0 | 0 | FALSE | FALSE | FALSE | FALSE | 0 | 0 | 0 | n/a | n/a | n/a | n/a | n/a | 0 | 0 | 100% | 100% | 0 | 0 | 0 | 0 | 0 | 0 | 0 | 0 | 0 | 0 | 0 | 0 | 0 | 0 | 0 | 0 | 0 | 0 | 0 | 0 | 0 | 0
| 0 | 0 | 0 | 0 | 0 | 0 | 0 | 0 | 0 | 0 | 0 | 0 | 0 | 0 | 0 | 0 | 0 | 0 | FALSE | FALSE | FALSE | FALSE | 0 | 0 | 0 | n/a | n/a | n/a | n/a | n/a | 0 | 0 | 100% | 100% | 0 | 0 | 0 | 0 | 0 | 0 | 0 | 0 | 0 | 0 | 0 | 0 | 0 | 0 | 0 | 0 | 0 | 0 | 0 | 0 | 0 | 0
| 0 | 0 | 0 | 0 | 0 | 0 | 0 | 0 | 0 | 0 | 0 | 0 | 0 | 0 | 0 | 0 | 0 | 0 | FALSE | FALSE | FALSE | FALSE | 0 | 0 | 0 | n/a | n/a | n/a | n/a | n/a | 0 | 0 | 100% | 100% | 0 | 0 | 0 | 0 | 0 | 0 | 0 | 0 | 0 | 0 | 0 | 0 | 0 | 0 | 0 | 0 | 0 | 0 | 0 | 0 | 0 | 0
| 0 | 0 | 0 | 0 | 0 | 0 | 0 | 0 | 0 | 0 | 0 | 0 | 0 | 0 | 0 | 0 | 0 | 0 | FALSE | FALSE | FALSE | FALSE | 0 | 0 | 0 | n/a | n/a | n/a | n/a | n/a | 0 | 0 | 100% | 100% | 0 | 0 | 0 | 0 | 0 | 0 | 0 | 0 | 0 | 0 | 0 | 0 | 0 | 0 | 0 | 0 | 0 | 0 | 0 | 0 | 0 | 0
| 0 | 0 | 0 | 0 | 0 | 0 | 0 | 0 | 0 | 0 | 0 | 0 | 0 | 0 | 0 | 0 | 0 | 0 | FALSE | FALSE | FALSE | FALSE | 0 | 0 | 0 | n/a | n/a | n/a | n/a | n/a | 0 | 0 | 100% | 100% | 0 | 0 | 0 | 0 | 0 | 0 | 0 | 0 | 0 | 0 | 0 | 0 | 0 | 0 | 0 | 0 | 0 | 0 | 0 | 0 | 0 | 0
| 0 | 0 | 0 | 0 | 0 | 0 | 0 | 0 | 0 | 0 | 0 | 0 | 0 | 0 | 0 | 0 | 0 | 0 | FALSE | FALSE | FALSE | FALSE | 0 | 0 | 0 | n/a | n/a | n/a | n/a | n/a | 0 | 0 | 100% | 100% | 0 | 0 | 0 | 0 | 0 | 0 | 0 | 0 | 0 | 0 | 0 | 0 | 0 | 0 | 0 | 0 | 0 | 0 | 0 | 0 | 0 | 0
| 0 | 0 | 0 | 0 | 0 | 0 | 0 | 0 | 0 | 0 | 0 | 0 | 0 | 0 | 0 | 0 | 0 | 0 | FALSE | FALSE | FALSE | FALSE | 0 | 0 | 0 | n/a | n/a | n/a | n/a | n/a | 0 | 0 | 100% | 100% | 0 | 0 | 0 | 0 | 0 | 0 | 0 | 0 | 0 | 0 | 0 | 0 | 0 | 0 | 0 | 0 | 0 | 0 | 0 | 0 | 0 | 0
| 0 | 0 | 0 | 0 | 0 | 0 | 0 | 0 | 0 | 0 | 0 | 0 | 0 | 0 | 0 | 0 | 0 | 0 | FALSE | FALSE | FALSE | FALSE | 0 | 0 | 0 | n/a | n/a | n/a | n/a | n/a | 0 | 0 | 100% | 100% | 0 | 0 | 0 | 0 | 0 | 0 | 0 | 0 | 0 | 0 | 0 | 0 | 0 | 0 | 0 | 0 | 0 | 0 | 0 | 0 | 0 | 0
| 0 | 0 | 0 | 0 | 0 | 0 | 0 | 0 | 0 | 0 | 0 | 0 | 0 | 0 | 0 | 0 | 0 | 0 | FALSE | FALSE | FALSE | FALSE | 0 | 0 | 0 | n/a | n/a | n/a | n/a | n/a | 0 | 0 | 100% | 100% | 0 | 0 | 0 | 0 | 0 | 0 | 0 | 0 | 0 | 0 | 0 | 0 | 0 | 0 | 0 | 0 | 0 | 0 | 0 | 0 | 0 | 0
| 0 | 0 | 0 | 0 | 0 | 0 | 0 | 0 | 0 | 0 | 0 | 0 | 0 | 0 | 0 | 0 | 0 | 0 | FALSE | FALSE | FALSE | FALSE | 0 | 0 | 0 | n/a | n/a | n/a | n/a | n/a | 0 | 0 | 100% | 100% | 0 | 0 | 0 | 0 | 0 | 0 | 0 | 0 | 0 | 0 | 0 | 0 | 0 | 0 | 0 | 0 | 0 | 0 | 0 | 0 | 0 | 0
| 0 | 0 | 0 | 0 | 0 | 0 | 0 | 0 | 0 | 0 | 0 | 0 | 0 | 0 | 0 | 0 | 0 | 0 | FALSE | FALSE | FALSE | FALSE | 0 | 0 | 0 | n/a | n/a | n/a | n/a | n/a | 0 | 0 | 100% | 100% | 0 | 0 | 0 | 0 | 0 | 0 | 0 | 0 | 0 | 0 | 0 | 0 | 0 | 0 | 0 | 0 | 0 | 0 | 0 | 0 | 0 | 0
| 0 | 0 | 0 | 0 | 0 | 0 | 0 | 0 | 0 | 0 | 0 | 0 | 0 | 0 | 0 | 0 | 0 | 0 | FALSE | FALSE | FALSE | FALSE | 0 | 0 | 0 | n/a | n/a | n/a | n/a | n/a | 0 | 0 | 100% | 100% | 0 | 0 | 0 | 0 | 0 | 0 | 0 | 0 | 0 | 0 | 0 | 0 | 0 | 0 | 0 | 0 | 0 | 0 | 0 | 0 | 0 | 0
| 0 | 0 | 0 | 0 | 0 | 0 | 0 | 0 | 0 | 0 | 0 | 0 | 0 | 0 | 0 | 0 | 0 | 0 | FALSE | FALSE | FALSE | FALSE | 0 | 0 | 0 | n/a | n/a | n/a | n/a | n/a | 0 | 0 | 100% | 100% | 0 | 0 | 0 | 0 | 0 | 0 | 0 | 0 | 0 | 0 | 0 | 0 | 0 | 0 | 0 | 0 | 0 | 0 | 0 | 0 | 0 | 0
| 0 | 0 | 0 | 0 | 0 | 0 | 0 | 0 | 0 | 0 | 0 | 0 | 0 | 0 | 0 | 0 | 0 | 0 | FALSE | FALSE | FALSE | FALSE | 0 | 0 | 0 | n/a | n/a | n/a | n/a | n/a | 0 | 0 | 100% | 100% | 0 | 0 | 0 | 0 | 0 | 0 | 0 | 0 | 0 | 0 | 0 | 0 | 0 | 0 | 0 | 0 | 0 | 0 | 0 | 0 | 0 | 0
| 0 | 0 | 0 | 0 | 0 | 0 | 0 | 0 | 0 | 0 | 0 | 0 | 0 | 0 | 0 | 0 | 0 | 0 | FALSE | FALSE | FALSE | FALSE | 0 | 0 | 0 | n/a | n/a | n/a | n/a | n/a | 0 | 0 | 100% | 100% | 0 | 0 | 0 | 0 | 0 | 0 | 0 | 0 | 0 | 0 | 0 | 0 | 0 | 0 | 0 | 0 | 0 | 0 | 0 | 0 | 0 | 0
| 0 | 0 | 0 | 0 | 0 | 0 | 0 | 0 | 0 | 0 | 0 | 0 | 0 | 0 | 0 | 0 | 0 | 0 | FALSE | FALSE | FALSE | FALSE | 0 | 0 | 0 | n/a | n/a | n/a | n/a | n/a | 0 | 0 | 100% | 100% | 0 | 0 | 0 | 0 | 0 | 0 | 0 | 0 | 0 | 0 | 0 | 0 | 0 | 0 | 0 | 0 | 0 | 0 | 0 | 0 | 0 | 0
| 0 | 0 | 0 | 0 | 0 | 0 | 0 | 0 | 0 | 0 | 0 | 0 | 0 | 0 | 0 | 0 | 0 | 0 | FALSE | FALSE | FALSE | FALSE | 0 | 0 | 0 | n/a | n/a | n/a | n/a | n/a | 0 | 0 | 100% | 100% | 0 | 0 | 0 | 0 | 0 | 0 | 0 | 0 | 0 | 0 | 0 | 0 | 0 | 0 | 0 | 0 | 0 | 0 | 0 | 0 | 0 | 0
| 0 | 0 | 0 | 0 | 0 | 0 | 0 | 0 | 0 | 0 | 0 | 0 | 0 | 0 | 0 | 0 | 0 | 0 | FALSE | FALSE | FALSE | FALSE | 0 | 0 | 0 | n/a | n/a | n/a | n/a | n/a | 0 | 0 | 100% | 100% | 0 | 0 | 0 | 0 | 0 | 0 | 0 | 0 | 0 | 0 | 0 | 0 | 0 | 0 | 0 | 0 | 0 | 0 | 0 | 0 | 0 | 0
| 0 | 0 | 0 | 0 | 0 | 0 | 0 | 0 | 0 | 0 | 0 | 0 | 0 | 0 | 0 | 0 | 0 | 0 | FALSE | FALSE | FALSE | FALSE | 0 | 0 | 0 | n/a | n/a | n/a | n/a | n/a | 0 | 0 | 100% | 100% | 0 | 0 | 0 | 0 | 0 | 0 | 0 | 0 | 0 | 0 | 0 | 0 | 0 | 0 | 0 | 0 | 0 | 0 | 0 | 0 | 0 | 0
| 0 | 0 | 0 | 0 | 0 | 0 | 0 | 0 | 0 | 0 | 0 | 0 | 0 | 0 | 0 | 0 | 0 | 0 | FALSE | FALSE | FALSE | FALSE | 0 | 0 | 0 | n/a | n/a | n/a | n/a | n/a | 0 | 0 | 100% | 100% | 0 | 0 | 0 | 0 | 0 | 0 | 0 | 0 | 0 | 0 | 0 | 0 | 0 | 0 | 0 | 0 | 0 | 0 | 0 | 0 | 0 | 0
| 0 | 0 | 0 | 0 | 0 | 0 | 0 | 0 | 0 | 0 | 0 | 0 | 0 | 0 | 0 | 0 | 0 | 0 | FALSE | FALSE | FALSE | FALSE | 0 | 0 | 0 | n/a | n/a | n/a | n/a | n/a | 0 | 0 | 100% | 100% | 0 | 0 | 0 | 0 | 0 | 0 | 0 | 0 | 0 | 0 | 0 | 0 | 0 | 0 | 0 | 0 | 0 | 0 | 0 | 0 | 0 | 0
| 0 | 0 | 0 | 0 | 0 | 0 | 0 | 0 | 0 | 0 | 0 | 0 | 0 | 0 | 0 | 0 | 0 | 0 | FALSE | FALSE | FALSE | FALSE | 0 | 0 | 0 | n/a | n/a | n/a | n/a | n/a | 0 | 0 | 100% | 100% | 0 | 0 | 0 | 0 | 0 | 0 | 0 | 0 | 0 | 0 | 0 | 0 | 0 | 0 | 0 | 0 | 0 | 0 | 0 | 0 | 0 | 0
| 0 | 0 | 0 | 0 | 0 | 0 | 0 | 0 | 0 | 0 | 0 | 0 | 0 | 0 | 0 | 0 | 0 | 0 | FALSE | FALSE | FALSE | FALSE | 0 | 0 | 0 | n/a | n/a | n/a | n/a | n/a | 0 | 0 | 100% | 100% | 0 | 0 | 0 | 0 | 0 | 0 | 0 | 0 | 0 | 0 | 0 | 0 | 0 | 0 | 0 | 0 | 0 | 0 | 0 | 0 | 0 | 0
| 0 | 0 | 0 | 0 | 0 | 0 | 0 | 0 | 0 | 0 | 0 | 0 | 0 | 0 | 0 | 0 | 0 | 0 | FALSE | FALSE | FALSE | FALSE | 0 | 0 | 0 | n/a | n/a | n/a | n/a | n/a | 0 | 0 | 100% | 100% | 0 | 0 | 0 | 0 | 0 | 0 | 0 | 0 | 0 | 0 | 0 | 0 | 0 | 0 | 0 | 0 | 0 | 0 | 0 | 0 | 0 | 0
| 0 | 0 | 0 | 0 | 0 | 0 | 0 | 0 | 0 | 0 | 0 | 0 | 0 | 0 | 0 | 0 | 0 | 0 | FALSE | FALSE | FALSE | FALSE | 0 | 0 | 0 | n/a | n/a | n/a | n/a | n/a | 0 | 0 | 100% | 100% | 0 | 0 | 0 | 0 | 0 | 0 | 0 | 0 | 0 | 0 | 0 | 0 | 0 | 0 | 0 | 0 | 0 | 0 | 0 | 0 | 0 | 0
| 0 | 0 | 0 | 0 | 0 | 0 | 0 | 0 | 0 | 0 | 0 | 0 | 0 | 0 | 0 | 0 | 0 | 0 | FALSE | FALSE | FALSE | FALSE | 0 | 0 | 0 | n/a | n/a | n/a | n/a | n/a | 0 | 0 | 100% | 100% | 0 | 0 | 0 | 0 | 0 | 0 | 0 | 0 | 0 | 0 | 0 | 0 | 0 | 0 | 0 | 0 | 0 | 0 | 0 | 0 | 0 | 0
| 0 | 0 | 0 | 0 | 0 | 0 | 0 | 0 | 0 | 0 | 0 | 0 | 0 | 0 | 0 | 0 | 0 | 0 | FALSE | FALSE | FALSE | FALSE | 0 | 0 | 0 | n/a | n/a | n/a | n/a | n/a | 0 | 0 | 100% | 100% | 0 | 0 | 0 | 0 | 0 | 0 | 0 | 0 | 0 | 0 | 0 | 0 | 0 | 0 | 0 | 0 | 0 | 0 | 0 | 0 | 0 | 0
| 0 | 0 | 0 | 0 | 0 | 0 | 0 | 0 | 0 | 0 | 0 | 0 | 0 | 0 | 0 | 0 | 0 | 0 | FALSE | FALSE | FALSE | FALSE | 0 | 0 | 0 | n/a | n/a | n/a | n/a | n/a | 0 | 0 | 100% | 100% | 0 | 0 | 0 | 0 | 0 | 0 | 0 | 0 | 0 | 0 | 0 | 0 | 0 | 0 | 0 | 0 | 0 | 0 | 0 | 0 | 0 | 0
| 0 | 0 | 0 | 0 | 0 | 0 | 0 | 0 | 0 | 0 | 0 | 0 | 0 | 0 | 0 | 0 | 0 | 0 | FALSE | FALSE | FALSE | FALSE | 0 | 0 | 0 | n/a | n/a | n/a | n/a | n/a | 0 | 0 | 100% | 100% | 0 | 0 | 0 | 0 | 0 | 0 | 0 | 0 | 0 | 0 | 0 | 0 | 0 | 0 | 0 | 0 | 0 | 0 | 0 | 0 | 0 | 0
| 0 | 0 | 0 | 0 | 0 | 0 | 0 | 0 | 0 | 0 | 0 | 0 | 0 | 0 | 0 | 0 | 0 | 0 | FALSE | FALSE | FALSE | FALSE | 0 | 0 | 0 | n/a | n/a | n/a | n/a | n/a | 0 | 0 | 100% | 100% | 0 | 0 | 0 | 0 | 0 | 0 | 0 | 0 | 0 | 0 | 0 | 0 | 0 | 0 | 0 | 0 | 0 | 0 | 0 | 0 | 0 | 0
| 0 | 0 | 0 | 0 | 0 | 0 | 0 | 0 | 0 | 0 | 0 | 0 | 0 | 0 | 0 | 0 | 0 | 0 | FALSE | FALSE | FALSE | FALSE | 0 | 0 | 0 | n/a | n/a | n/a | n/a | n/a | 0 | 0 | 100% | 100% | 0 | 0 | 0 | 0 | 0 | 0 | 0 | 0 | 0 | 0 | 0 | 0 | 0 | 0 | 0 | 0 | 0 | 0 | 0 | 0 | 0 | 0
| 0 | 0 | 0 | 0 | 0 | 0 | 0 | 0 | 0 | 0 | 0 | 0 | 0 | 0 | 0 | 0 | 0 | 0 | FALSE | FALSE | FALSE | FALSE | 0 | 0 | 0 | n/a | n/a | n/a | n/a | n/a | 0 | 0 | 100% | 100% | 0 | 0 | 0 | 0 | 0 | 0 | 0 | 0 | 0 | 0 | 0 | 0 | 0 | 0 | 0 | 0 | 0 | 0 | 0 | 0 | 0 | 0
| 0 | 0 | 0 | 0 | 0 | 0 | 0 | 0 | 0 | 0 | 0 | 0 | 0 | 0 | 0 | 0 | 0 | 0 | FALSE | FALSE | FALSE | FALSE | 0 | 0 | 0 | n/a | n/a | n/a | n/a | n/a | 0 | 0 | 100% | 100% | 0 | 0 | 0 | 0 | 0 | 0 | 0 | 0 | 0 | 0 | 0 | 0 | 0 | 0 | 0 | 0 | 0 | 0 | 0 | 0 | 0 | 0
| 0 | 0 | 0 | 0 | 0 | 0 | 0 | 0 | 0 | 0 | 0 | 0 | 0 | 0 | 0 | 0 | 0 | 0 | FALSE | FALSE | FALSE | FALSE | 0 | 0 | 0 | n/a | n/a | n/a | n/a | n/a | 0 | 0 | 100% | 100% | 0 | 0 | 0 | 0 | 0 | 0 | 0 | 0 | 0 | 0 | 0 | 0 | 0 | 0 | 0 | 0 | 0 | 0 | 0 | 0 | 0 | 0
| 0 | 0 | 0 | 0 | 0 | 0 | 0 | 0 | 0 | 0 | 0 | 0 | 0 | 0 | 0 | 0 | 0 | 0 | FALSE | FALSE | FALSE | FALSE | 0 | 0 | 0 | n/a | n/a | n/a | n/a | n/a | 0 | 0 | 100% | 100% | 0 | 0 | 0 | 0 | 0 | 0 | 0 | 0 | 0 | 0 | 0 | 0 | 0 | 0 | 0 | 0 | 0 | 0 | 0 | 0 | 0 | 0
| 0 | 0 | 0 | 0 | 0 | 0 | 0 | 0 | 0 | 0 | 0 | 0 | 0 | 0 | 0 | 0 | 0 | 0 | FALSE | FALSE | FALSE | FALSE | 0 | 0 | 0 | n/a | n/a | n/a | n/a | n/a | 0 | 0 | 100% | 100% | 0 | 0 | 0 | 0 | 0 | 0 | 0 | 0 | 0 | 0 | 0 | 0 | 0 | 0 | 0 | 0 | 0 | 0 | 0 | 0 | 0 | 0
| 0 | 0 | 0 | 0 | 0 | 0 | 0 | 0 | 0 | 0 | 0 | 0 | 0 | 0 | 0 | 0 | 0 | 0 | FALSE | FALSE | FALSE | FALSE | 0 | 0 | 0 | n/a | n/a | n/a | n/a | n/a | 0 | 0 | 100% | 100% | 0 | 0 | 0 | 0 | 0 | 0 | 0 | 0 | 0 | 0 | 0 | 0 | 0 | 0 | 0 | 0 | 0 | 0 | 0 | 0 | 0 | 0
| 0 | 0 | 0 | 0 | 0 | 0 | 0 | 0 | 0 | 0 | 0 | 0 | 0 | 0 | 0 | 0 | 0 | 0 | FALSE | FALSE | FALSE | FALSE | 0 | 0 | 0 | n/a | n/a | n/a | n/a | n/a | 0 | 0 | 100% | 100% | 0 | 0 | 0 | 0 | 0 | 0 | 0 | 0 | 0 | 0 | 0 | 0 | 0 | 0 | 0 | 0 | 0 | 0 | 0 | 0 | 0 | 0
| 0 | 0 | 0 | 0 | 0 | 0 | 0 | 0 | 0 | 0 | 0 | 0 | 0 | 0 | 0 | 0 | 0 | 0 | FALSE | FALSE | FALSE | FALSE | 0 | 0 | 0 | n/a | n/a | n/a | n/a | n/a | 0 | 0 | 100% | 100% | 0 | 0 | 0 | 0 | 0 | 0 | 0 | 0 | 0 | 0 | 0 | 0 | 0 | 0 | 0 | 0 | 0 | 0 | 0 | 0 | 0 | 0
| 0 | 0 | 0 | 0 | 0 | 0 | 0 | 0 | 0 | 0 | 0 | 0 | 0 | 0 | 0 | 0 | 0 | 0 | FALSE | FALSE | FALSE | FALSE | 0 | 0 | 0 | n/a | n/a | n/a | n/a | n/a | 0 | 0 | 100% | 100% | 0 | 0 | 0 | 0 | 0 | 0 | 0 | 0 | 0 | 0 | 0 | 0 | 0 | 0 | 0 | 0 | 0 | 0 | 0 | 0 | 0 | 0
| 0 | 0 | 0 | 0 | 0 | 0 | 0 | 0 | 0 | 0 | 0 | 0 | 0 | 0 | 0 | 0 | 0 | 0 | FALSE | FALSE | FALSE | FALSE | 0 | 0 | 0 | n/a | n/a | n/a | n/a | n/a | 0 | 0 | 100% | 100% | 0 | 0 | 0 | 0 | 0 | 0 | 0 | 0 | 0 | 0 | 0 | 0 | 0 | 0 | 0 | 0 | 0 | 0 | 0 | 0 | 0 | 0
| 0 | 0 | 0 | 0 | 0 | 0 | 0 | 0 | 0 | 0 | 0 | 0 | 0 | 0 | 0 | 0 | 0 | 0 | FALSE | FALSE | FALSE | FALSE | 0 | 0 | 0 | n/a | n/a | n/a | n/a | n/a | 0 | 0 | 100% | 100% | 0 | 0 | 0 | 0 | 0 | 0 | 0 | 0 | 0 | 0 | 0 | 0 | 0 | 0 | 0 | 0 | 0 | 0 | 0 | 0 | 0 | 0
| 0 | 0 | 0 | 0 | 0 | 0 | 0 | 0 | 0 | 0 | 0 | 0 | 0 | 0 | 0 | 0 | 0 | 0 | FALSE | FALSE | FALSE | FALSE | 0 | 0 | 0 | n/a | n/a | n/a | n/a | n/a | 0 | 0 | 100% | 100% | 0 | 0 | 0 | 0 | 0 | 0 | 0 | 0 | 0 | 0 | 0 | 0 | 0 | 0 | 0 | 0 | 0 | 0 | 0 | 0 | 0 | 0
| 0 | 0 | 0 | 0 | 0 | 0 | 0 | 0 | 0 | 0 | 0 | 0 | 0 | 0 | 0 | 0 | 0 | 0 | FALSE | FALSE | FALSE | FALSE | 0 | 0 | 0 | n/a | n/a | n/a | n/a | n/a | 0 | 0 | 100% | 100% | 0 | 0 | 0 | 0 | 0 | 0 | 0 | 0 | 0 | 0 | 0 | 0 | 0 | 0 | 0 | 0 | 0 | 0 | 0 | 0 | 0 | 0
| 0 | 0 | 0 | 0 | 0 | 0 | 0 | 0 | 0 | 0 | 0 | 0 | 0 | 0 | 0 | 0 | 0 | 0 | FALSE | FALSE | FALSE | FALSE | 0 | 0 | 0 | n/a | n/a | n/a | n/a | n/a | 0 | 0 | 100% | 100% | 0 | 0 | 0 | 0 | 0 | 0 | 0 | 0 | 0 | 0 | 0 | 0 | 0 | 0 | 0 | 0 | 0 | 0 | 0 | 0 | 0 | 0
| 0 | 0 | 0 | 0 | 0 | 0 | 0 | 0 | 0 | 0 | 0 | 0 | 0 | 0 | 0 | 0 | 0 | 0 | FALSE | FALSE | FALSE | FALSE | 0 | 0 | 0 | n/a | n/a | n/a | n/a | n/a | 0 | 0 | 100% | 100% | 0 | 0 | 0 | 0 | 0 | 0 | 0 | 0 | 0 | 0 | 0 | 0 | 0 | 0 | 0 | 0 | 0 | 0 | 0 | 0 | 0 | 0
| 0 | 0 | 0 | 0 | 0 | 0 | 0 | 0 | 0 | 0 | 0 | 0 | 0 | 0 | 0 | 0 | 0 | 0 | FALSE | FALSE | FALSE | FALSE | 0 | 0 | 0 | n/a | n/a | n/a | n/a | n/a | 0 | 0 | 100% | 100% | 0 | 0 | 0 | 0 | 0 | 0 | 0 | 0 | 0 | 0 | 0 | 0 | 0 | 0 | 0 | 0 | 0 | 0 | 0 | 0 | 0 | 0
| 0 | 0 | 0 | 0 | 0 | 0 | 0 | 0 | 0 | 0 | 0 | 0 | 0 | 0 | 0 | 0 | 0 | 0 | FALSE | FALSE | FALSE | FALSE | 0 | 0 | 0 | n/a | n/a | n/a | n/a | n/a | 0 | 0 | 100% | 100% | 0 | 0 | 0 | 0 | 0 | 0 | 0 | 0 | 0 | 0 | 0 | 0 | 0 | 0 | 0 | 0 | 0 | 0 | 0 | 0 | 0 | 0
| 0 | 0 | 0 | 0 | 0 | 0 | 0 | 0 | 0 | 0 | 0 | 0 | 0 | 0 | 0 | 0 | 0 | 0 | FALSE | FALSE | FALSE | FALSE | 0 | 0 | 0 | n/a | n/a | n/a | n/a | n/a | 0 | 0 | 100% | 100% | 0 | 0 | 0 | 0 | 0 | 0 | 0 | 0 | 0 | 0 | 0 | 0 | 0 | 0 | 0 | 0 | 0 | 0 | 0 | 0 | 0 | 0
| 0 | 0 | 0 | 0 | 0 | 0 | 0 | 0 | 0 | 0 | 0 | 0 | 0 | 0 | 0 | 0 | 0 | 0 | FALSE | FALSE | FALSE | FALSE | 0 | 0 | 0 | n/a | n/a | n/a | n/a | n/a | 0 | 0 | 100% | 100% | 0 | 0 | 0 | 0 | 0 | 0 | 0 | 0 | 0 | 0 | 0 | 0 | 0 | 0 | 0 | 0 | 0 | 0 | 0 | 0 | 0 | 0
| 0 | 0 | 0 | 0 | 0 | 0 | 0 | 0 | 0 | 0 | 0 | 0 | 0 | 0 | 0 | 0 | 0 | 0 | FALSE | FALSE | FALSE | FALSE | 0 | 0 | 0 | n/a | n/a | n/a | n/a | n/a | 0 | 0 | 100% | 100% | 0 | 0 | 0 | 0 | 0 | 0 | 0 | 0 | 0 | 0 | 0 | 0 | 0 | 0 | 0 | 0 | 0 | 0 | 0 | 0 | 0 | 0
| 0 | 0 | 0 | 0 | 0 | 0 | 0 | 0 | 0 | 0 | 0 | 0 | 0 | 0 | 0 | 0 | 0 | 0 | FALSE | FALSE | FALSE | FALSE | 0 | 0 | 0 | n/a | n/a | n/a | n/a | n/a | 0 | 0 | 100% | 100% | 0 | 0 | 0 | 0 | 0 | 0 | 0 | 0 | 0 | 0 | 0 | 0 | 0 | 0 | 0 | 0 | 0 | 0 | 0 | 0 | 0 | 0
| 0 | 0 | 0 | 0 | 0 | 0 | 0 | 0 | 0 | 0 | 0 | 0 | 0 | 0 | 0 | 0 | 0 | 0 | FALSE | FALSE | FALSE | FALSE | 0 | 0 | 0 | n/a | n/a | n/a | n/a | n/a | 0 | 0 | 100% | 100% | 0 | 0 | 0 | 0 | 0 | 0 | 0 | 0 | 0 | 0 | 0 | 0 | 0 | 0 | 0 | 0 | 0 | 0 | 0 | 0 | 0 | 0
| 0 | 0 | 0 | 0 | 0 | 0 | 0 | 0 | 0 | 0 | 0 | 0 | 0 | 0 | 0 | 0 | 0 | 0 | FALSE | FALSE | FALSE | FALSE | 0 | 0 | 0 | n/a | n/a | n/a | n/a | n/a | 0 | 0 | 100% | 100% | 0 | 0 | 0 | 0 | 0 | 0 | 0 | 0 | 0 | 0 | 0 | 0 | 0 | 0 | 0 | 0 | 0 | 0 | 0 | 0 | 0 | 0
| 0 | 0 | 0 | 0 | 0 | 0 | 0 | 0 | 0 | 0 | 0 | 0 | 0 | 0 | 0 | 0 | 0 | 0 | FALSE | FALSE | FALSE | FALSE | 0 | 0 | 0 | n/a | n/a | n/a | n/a | n/a | 0 | 0 | 100% | 100% | 0 | 0 | 0 | 0 | 0 | 0 | 0 | 0 | 0 | 0 | 0 | 0 | 0 | 0 | 0 | 0 | 0 | 0 | 0 | 0 | 0 | 0
| 0 | 0 | 0 | 0 | 0 | 0 | 0 | 0 | 0 | 0 | 0 | 0 | 0 | 0 | 0 | 0 | 0 | 0 | FALSE | FALSE | FALSE | FALSE | 0 | 0 | 0 | n/a | n/a | n/a | n/a | n/a | 0 | 0 | 100% | 100% | 0 | 0 | 0 | 0 | 0 | 0 | 0 | 0 | 0 | 0 | 0 | 0 | 0 | 0 | 0 | 0 | 0 | 0 | 0 | 0 | 0 | 0
| 0 | 0 | 0 | 0 | 0 | 0 | 0 | 0 | 0 | 0 | 0 | 0 | 0 | 0 | 0 | 0 | 0 | 0 | FALSE | FALSE | FALSE | FALSE | 0 | 0 | 0 | n/a | n/a | n/a | n/a | n/a | 0 | 0 | 100% | 100% | 0 | 0 | 0 | 0 | 0 | 0 | 0 | 0 | 0 | 0 | 0 | 0 | 0 | 0 | 0 | 0 | 0 | 0 | 0 | 0 | 0 | 0
| 0 | 0 | 0 | 0 | 0 | 0 | 0 | 0 | 0 | 0 | 0 | 0 | 0 | 0 | 0 | 0 | 0 | 0 | FALSE | FALSE | FALSE | FALSE | 0 | 0 | 0 | n/a | n/a | n/a | n/a | n/a | 0 | 0 | 100% | 100% | 0 | 0 | 0 | 0 | 0 | 0 | 0 | 0 | 0 | 0 | 0 | 0 | 0 | 0 | 0 | 0 | 0 | 0 | 0 | 0 | 0 | 0
| 0 | 0 | 0 | 0 | 0 | 0 | 0 | 0 | 0 | 0 | 0 | 0 | 0 | 0 | 0 | 0 | 0 | 0 | FALSE | FALSE | FALSE | FALSE | 0 | 0 | 0 | n/a | n/a | n/a | n/a | n/a | 0 | 0 | 100% | 100% | 0 | 0 | 0 | 0 | 0 | 0 | 0 | 0 | 0 | 0 | 0 | 0 | 0 | 0 | 0 | 0 | 0 | 0 | 0 | 0 | 0 | 0
| 0 | 0 | 0 | 0 | 0 | 0 | 0 | 0 | 0 | 0 | 0 | 0 | 0 | 0 | 0 | 0 | 0 | 0 | FALSE | FALSE | FALSE | FALSE | 0 | 0 | 0 | n/a | n/a | n/a | n/a | n/a | 0 | 0 | 100% | 100% | 0 | 0 | 0 | 0 | 0 | 0 | 0 | 0 | 0 | 0 | 0 | 0 | 0 | 0 | 0 | 0 | 0 | 0 | 0 | 0 | 0 | 0
| 0 | 0 | 0 | 0 | 0 | 0 | 0 | 0 | 0 | 0 | 0 | 0 | 0 | 0 | 0 | 0 | 0 | 0 | FALSE | FALSE | FALSE | FALSE | 0 | 0 | 0 | n/a | n/a | n/a | n/a | n/a | 0 | 0 | 100% | 100% | 0 | 0 | 0 | 0 | 0 | 0 | 0 | 0 | 0 | 0 | 0 | 0 | 0 | 0 | 0 | 0 | 0 | 0 | 0 | 0 | 0 | 0
| 0 | 0 | 0 | 0 | 0 | 0 | 0 | 0 | 0 | 0 | 0 | 0 | 0 | 0 | 0 | 0 | 0 | 0 | FALSE | FALSE | FALSE | FALSE | 0 | 0 | 0 | n/a | n/a | n/a | n/a | n/a | 0 | 0 | 100% | 100% | 0 | 0 | 0 | 0 | 0 | 0 | 0 | 0 | 0 | 0 | 0 | 0 | 0 | 0 | 0 | 0 | 0 | 0 | 0 | 0 | 0 | 0
| 0 | 0 | 0 | 0 | 0 | 0 | 0 | 0 | 0 | 0 | 0 | 0 | 0 | 0 | 0 | 0 | 0 | 0 | FALSE | FALSE | FALSE | FALSE | 0 | 0 | 0 | n/a | n/a | n/a | n/a | n/a | 0 | 0 | 100% | 100% | 0 | 0 | 0 | 0 | 0 | 0 | 0 | 0 | 0 | 0 | 0 | 0 | 0 | 0 | 0 | 0 | 0 | 0 | 0 | 0 | 0 | 0
| 0 | 0 | 0 | 0 | 0 | 0 | 0 | 0 | 0 | 0 | 0 | 0 | 0 | 0 | 0 | 0 | 0 | 0 | FALSE | FALSE | FALSE | FALSE | 0 | 0 | 0 | n/a | n/a | n/a | n/a | n/a | 0 | 0 | 100% | 100% | 0 | 0 | 0 | 0 | 0 | 0 | 0 | 0 | 0 | 0 | 0 | 0 | 0 | 0 | 0 | 0 | 0 | 0 | 0 | 0 | 0 | 0
| 0 | 0 | 0 | 0 | 0 | 0 | 0 | 0 | 0 | 0 | 0 | 0 | 0 | 0 | 0 | 0 | 0 | 0 | FALSE | FALSE | FALSE | FALSE | 0 | 0 | 0 | n/a | n/a | n/a | n/a | n/a | 0 | 0 | 100% | 100% | 0 | 0 | 0 | 0 | 0 | 0 | 0 | 0 | 0 | 0 | 0 | 0 | 0 | 0 | 0 | 0 | 0 | 0 | 0 | 0 | 0 | 0
| 0 | 0 | 0 | 0 | 0 | 0 | 0 | 0 | 0 | 0 | 0 | 0 | 0 | 0 | 0 | 0 | 0 | 0 | FALSE | FALSE | FALSE | FALSE | 0 | 0 | 0 | n/a | n/a | n/a | n/a | n/a | 0 | 0 | 100% | 100% | 0 | 0 | 0 | 0 | 0 | 0 | 0 | 0 | 0 | 0 | 0 | 0 | 0 | 0 | 0 | 0 | 0 | 0 | 0 | 0 | 0 | 0
| 0 | 0 | 0 | 0 | 0 | 0 | 0 | 0 | 0 | 0 | 0 | 0 | 0 | 0 | 0 | 0 | 0 | 0 | FALSE | FALSE | FALSE | FALSE | 0 | 0 | 0 | n/a | n/a | n/a | n/a | n/a | 0 | 0 | 100% | 100% | 0 | 0 | 0 | 0 | 0 | 0 | 0 | 0 | 0 | 0 | 0 | 0 | 0 | 0 | 0 | 0 | 0 | 0 | 0 | 0 | 0 | 0
| 0 | 0 | 0 | 0 | 0 | 0 | 0 | 0 | 0 | 0 | 0 | 0 | 0 | 0 | 0 | 0 | 0 | 0 | FALSE | FALSE | FALSE | FALSE | 0 | 0 | 0 | n/a | n/a | n/a | n/a | n/a | 0 | 0 | 100% | 100% | 0 | 0 | 0 | 0 | 0 | 0 | 0 | 0 | 0 | 0 | 0 | 0 | 0 | 0 | 0 | 0 | 0 | 0 | 0 | 0 | 0 | 0
| 0 | 0 | 0 | 0 | 0 | 0 | 0 | 0 | 0 | 0 | 0 | 0 | 0 | 0 | 0 | 0 | 0 | 0 | FALSE | FALSE | FALSE | FALSE | 0 | 0 | 0 | n/a | n/a | n/a | n/a | n/a | 0 | 0 | 100% | 100% | 0 | 0 | 0 | 0 | 0 | 0 | 0 | 0 | 0 | 0 | 0 | 0 | 0 | 0 | 0 | 0 | 0 | 0 | 0 | 0 | 0 | 0
| 0 | 0 | 0 | 0 | 0 | 0 | 0 | 0 | 0 | 0 | 0 | 0 | 0 | 0 | 0 | 0 | 0 | 0 | FALSE | FALSE | FALSE | FALSE | 0 | 0 | 0 | n/a | n/a | n/a | n/a | n/a | 0 | 0 | 100% | 100% | 0 | 0 | 0 | 0 | 0 | 0 | 0 | 0 | 0 | 0 | 0 | 0 | 0 | 0 | 0 | 0 | 0 | 0 | 0 | 0 | 0 | 0
| 0 | 0 | 0 | 0 | 0 | 0 | 0 | 0 | 0 | 0 | 0 | 0 | 0 | 0 | 0 | 0 | 0 | 0 | FALSE | FALSE | FALSE | FALSE | 0 | 0 | 0 | n/a | n/a | n/a | n/a | n/a | 0 | 0 | 100% | 100% | 0 | 0 | 0 | 0 | 0 | 0 | 0 | 0 | 0 | 0 | 0 | 0 | 0 | 0 | 0 | 0 | 0 | 0 | 0 | 0 | 0 | 0
| 0 | 0 | 0 | 0 | 0 | 0 | 0 | 0 | 0 | 0 | 0 | 0 | 0 | 0 | 0 | 0 | 0 | 0 | FALSE | FALSE | FALSE | FALSE | 0 | 0 | 0 | n/a | n/a | n/a | n/a | n/a | 0 | 0 | 100% | 100% | 0 | 0 | 0 | 0 | 0 | 0 | 0 | 0 | 0 | 0 | 0 | 0 | 0 | 0 | 0 | 0 | 0 | 0 | 0 | 0 | 0 | 0
| 0 | 0 | 0 | 0 | 0 | 0 | 0 | 0 | 0 | 0 | 0 | 0 | 0 | 0 | 0 | 0 | 0 | 0 | FALSE | FALSE | FALSE | FALSE | 0 | 0 | 0 | n/a | n/a | n/a | n/a | n/a | 0 | 0 | 100% | 100% | 0 | 0 | 0 | 0 | 0 | 0 | 0 | 0 | 0 | 0 | 0 | 0 | 0 | 0 | 0 | 0 | 0 | 0 | 0 | 0 | 0 | 0
| 0 | 0 | 0 | 0 | 0 | 0 | 0 | 0 | 0 | 0 | 0 | 0 | 0 | 0 | 0 | 0 | 0 | 0 | FALSE | FALSE | FALSE | FALSE | 0 | 0 | 0 | n/a | n/a | n/a | n/a | n/a | 0 | 0 | 100% | 100% | 0 | 0 | 0 | 0 | 0 | 0 | 0 | 0 | 0 | 0 | 0 | 0 | 0 | 0 | 0 | 0 | 0 | 0 | 0 | 0 | 0 | 0
| 0 | 0 | 0 | 0 | 0 | 0 | 0 | 0 | 0 | 0 | 0 | 0 | 0 | 0 | 0 | 0 | 0 | 0 | FALSE | FALSE | FALSE | FALSE | 0 | 0 | 0 | n/a | n/a | n/a | n/a | n/a | 0 | 0 | 100% | 100% | 0 | 0 | 0 | 0 | 0 | 0 | 0 | 0 | 0 | 0 | 0 | 0 | 0 | 0 | 0 | 0 | 0 | 0 | 0 | 0 | 0 | 0
| 0 | 0 | 0 | 0 | 0 | 0 | 0 | 0 | 0 | 0 | 0 | 0 | 0 | 0 | 0 | 0 | 0 | 0 | FALSE | FALSE | FALSE | FALSE | 0 | 0 | 0 | n/a | n/a | n/a | n/a | n/a | 0 | 0 | 100% | 100% | 0 | 0 | 0 | 0 | 0 | 0 | 0 | 0 | 0 | 0 | 0 | 0 | 0 | 0 | 0 | 0 | 0 | 0 | 0 | 0 | 0 | 0
| 0 | 0 | 0 | 0 | 0 | 0 | 0 | 0 | 0 | 0 | 0 | 0 | 0 | 0 | 0 | 0 | 0 | 0 | FALSE | FALSE | FALSE | FALSE | 0 | 0 | 0 | n/a | n/a | n/a | n/a | n/a | 0 | 0 | 100% | 100% | 0 | 0 | 0 | 0 | 0 | 0 | 0 | 0 | 0 | 0 | 0 | 0 | 0 | 0 | 0 | 0 | 0 | 0 | 0 | 0 | 0 | 0
| 0 | 0 | 0 | 0 | 0 | 0 | 0 | 0 | 0 | 0 | 0 | 0 | 0 | 0 | 0 | 0 | 0 | 0 | FALSE | FALSE | FALSE | FALSE | 0 | 0 | 0 | n/a | n/a | n/a | n/a | n/a | 0 | 0 | 100% | 100% | 0 | 0 | 0 | 0 | 0 | 0 | 0 | 0 | 0 | 0 | 0 | 0 | 0 | 0 | 0 | 0 | 0 | 0 | 0 | 0 | 0 | 0
| 0 | 0 | 0 | 0 | 0 | 0 | 0 | 0 | 0 | 0 | 0 | 0 | 0 | 0 | 0 | 0 | 0 | 0 | FALSE | FALSE | FALSE | FALSE | 0 | 0 | 0 | n/a | n/a | n/a | n/a | n/a | 0 | 0 | 100% | 100% | 0 | 0 | 0 | 0 | 0 | 0 | 0 | 0 | 0 | 0 | 0 | 0 | 0 | 0 | 0 | 0 | 0 | 0 | 0 | 0 | 0 | 0
| 0 | 0 | 0 | 0 | 0 | 0 | 0 | 0 | 0 | 0 | 0 | 0 | 0 | 0 | 0 | 0 | 0 | 0 | FALSE | FALSE | FALSE | FALSE | 0 | 0 | 0 | n/a | n/a | n/a | n/a | n/a | 0 | 0 | 100% | 100% | 0 | 0 | 0 | 0 | 0 | 0 | 0 | 0 | 0 | 0 | 0 | 0 | 0 | 0 | 0 | 0 | 0 | 0 | 0 | 0 | 0 | 0
| 0 | 0 | 0 | 0 | 0 | 0 | 0 | 0 | 0 | 0 | 0 | 0 | 0 | 0 | 0 | 0 | 0 | 0 | FALSE | FALSE | FALSE | FALSE | 0 | 0 | 0 | n/a | n/a | n/a | n/a | n/a | 0 | 0 | 100% | 100% | 0 | 0 | 0 | 0 | 0 | 0 | 0 | 0 | 0 | 0 | 0 | 0 | 0 | 0 | 0 | 0 | 0 | 0 | 0 | 0 | 0 | 0
| 0 | 0 | 0 | 0 | 0 | 0 | 0 | 0 | 0 | 0 | 0 | 0 | 0 | 0 | 0 | 0 | 0 | 0 | FALSE | FALSE | FALSE | FALSE | 0 | 0 | 0 | n/a | n/a | n/a | n/a | n/a | 0 | 0 | 100% | 100% | 0 | 0 | 0 | 0 | 0 | 0 | 0 | 0 | 0 | 0 | 0 | 0 | 0 | 0 | 0 | 0 | 0 | 0 | 0 | 0 | 0 | 0
| 0 | 0 | 0 | 0 | 0 | 0 | 0 | 0 | 0 | 0 | 0 | 0 | 0 | 0 | 0 | 0 | 0 | 0 | FALSE | FALSE | FALSE | FALSE | 0 | 0 | 0 | n/a | n/a | n/a | n/a | n/a | 0 | 0 | 100% | 100% | 0 | 0 | 0 | 0 | 0 | 0 | 0 | 0 | 0 | 0 | 0 | 0 | 0 | 0 | 0 | 0 | 0 | 0 | 0 | 0 | 0 | 0
| 0 | 0 | 0 | 0 | 0 | 0 | 0 | 0 | 0 | 0 | 0 | 0 | 0 | 0 | 0 | 0 | 0 | 0 | FALSE | FALSE | FALSE | FALSE | 0 | 0 | 0 | n/a | n/a | n/a | n/a | n/a | 0 | 0 | 100% | 100% | 0 | 0 | 0 | 0 | 0 | 0 | 0 | 0 | 0 | 0 | 0 | 0 | 0 | 0 | 0 | 0 | 0 | 0 | 0 | 0 | 0 | 0
| 0 | 0 | 0 | 0 | 0 | 0 | 0 | 0 | 0 | 0 | 0 | 0 | 0 | 0 | 0 | 0 | 0 | 0 | FALSE | FALSE | FALSE | FALSE | 0 | 0 | 0 | n/a | n/a | n/a | n/a | n/a | 0 | 0 | 100% | 100% | 0 | 0 | 0 | 0 | 0 | 0 | 0 | 0 | 0 | 0 | 0 | 0 | 0 | 0 | 0 | 0 | 0 | 0 | 0 | 0 | 0 | 0
| 0 | 0 | 0 | 0 | 0 | 0 | 0 | 0 | 0 | 0 | 0 | 0 | 0 | 0 | 0 | 0 | 0 | 0 | FALSE | FALSE | FALSE | FALSE | 0 | 0 | 0 | n/a | n/a | n/a | n/a | n/a | 0 | 0 | 100% | 100% | 0 | 0 | 0 | 0 | 0 | 0 | 0 | 0 | 0 | 0 | 0 | 0 | 0 | 0 | 0 | 0 | 0 | 0 | 0 | 0 | 0 | 0
| 0 | 0 | 0 | 0 | 0 | 0 | 0 | 0 | 0 | 0 | 0 | 0 | 0 | 0 | 0 | 0 | 0 | 0 | FALSE | FALSE | FALSE | FALSE | 0 | 0 | 0 | n/a | n/a | n/a | n/a | n/a | 0 | 0 | 100% | 100% | 0 | 0 | 0 | 0 | 0 | 0 | 0 | 0 | 0 | 0 | 0 | 0 | 0 | 0 | 0 | 0 | 0 | 0 | 0 | 0 | 0 | 0
| 0 | 0 | 0 | 0 | 0 | 0 | 0 | 0 | 0 | 0 | 0 | 0 | 0 | 0 | 0 | 0 | 0 | 0 | FALSE | FALSE | FALSE | FALSE | 0 | 0 | 0 | n/a | n/a | n/a | n/a | n/a | 0 | 0 | 100% | 100% | 0 | 0 | 0 | 0 | 0 | 0 | 0 | 0 | 0 | 0 | 0 | 0 | 0 | 0 | 0 | 0 | 0 | 0 | 0 | 0 | 0 | 0
| 0 | 0 | 0 | 0 | 0 | 0 | 0 | 0 | 0 | 0 | 0 | 0 | 0 | 0 | 0 | 0 | 0 | 0 | FALSE | FALSE | FALSE | FALSE | 0 | 0 | 0 | n/a | n/a | n/a | n/a | n/a | 0 | 0 | 100% | 100% | 0 | 0 | 0 | 0 | 0 | 0 | 0 | 0 | 0 | 0 | 0 | 0 | 0 | 0 | 0 | 0 | 0 | 0 | 0 | 0 | 0 | 0
| 0 | 0 | 0 | 0 | 0 | 0 | 0 | 0 | 0 | 0 | 0 | 0 | 0 | 0 | 0 | 0 | 0 | 0 | FALSE | FALSE | FALSE | FALSE | 0 | 0 | 0 | n/a | n/a | n/a | n/a | n/a | 0 | 0 | 100% | 100% | 0 | 0 | 0 | 0 | 0 | 0 | 0 | 0 | 0 | 0 | 0 | 0 | 0 | 0 | 0 | 0 | 0 | 0 | 0 | 0 | 0 | 0
| 0 | 0 | 0 | 0 | 0 | 0 | 0 | 0 | 0 | 0 | 0 | 0 | 0 | 0 | 0 | 0 | 0 | 0 | FALSE | FALSE | FALSE | FALSE | 0 | 0 | 0 | n/a | n/a | n/a | n/a | n/a | 0 | 0 | 100% | 100% | 0 | 0 | 0 | 0 | 0 | 0 | 0 | 0 | 0 | 0 | 0 | 0 | 0 | 0 | 0 | 0 | 0 | 0 | 0 | 0 | 0 | 0
| 0 | 0 | 0 | 0 | 0 | 0 | 0 | 0 | 0 | 0 | 0 | 0 | 0 | 0 | 0 | 0 | 0 | 0 | FALSE | FALSE | FALSE | FALSE | 0 | 0 | 0 | n/a | n/a | n/a | n/a | n/a | 0 | 0 | 100% | 100% | 0 | 0 | 0 | 0 | 0 | 0 | 0 | 0 | 0 | 0 | 0 | 0 | 0 | 0 | 0 | 0 | 0 | 0 | 0 | 0 | 0 | 0
| 0 | 0 | 0 | 0 | 0 | 0 | 0 | 0 | 0 | 0 | 0 | 0 | 0 | 0 | 0 | 0 | 0 | 0 | FALSE | FALSE | FALSE | FALSE | 0 | 0 | 0 | n/a | n/a | n/a | n/a | n/a | 0 | 0 | 100% | 100% | 0 | 0 | 0 | 0 | 0 | 0 | 0 | 0 | 0 | 0 | 0 | 0 | 0 | 0 | 0 | 0 | 0 | 0 | 0 | 0 | 0 | 0
| 0 | 0 | 0 | 0 | 0 | 0 | 0 | 0 | 0 | 0 | 0 | 0 | 0 | 0 | 0 | 0 | 0 | 0 | FALSE | FALSE | FALSE | FALSE | 0 | 0 | 0 | n/a | n/a | n/a | n/a | n/a | 0 | 0 | 100% | 100% | 0 | 0 | 0 | 0 | 0 | 0 | 0 | 0 | 0 | 0 | 0 | 0 | 0 | 0 | 0 | 0 | 0 | 0 | 0 | 0 | 0 | 0
| 0 | 0 | 0 | 0 | 0 | 0 | 0 | 0 | 0 | 0 | 0 | 0 | 0 | 0 | 0 | 0 | 0 | 0 | FALSE | FALSE | FALSE | FALSE | 0 | 0 | 0 | n/a | n/a | n/a | n/a | n/a | 0 | 0 | 100% | 100% | 0 | 0 | 0 | 0 | 0 | 0 | 0 | 0 | 0 | 0 | 0 | 0 | 0 | 0 | 0 | 0 | 0 | 0 | 0 | 0 | 0 | 0
| 0 | 0 | 0 | 0 | 0 | 0 | 0 | 0 | 0 | 0 | 0 | 0 | 0 | 0 | 0 | 0 | 0 | 0 | FALSE | FALSE | FALSE | FALSE | 0 | 0 | 0 | n/a | n/a | n/a | n/a | n/a | 0 | 0 | 100% | 100% | 0 | 0 | 0 | 0 | 0 | 0 | 0 | 0 | 0 | 0 | 0 | 0 | 0 | 0 | 0 | 0 | 0 | 0 | 0 | 0 | 0 | 0
| 0 | 0 | 0 | 0 | 0 | 0 | 0 | 0 | 0 | 0 | 0 | 0 | 0 | 0 | 0 | 0 | 0 | 0 | FALSE | FALSE | FALSE | FALSE | 0 | 0 | 0 | n/a | n/a | n/a | n/a | n/a | 0 | 0 | 100% | 100% | 0 | 0 | 0 | 0 | 0 | 0 | 0 | 0 | 0 | 0 | 0 | 0 | 0 | 0 | 0 | 0 | 0 | 0 | 0 | 0 | 0 | 0
| 0 | 0 | 0 | 0 | 0 | 0 | 0 | 0 | 0 | 0 | 0 | 0 | 0 | 0 | 0 | 0 | 0 | 0 | FALSE | FALSE | FALSE | FALSE | 0 | 0 | 0 | n/a | n/a | n/a | n/a | n/a | 0 | 0 | 100% | 100% | 0 | 0 | 0 | 0 | 0 | 0 | 0 | 0 | 0 | 0 | 0 | 0 | 0 | 0 | 0 | 0 | 0 | 0 | 0 | 0 | 0 | 0
| 0 | 0 | 0 | 0 | 0 | 0 | 0 | 0 | 0 | 0 | 0 | 0 | 0 | 0 | 0 | 0 | 0 | 0 | FALSE | FALSE | FALSE | FALSE | 0 | 0 | 0 | n/a | n/a | n/a | n/a | n/a | 0 | 0 | 100% | 100% | 0 | 0 | 0 | 0 | 0 | 0 | 0 | 0 | 0 | 0 | 0 | 0 | 0 | 0 | 0 | 0 | 0 | 0 | 0 | 0 | 0 | 0
| 0 | 0 | 0 | 0 | 0 | 0 | 0 | 0 | 0 | 0 | 0 | 0 | 0 | 0 | 0 | 0 | 0 | 0 | FALSE | FALSE | FALSE | FALSE | 0 | 0 | 0 | n/a | n/a | n/a | n/a | n/a | 0 | 0 | 100% | 100% | 0 | 0 | 0 | 0 | 0 | 0 | 0 | 0 | 0 | 0 | 0 | 0 | 0 | 0 | 0 | 0 | 0 | 0 | 0 | 0 | 0 | 0
| 0 | 0 | 0 | 0 | 0 | 0 | 0 | 0 | 0 | 0 | 0 | 0 | 0 | 0 | 0 | 0 | 0 | 0 | FALSE | FALSE | FALSE | FALSE | 0 | 0 | 0 | n/a | n/a | n/a | n/a | n/a | 0 | 0 | 100% | 100% | 0 | 0 | 0 | 0 | 0 | 0 | 0 | 0 | 0 | 0 | 0 | 0 | 0 | 0 | 0 | 0 | 0 | 0 | 0 | 0 | 0 | 0
| 0 | 0 | 0 | 0 | 0 | 0 | 0 | 0 | 0 | 0 | 0 | 0 | 0 | 0 | 0 | 0 | 0 | 0 | FALSE | FALSE | FALSE | FALSE | 0 | 0 | 0 | n/a | n/a | n/a | n/a | n/a | 0 | 0 | 100% | 100% | 0 | 0 | 0 | 0 | 0 | 0 | 0 | 0 | 0 | 0 | 0 | 0 | 0 | 0 | 0 | 0 | 0 | 0 | 0 | 0 | 0 | 0
| 0 | 0 | 0 | 0 | 0 | 0 | 0 | 0 | 0 | 0 | 0 | 0 | 0 | 0 | 0 | 0 | 0 | 0 | FALSE | FALSE | FALSE | FALSE | 0 | 0 | 0 | n/a | n/a | n/a | n/a | n/a | 0 | 0 | 100% | 100% | 0 | 0 | 0 | 0 | 0 | 0 | 0 | 0 | 0 | 0 | 0 | 0 | 0 | 0 | 0 | 0 | 0 | 0 | 0 | 0 | 0 | 0
| 0 | 0 | 0 | 0 | 0 | 0 | 0 | 0 | 0 | 0 | 0 | 0 | 0 | 0 | 0 | 0 | 0 | 0 | FALSE | FALSE | FALSE | FALSE | 0 | 0 | 0 | n/a | n/a | n/a | n/a | n/a | 0 | 0 | 100% | 100% | 0 | 0 | 0 | 0 | 0 | 0 | 0 | 0 | 0 | 0 | 0 | 0 | 0 | 0 | 0 | 0 | 0 | 0 | 0 | 0 | 0 | 0
| 0 | 0 | 0 | 0 | 0 | 0 | 0 | 0 | 0 | 0 | 0 | 0 | 0 | 0 | 0 | 0 | 0 | 0 | FALSE | FALSE | FALSE | FALSE | 0 | 0 | 0 | n/a | n/a | n/a | n/a | n/a | 0 | 0 | 100% | 100% | 0 | 0 | 0 | 0 | 0 | 0 | 0 | 0 | 0 | 0 | 0 | 0 | 0 | 0 | 0 | 0 | 0 | 0 | 0 | 0 | 0 | 0
| 0 | 0 | 0 | 0 | 0 | 0 | 0 | 0 | 0 | 0 | 0 | 0 | 0 | 0 | 0 | 0 | 0 | 0 | FALSE | FALSE | FALSE | FALSE | 0 | 0 | 0 | n/a | n/a | n/a | n/a | n/a | 0 | 0 | 100% | 100% | 0 | 0 | 0 | 0 | 0 | 0 | 0 | 0 | 0 | 0 | 0 | 0 | 0 | 0 | 0 | 0 | 0 | 0 | 0 | 0 | 0 | 0
| 0 | 0 | 0 | 0 | 0 | 0 | 0 | 0 | 0 | 0 | 0 | 0 | 0 | 0 | 0 | 0 | 0 | 0 | FALSE | FALSE | FALSE | FALSE | 0 | 0 | 0 | n/a | n/a | n/a | n/a | n/a | 0 | 0 | 100% | 100% | 0 | 0 | 0 | 0 | 0 | 0 | 0 | 0 | 0 | 0 | 0 | 0 | 0 | 0 | 0 | 0 | 0 | 0 | 0 | 0 | 0 | 0
| 0 | 0 | 0 | 0 | 0 | 0 | 0 | 0 | 0 | 0 | 0 | 0 | 0 | 0 | 0 | 0 | 0 | 0 | FALSE | FALSE | FALSE | FALSE | 0 | 0 | 0 | n/a | n/a | n/a | n/a | n/a | 0 | 0 | 100% | 100% | 0 | 0 | 0 | 0 | 0 | 0 | 0 | 0 | 0 | 0 | 0 | 0 | 0 | 0 | 0 | 0 | 0 | 0 | 0 | 0 | 0 | 0
| 0 | 0 | 0 | 0 | 0 | 0 | 0 | 0 | 0 | 0 | 0 | 0 | 0 | 0 | 0 | 0 | 0 | 0 | FALSE | FALSE | FALSE | FALSE | 0 | 0 | 0 | n/a | n/a | n/a | n/a | n/a | 0 | 0 | 100% | 100% | 0 | 0 | 0 | 0 | 0 | 0 | 0 | 0 | 0 | 0 | 0 | 0 | 0 | 0 | 0 | 0 | 0 | 0 | 0 | 0 | 0 | 0
| 0 | 0 | 0 | 0 | 0 | 0 | 0 | 0 | 0 | 0 | 0 | 0 | 0 | 0 | 0 | 0 | 0 | 0 | FALSE | FALSE | FALSE | FALSE | 0 | 0 | 0 | n/a | n/a | n/a | n/a | n/a | 0 | 0 | 100% | 100% | 0 | 0 | 0 | 0 | 0 | 0 | 0 | 0 | 0 | 0 | 0 | 0 | 0 | 0 | 0 | 0 | 0 | 0 | 0 | 0 | 0 | 0
| 0 | 0 | 0 | 0 | 0 | 0 | 0 | 0 | 0 | 0 | 0 | 0 | 0 | 0 | 0 | 0 | 0 | 0 | FALSE | FALSE | FALSE | FALSE | 0 | 0 | 0 | n/a | n/a | n/a | n/a | n/a | 0 | 0 | 100% | 100% | 0 | 0 | 0 | 0 | 0 | 0 | 0 | 0 | 0 | 0 | 0 | 0 | 0 | 0 | 0 | 0 | 0 | 0 | 0 | 0 | 0 | 0
| 0 | 0 | 0 | 0 | 0 | 0 | 0 | 0 | 0 | 0 | 0 | 0 | 0 | 0 | 0 | 0 | 0 | 0 | FALSE | FALSE | FALSE | FALSE | 0 | 0 | 0 | n/a | n/a | n/a | n/a | n/a | 0 | 0 | 100% | 100% | 0 | 0 | 0 | 0 | 0 | 0 | 0 | 0 | 0 | 0 | 0 | 0 | 0 | 0 | 0 | 0 | 0 | 0 | 0 | 0 | 0 | 0
| 0 | 0 | 0 | 0 | 0 | 0 | 0 | 0 | 0 | 0 | 0 | 0 | 0 | 0 | 0 | 0 | 0 | 0 | FALSE | FALSE | FALSE | FALSE | 0 | 0 | 0 | n/a | n/a | n/a | n/a | n/a | 0 | 0 | 100% | 100% | 0 | 0 | 0 | 0 | 0 | 0 | 0 | 0 | 0 | 0 | 0 | 0 | 0 | 0 | 0 | 0 | 0 | 0 | 0 | 0 | 0 | 0
| 0 | 0 | 0 | 0 | 0 | 0 | 0 | 0 | 0 | 0 | 0 | 0 | 0 | 0 | 0 | 0 | 0 | 0 | FALSE | FALSE | FALSE | FALSE | 0 | 0 | 0 | n/a | n/a | n/a | n/a | n/a | 0 | 0 | 100% | 100% | 0 | 0 | 0 | 0 | 0 | 0 | 0 | 0 | 0 | 0 | 0 | 0 | 0 | 0 | 0 | 0 | 0 | 0 | 0 | 0 | 0 | 0
| 0 | 0 | 0 | 0 | 0 | 0 | 0 | 0 | 0 | 0 | 0 | 0 | 0 | 0 | 0 | 0 | 0 | 0 | FALSE | FALSE | FALSE | FALSE | 0 | 0 | 0 | n/a | n/a | n/a | n/a | n/a | 0 | 0 | 100% | 100% | 0 | 0 | 0 | 0 | 0 | 0 | 0 | 0 | 0 | 0 | 0 | 0 | 0 | 0 | 0 | 0 | 0 | 0 | 0 | 0 | 0 | 0
| 0 | 0 | 0 | 0 | 0 | 0 | 0 | 0 | 0 | 0 | 0 | 0 | 0 | 0 | 0 | 0 | 0 | 0 | FALSE | FALSE | FALSE | FALSE | 0 | 0 | 0 | n/a | n/a | n/a | n/a | n/a | 0 | 0 | 100% | 100% | 0 | 0 | 0 | 0 | 0 | 0 | 0 | 0 | 0 | 0 | 0 | 0 | 0 | 0 | 0 | 0 | 0 | 0 | 0 | 0 | 0 | 0
| 0 | 0 | 0 | 0 | 0 | 0 | 0 | 0 | 0 | 0 | 0 | 0 | 0 | 0 | 0 | 0 | 0 | 0 | FALSE | FALSE | FALSE | FALSE | 0 | 0 | 0 | n/a | n/a | n/a | n/a | n/a | 0 | 0 | 100% | 100% | 0 | 0 | 0 | 0 | 0 | 0 | 0 | 0 | 0 | 0 | 0 | 0 | 0 | 0 | 0 | 0 | 0 | 0 | 0 | 0 | 0 | 0
| 0 | 0 | 0 | 0 | 0 | 0 | 0 | 0 | 0 | 0 | 0 | 0 | 0 | 0 | 0 | 0 | 0 | 0 | FALSE | FALSE | FALSE | FALSE | 0 | 0 | 0 | n/a | n/a | n/a | n/a | n/a | 0 | 0 | 100% | 100% | 0 | 0 | 0 | 0 | 0 | 0 | 0 | 0 | 0 | 0 | 0 | 0 | 0 | 0 | 0 | 0 | 0 | 0 | 0 | 0 | 0 | 0
| 0 | 0 | 0 | 0 | 0 | 0 | 0 | 0 | 0 | 0 | 0 | 0 | 0 | 0 | 0 | 0 | 0 | 0 | FALSE | FALSE | FALSE | FALSE | 0 | 0 | 0 | n/a | n/a | n/a | n/a | n/a | 0 | 0 | 100% | 100% | 0 | 0 | 0 | 0 | 0 | 0 | 0 | 0 | 0 | 0 | 0 | 0 | 0 | 0 | 0 | 0 | 0 | 0 | 0 | 0 | 0 | 0
| 0 | 0 | 0 | 0 | 0 | 0 | 0 | 0 | 0 | 0 | 0 | 0 | 0 | 0 | 0 | 0 | 0 | 0 | FALSE | FALSE | FALSE | FALSE | 0 | 0 | 0 | n/a | n/a | n/a | n/a | n/a | 0 | 0 | 100% | 100% | 0 | 0 | 0 | 0 | 0 | 0 | 0 | 0 | 0 | 0 | 0 | 0 | 0 | 0 | 0 | 0 | 0 | 0 | 0 | 0 | 0 | 0
| 0 | 0 | 0 | 0 | 0 | 0 | 0 | 0 | 0 | 0 | 0 | 0 | 0 | 0 | 0 | 0 | 0 | 0 | FALSE | FALSE | FALSE | FALSE | 0 | 0 | 0 | n/a | n/a | n/a | n/a | n/a | 0 | 0 | 100% | 100% | 0 | 0 | 0 | 0 | 0 | 0 | 0 | 0 | 0 | 0 | 0 | 0 | 0 | 0 | 0 | 0 | 0 | 0 | 0 | 0 | 0 | 0
| 0 | 0 | 0 | 0 | 0 | 0 | 0 | 0 | 0 | 0 | 0 | 0 | 0 | 0 | 0 | 0 | 0 | 0 | FALSE | FALSE | FALSE | FALSE | 0 | 0 | 0 | n/a | n/a | n/a | n/a | n/a | 0 | 0 | 100% | 100% | 0 | 0 | 0 | 0 | 0 | 0 | 0 | 0 | 0 | 0 | 0 | 0 | 0 | 0 | 0 | 0 | 0 | 0 | 0 | 0 | 0 | 0
| 0 | 0 | 0 | 0 | 0 | 0 | 0 | 0 | 0 | 0 | 0 | 0 | 0 | 0 | 0 | 0 | 0 | 0 | FALSE | FALSE | FALSE | FALSE | 0 | 0 | 0 | n/a | n/a | n/a | n/a | n/a | 0 | 0 | 100% | 100% | 0 | 0 | 0 | 0 | 0 | 0 | 0 | 0 | 0 | 0 | 0 | 0 | 0 | 0 | 0 | 0 | 0 | 0 | 0 | 0 | 0 | 0
| 0 | 0 | 0 | 0 | 0 | 0 | 0 | 0 | 0 | 0 | 0 | 0 | 0 | 0 | 0 | 0 | 0 | 0 | FALSE | FALSE | FALSE | FALSE | 0 | 0 | 0 | n/a | n/a | n/a | n/a | n/a | 0 | 0 | 100% | 100% | 0 | 0 | 0 | 0 | 0 | 0 | 0 | 0 | 0 | 0 | 0 | 0 | 0 | 0 | 0 | 0 | 0 | 0 | 0 | 0 | 0 | 0
| 0 | 0 | 0 | 0 | 0 | 0 | 0 | 0 | 0 | 0 | 0 | 0 | 0 | 0 | 0 | 0 | 0 | 0 | FALSE | FALSE | FALSE | FALSE | 0 | 0 | 0 | n/a | n/a | n/a | n/a | n/a | 0 | 0 | 100% | 100% | 0 | 0 | 0 | 0 | 0 | 0 | 0 | 0 | 0 | 0 | 0 | 0 | 0 | 0 | 0 | 0 | 0 | 0 | 0 | 0 | 0 | 0
| 0 | 0 | 0 | 0 | 0 | 0 | 0 | 0 | 0 | 0 | 0 | 0 | 0 | 0 | 0 | 0 | 0 | 0 | FALSE | FALSE | FALSE | FALSE | 0 | 0 | 0 | n/a | n/a | n/a | n/a | n/a | 0 | 0 | 100% | 100% | 0 | 0 | 0 | 0 | 0 | 0 | 0 | 0 | 0 | 0 | 0 | 0 | 0 | 0 | 0 | 0 | 0 | 0 | 0 | 0 | 0 | 0
| 0 | 0 | 0 | 0 | 0 | 0 | 0 | 0 | 0 | 0 | 0 | 0 | 0 | 0 | 0 | 0 | 0 | 0 | FALSE | FALSE | FALSE | FALSE | 0 | 0 | 0 | n/a | n/a | n/a | n/a | n/a | 0 | 0 | 100% | 100% | 0 | 0 | 0 | 0 | 0 | 0 | 0 | 0 | 0 | 0 | 0 | 0 | 0 | 0 | 0 | 0 | 0 | 0 | 0 | 0 | 0 | 0
| 0 | 0 | 0 | 0 | 0 | 0 | 0 | 0 | 0 | 0 | 0 | 0 | 0 | 0 | 0 | 0 | 0 | 0 | FALSE | FALSE | FALSE | FALSE | 0 | 0 | 0 | n/a | n/a | n/a | n/a | n/a | 0 | 0 | 100% | 100% | 0 | 0 | 0 | 0 | 0 | 0 | 0 | 0 | 0 | 0 | 0 | 0 | 0 | 0 | 0 | 0 | 0 | 0 | 0 | 0 | 0 | 0
| 0 | 0 | 0 | 0 | 0 | 0 | 0 | 0 | 0 | 0 | 0 | 0 | 0 | 0 | 0 | 0 | 0 | 0 | FALSE | FALSE | FALSE | FALSE | 0 | 0 | 0 | n/a | n/a | n/a | n/a | n/a | 0 | 0 | 100% | 100% | 0 | 0 | 0 | 0 | 0 | 0 | 0 | 0 | 0 | 0 | 0 | 0 | 0 | 0 | 0 | 0 | 0 | 0 | 0 | 0 | 0 | 0
| 0 | 0 | 0 | 0 | 0 | 0 | 0 | 0 | 0 | 0 | 0 | 0 | 0 | 0 | 0 | 0 | 0 | 0 | FALSE | FALSE | FALSE | FALSE | 0 | 0 | 0 | n/a | n/a | n/a | n/a | n/a | 0 | 0 | 100% | 100% | 0 | 0 | 0 | 0 | 0 | 0 | 0 | 0 | 0 | 0 | 0 | 0 | 0 | 0 | 0 | 0 | 0 | 0 | 0 | 0 | 0 | 0
| 0 | 0 | 0 | 0 | 0 | 0 | 0 | 0 | 0 | 0 | 0 | 0 | 0 | 0 | 0 | 0 | 0 | 0 | FALSE | FALSE | FALSE | FALSE | 0 | 0 | 0 | n/a | n/a | n/a | n/a | n/a | 0 | 0 | 100% | 100% | 0 | 0 | 0 | 0 | 0 | 0 | 0 | 0 | 0 | 0 | 0 | 0 | 0 | 0 | 0 | 0 | 0 | 0 | 0 | 0 | 0 | 0
| 0 | 0 | 0 | 0 | 0 | 0 | 0 | 0 | 0 | 0 | 0 | 0 | 0 | 0 | 0 | 0 | 0 | 0 | FALSE | FALSE | FALSE | FALSE | 0 | 0 | 0 | n/a | n/a | n/a | n/a | n/a | 0 | 0 | 100% | 100% | 0 | 0 | 0 | 0 | 0 | 0 | 0 | 0 | 0 | 0 | 0 | 0 | 0 | 0 | 0 | 0 | 0 | 0 | 0 | 0 | 0 | 0
| 0 | 0 | 0 | 0 | 0 | 0 | 0 | 0 | 0 | 0 | 0 | 0 | 0 | 0 | 0 | 0 | 0 | 0 | FALSE | FALSE | FALSE | FALSE | 0 | 0 | 0 | n/a | n/a | n/a | n/a | n/a | 0 | 0 | 100% | 100% | 0 | 0 | 0 | 0 | 0 | 0 | 0 | 0 | 0 | 0 | 0 | 0 | 0 | 0 | 0 | 0 | 0 | 0 | 0 | 0 | 0 | 0
| 0 | 0 | 0 | 0 | 0 | 0 | 0 | 0 | 0 | 0 | 0 | 0 | 0 | 0 | 0 | 0 | 0 | 0 | FALSE | FALSE | FALSE | FALSE | 0 | 0 | 0 | n/a | n/a | n/a | n/a | n/a | 0 | 0 | 100% | 100% | 0 | 0 | 0 | 0 | 0 | 0 | 0 | 0 | 0 | 0 | 0 | 0 | 0 | 0 | 0 | 0 | 0 | 0 | 0 | 0 | 0 | 0
| 0 | 0 | 0 | 0 | 0 | 0 | 0 | 0 | 0 | 0 | 0 | 0 | 0 | 0 | 0 | 0 | 0 | 0 | FALSE | FALSE | FALSE | FALSE | 0 | 0 | 0 | n/a | n/a | n/a | n/a | n/a | 0 | 0 | 100% | 100% | 0 | 0 | 0 | 0 | 0 | 0 | 0 | 0 | 0 | 0 | 0 | 0 | 0 | 0 | 0 | 0 | 0 | 0 | 0 | 0 | 0 | 0
| 0 | 0 | 0 | 0 | 0 | 0 | 0 | 0 | 0 | 0 | 0 | 0 | 0 | 0 | 0 | 0 | 0 | 0 | FALSE | FALSE | FALSE | FALSE | 0 | 0 | 0 | n/a | n/a | n/a | n/a | n/a | 0 | 0 | 100% | 100% | 0 | 0 | 0 | 0 | 0 | 0 | 0 | 0 | 0 | 0 | 0 | 0 | 0 | 0 | 0 | 0 | 0 | 0 | 0 | 0 | 0 | 0
| 0 | 0 | 0 | 0 | 0 | 0 | 0 | 0 | 0 | 0 | 0 | 0 | 0 | 0 | 0 | 0 | 0 | 0 | FALSE | FALSE | FALSE | FALSE | 0 | 0 | 0 | n/a | n/a | n/a | n/a | n/a | 0 | 0 | 100% | 100% | 0 | 0 | 0 | 0 | 0 | 0 | 0 | 0 | 0 | 0 | 0 | 0 | 0 | 0 | 0 | 0 | 0 | 0 | 0 | 0 | 0 | 0
| 0 | 0 | 0 | 0 | 0 | 0 | 0 | 0 | 0 | 0 | 0 | 0 | 0 | 0 | 0 | 0 | 0 | 0 | FALSE | FALSE | FALSE | FALSE | 0 | 0 | 0 | n/a | n/a | n/a | n/a | n/a | 0 | 0 | 100% | 100% | 0 | 0 | 0 | 0 | 0 | 0 | 0 | 0 | 0 | 0 | 0 | 0 | 0 | 0 | 0 | 0 | 0 | 0 | 0 | 0 | 0 | 0
| 0 | 0 | 0 | 0 | 0 | 0 | 0 | 0 | 0 | 0 | 0 | 0 | 0 | 0 | 0 | 0 | 0 | 0 | FALSE | FALSE | FALSE | FALSE | 0 | 0 | 0 | n/a | n/a | n/a | n/a | n/a | 0 | 0 | 100% | 100% | 0 | 0 | 0 | 0 | 0 | 0 | 0 | 0 | 0 | 0 | 0 | 0 | 0 | 0 | 0 | 0 | 0 | 0 | 0 | 0 | 0 | 0
| 0 | 0 | 0 | 0 | 0 | 0 | 0 | 0 | 0 | 0 | 0 | 0 | 0 | 0 | 0 | 0 | 0 | 0 | FALSE | FALSE | FALSE | FALSE | 0 | 0 | 0 | n/a | n/a | n/a | n/a | n/a | 0 | 0 | 100% | 100% | 0 | 0 | 0 | 0 | 0 | 0 | 0 | 0 | 0 | 0 | 0 | 0 | 0 | 0 | 0 | 0 | 0 | 0 | 0 | 0 | 0 | 0
| 0 | 0 | 0 | 0 | 0 | 0 | 0 | 0 | 0 | 0 | 0 | 0 | 0 | 0 | 0 | 0 | 0 | 0 | FALSE | FALSE | FALSE | FALSE | 0 | 0 | 0 | n/a | n/a | n/a | n/a | n/a | 0 | 0 | 100% | 100% | 0 | 0 | 0 | 0 | 0 | 0 | 0 | 0 | 0 | 0 | 0 | 0 | 0 | 0 | 0 | 0 | 0 | 0 | 0 | 0 | 0 | 0
| 0 | 0 | 0 | 0 | 0 | 0 | 0 | 0 | 0 | 0 | 0 | 0 | 0 | 0 | 0 | 0 | 0 | 0 | FALSE | FALSE | FALSE | FALSE | 0 | 0 | 0 | n/a | n/a | n/a | n/a | n/a | 0 | 0 | 100% | 100% | 0 | 0 | 0 | 0 | 0 | 0 | 0 | 0 | 0 | 0 | 0 | 0 | 0 | 0 | 0 | 0 | 0 | 0 | 0 | 0 | 0 | 0
| 0 | 0 | 0 | 0 | 0 | 0 | 0 | 0 | 0 | 0 | 0 | 0 | 0 | 0 | 0 | 0 | 0 | 0 | FALSE | FALSE | FALSE | FALSE | 0 | 0 | 0 | n/a | n/a | n/a | n/a | n/a | 0 | 0 | 100% | 100% | 0 | 0 | 0 | 0 | 0 | 0 | 0 | 0 | 0 | 0 | 0 | 0 | 0 | 0 | 0 | 0 | 0 | 0 | 0 | 0 | 0 | 0
| 0 | 0 | 0 | 0 | 0 | 0 | 0 | 0 | 0 | 0 | 0 | 0 | 0 | 0 | 0 | 0 | 0 | 0 | FALSE | FALSE | FALSE | FALSE | 0 | 0 | 0 | n/a | n/a | n/a | n/a | n/a | 0 | 0 | 100% | 100% | 0 | 0 | 0 | 0 | 0 | 0 | 0 | 0 | 0 | 0 | 0 | 0 | 0 | 0 | 0 | 0 | 0 | 0 | 0 | 0 | 0 | 0
| 0 | 0 | 0 | 0 | 0 | 0 | 0 | 0 | 0 | 0 | 0 | 0 | 0 | 0 | 0 | 0 | 0 | 0 | FALSE | FALSE | FALSE | FALSE | 0 | 0 | 0 | n/a | n/a | n/a | n/a | n/a | 0 | 0 | 100% | 100% | 0 | 0 | 0 | 0 | 0 | 0 | 0 | 0 | 0 | 0 | 0 | 0 | 0 | 0 | 0 | 0 | 0 | 0 | 0 | 0 | 0 | 0
| 0 | 0 | 0 | 0 | 0 | 0 | 0 | 0 | 0 | 0 | 0 | 0 | 0 | 0 | 0 | 0 | 0 | 0 | FALSE | FALSE | FALSE | FALSE | 0 | 0 | 0 | n/a | n/a | n/a | n/a | n/a | 0 | 0 | 100% | 100% | 0 | 0 | 0 | 0 | 0 | 0 | 0 | 0 | 0 | 0 | 0 | 0 | 0 | 0 | 0 | 0 | 0 | 0 | 0 | 0 | 0 | 0
| 0 | 0 | 0 | 0 | 0 | 0 | 0 | 0 | 0 | 0 | 0 | 0 | 0 | 0 | 0 | 0 | 0 | 0 | FALSE | FALSE | FALSE | FALSE | 0 | 0 | 0 | n/a | n/a | n/a | n/a | n/a | 0 | 0 | 100% | 100% | 0 | 0 | 0 | 0 | 0 | 0 | 0 | 0 | 0 | 0 | 0 | 0 | 0 | 0 | 0 | 0 | 0 | 0 | 0 | 0 | 0 | 0
| 0 | 0 | 0 | 0 | 0 | 0 | 0 | 0 | 0 | 0 | 0 | 0 | 0 | 0 | 0 | 0 | 0 | 0 | FALSE | FALSE | FALSE | FALSE | 0 | 0 | 0 | n/a | n/a | n/a | n/a | n/a | 0 | 0 | 100% | 100% | 0 | 0 | 0 | 0 | 0 | 0 | 0 | 0 | 0 | 0 | 0 | 0 | 0 | 0 | 0 | 0 | 0 | 0 | 0 | 0 | 0 | 0
| 0 | 0 | 0 | 0 | 0 | 0 | 0 | 0 | 0 | 0 | 0 | 0 | 0 | 0 | 0 | 0 | 0 | 0 | FALSE | FALSE | FALSE | FALSE | 0 | 0 | 0 | n/a | n/a | n/a | n/a | n/a | 0 | 0 | 100% | 100% | 0 | 0 | 0 | 0 | 0 | 0 | 0 | 0 | 0 | 0 | 0 | 0 | 0 | 0 | 0 | 0 | 0 | 0 | 0 | 0 | 0 | 0
| 0 | 0 | 0 | 0 | 0 | 0 | 0 | 0 | 0 | 0 | 0 | 0 | 0 | 0 | 0 | 0 | 0 | 0 | FALSE | FALSE | FALSE | FALSE | 0 | 0 | 0 | n/a | n/a | n/a | n/a | n/a | 0 | 0 | 100% | 100% | 0 | 0 | 0 | 0 | 0 | 0 | 0 | 0 | 0 | 0 | 0 | 0 | 0 | 0 | 0 | 0 | 0 | 0 | 0 | 0 | 0 | 0
| 0 | 0 | 0 | 0 | 0 | 0 | 0 | 0 | 0 | 0 | 0 | 0 | 0 | 0 | 0 | 0 | 0 | 0 | FALSE | FALSE | FALSE | FALSE | 0 | 0 | 0 | n/a | n/a | n/a | n/a | n/a | 0 | 0 | 100% | 100% | 0 | 0 | 0 | 0 | 0 | 0 | 0 | 0 | 0 | 0 | 0 | 0 | 0 | 0 | 0 | 0 | 0 | 0 | 0 | 0 | 0 | 0
| 0 | 0 | 0 | 0 | 0 | 0 | 0 | 0 | 0 | 0 | 0 | 0 | 0 | 0 | 0 | 0 | 0 | 0 | FALSE | FALSE | FALSE | FALSE | 0 | 0 | 0 | n/a | n/a | n/a | n/a | n/a | 0 | 0 | 100% | 100% | 0 | 0 | 0 | 0 | 0 | 0 | 0 | 0 | 0 | 0 | 0 | 0 | 0 | 0 | 0 | 0 | 0 | 0 | 0 | 0 | 0 | 0
| 0 | 0 | 0 | 0 | 0 | 0 | 0 | 0 | 0 | 0 | 0 | 0 | 0 | 0 | 0 | 0 | 0 | 0 | FALSE | FALSE | FALSE | FALSE | 0 | 0 | 0 | n/a | n/a | n/a | n/a | n/a | 0 | 0 | 100% | 100% | 0 | 0 | 0 | 0 | 0 | 0 | 0 | 0 | 0 | 0 | 0 | 0 | 0 | 0 | 0 | 0 | 0 | 0 | 0 | 0 | 0 | 0
| 0 | 0 | 0 | 0 | 0 | 0 | 0 | 0 | 0 | 0 | 0 | 0 | 0 | 0 | 0 | 0 | 0 | 0 | FALSE | FALSE | FALSE | FALSE | 0 | 0 | 0 | n/a | n/a | n/a | n/a | n/a | 0 | 0 | 100% | 100% | 0 | 0 | 0 | 0 | 0 | 0 | 0 | 0 | 0 | 0 | 0 | 0 | 0 | 0 | 0 | 0 | 0 | 0 | 0 | 0 | 0 | 0
| 0 | 0 | 0 | 0 | 0 | 0 | 0 | 0 | 0 | 0 | 0 | 0 | 0 | 0 | 0 | 0 | 0 | 0 | FALSE | FALSE | FALSE | FALSE | 0 | 0 | 0 | n/a | n/a | n/a | n/a | n/a | 0 | 0 | 100% | 100% | 0 | 0 | 0 | 0 | 0 | 0 | 0 | 0 | 0 | 0 | 0 | 0 | 0 | 0 | 0 | 0 | 0 | 0 | 0 | 0 | 0 | 0
| 0 | 0 | 0 | 0 | 0 | 0 | 0 | 0 | 0 | 0 | 0 | 0 | 0 | 0 | 0 | 0 | 0 | 0 | FALSE | FALSE | FALSE | FALSE | 0 | 0 | 0 | n/a | n/a | n/a | n/a | n/a | 0 | 0 | 100% | 100% | 0 | 0 | 0 | 0 | 0 | 0 | 0 | 0 | 0 | 0 | 0 | 0 | 0 | 0 | 0 | 0 | 0 | 0 | 0 | 0 | 0 | 0
| 0 | 0 | 0 | 0 | 0 | 0 | 0 | 0 | 0 | 0 | 0 | 0 | 0 | 0 | 0 | 0 | 0 | 0 | FALSE | FALSE | FALSE | FALSE | 0 | 0 | 0 | n/a | n/a | n/a | n/a | n/a | 0 | 0 | 100% | 100% | 0 | 0 | 0 | 0 | 0 | 0 | 0 | 0 | 0 | 0 | 0 | 0 | 0 | 0 | 0 | 0 | 0 | 0 | 0 | 0 | 0 | 0
| 0 | 0 | 0 | 0 | 0 | 0 | 0 | 0 | 0 | 0 | 0 | 0 | 0 | 0 | 0 | 0 | 0 | 0 | FALSE | FALSE | FALSE | FALSE | 0 | 0 | 0 | n/a | n/a | n/a | n/a | n/a | 0 | 0 | 100% | 100% | 0 | 0 | 0 | 0 | 0 | 0 | 0 | 0 | 0 | 0 | 0 | 0 | 0 | 0 | 0 | 0 | 0 | 0 | 0 | 0 | 0 | 0
| 0 | 0 | 0 | 0 | 0 | 0 | 0 | 0 | 0 | 0 | 0 | 0 | 0 | 0 | 0 | 0 | 0 | 0 | FALSE | FALSE | FALSE | FALSE | 0 | 0 | 0 | n/a | n/a | n/a | n/a | n/a | 0 | 0 | 100% | 100% | 0 | 0 | 0 | 0 | 0 | 0 | 0 | 0 | 0 | 0 | 0 | 0 | 0 | 0 | 0 | 0 | 0 | 0 | 0 | 0 | 0 | 0
| 0 | 0 | 0 | 0 | 0 | 0 | 0 | 0 | 0 | 0 | 0 | 0 | 0 | 0 | 0 | 0 | 0 | 0 | FALSE | FALSE | FALSE | FALSE | 0 | 0 | 0 | n/a | n/a | n/a | n/a | n/a | 0 | 0 | 100% | 100% | 0 | 0 | 0 | 0 | 0 | 0 | 0 | 0 | 0 | 0 | 0 | 0 | 0 | 0 | 0 | 0 | 0 | 0 | 0 | 0 | 0 | 0
| 0 | 0 | 0 | 0 | 0 | 0 | 0 | 0 | 0 | 0 | 0 | 0 | 0 | 0 | 0 | 0 | 0 | 0 | FALSE | FALSE | FALSE | FALSE | 0 | 0 | 0 | n/a | n/a | n/a | n/a | n/a | 0 | 0 | 100% | 100% | 0 | 0 | 0 | 0 | 0 | 0 | 0 | 0 | 0 | 0 | 0 | 0 | 0 | 0 | 0 | 0 | 0 | 0 | 0 | 0 | 0 | 0
| 0 | 0 | 0 | 0 | 0 | 0 | 0 | 0 | 0 | 0 | 0 | 0 | 0 | 0 | 0 | 0 | 0 | 0 | FALSE | FALSE | FALSE | FALSE | 0 | 0 | 0 | n/a | n/a | n/a | n/a | n/a | 0 | 0 | 100% | 100% | 0 | 0 | 0 | 0 | 0 | 0 | 0 | 0 | 0 | 0 | 0 | 0 | 0 | 0 | 0 | 0 | 0 | 0 | 0 | 0 | 0 | 0
| 0 | 0 | 0 | 0 | 0 | 0 | 0 | 0 | 0 | 0 | 0 | 0 | 0 | 0 | 0 | 0 | 0 | 0 | FALSE | FALSE | FALSE | FALSE | 0 | 0 | 0 | n/a | n/a | n/a | n/a | n/a | 0 | 0 | 100% | 100% | 0 | 0 | 0 | 0 | 0 | 0 | 0 | 0 | 0 | 0 | 0 | 0 | 0 | 0 | 0 | 0 | 0 | 0 | 0 | 0 | 0 | 0
| 0 | 0 | 0 | 0 | 0 | 0 | 0 | 0 | 0 | 0 | 0 | 0 | 0 | 0 | 0 | 0 | 0 | 0 | FALSE | FALSE | FALSE | FALSE | 0 | 0 | 0 | n/a | n/a | n/a | n/a | n/a | 0 | 0 | 100% | 100% | 0 | 0 | 0 | 0 | 0 | 0 | 0 | 0 | 0 | 0 | 0 | 0 | 0 | 0 | 0 | 0 | 0 | 0 | 0 | 0 | 0 | 0
| 0 | 0 | 0 | 0 | 0 | 0 | 0 | 0 | 0 | 0 | 0 | 0 | 0 | 0 | 0 | 0 | 0 | 0 | FALSE | FALSE | FALSE | FALSE | 0 | 0 | 0 | n/a | n/a | n/a | n/a | n/a | 0 | 0 | 100% | 100% | 0 | 0 | 0 | 0 | 0 | 0 | 0 | 0 | 0 | 0 | 0 | 0 | 0 | 0 | 0 | 0 | 0 | 0 | 0 | 0 | 0 | 0
| 0 | 0 | 0 | 0 | 0 | 0 | 0 | 0 | 0 | 0 | 0 | 0 | 0 | 0 | 0 | 0 | 0 | 0 | FALSE | FALSE | FALSE | FALSE | 0 | 0 | 0 | n/a | n/a | n/a | n/a | n/a | 0 | 0 | 100% | 100% | 0 | 0 | 0 | 0 | 0 | 0 | 0 | 0 | 0 | 0 | 0 | 0 | 0 | 0 | 0 | 0 | 0 | 0 | 0 | 0 | 0 | 0
| 0 | 0 | 0 | 0 | 0 | 0 | 0 | 0 | 0 | 0 | 0 | 0 | 0 | 0 | 0 | 0 | 0 | 0 | FALSE | FALSE | FALSE | FALSE | 0 | 0 | 0 | n/a | n/a | n/a | n/a | n/a | 0 | 0 | 100% | 100% | 0 | 0 | 0 | 0 | 0 | 0 | 0 | 0 | 0 | 0 | 0 | 0 | 0 | 0 | 0 | 0 | 0 | 0 | 0 | 0 | 0 | 0
| 0 | 0 | 0 | 0 | 0 | 0 | 0 | 0 | 0 | 0 | 0 | 0 | 0 | 0 | 0 | 0 | 0 | 0 | FALSE | FALSE | FALSE | FALSE | 0 | 0 | 0 | n/a | n/a | n/a | n/a | n/a | 0 | 0 | 100% | 100% | 0 | 0 | 0 | 0 | 0 | 0 | 0 | 0 | 0 | 0 | 0 | 0 | 0 | 0 | 0 | 0 | 0 | 0 | 0 | 0 | 0 | 0
| 0 | 0 | 0 | 0 | 0 | 0 | 0 | 0 | 0 | 0 | 0 | 0 | 0 | 0 | 0 | 0 | 0 | 0 | FALSE | FALSE | FALSE | FALSE | 0 | 0 | 0 | n/a | n/a | n/a | n/a | n/a | 0 | 0 | 100% | 100% | 0 | 0 | 0 | 0 | 0 | 0 | 0 | 0 | 0 | 0 | 0 | 0 | 0 | 0 | 0 | 0 | 0 | 0 | 0 | 0 | 0 | 0
| 0 | 0 | 0 | 0 | 0 | 0 | 0 | 0 | 0 | 0 | 0 | 0 | 0 | 0 | 0 | 0 | 0 | 0 | FALSE | FALSE | FALSE | FALSE | 0 | 0 | 0 | n/a | n/a | n/a | n/a | n/a | 0 | 0 | 100% | 100% | 0 | 0 | 0 | 0 | 0 | 0 | 0 | 0 | 0 | 0 | 0 | 0 | 0 | 0 | 0 | 0 | 0 | 0 | 0 | 0 | 0 | 0
| 0 | 0 | 0 | 0 | 0 | 0 | 0 | 0 | 0 | 0 | 0 | 0 | 0 | 0 | 0 | 0 | 0 | 0 | FALSE | FALSE | FALSE | FALSE | 0 | 0 | 0 | n/a | n/a | n/a | n/a | n/a | 0 | 0 | 100% | 100% | 0 | 0 | 0 | 0 | 0 | 0 | 0 | 0 | 0 | 0 | 0 | 0 | 0 | 0 | 0 | 0 | 0 | 0 | 0 | 0 | 0 | 0
| 0 | 0 | 0 | 0 | 0 | 0 | 0 | 0 | 0 | 0 | 0 | 0 | 0 | 0 | 0 | 0 | 0 | 0 | FALSE | FALSE | FALSE | FALSE | 0 | 0 | 0 | n/a | n/a | n/a | n/a | n/a | 0 | 0 | 100% | 100% | 0 | 0 | 0 | 0 | 0 | 0 | 0 | 0 | 0 | 0 | 0 | 0 | 0 | 0 | 0 | 0 | 0 | 0 | 0 | 0 | 0 | 0
| 0 | 0 | 0 | 0 | 0 | 0 | 0 | 0 | 0 | 0 | 0 | 0 | 0 | 0 | 0 | 0 | 0 | 0 | FALSE | FALSE | FALSE | FALSE | 0 | 0 | 0 | n/a | n/a | n/a | n/a | n/a | 0 | 0 | 100% | 100% | 0 | 0 | 0 | 0 | 0 | 0 | 0 | 0 | 0 | 0 | 0 | 0 | 0 | 0 | 0 | 0 | 0 | 0 | 0 | 0 | 0 | 0
| 0 | 0 | 0 | 0 | 0 | 0 | 0 | 0 | 0 | 0 | 0 | 0 | 0 | 0 | 0 | 0 | 0 | 0 | FALSE | FALSE | FALSE | FALSE | 0 | 0 | 0 | n/a | n/a | n/a | n/a | n/a | 0 | 0 | 100% | 100% | 0 | 0 | 0 | 0 | 0 | 0 | 0 | 0 | 0 | 0 | 0 | 0 | 0 | 0 | 0 | 0 | 0 | 0 | 0 | 0 | 0 | 0
| 0 | 0 | 0 | 0 | 0 | 0 | 0 | 0 | 0 | 0 | 0 | 0 | 0 | 0 | 0 | 0 | 0 | 0 | FALSE | FALSE | FALSE | FALSE | 0 | 0 | 0 | n/a | n/a | n/a | n/a | n/a | 0 | 0 | 100% | 100% | 0 | 0 | 0 | 0 | 0 | 0 | 0 | 0 | 0 | 0 | 0 | 0 | 0 | 0 | 0 | 0 | 0 | 0 | 0 | 0 | 0 | 0
| 0 | 0 | 0 | 0 | 0 | 0 | 0 | 0 | 0 | 0 | 0 | 0 | 0 | 0 | 0 | 0 | 0 | 0 | FALSE | FALSE | FALSE | FALSE | 0 | 0 | 0 | n/a | n/a | n/a | n/a | n/a | 0 | 0 | 100% | 100% | 0 | 0 | 0 | 0 | 0 | 0 | 0 | 0 | 0 | 0 | 0 | 0 | 0 | 0 | 0 | 0 | 0 | 0 | 0 | 0 | 0 | 0
| 0 | 0 | 0 | 0 | 0 | 0 | 0 | 0 | 0 | 0 | 0 | 0 | 0 | 0 | 0 | 0 | 0 | 0 | FALSE | FALSE | FALSE | FALSE | 0 | 0 | 0 | n/a | n/a | n/a | n/a | n/a | 0 | 0 | 100% | 100% | 0 | 0 | 0 | 0 | 0 | 0 | 0 | 0 | 0 | 0 | 0 | 0 | 0 | 0 | 0 | 0 | 0 | 0 | 0 | 0 | 0 | 0
| 0 | 0 | 0 | 0 | 0 | 0 | 0 | 0 | 0 | 0 | 0 | 0 | 0 | 0 | 0 | 0 | 0 | 0 | FALSE | FALSE | FALSE | FALSE | 0 | 0 | 0 | n/a | n/a | n/a | n/a | n/a | 0 | 0 | 100% | 100% | 0 | 0 | 0 | 0 | 0 | 0 | 0 | 0 | 0 | 0 | 0 | 0 | 0 | 0 | 0 | 0 | 0 | 0 | 0 | 0 | 0 | 0
| 0 | 0 | 0 | 0 | 0 | 0 | 0 | 0 | 0 | 0 | 0 | 0 | 0 | 0 | 0 | 0 | 0 | 0 | FALSE | FALSE | FALSE | FALSE | 0 | 0 | 0 | n/a | n/a | n/a | n/a | n/a | 0 | 0 | 100% | 100% | 0 | 0 | 0 | 0 | 0 | 0 | 0 | 0 | 0 | 0 | 0 | 0 | 0 | 0 | 0 | 0 | 0 | 0 | 0 | 0 | 0 | 0
| 0 | 0 | 0 | 0 | 0 | 0 | 0 | 0 | 0 | 0 | 0 | 0 | 0 | 0 | 0 | 0 | 0 | 0 | FALSE | FALSE | FALSE | FALSE | 0 | 0 | 0 | n/a | n/a | n/a | n/a | n/a | 0 | 0 | 100% | 100% | 0 | 0 | 0 | 0 | 0 | 0 | 0 | 0 | 0 | 0 | 0 | 0 | 0 | 0 | 0 | 0 | 0 | 0 | 0 | 0 | 0 | 0
| 0 | 0 | 0 | 0 | 0 | 0 | 0 | 0 | 0 | 0 | 0 | 0 | 0 | 0 | 0 | 0 | 0 | 0 | FALSE | FALSE | FALSE | FALSE | 0 | 0 | 0 | n/a | n/a | n/a | n/a | n/a | 0 | 0 | 100% | 100% | 0 | 0 | 0 | 0 | 0 | 0 | 0 | 0 | 0 | 0 | 0 | 0 | 0 | 0 | 0 | 0 | 0 | 0 | 0 | 0 | 0 | 0
| 0 | 0 | 0 | 0 | 0 | 0 | 0 | 0 | 0 | 0 | 0 | 0 | 0 | 0 | 0 | 0 | 0 | 0 | FALSE | FALSE | FALSE | FALSE | 0 | 0 | 0 | n/a | n/a | n/a | n/a | n/a | 0 | 0 | 100% | 100% | 0 | 0 | 0 | 0 | 0 | 0 | 0 | 0 | 0 | 0 | 0 | 0 | 0 | 0 | 0 | 0 | 0 | 0 | 0 | 0 | 0 | 0
| 0 | 0 | 0 | 0 | 0 | 0 | 0 | 0 | 0 | 0 | 0 | 0 | 0 | 0 | 0 | 0 | 0 | 0 | FALSE | FALSE | FALSE | FALSE | 0 | 0 | 0 | n/a | n/a | n/a | n/a | n/a | 0 | 0 | 100% | 100% | 0 | 0 | 0 | 0 | 0 | 0 | 0 | 0 | 0 | 0 | 0 | 0 | 0 | 0 | 0 | 0 | 0 | 0 | 0 | 0 | 0 | 0
| 0 | 0 | 0 | 0 | 0 | 0 | 0 | 0 | 0 | 0 | 0 | 0 | 0 | 0 | 0 | 0 | 0 | 0 | FALSE | FALSE | FALSE | FALSE | 0 | 0 | 0 | n/a | n/a | n/a | n/a | n/a | 0 | 0 | 100% | 100% | 0 | 0 | 0 | 0 | 0 | 0 | 0 | 0 | 0 | 0 | 0 | 0 | 0 | 0 | 0 | 0 | 0 | 0 | 0 | 0 | 0 | 0
| 0 | 0 | 0 | 0 | 0 | 0 | 0 | 0 | 0 | 0 | 0 | 0 | 0 | 0 | 0 | 0 | 0 | 0 | FALSE | FALSE | FALSE | FALSE | 0 | 0 | 0 | n/a | n/a | n/a | n/a | n/a | 0 | 0 | 100% | 100% | 0 | 0 | 0 | 0 | 0 | 0 | 0 | 0 | 0 | 0 | 0 | 0 | 0 | 0 | 0 | 0 | 0 | 0 | 0 | 0 | 0 | 0
| 0 | 0 | 0 | 0 | 0 | 0 | 0 | 0 | 0 | 0 | 0 | 0 | 0 | 0 | 0 | 0 | 0 | 0 | FALSE | FALSE | FALSE | FALSE | 0 | 0 | 0 | n/a | n/a | n/a | n/a | n/a | 0 | 0 | 100% | 100% | 0 | 0 | 0 | 0 | 0 | 0 | 0 | 0 | 0 | 0 | 0 | 0 | 0 | 0 | 0 | 0 | 0 | 0 | 0 | 0 | 0 | 0
| 0 | 0 | 0 | 0 | 0 | 0 | 0 | 0 | 0 | 0 | 0 | 0 | 0 | 0 | 0 | 0 | 0 | 0 | FALSE | FALSE | FALSE | FALSE | 0 | 0 | 0 | n/a | n/a | n/a | n/a | n/a | 0 | 0 | 100% | 100% | 0 | 0 | 0 | 0 | 0 | 0 | 0 | 0 | 0 | 0 | 0 | 0 | 0 | 0 | 0 | 0 | 0 | 0 | 0 | 0 | 0 | 0
| 0 | 0 | 0 | 0 | 0 | 0 | 0 | 0 | 0 | 0 | 0 | 0 | 0 | 0 | 0 | 0 | 0 | 0 | FALSE | FALSE | FALSE | FALSE | 0 | 0 | 0 | n/a | n/a | n/a | n/a | n/a | 0 | 0 | 100% | 100% | 0 | 0 | 0 | 0 | 0 | 0 | 0 | 0 | 0 | 0 | 0 | 0 | 0 | 0 | 0 | 0 | 0 | 0 | 0 | 0 | 0 | 0
| 0 | 0 | 0 | 0 | 0 | 0 | 0 | 0 | 0 | 0 | 0 | 0 | 0 | 0 | 0 | 0 | 0 | 0 | FALSE | FALSE | FALSE | FALSE | 0 | 0 | 0 | n/a | n/a | n/a | n/a | n/a | 0 | 0 | 100% | 100% | 0 | 0 | 0 | 0 | 0 | 0 | 0 | 0 | 0 | 0 | 0 | 0 | 0 | 0 | 0 | 0 | 0 | 0 | 0 | 0 | 0 | 0
| 0 | 0 | 0 | 0 | 0 | 0 | 0 | 0 | 0 | 0 | 0 | 0 | 0 | 0 | 0 | 0 | 0 | 0 | FALSE | FALSE | FALSE | FALSE | 0 | 0 | 0 | n/a | n/a | n/a | n/a | n/a | 0 | 0 | 100% | 100% | 0 | 0 | 0 | 0 | 0 | 0 | 0 | 0 | 0 | 0 | 0 | 0 | 0 | 0 | 0 | 0 | 0 | 0 | 0 | 0 | 0 | 0
| 0 | 0 | 0 | 0 | 0 | 0 | 0 | 0 | 0 | 0 | 0 | 0 | 0 | 0 | 0 | 0 | 0 | 0 | FALSE | FALSE | FALSE | FALSE | 0 | 0 | 0 | n/a | n/a | n/a | n/a | n/a | 0 | 0 | 100% | 100% | 0 | 0 | 0 | 0 | 0 | 0 | 0 | 0 | 0 | 0 | 0 | 0 | 0 | 0 | 0 | 0 | 0 | 0 | 0 | 0 | 0 | 0
| 0 | 0 | 0 | 0 | 0 | 0 | 0 | 0 | 0 | 0 | 0 | 0 | 0 | 0 | 0 | 0 | 0 | 0 | FALSE | FALSE | FALSE | FALSE | 0 | 0 | 0 | n/a | n/a | n/a | n/a | n/a | 0 | 0 | 100% | 100% | 0 | 0 | 0 | 0 | 0 | 0 | 0 | 0 | 0 | 0 | 0 | 0 | 0 | 0 | 0 | 0 | 0 | 0 | 0 | 0 | 0 | 0
| 0 | 0 | 0 | 0 | 0 | 0 | 0 | 0 | 0 | 0 | 0 | 0 | 0 | 0 | 0 | 0 | 0 | 0 | FALSE | FALSE | FALSE | FALSE | 0 | 0 | 0 | n/a | n/a | n/a | n/a | n/a | 0 | 0 | 100% | 100% | 0 | 0 | 0 | 0 | 0 | 0 | 0 | 0 | 0 | 0 | 0 | 0 | 0 | 0 | 0 | 0 | 0 | 0 | 0 | 0 | 0 | 0
| 0 | 0 | 0 | 0 | 0 | 0 | 0 | 0 | 0 | 0 | 0 | 0 | 0 | 0 | 0 | 0 | 0 | 0 | FALSE | FALSE | FALSE | FALSE | 0 | 0 | 0 | n/a | n/a | n/a | n/a | n/a | 0 | 0 | 100% | 100% | 0 | 0 | 0 | 0 | 0 | 0 | 0 | 0 | 0 | 0 | 0 | 0 | 0 | 0 | 0 | 0 | 0 | 0 | 0 | 0 | 0 | 0
| 0 | 0 | 0 | 0 | 0 | 0 | 0 | 0 | 0 | 0 | 0 | 0 | 0 | 0 | 0 | 0 | 0 | 0 | FALSE | FALSE | FALSE | FALSE | 0 | 0 | 0 | n/a | n/a | n/a | n/a | n/a | 0 | 0 | 100% | 100% | 0 | 0 | 0 | 0 | 0 | 0 | 0 | 0 | 0 | 0 | 0 | 0 | 0 | 0 | 0 | 0 | 0 | 0 | 0 | 0 | 0 | 0
| 0 | 0 | 0 | 0 | 0 | 0 | 0 | 0 | 0 | 0 | 0 | 0 | 0 | 0 | 0 | 0 | 0 | 0 | FALSE | FALSE | FALSE | FALSE | 0 | 0 | 0 | n/a | n/a | n/a | n/a | n/a | 0 | 0 | 100% | 100% | 0 | 0 | 0 | 0 | 0 | 0 | 0 | 0 | 0 | 0 | 0 | 0 | 0 | 0 | 0 | 0 | 0 | 0 | 0 | 0 | 0 | 0
| 0 | 0 | 0 | 0 | 0 | 0 | 0 | 0 | 0 | 0 | 0 | 0 | 0 | 0 | 0 | 0 | 0 | 0 | FALSE | FALSE | FALSE | FALSE | 0 | 0 | 0 | n/a | n/a | n/a | n/a | n/a | 0 | 0 | 100% | 100% | 0 | 0 | 0 | 0 | 0 | 0 | 0 | 0 | 0 | 0 | 0 | 0 | 0 | 0 | 0 | 0 | 0 | 0 | 0 | 0 | 0 | 0
| 0 | 0 | 0 | 0 | 0 | 0 | 0 | 0 | 0 | 0 | 0 | 0 | 0 | 0 | 0 | 0 | 0 | 0 | FALSE | FALSE | FALSE | FALSE | 0 | 0 | 0 | n/a | n/a | n/a | n/a | n/a | 0 | 0 | 100% | 100% | 0 | 0 | 0 | 0 | 0 | 0 | 0 | 0 | 0 | 0 | 0 | 0 | 0 | 0 | 0 | 0 | 0 | 0 | 0 | 0 | 0 | 0
| 0 | 0 | 0 | 0 | 0 | 0 | 0 | 0 | 0 | 0 | 0 | 0 | 0 | 0 | 0 | 0 | 0 | 0 | FALSE | FALSE | FALSE | FALSE | 0 | 0 | 0 | n/a | n/a | n/a | n/a | n/a | 0 | 0 | 100% | 100% | 0 | 0 | 0 | 0 | 0 | 0 | 0 | 0 | 0 | 0 | 0 | 0 | 0 | 0 | 0 | 0 | 0 | 0 | 0 | 0 | 0 | 0
| 0 | 0 | 0 | 0 | 0 | 0 | 0 | 0 | 0 | 0 | 0 | 0 | 0 | 0 | 0 | 0 | 0 | 0 | FALSE | FALSE | FALSE | FALSE | 0 | 0 | 0 | n/a | n/a | n/a | n/a | n/a | 0 | 0 | 100% | 100% | 0 | 0 | 0 | 0 | 0 | 0 | 0 | 0 | 0 | 0 | 0 | 0 | 0 | 0 | 0 | 0 | 0 | 0 | 0 | 0 | 0 | 0
| 0 | 0 | 0 | 0 | 0 | 0 | 0 | 0 | 0 | 0 | 0 | 0 | 0 | 0 | 0 | 0 | 0 | 0 | FALSE | FALSE | FALSE | FALSE | 0 | 0 | 0 | n/a | n/a | n/a | n/a | n/a | 0 | 0 | 100% | 100% | 0 | 0 | 0 | 0 | 0 | 0 | 0 | 0 | 0 | 0 | 0 | 0 | 0 | 0 | 0 | 0 | 0 | 0 | 0 | 0 | 0 | 0
| 0 | 0 | 0 | 0 | 0 | 0 | 0 | 0 | 0 | 0 | 0 | 0 | 0 | 0 | 0 | 0 | 0 | 0 | FALSE | FALSE | FALSE | FALSE | 0 | 0 | 0 | n/a | n/a | n/a | n/a | n/a | 0 | 0 | 100% | 100% | 0 | 0 | 0 | 0 | 0 | 0 | 0 | 0 | 0 | 0 | 0 | 0 | 0 | 0 | 0 | 0 | 0 | 0 | 0 | 0 | 0 | 0
| 0 | 0 | 0 | 0 | 0 | 0 | 0 | 0 | 0 | 0 | 0 | 0 | 0 | 0 | 0 | 0 | 0 | 0 | FALSE | FALSE | FALSE | FALSE | 0 | 0 | 0 | n/a | n/a | n/a | n/a | n/a | 0 | 0 | 100% | 100% | 0 | 0 | 0 | 0 | 0 | 0 | 0 | 0 | 0 | 0 | 0 | 0 | 0 | 0 | 0 | 0 | 0 | 0 | 0 | 0 | 0 | 0
| 0 | 0 | 0 | 0 | 0 | 0 | 0 | 0 | 0 | 0 | 0 | 0 | 0 | 0 | 0 | 0 | 0 | 0 | FALSE | FALSE | FALSE | FALSE | 0 | 0 | 0 | n/a | n/a | n/a | n/a | n/a | 0 | 0 | 100% | 100% | 0 | 0 | 0 | 0 | 0 | 0 | 0 | 0 | 0 | 0 | 0 | 0 | 0 | 0 | 0 | 0 | 0 | 0 | 0 | 0 | 0 | 0
| 0 | 0 | 0 | 0 | 0 | 0 | 0 | 0 | 0 | 0 | 0 | 0 | 0 | 0 | 0 | 0 | 0 | 0 | FALSE | FALSE | FALSE | FALSE | 0 | 0 | 0 | n/a | n/a | n/a | n/a | n/a | 0 | 0 | 100% | 100% | 0 | 0 | 0 | 0 | 0 | 0 | 0 | 0 | 0 | 0 | 0 | 0 | 0 | 0 | 0 | 0 | 0 | 0 | 0 | 0 | 0 | 0
| 0 | 0 | 0 | 0 | 0 | 0 | 0 | 0 | 0 | 0 | 0 | 0 | 0 | 0 | 0 | 0 | 0 | 0 | FALSE | FALSE | FALSE | FALSE | 0 | 0 | 0 | n/a | n/a | n/a | n/a | n/a | 0 | 0 | 100% | 100% | 0 | 0 | 0 | 0 | 0 | 0 | 0 | 0 | 0 | 0 | 0 | 0 | 0 | 0 | 0 | 0 | 0 | 0 | 0 | 0 | 0 | 0
| 0 | 0 | 0 | 0 | 0 | 0 | 0 | 0 | 0 | 0 | 0 | 0 | 0 | 0 | 0 | 0 | 0 | 0 | FALSE | FALSE | FALSE | FALSE | 0 | 0 | 0 | n/a | n/a | n/a | n/a | n/a | 0 | 0 | 100% | 100% | 0 | 0 | 0 | 0 | 0 | 0 | 0 | 0 | 0 | 0 | 0 | 0 | 0 | 0 | 0 | 0 | 0 | 0 | 0 | 0 | 0 | 0
| 0 | 0 | 0 | 0 | 0 | 0 | 0 | 0 | 0 | 0 | 0 | 0 | 0 | 0 | 0 | 0 | 0 | 0 | FALSE | FALSE | FALSE | FALSE | 0 | 0 | 0 | n/a | n/a | n/a | n/a | n/a | 0 | 0 | 100% | 100% | 0 | 0 | 0 | 0 | 0 | 0 | 0 | 0 | 0 | 0 | 0 | 0 | 0 | 0 | 0 | 0 | 0 | 0 | 0 | 0 | 0 | 0
| 0 | 0 | 0 | 0 | 0 | 0 | 0 | 0 | 0 | 0 | 0 | 0 | 0 | 0 | 0 | 0 | 0 | 0 | FALSE | FALSE | FALSE | FALSE | 0 | 0 | 0 | n/a | n/a | n/a | n/a | n/a | 0 | 0 | 100% | 100% | 0 | 0 | 0 | 0 | 0 | 0 | 0 | 0 | 0 | 0 | 0 | 0 | 0 | 0 | 0 | 0 | 0 | 0 | 0 | 0 | 0 | 0
| 0 | 0 | 0 | 0 | 0 | 0 | 0 | 0 | 0 | 0 | 0 | 0 | 0 | 0 | 0 | 0 | 0 | 0 | FALSE | FALSE | FALSE | FALSE | 0 | 0 | 0 | n/a | n/a | n/a | n/a | n/a | 0 | 0 | 100% | 100% | 0 | 0 | 0 | 0 | 0 | 0 | 0 | 0 | 0 | 0 | 0 | 0 | 0 | 0 | 0 | 0 | 0 | 0 | 0 | 0 | 0 | 0
| 0 | 0 | 0 | 0 | 0 | 0 | 0 | 0 | 0 | 0 | 0 | 0 | 0 | 0 | 0 | 0 | 0 | 0 | FALSE | FALSE | FALSE | FALSE | 0 | 0 | 0 | n/a | n/a | n/a | n/a | n/a | 0 | 0 | 100% | 100% | 0 | 0 | 0 | 0 | 0 | 0 | 0 | 0 | 0 | 0 | 0 | 0 | 0 | 0 | 0 | 0 | 0 | 0 | 0 | 0 | 0 | 0
| 0 | 0 | 0 | 0 | 0 | 0 | 0 | 0 | 0 | 0 | 0 | 0 | 0 | 0 | 0 | 0 | 0 | 0 | FALSE | FALSE | FALSE | FALSE | 0 | 0 | 0 | n/a | n/a | n/a | n/a | n/a | 0 | 0 | 100% | 100% | 0 | 0 | 0 | 0 | 0 | 0 | 0 | 0 | 0 | 0 | 0 | 0 | 0 | 0 | 0 | 0 | 0 | 0 | 0 | 0 | 0 | 0
| 0 | 0 | 0 | 0 | 0 | 0 | 0 | 0 | 0 | 0 | 0 | 0 | 0 | 0 | 0 | 0 | 0 | 0 | FALSE | FALSE | FALSE | FALSE | 0 | 0 | 0 | n/a | n/a | n/a | n/a | n/a | 0 | 0 | 100% | 100% | 0 | 0 | 0 | 0 | 0 | 0 | 0 | 0 | 0 | 0 | 0 | 0 | 0 | 0 | 0 | 0 | 0 | 0 | 0 | 0 | 0 | 0
| 0 | 0 | 0 | 0 | 0 | 0 | 0 | 0 | 0 | 0 | 0 | 0 | 0 | 0 | 0 | 0 | 0 | 0 | FALSE | FALSE | FALSE | FALSE | 0 | 0 | 0 | n/a | n/a | n/a | n/a | n/a | 0 | 0 | 100% | 100% | 0 | 0 | 0 | 0 | 0 | 0 | 0 | 0 | 0 | 0 | 0 | 0 | 0 | 0 | 0 | 0 | 0 | 0 | 0 | 0 | 0 | 0
| 0 | 0 | 0 | 0 | 0 | 0 | 0 | 0 | 0 | 0 | 0 | 0 | 0 | 0 | 0 | 0 | 0 | 0 | FALSE | FALSE | FALSE | FALSE | 0 | 0 | 0 | n/a | n/a | n/a | n/a | n/a | 0 | 0 | 100% | 100% | 0 | 0 | 0 | 0 | 0 | 0 | 0 | 0 | 0 | 0 | 0 | 0 | 0 | 0 | 0 | 0 | 0 | 0 | 0 | 0 | 0 | 0
| 0 | 0 | 0 | 0 | 0 | 0 | 0 | 0 | 0 | 0 | 0 | 0 | 0 | 0 | 0 | 0 | 0 | 0 | FALSE | FALSE | FALSE | FALSE | 0 | 0 | 0 | n/a | n/a | n/a | n/a | n/a | 0 | 0 | 100% | 100% | 0 | 0 | 0 | 0 | 0 | 0 | 0 | 0 | 0 | 0 | 0 | 0 | 0 | 0 | 0 | 0 | 0 | 0 | 0 | 0 | 0 | 0
| 0 | 0 | 0 | 0 | 0 | 0 | 0 | 0 | 0 | 0 | 0 | 0 | 0 | 0 | 0 | 0 | 0 | 0 | FALSE | FALSE | FALSE | FALSE | 0 | 0 | 0 | n/a | n/a | n/a | n/a | n/a | 0 | 0 | 100% | 100% | 0 | 0 | 0 | 0 | 0 | 0 | 0 | 0 | 0 | 0 | 0 | 0 | 0 | 0 | 0 | 0 | 0 | 0 | 0 | 0 | 0 | 0
| 0 | 0 | 0 | 0 | 0 | 0 | 0 | 0 | 0 | 0 | 0 | 0 | 0 | 0 | 0 | 0 | 0 | 0 | FALSE | FALSE | FALSE | FALSE | 0 | 0 | 0 | n/a | n/a | n/a | n/a | n/a | 0 | 0 | 100% | 100% | 0 | 0 | 0 | 0 | 0 | 0 | 0 | 0 | 0 | 0 | 0 | 0 | 0 | 0 | 0 | 0 | 0 | 0 | 0 | 0 | 0 | 0
| 0 | 0 | 0 | 0 | 0 | 0 | 0 | 0 | 0 | 0 | 0 | 0 | 0 | 0 | 0 | 0 | 0 | 0 | FALSE | FALSE | FALSE | FALSE | 0 | 0 | 0 | n/a | n/a | n/a | n/a | n/a | 0 | 0 | 100% | 100% | 0 | 0 | 0 | 0 | 0 | 0 | 0 | 0 | 0 | 0 | 0 | 0 | 0 | 0 | 0 | 0 | 0 | 0 | 0 | 0 | 0 | 0
| 0 | 0 | 0 | 0 | 0 | 0 | 0 | 0 | 0 | 0 | 0 | 0 | 0 | 0 | 0 | 0 | 0 | 0 | FALSE | FALSE | FALSE | FALSE | 0 | 0 | 0 | n/a | n/a | n/a | n/a | n/a | 0 | 0 | 100% | 100% | 0 | 0 | 0 | 0 | 0 | 0 | 0 | 0 | 0 | 0 | 0 | 0 | 0 | 0 | 0 | 0 | 0 | 0 | 0 | 0 | 0 | 0
| 0 | 0 | 0 | 0 | 0 | 0 | 0 | 0 | 0 | 0 | 0 | 0 | 0 | 0 | 0 | 0 | 0 | 0 | FALSE | FALSE | FALSE | FALSE | 0 | 0 | 0 | n/a | n/a | n/a | n/a | n/a | 0 | 0 | 100% | 100% | 0 | 0 | 0 | 0 | 0 | 0 | 0 | 0 | 0 | 0 | 0 | 0 | 0 | 0 | 0 | 0 | 0 | 0 | 0 | 0 | 0 | 0
| 0 | 0 | 0 | 0 | 0 | 0 | 0 | 0 | 0 | 0 | 0 | 0 | 0 | 0 | 0 | 0 | 0 | 0 | FALSE | FALSE | FALSE | FALSE | 0 | 0 | 0 | n/a | n/a | n/a | n/a | n/a | 0 | 0 | 100% | 100% | 0 | 0 | 0 | 0 | 0 | 0 | 0 | 0 | 0 | 0 | 0 | 0 | 0 | 0 | 0 | 0 | 0 | 0 | 0 | 0 | 0 | 0
| 0 | 0 | 0 | 0 | 0 | 0 | 0 | 0 | 0 | 0 | 0 | 0 | 0 | 0 | 0 | 0 | 0 | 0 | FALSE | FALSE | FALSE | FALSE | 0 | 0 | 0 | n/a | n/a | n/a | n/a | n/a | 0 | 0 | 100% | 100% | 0 | 0 | 0 | 0 | 0 | 0 | 0 | 0 | 0 | 0 | 0 | 0 | 0 | 0 | 0 | 0 | 0 | 0 | 0 | 0 | 0 | 0
| 0 | 0 | 0 | 0 | 0 | 0 | 0 | 0 | 0 | 0 | 0 | 0 | 0 | 0 | 0 | 0 | 0 | 0 | FALSE | FALSE | FALSE | FALSE | 0 | 0 | 0 | n/a | n/a | n/a | n/a | n/a | 0 | 0 | 100% | 100% | 0 | 0 | 0 | 0 | 0 | 0 | 0 | 0 | 0 | 0 | 0 | 0 | 0 | 0 | 0 | 0 | 0 | 0 | 0 | 0 | 0 | 0
| 0 | 0 | 0 | 0 | 0 | 0 | 0 | 0 | 0 | 0 | 0 | 0 | 0 | 0 | 0 | 0 | 0 | 0 | FALSE | FALSE | FALSE | FALSE | 0 | 0 | 0 | n/a | n/a | n/a | n/a | n/a | 0 | 0 | 100% | 100% | 0 | 0 | 0 | 0 | 0 | 0 | 0 | 0 | 0 | 0 | 0 | 0 | 0 | 0 | 0 | 0 | 0 | 0 | 0 | 0 | 0 | 0
| 0 | 0 | 0 | 0 | 0 | 0 | 0 | 0 | 0 | 0 | 0 | 0 | 0 | 0 | 0 | 0 | 0 | 0 | FALSE | FALSE | FALSE | FALSE | 0 | 0 | 0 | n/a | n/a | n/a | n/a | n/a | 0 | 0 | 100% | 100% | 0 | 0 | 0 | 0 | 0 | 0 | 0 | 0 | 0 | 0 | 0 | 0 | 0 | 0 | 0 | 0 | 0 | 0 | 0 | 0 | 0 | 0
| 0 | 0 | 0 | 0 | 0 | 0 | 0 | 0 | 0 | 0 | 0 | 0 | 0 | 0 | 0 | 0 | 0 | 0 | FALSE | FALSE | FALSE | FALSE | 0 | 0 | 0 | n/a | n/a | n/a | n/a | n/a | 0 | 0 | 100% | 100% | 0 | 0 | 0 | 0 | 0 | 0 | 0 | 0 | 0 | 0 | 0 | 0 | 0 | 0 | 0 | 0 | 0 | 0 | 0 | 0 | 0 | 0
| 0 | 0 | 0 | 0 | 0 | 0 | 0 | 0 | 0 | 0 | 0 | 0 | 0 | 0 | 0 | 0 | 0 | 0 | FALSE | FALSE | FALSE | FALSE | 0 | 0 | 0 | n/a | n/a | n/a | n/a | n/a | 0 | 0 | 100% | 100% | 0 | 0 | 0 | 0 | 0 | 0 | 0 | 0 | 0 | 0 | 0 | 0 | 0 | 0 | 0 | 0 | 0 | 0 | 0 | 0 | 0 | 0
| 0 | 0 | 0 | 0 | 0 | 0 | 0 | 0 | 0 | 0 | 0 | 0 | 0 | 0 | 0 | 0 | 0 | 0 | FALSE | FALSE | FALSE | FALSE | 0 | 0 | 0 | n/a | n/a | n/a | n/a | n/a | 0 | 0 | 100% | 100% | 0 | 0 | 0 | 0 | 0 | 0 | 0 | 0 | 0 | 0 | 0 | 0 | 0 | 0 | 0 | 0 | 0 | 0 | 0 | 0 | 0 | 0
| 0 | 0 | 0 | 0 | 0 | 0 | 0 | 0 | 0 | 0 | 0 | 0 | 0 | 0 | 0 | 0 | 0 | 0 | FALSE | FALSE | FALSE | FALSE | 0 | 0 | 0 | n/a | n/a | n/a | n/a | n/a | 0 | 0 | 100% | 100% | 0 | 0 | 0 | 0 | 0 | 0 | 0 | 0 | 0 | 0 | 0 | 0 | 0 | 0 | 0 | 0 | 0 | 0 | 0 | 0 | 0 | 0
| 0 | 0 | 0 | 0 | 0 | 0 | 0 | 0 | 0 | 0 | 0 | 0 | 0 | 0 | 0 | 0 | 0 | 0 | FALSE | FALSE | FALSE | FALSE | 0 | 0 | 0 | n/a | n/a | n/a | n/a | n/a | 0 | 0 | 100% | 100% | 0 | 0 | 0 | 0 | 0 | 0 | 0 | 0 | 0 | 0 | 0 | 0 | 0 | 0 | 0 | 0 | 0 | 0 | 0 | 0 | 0 | 0
| 0 | 0 | 0 | 0 | 0 | 0 | 0 | 0 | 0 | 0 | 0 | 0 | 0 | 0 | 0 | 0 | 0 | 0 | FALSE | FALSE | FALSE | FALSE | 0 | 0 | 0 | n/a | n/a | n/a | n/a | n/a | 0 | 0 | 100% | 100% | 0 | 0 | 0 | 0 | 0 | 0 | 0 | 0 | 0 | 0 | 0 | 0 | 0 | 0 | 0 | 0 | 0 | 0 | 0 | 0 | 0 | 0
| 0 | 0 | 0 | 0 | 0 | 0 | 0 | 0 | 0 | 0 | 0 | 0 | 0 | 0 | 0 | 0 | 0 | 0 | FALSE | FALSE | FALSE | FALSE | 0 | 0 | 0 | n/a | n/a | n/a | n/a | n/a | 0 | 0 | 100% | 100% | 0 | 0 | 0 | 0 | 0 | 0 | 0 | 0 | 0 | 0 | 0 | 0 | 0 | 0 | 0 | 0 | 0 | 0 | 0 | 0 | 0 | 0
| 0 | 0 | 0 | 0 | 0 | 0 | 0 | 0 | 0 | 0 | 0 | 0 | 0 | 0 | 0 | 0 | 0 | 0 | FALSE | FALSE | FALSE | FALSE | 0 | 0 | 0 | n/a | n/a | n/a | n/a | n/a | 0 | 0 | 100% | 100% | 0 | 0 | 0 | 0 | 0 | 0 | 0 | 0 | 0 | 0 | 0 | 0 | 0 | 0 | 0 | 0 | 0 | 0 | 0 | 0 | 0 | 0
| 0 | 0 | 0 | 0 | 0 | 0 | 0 | 0 | 0 | 0 | 0 | 0 | 0 | 0 | 0 | 0 | 0 | 0 | FALSE | FALSE | FALSE | FALSE | 0 | 0 | 0 | n/a | n/a | n/a | n/a | n/a | 0 | 0 | 100% | 100% | 0 | 0 | 0 | 0 | 0 | 0 | 0 | 0 | 0 | 0 | 0 | 0 | 0 | 0 | 0 | 0 | 0 | 0 | 0 | 0 | 0 | 0
| 0 | 0 | 0 | 0 | 0 | 0 | 0 | 0 | 0 | 0 | 0 | 0 | 0 | 0 | 0 | 0 | 0 | 0 | FALSE | FALSE | FALSE | FALSE | 0 | 0 | 0 | n/a | n/a | n/a | n/a | n/a | 0 | 0 | 100% | 100% | 0 | 0 | 0 | 0 | 0 | 0 | 0 | 0 | 0 | 0 | 0 | 0 | 0 | 0 | 0 | 0 | 0 | 0 | 0 | 0 | 0 | 0
| 0 | 0 | 0 | 0 | 0 | 0 | 0 | 0 | 0 | 0 | 0 | 0 | 0 | 0 | 0 | 0 | 0 | 0 | FALSE | FALSE | FALSE | FALSE | 0 | 0 | 0 | n/a | n/a | n/a | n/a | n/a | 0 | 0 | 100% | 100% | 0 | 0 | 0 | 0 | 0 | 0 | 0 | 0 | 0 | 0 | 0 | 0 | 0 | 0 | 0 | 0 | 0 | 0 | 0 | 0 | 0 | 0
| 0 | 0 | 0 | 0 | 0 | 0 | 0 | 0 | 0 | 0 | 0 | 0 | 0 | 0 | 0 | 0 | 0 | 0 | FALSE | FALSE | FALSE | FALSE | 0 | 0 | 0 | n/a | n/a | n/a | n/a | n/a | 0 | 0 | 100% | 100% | 0 | 0 | 0 | 0 | 0 | 0 | 0 | 0 | 0 | 0 | 0 | 0 | 0 | 0 | 0 | 0 | 0 | 0 | 0 | 0 | 0 | 0
| 0 | 0 | 0 | 0 | 0 | 0 | 0 | 0 | 0 | 0 | 0 | 0 | 0 | 0 | 0 | 0 | 0 | 0 | FALSE | FALSE | FALSE | FALSE | 0 | 0 | 0 | n/a | n/a | n/a | n/a | n/a | 0 | 0 | 100% | 100% | 0 | 0 | 0 | 0 | 0 | 0 | 0 | 0 | 0 | 0 | 0 | 0 | 0 | 0 | 0 | 0 | 0 | 0 | 0 | 0 | 0 | 0
| 0 | 0 | 0 | 0 | 0 | 0 | 0 | 0 | 0 | 0 | 0 | 0 | 0 | 0 | 0 | 0 | 0 | 0 | FALSE | FALSE | FALSE | FALSE | 0 | 0 | 0 | n/a | n/a | n/a | n/a | n/a | 0 | 0 | 100% | 100% | 0 | 0 | 0 | 0 | 0 | 0 | 0 | 0 | 0 | 0 | 0 | 0 | 0 | 0 | 0 | 0 | 0 | 0 | 0 | 0 | 0 | 0
| 0 | 0 | 0 | 0 | 0 | 0 | 0 | 0 | 0 | 0 | 0 | 0 | 0 | 0 | 0 | 0 | 0 | 0 | FALSE | FALSE | FALSE | FALSE | 0 | 0 | 0 | n/a | n/a | n/a | n/a | n/a | 0 | 0 | 100% | 100% | 0 | 0 | 0 | 0 | 0 | 0 | 0 | 0 | 0 | 0 | 0 | 0 | 0 | 0 | 0 | 0 | 0 | 0 | 0 | 0 | 0 | 0
| 0 | 0 | 0 | 0 | 0 | 0 | 0 | 0 | 0 | 0 | 0 | 0 | 0 | 0 | 0 | 0 | 0 | 0 | FALSE | FALSE | FALSE | FALSE | 0 | 0 | 0 | n/a | n/a | n/a | n/a | n/a | 0 | 0 | 100% | 100% | 0 | 0 | 0 | 0 | 0 | 0 | 0 | 0 | 0 | 0 | 0 | 0 | 0 | 0 | 0 | 0 | 0 | 0 | 0 | 0 | 0 | 0
| 0 | 0 | 0 | 0 | 0 | 0 | 0 | 0 | 0 | 0 | 0 | 0 | 0 | 0 | 0 | 0 | 0 | 0 | FALSE | FALSE | FALSE | FALSE | 0 | 0 | 0 | n/a | n/a | n/a | n/a | n/a | 0 | 0 | 100% | 100% | 0 | 0 | 0 | 0 | 0 | 0 | 0 | 0 | 0 | 0 | 0 | 0 | 0 | 0 | 0 | 0 | 0 | 0 | 0 | 0 | 0 | 0
| 0 | 0 | 0 | 0 | 0 | 0 | 0 | 0 | 0 | 0 | 0 | 0 | 0 | 0 | 0 | 0 | 0 | 0 | FALSE | FALSE | FALSE | FALSE | 0 | 0 | 0 | n/a | n/a | n/a | n/a | n/a | 0 | 0 | 100% | 100% | 0 | 0 | 0 | 0 | 0 | 0 | 0 | 0 | 0 | 0 | 0 | 0 | 0 | 0 | 0 | 0 | 0 | 0 | 0 | 0 | 0 | 0
| 0 | 0 | 0 | 0 | 0 | 0 | 0 | 0 | 0 | 0 | 0 | 0 | 0 | 0 | 0 | 0 | 0 | 0 | FALSE | FALSE | FALSE | FALSE | 0 | 0 | 0 | n/a | n/a | n/a | n/a | n/a | 0 | 0 | 100% | 100% | 0 | 0 | 0 | 0 | 0 | 0 | 0 | 0 | 0 | 0 | 0 | 0 | 0 | 0 | 0 | 0 | 0 | 0 | 0 | 0 | 0 | 0
| 0 | 0 | 0 | 0 | 0 | 0 | 0 | 0 | 0 | 0 | 0 | 0 | 0 | 0 | 0 | 0 | 0 | 0 | FALSE | FALSE | FALSE | FALSE | 0 | 0 | 0 | n/a | n/a | n/a | n/a | n/a | 0 | 0 | 100% | 100% | 0 | 0 | 0 | 0 | 0 | 0 | 0 | 0 | 0 | 0 | 0 | 0 | 0 | 0 | 0 | 0 | 0 | 0 | 0 | 0 | 0 | 0
| 0 | 0 | 0 | 0 | 0 | 0 | 0 | 0 | 0 | 0 | 0 | 0 | 0 | 0 | 0 | 0 | 0 | 0 | FALSE | FALSE | FALSE | FALSE | 0 | 0 | 0 | n/a | n/a | n/a | n/a | n/a | 0 | 0 | 100% | 100% | 0 | 0 | 0 | 0 | 0 | 0 | 0 | 0 | 0 | 0 | 0 | 0 | 0 | 0 | 0 | 0 | 0 | 0 | 0 | 0 | 0 | 0
| 0 | 0 | 0 | 0 | 0 | 0 | 0 | 0 | 0 | 0 | 0 | 0 | 0 | 0 | 0 | 0 | 0 | 0 | FALSE | FALSE | FALSE | FALSE | 0 | 0 | 0 | n/a | n/a | n/a | n/a | n/a | 0 | 0 | 100% | 100% | 0 | 0 | 0 | 0 | 0 | 0 | 0 | 0 | 0 | 0 | 0 | 0 | 0 | 0 | 0 | 0 | 0 | 0 | 0 | 0 | 0 | 0
| 0 | 0 | 0 | 0 | 0 | 0 | 0 | 0 | 0 | 0 | 0 | 0 | 0 | 0 | 0 | 0 | 0 | 0 | FALSE | FALSE | FALSE | FALSE | 0 | 0 | 0 | n/a | n/a | n/a | n/a | n/a | 0 | 0 | 100% | 100% | 0 | 0 | 0 | 0 | 0 | 0 | 0 | 0 | 0 | 0 | 0 | 0 | 0 | 0 | 0 | 0 | 0 | 0 | 0 | 0 | 0 | 0
| 0 | 0 | 0 | 0 | 0 | 0 | 0 | 0 | 0 | 0 | 0 | 0 | 0 | 0 | 0 | 0 | 0 | 0 | FALSE | FALSE | FALSE | FALSE | 0 | 0 | 0 | n/a | n/a | n/a | n/a | n/a | 0 | 0 | 100% | 100% | 0 | 0 | 0 | 0 | 0 | 0 | 0 | 0 | 0 | 0 | 0 | 0 | 0 | 0 | 0 | 0 | 0 | 0 | 0 | 0 | 0 | 0
| 0 | 0 | 0 | 0 | 0 | 0 | 0 | 0 | 0 | 0 | 0 | 0 | 0 | 0 | 0 | 0 | 0 | 0 | FALSE | FALSE | FALSE | FALSE | 0 | 0 | 0 | n/a | n/a | n/a | n/a | n/a | 0 | 0 | 100% | 100% | 0 | 0 | 0 | 0 | 0 | 0 | 0 | 0 | 0 | 0 | 0 | 0 | 0 | 0 | 0 | 0 | 0 | 0 | 0 | 0 | 0 | 0
| 0 | 0 | 0 | 0 | 0 | 0 | 0 | 0 | 0 | 0 | 0 | 0 | 0 | 0 | 0 | 0 | 0 | 0 | FALSE | FALSE | FALSE | FALSE | 0 | 0 | 0 | n/a | n/a | n/a | n/a | n/a | 0 | 0 | 100% | 100% | 0 | 0 | 0 | 0 | 0 | 0 | 0 | 0 | 0 | 0 | 0 | 0 | 0 | 0 | 0 | 0 | 0 | 0 | 0 | 0 | 0 | 0
| 0 | 0 | 0 | 0 | 0 | 0 | 0 | 0 | 0 | 0 | 0 | 0 | 0 | 0 | 0 | 0 | 0 | 0 | FALSE | FALSE | FALSE | FALSE | 0 | 0 | 0 | n/a | n/a | n/a | n/a | n/a | 0 | 0 | 100% | 100% | 0 | 0 | 0 | 0 | 0 | 0 | 0 | 0 | 0 | 0 | 0 | 0 | 0 | 0 | 0 | 0 | 0 | 0 | 0 | 0 | 0 | 0
| 0 | 0 | 0 | 0 | 0 | 0 | 0 | 0 | 0 | 0 | 0 | 0 | 0 | 0 | 0 | 0 | 0 | 0 | FALSE | FALSE | FALSE | FALSE | 0 | 0 | 0 | n/a | n/a | n/a | n/a | n/a | 0 | 0 | 100% | 100% | 0 | 0 | 0 | 0 | 0 | 0 | 0 | 0 | 0 | 0 | 0 | 0 | 0 | 0 | 0 | 0 | 0 | 0 | 0 | 0 | 0 | 0
| 0 | 0 | 0 | 0 | 0 | 0 | 0 | 0 | 0 | 0 | 0 | 0 | 0 | 0 | 0 | 0 | 0 | 0 | FALSE | FALSE | FALSE | FALSE | 0 | 0 | 0 | n/a | n/a | n/a | n/a | n/a | 0 | 0 | 100% | 100% | 0 | 0 | 0 | 0 | 0 | 0 | 0 | 0 | 0 | 0 | 0 | 0 | 0 | 0 | 0 | 0 | 0 | 0 | 0 | 0 | 0 | 0
| 0 | 0 | 0 | 0 | 0 | 0 | 0 | 0 | 0 | 0 | 0 | 0 | 0 | 0 | 0 | 0 | 0 | 0 | FALSE | FALSE | FALSE | FALSE | 0 | 0 | 0 | n/a | n/a | n/a | n/a | n/a | 0 | 0 | 100% | 100% | 0 | 0 | 0 | 0 | 0 | 0 | 0 | 0 | 0 | 0 | 0 | 0 | 0 | 0 | 0 | 0 | 0 | 0 | 0 | 0 | 0 | 0
| 0 | 0 | 0 | 0 | 0 | 0 | 0 | 0 | 0 | 0 | 0 | 0 | 0 | 0 | 0 | 0 | 0 | 0 | FALSE | FALSE | FALSE | FALSE | 0 | 0 | 0 | n/a | n/a | n/a | n/a | n/a | 0 | 0 | 100% | 100% | 0 | 0 | 0 | 0 | 0 | 0 | 0 | 0 | 0 | 0 | 0 | 0 | 0 | 0 | 0 | 0 | 0 | 0 | 0 | 0 | 0 | 0
| 0 | 0 | 0 | 0 | 0 | 0 | 0 | 0 | 0 | 0 | 0 | 0 | 0 | 0 | 0 | 0 | 0 | 0 | FALSE | FALSE | FALSE | FALSE | 0 | 0 | 0 | n/a | n/a | n/a | n/a | n/a | 0 | 0 | 100% | 100% | 0 | 0 | 0 | 0 | 0 | 0 | 0 | 0 | 0 | 0 | 0 | 0 | 0 | 0 | 0 | 0 | 0 | 0 | 0 | 0 | 0 | 0
| 0 | 0 | 0 | 0 | 0 | 0 | 0 | 0 | 0 | 0 | 0 | 0 | 0 | 0 | 0 | 0 | 0 | 0 | FALSE | FALSE | FALSE | FALSE | 0 | 0 | 0 | n/a | n/a | n/a | n/a | n/a | 0 | 0 | 100% | 100% | 0 | 0 | 0 | 0 | 0 | 0 | 0 | 0 | 0 | 0 | 0 | 0 | 0 | 0 | 0 | 0 | 0 | 0 | 0 | 0 | 0 | 0
| 0 | 0 | 0 | 0 | 0 | 0 | 0 | 0 | 0 | 0 | 0 | 0 | 0 | 0 | 0 | 0 | 0 | 0 | FALSE | FALSE | FALSE | FALSE | 0 | 0 | 0 | n/a | n/a | n/a | n/a | n/a | 0 | 0 | 100% | 100% | 0 | 0 | 0 | 0 | 0 | 0 | 0 | 0 | 0 | 0 | 0 | 0 | 0 | 0 | 0 | 0 | 0 | 0 | 0 | 0 | 0 | 0
| 0 | 0 | 0 | 0 | 0 | 0 | 0 | 0 | 0 | 0 | 0 | 0 | 0 | 0 | 0 | 0 | 0 | 0 | FALSE | FALSE | FALSE | FALSE | 0 | 0 | 0 | n/a | n/a | n/a | n/a | n/a | 0 | 0 | 100% | 100% | 0 | 0 | 0 | 0 | 0 | 0 | 0 | 0 | 0 | 0 | 0 | 0 | 0 | 0 | 0 | 0 | 0 | 0 | 0 | 0 | 0 | 0
| 0 | 0 | 0 | 0 | 0 | 0 | 0 | 0 | 0 | 0 | 0 | 0 | 0 | 0 | 0 | 0 | 0 | 0 | FALSE | FALSE | FALSE | FALSE | 0 | 0 | 0 | n/a | n/a | n/a | n/a | n/a | 0 | 0 | 100% | 100% | 0 | 0 | 0 | 0 | 0 | 0 | 0 | 0 | 0 | 0 | 0 | 0 | 0 | 0 | 0 | 0 | 0 | 0 | 0 | 0 | 0 | 0
| 0 | 0 | 0 | 0 | 0 | 0 | 0 | 0 | 0 | 0 | 0 | 0 | 0 | 0 | 0 | 0 | 0 | 0 | FALSE | FALSE | FALSE | FALSE | 0 | 0 | 0 | n/a | n/a | n/a | n/a | n/a | 0 | 0 | 100% | 100% | 0 | 0 | 0 | 0 | 0 | 0 | 0 | 0 | 0 | 0 | 0 | 0 | 0 | 0 | 0 | 0 | 0 | 0 | 0 | 0 | 0 | 0
| 0 | 0 | 0 | 0 | 0 | 0 | 0 | 0 | 0 | 0 | 0 | 0 | 0 | 0 | 0 | 0 | 0 | 0 | FALSE | FALSE | FALSE | FALSE | 0 | 0 | 0 | n/a | n/a | n/a | n/a | n/a | 0 | 0 | 100% | 100% | 0 | 0 | 0 | 0 | 0 | 0 | 0 | 0 | 0 | 0 | 0 | 0 | 0 | 0 | 0 | 0 | 0 | 0 | 0 | 0 | 0 | 0
| 0 | 0 | 0 | 0 | 0 | 0 | 0 | 0 | 0 | 0 | 0 | 0 | 0 | 0 | 0 | 0 | 0 | 0 | FALSE | FALSE | FALSE | FALSE | 0 | 0 | 0 | n/a | n/a | n/a | n/a | n/a | 0 | 0 | 100% | 100% | 0 | 0 | 0 | 0 | 0 | 0 | 0 | 0 | 0 | 0 | 0 | 0 | 0 | 0 | 0 | 0 | 0 | 0 | 0 | 0 | 0 | 0
| 0 | 0 | 0 | 0 | 0 | 0 | 0 | 0 | 0 | 0 | 0 | 0 | 0 | 0 | 0 | 0 | 0 | 0 | FALSE | FALSE | FALSE | FALSE | 0 | 0 | 0 | n/a | n/a | n/a | n/a | n/a | 0 | 0 | 100% | 100% | 0 | 0 | 0 | 0 | 0 | 0 | 0 | 0 | 0 | 0 | 0 | 0 | 0 | 0 | 0 | 0 | 0 | 0 | 0 | 0 | 0 | 0
| 0 | 0 | 0 | 0 | 0 | 0 | 0 | 0 | 0 | 0 | 0 | 0 | 0 | 0 | 0 | 0 | 0 | 0 | FALSE | FALSE | FALSE | FALSE | 0 | 0 | 0 | n/a | n/a | n/a | n/a | n/a | 0 | 0 | 100% | 100% | 0 | 0 | 0 | 0 | 0 | 0 | 0 | 0 | 0 | 0 | 0 | 0 | 0 | 0 | 0 | 0 | 0 | 0 | 0 | 0 | 0 | 0
| 0 | 0 | 0 | 0 | 0 | 0 | 0 | 0 | 0 | 0 | 0 | 0 | 0 | 0 | 0 | 0 | 0 | 0 | FALSE | FALSE | FALSE | FALSE | 0 | 0 | 0 | n/a | n/a | n/a | n/a | n/a | 0 | 0 | 100% | 100% | 0 | 0 | 0 | 0 | 0 | 0 | 0 | 0 | 0 | 0 | 0 | 0 | 0 | 0 | 0 | 0 | 0 | 0 | 0 | 0 | 0 | 0
| 0 | 0 | 0 | 0 | 0 | 0 | 0 | 0 | 0 | 0 | 0 | 0 | 0 | 0 | 0 | 0 | 0 | 0 | FALSE | FALSE | FALSE | FALSE | 0 | 0 | 0 | n/a | n/a | n/a | n/a | n/a | 0 | 0 | 100% | 100% | 0 | 0 | 0 | 0 | 0 | 0 | 0 | 0 | 0 | 0 | 0 | 0 | 0 | 0 | 0 | 0 | 0 | 0 | 0 | 0 | 0 | 0
| 0 | 0 | 0 | 0 | 0 | 0 | 0 | 0 | 0 | 0 | 0 | 0 | 0 | 0 | 0 | 0 | 0 | 0 | FALSE | FALSE | FALSE | FALSE | 0 | 0 | 0 | n/a | n/a | n/a | n/a | n/a | 0 | 0 | 100% | 100% | 0 | 0 | 0 | 0 | 0 | 0 | 0 | 0 | 0 | 0 | 0 | 0 | 0 | 0 | 0 | 0 | 0 | 0 | 0 | 0 | 0 | 0
| 0 | 0 | 0 | 0 | 0 | 0 | 0 | 0 | 0 | 0 | 0 | 0 | 0 | 0 | 0 | 0 | 0 | 0 | FALSE | FALSE | FALSE | FALSE | 0 | 0 | 0 | n/a | n/a | n/a | n/a | n/a | 0 | 0 | 100% | 100% | 0 | 0 | 0 | 0 | 0 | 0 | 0 | 0 | 0 | 0 | 0 | 0 | 0 | 0 | 0 | 0 | 0 | 0 | 0 | 0 | 0 | 0
| 0 | 0 | 0 | 0 | 0 | 0 | 0 | 0 | 0 | 0 | 0 | 0 | 0 | 0 | 0 | 0 | 0 | 0 | FALSE | FALSE | FALSE | FALSE | 0 | 0 | 0 | n/a | n/a | n/a | n/a | n/a | 0 | 0 | 100% | 100% | 0 | 0 | 0 | 0 | 0 | 0 | 0 | 0 | 0 | 0 | 0 | 0 | 0 | 0 | 0 | 0 | 0 | 0 | 0 | 0 | 0 | 0
| 0 | 0 | 0 | 0 | 0 | 0 | 0 | 0 | 0 | 0 | 0 | 0 | 0 | 0 | 0 | 0 | 0 | 0 | FALSE | FALSE | FALSE | FALSE | 0 | 0 | 0 | n/a | n/a | n/a | n/a | n/a | 0 | 0 | 100% | 100% | 0 | 0 | 0 | 0 | 0 | 0 | 0 | 0 | 0 | 0 | 0 | 0 | 0 | 0 | 0 | 0 | 0 | 0 | 0 | 0 | 0 | 0
| 0 | 0 | 0 | 0 | 0 | 0 | 0 | 0 | 0 | 0 | 0 | 0 | 0 | 0 | 0 | 0 | 0 | 0 | FALSE | FALSE | FALSE | FALSE | 0 | 0 | 0 | n/a | n/a | n/a | n/a | n/a | 0 | 0 | 100% | 100% | 0 | 0 | 0 | 0 | 0 | 0 | 0 | 0 | 0 | 0 | 0 | 0 | 0 | 0 | 0 | 0 | 0 | 0 | 0 | 0 | 0 | 0
| 0 | 0 | 0 | 0 | 0 | 0 | 0 | 0 | 0 | 0 | 0 | 0 | 0 | 0 | 0 | 0 | 0 | 0 | FALSE | FALSE | FALSE | FALSE | 0 | 0 | 0 | n/a | n/a | n/a | n/a | n/a | 0 | 0 | 100% | 100% | 0 | 0 | 0 | 0 | 0 | 0 | 0 | 0 | 0 | 0 | 0 | 0 | 0 | 0 | 0 | 0 | 0 | 0 | 0 | 0 | 0 | 0
| 0 | 0 | 0 | 0 | 0 | 0 | 0 | 0 | 0 | 0 | 0 | 0 | 0 | 0 | 0 | 0 | 0 | 0 | FALSE | FALSE | FALSE | FALSE | 0 | 0 | 0 | n/a | n/a | n/a | n/a | n/a | 0 | 0 | 100% | 100% | 0 | 0 | 0 | 0 | 0 | 0 | 0 | 0 | 0 | 0 | 0 | 0 | 0 | 0 | 0 | 0 | 0 | 0 | 0 | 0 | 0 | 0
| 0 | 0 | 0 | 0 | 0 | 0 | 0 | 0 | 0 | 0 | 0 | 0 | 0 | 0 | 0 | 0 | 0 | 0 | FALSE | FALSE | FALSE | FALSE | 0 | 0 | 0 | n/a | n/a | n/a | n/a | n/a | 0 | 0 | 100% | 100% | 0 | 0 | 0 | 0 | 0 | 0 | 0 | 0 | 0 | 0 | 0 | 0 | 0 | 0 | 0 | 0 | 0 | 0 | 0 | 0 | 0 | 0
| 0 | 0 | 0 | 0 | 0 | 0 | 0 | 0 | 0 | 0 | 0 | 0 | 0 | 0 | 0 | 0 | 0 | 0 | FALSE | FALSE | FALSE | FALSE | 0 | 0 | 0 | n/a | n/a | n/a | n/a | n/a | 0 | 0 | 100% | 100% | 0 | 0 | 0 | 0 | 0 | 0 | 0 | 0 | 0 | 0 | 0 | 0 | 0 | 0 | 0 | 0 | 0 | 0 | 0 | 0 | 0 | 0
| 0 | 0 | 0 | 0 | 0 | 0 | 0 | 0 | 0 | 0 | 0 | 0 | 0 | 0 | 0 | 0 | 0 | 0 | FALSE | FALSE | FALSE | FALSE | 0 | 0 | 0 | n/a | n/a | n/a | n/a | n/a | 0 | 0 | 100% | 100% | 0 | 0 | 0 | 0 | 0 | 0 | 0 | 0 | 0 | 0 | 0 | 0 | 0 | 0 | 0 | 0 | 0 | 0 | 0 | 0 | 0 | 0
| 0 | 0 | 0 | 0 | 0 | 0 | 0 | 0 | 0 | 0 | 0 | 0 | 0 | 0 | 0 | 0 | 0 | 0 | FALSE | FALSE | FALSE | FALSE | 0 | 0 | 0 | n/a | n/a | n/a | n/a | n/a | 0 | 0 | 100% | 100% | 0 | 0 | 0 | 0 | 0 | 0 | 0 | 0 | 0 | 0 | 0 | 0 | 0 | 0 | 0 | 0 | 0 | 0 | 0 | 0 | 0 | 0
| 0 | 0 | 0 | 0 | 0 | 0 | 0 | 0 | 0 | 0 | 0 | 0 | 0 | 0 | 0 | 0 | 0 | 0 | FALSE | FALSE | FALSE | FALSE | 0 | 0 | 0 | n/a | n/a | n/a | n/a | n/a | 0 | 0 | 100% | 100% | 0 | 0 | 0 | 0 | 0 | 0 | 0 | 0 | 0 | 0 | 0 | 0 | 0 | 0 | 0 | 0 | 0 | 0 | 0 | 0 | 0 | 0
| 0 | 0 | 0 | 0 | 0 | 0 | 0 | 0 | 0 | 0 | 0 | 0 | 0 | 0 | 0 | 0 | 0 | 0 | FALSE | FALSE | FALSE | FALSE | 0 | 0 | 0 | n/a | n/a | n/a | n/a | n/a | 0 | 0 | 100% | 100% | 0 | 0 | 0 | 0 | 0 | 0 | 0 | 0 | 0 | 0 | 0 | 0 | 0 | 0 | 0 | 0 | 0 | 0 | 0 | 0 | 0 | 0
| 0 | 0 | 0 | 0 | 0 | 0 | 0 | 0 | 0 | 0 | 0 | 0 | 0 | 0 | 0 | 0 | 0 | 0 | FALSE | FALSE | FALSE | FALSE | 0 | 0 | 0 | n/a | n/a | n/a | n/a | n/a | 0 | 0 | 100% | 100% | 0 | 0 | 0 | 0 | 0 | 0 | 0 | 0 | 0 | 0 | 0 | 0 | 0 | 0 | 0 | 0 | 0 | 0 | 0 | 0 | 0 | 0
| 0 | 0 | 0 | 0 | 0 | 0 | 0 | 0 | 0 | 0 | 0 | 0 | 0 | 0 | 0 | 0 | 0 | 0 | FALSE | FALSE | FALSE | FALSE | 0 | 0 | 0 | n/a | n/a | n/a | n/a | n/a | 0 | 0 | 100% | 100% | 0 | 0 | 0 | 0 | 0 | 0 | 0 | 0 | 0 | 0 | 0 | 0 | 0 | 0 | 0 | 0 | 0 | 0 | 0 | 0 | 0 | 0
| 0 | 0 | 0 | 0 | 0 | 0 | 0 | 0 | 0 | 0 | 0 | 0 | 0 | 0 | 0 | 0 | 0 | 0 | FALSE | FALSE | FALSE | FALSE | 0 | 0 | 0 | n/a | n/a | n/a | n/a | n/a | 0 | 0 | 100% | 100% | 0 | 0 | 0 | 0 | 0 | 0 | 0 | 0 | 0 | 0 | 0 | 0 | 0 | 0 | 0 | 0 | 0 | 0 | 0 | 0 | 0 | 0
| 0 | 0 | 0 | 0 | 0 | 0 | 0 | 0 | 0 | 0 | 0 | 0 | 0 | 0 | 0 | 0 | 0 | 0 | FALSE | FALSE | FALSE | FALSE | 0 | 0 | 0 | n/a | n/a | n/a | n/a | n/a | 0 | 0 | 100% | 100% | 0 | 0 | 0 | 0 | 0 | 0 | 0 | 0 | 0 | 0 | 0 | 0 | 0 | 0 | 0 | 0 | 0 | 0 | 0 | 0 | 0 | 0
| 0 | 0 | 0 | 0 | 0 | 0 | 0 | 0 | 0 | 0 | 0 | 0 | 0 | 0 | 0 | 0 | 0 | 0 | FALSE | FALSE | FALSE | FALSE | 0 | 0 | 0 | n/a | n/a | n/a | n/a | n/a | 0 | 0 | 100% | 100% | 0 | 0 | 0 | 0 | 0 | 0 | 0 | 0 | 0 | 0 | 0 | 0 | 0 | 0 | 0 | 0 | 0 | 0 | 0 | 0 | 0 | 0
| 0 | 0 | 0 | 0 | 0 | 0 | 0 | 0 | 0 | 0 | 0 | 0 | 0 | 0 | 0 | 0 | 0 | 0 | FALSE | FALSE | FALSE | FALSE | 0 | 0 | 0 | n/a | n/a | n/a | n/a | n/a | 0 | 0 | 100% | 100% | 0 | 0 | 0 | 0 | 0 | 0 | 0 | 0 | 0 | 0 | 0 | 0 | 0 | 0 | 0 | 0 | 0 | 0 | 0 | 0 | 0 | 0
| 0 | 0 | 0 | 0 | 0 | 0 | 0 | 0 | 0 | 0 | 0 | 0 | 0 | 0 | 0 | 0 | 0 | 0 | FALSE | FALSE | FALSE | FALSE | 0 | 0 | 0 | n/a | n/a | n/a | n/a | n/a | 0 | 0 | 100% | 100% | 0 | 0 | 0 | 0 | 0 | 0 | 0 | 0 | 0 | 0 | 0 | 0 | 0 | 0 | 0 | 0 | 0 | 0 | 0 | 0 | 0 | 0
| 0 | 0 | 0 | 0 | 0 | 0 | 0 | 0 | 0 | 0 | 0 | 0 | 0 | 0 | 0 | 0 | 0 | 0 | FALSE | FALSE | FALSE | FALSE | 0 | 0 | 0 | n/a | n/a | n/a | n/a | n/a | 0 | 0 | 100% | 100% | 0 | 0 | 0 | 0 | 0 | 0 | 0 | 0 | 0 | 0 | 0 | 0 | 0 | 0 | 0 | 0 | 0 | 0 | 0 | 0 | 0 | 0
| 0 | 0 | 0 | 0 | 0 | 0 | 0 | 0 | 0 | 0 | 0 | 0 | 0 | 0 | 0 | 0 | 0 | 0 | FALSE | FALSE | FALSE | FALSE | 0 | 0 | 0 | n/a | n/a | n/a | n/a | n/a | 0 | 0 | 100% | 100% | 0 | 0 | 0 | 0 | 0 | 0 | 0 | 0 | 0 | 0 | 0 | 0 | 0 | 0 | 0 | 0 | 0 | 0 | 0 | 0 | 0 | 0
| 0 | 0 | 0 | 0 | 0 | 0 | 0 | 0 | 0 | 0 | 0 | 0 | 0 | 0 | 0 | 0 | 0 | 0 | FALSE | FALSE | FALSE | FALSE | 0 | 0 | 0 | n/a | n/a | n/a | n/a | n/a | 0 | 0 | 100% | 100% | 0 | 0 | 0 | 0 | 0 | 0 | 0 | 0 | 0 | 0 | 0 | 0 | 0 | 0 | 0 | 0 | 0 | 0 | 0 | 0 | 0 | 0
| 0 | 0 | 0 | 0 | 0 | 0 | 0 | 0 | 0 | 0 | 0 | 0 | 0 | 0 | 0 | 0 | 0 | 0 | FALSE | FALSE | FALSE | FALSE | 0 | 0 | 0 | n/a | n/a | n/a | n/a | n/a | 0 | 0 | 100% | 100% | 0 | 0 | 0 | 0 | 0 | 0 | 0 | 0 | 0 | 0 | 0 | 0 | 0 | 0 | 0 | 0 | 0 | 0 | 0 | 0 | 0 | 0
| 0 | 0 | 0 | 0 | 0 | 0 | 0 | 0 | 0 | 0 | 0 | 0 | 0 | 0 | 0 | 0 | 0 | 0 | FALSE | FALSE | FALSE | FALSE | 0 | 0 | 0 | n/a | n/a | n/a | n/a | n/a | 0 | 0 | 100% | 100% | 0 | 0 | 0 | 0 | 0 | 0 | 0 | 0 | 0 | 0 | 0 | 0 | 0 | 0 | 0 | 0 | 0 | 0 | 0 | 0 | 0 | 0
| 0 | 0 | 0 | 0 | 0 | 0 | 0 | 0 | 0 | 0 | 0 | 0 | 0 | 0 | 0 | 0 | 0 | 0 | FALSE | FALSE | FALSE | FALSE | 0 | 0 | 0 | n/a | n/a | n/a | n/a | n/a | 0 | 0 | 100% | 100% | 0 | 0 | 0 | 0 | 0 | 0 | 0 | 0 | 0 | 0 | 0 | 0 | 0 | 0 | 0 | 0 | 0 | 0 | 0 | 0 | 0 | 0
| 0 | 0 | 0 | 0 | 0 | 0 | 0 | 0 | 0 | 0 | 0 | 0 | 0 | 0 | 0 | 0 | 0 | 0 | FALSE | FALSE | FALSE | FALSE | 0 | 0 | 0 | n/a | n/a | n/a | n/a | n/a | 0 | 0 | 100% | 100% | 0 | 0 | 0 | 0 | 0 | 0 | 0 | 0 | 0 | 0 | 0 | 0 | 0 | 0 | 0 | 0 | 0 | 0 | 0 | 0 | 0 | 0
| 0 | 0 | 0 | 0 | 0 | 0 | 0 | 0 | 0 | 0 | 0 | 0 | 0 | 0 | 0 | 0 | 0 | 0 | FALSE | FALSE | FALSE | FALSE | 0 | 0 | 0 | n/a | n/a | n/a | n/a | n/a | 0 | 0 | 100% | 100% | 0 | 0 | 0 | 0 | 0 | 0 | 0 | 0 | 0 | 0 | 0 | 0 | 0 | 0 | 0 | 0 | 0 | 0 | 0 | 0 | 0 | 0
| 0 | 0 | 0 | 0 | 0 | 0 | 0 | 0 | 0 | 0 | 0 | 0 | 0 | 0 | 0 | 0 | 0 | 0 | FALSE | FALSE | FALSE | FALSE | 0 | 0 | 0 | n/a | n/a | n/a | n/a | n/a | 0 | 0 | 100% | 100% | 0 | 0 | 0 | 0 | 0 | 0 | 0 | 0 | 0 | 0 | 0 | 0 | 0 | 0 | 0 | 0 | 0 | 0 | 0 | 0 | 0 | 0
| 0 | 0 | 0 | 0 | 0 | 0 | 0 | 0 | 0 | 0 | 0 | 0 | 0 | 0 | 0 | 0 | 0 | 0 | FALSE | FALSE | FALSE | FALSE | 0 | 0 | 0 | n/a | n/a | n/a | n/a | n/a | 0 | 0 | 100% | 100% | 0 | 0 | 0 | 0 | 0 | 0 | 0 | 0 | 0 | 0 | 0 | 0 | 0 | 0 | 0 | 0 | 0 | 0 | 0 | 0 | 0 | 0
| 0 | 0 | 0 | 0 | 0 | 0 | 0 | 0 | 0 | 0 | 0 | 0 | 0 | 0 | 0 | 0 | 0 | 0 | FALSE | FALSE | FALSE | FALSE | 0 | 0 | 0 | n/a | n/a | n/a | n/a | n/a | 0 | 0 | 100% | 100% | 0 | 0 | 0 | 0 | 0 | 0 | 0 | 0 | 0 | 0 | 0 | 0 | 0 | 0 | 0 | 0 | 0 | 0 | 0 | 0 | 0 | 0
| 0 | 0 | 0 | 0 | 0 | 0 | 0 | 0 | 0 | 0 | 0 | 0 | 0 | 0 | 0 | 0 | 0 | 0 | FALSE | FALSE | FALSE | FALSE | 0 | 0 | 0 | n/a | n/a | n/a | n/a | n/a | 0 | 0 | 100% | 100% | 0 | 0 | 0 | 0 | 0 | 0 | 0 | 0 | 0 | 0 | 0 | 0 | 0 | 0 | 0 | 0 | 0 | 0 | 0 | 0 | 0 | 0
| 0 | 0 | 0 | 0 | 0 | 0 | 0 | 0 | 0 | 0 | 0 | 0 | 0 | 0 | 0 | 0 | 0 | 0 | FALSE | FALSE | FALSE | FALSE | 0 | 0 | 0 | n/a | n/a | n/a | n/a | n/a | 0 | 0 | 100% | 100% | 0 | 0 | 0 | 0 | 0 | 0 | 0 | 0 | 0 | 0 | 0 | 0 | 0 | 0 | 0 | 0 | 0 | 0 | 0 | 0 | 0 | 0
| 0 | 0 | 0 | 0 | 0 | 0 | 0 | 0 | 0 | 0 | 0 | 0 | 0 | 0 | 0 | 0 | 0 | 0 | FALSE | FALSE | FALSE | FALSE | 0 | 0 | 0 | n/a | n/a | n/a | n/a | n/a | 0 | 0 | 100% | 100% | 0 | 0 | 0 | 0 | 0 | 0 | 0 | 0 | 0 | 0 | 0 | 0 | 0 | 0 | 0 | 0 | 0 | 0 | 0 | 0 | 0 | 0
| 0 | 0 | 0 | 0 | 0 | 0 | 0 | 0 | 0 | 0 | 0 | 0 | 0 | 0 | 0 | 0 | 0 | 0 | FALSE | FALSE | FALSE | FALSE | 0 | 0 | 0 | n/a | n/a | n/a | n/a | n/a | 0 | 0 | 100% | 100% | 0 | 0 | 0 | 0 | 0 | 0 | 0 | 0 | 0 | 0 | 0 | 0 | 0 | 0 | 0 | 0 | 0 | 0 | 0 | 0 | 0 | 0
| 0 | 0 | 0 | 0 | 0 | 0 | 0 | 0 | 0 | 0 | 0 | 0 | 0 | 0 | 0 | 0 | 0 | 0 | FALSE | FALSE | FALSE | FALSE | 0 | 0 | 0 | n/a | n/a | n/a | n/a | n/a | 0 | 0 | 100% | 100% | 0 | 0 | 0 | 0 | 0 | 0 | 0 | 0 | 0 | 0 | 0 | 0 | 0 | 0 | 0 | 0 | 0 | 0 | 0 | 0 | 0 | 0
| 0 | 0 | 0 | 0 | 0 | 0 | 0 | 0 | 0 | 0 | 0 | 0 | 0 | 0 | 0 | 0 | 0 | 0 | FALSE | FALSE | FALSE | FALSE | 0 | 0 | 0 | n/a | n/a | n/a | n/a | n/a | 0 | 0 | 100% | 100% | 0 | 0 | 0 | 0 | 0 | 0 | 0 | 0 | 0 | 0 | 0 | 0 | 0 | 0 | 0 | 0 | 0 | 0 | 0 | 0 | 0 | 0
| 0 | 0 | 0 | 0 | 0 | 0 | 0 | 0 | 0 | 0 | 0 | 0 | 0 | 0 | 0 | 0 | 0 | 0 | FALSE | FALSE | FALSE | FALSE | 0 | 0 | 0 | n/a | n/a | n/a | n/a | n/a | 0 | 0 | 100% | 100% | 0 | 0 | 0 | 0 | 0 | 0 | 0 | 0 | 0 | 0 | 0 | 0 | 0 | 0 | 0 | 0 | 0 | 0 | 0 | 0 | 0 | 0
| 0 | 0 | 0 | 0 | 0 | 0 | 0 | 0 | 0 | 0 | 0 | 0 | 0 | 0 | 0 | 0 | 0 | 0 | FALSE | FALSE | FALSE | FALSE | 0 | 0 | 0 | n/a | n/a | n/a | n/a | n/a | 0 | 0 | 100% | 100% | 0 | 0 | 0 | 0 | 0 | 0 | 0 | 0 | 0 | 0 | 0 | 0 | 0 | 0 | 0 | 0 | 0 | 0 | 0 | 0 | 0 | 0
| 0 | 0 | 0 | 0 | 0 | 0 | 0 | 0 | 0 | 0 | 0 | 0 | 0 | 0 | 0 | 0 | 0 | 0 | FALSE | FALSE | FALSE | FALSE | 0 | 0 | 0 | n/a | n/a | n/a | n/a | n/a | 0 | 0 | 100% | 100% | 0 | 0 | 0 | 0 | 0 | 0 | 0 | 0 | 0 | 0 | 0 | 0 | 0 | 0 | 0 | 0 | 0 | 0 | 0 | 0 | 0 | 0
| 0 | 0 | 0 | 0 | 0 | 0 | 0 | 0 | 0 | 0 | 0 | 0 | 0 | 0 | 0 | 0 | 0 | 0 | FALSE | FALSE | FALSE | FALSE | 0 | 0 | 0 | n/a | n/a | n/a | n/a | n/a | 0 | 0 | 100% | 100% | 0 | 0 | 0 | 0 | 0 | 0 | 0 | 0 | 0 | 0 | 0 | 0 | 0 | 0 | 0 | 0 | 0 | 0 | 0 | 0 | 0 | 0
| 0 | 0 | 0 | 0 | 0 | 0 | 0 | 0 | 0 | 0 | 0 | 0 | 0 | 0 | 0 | 0 | 0 | 0 | FALSE | FALSE | FALSE | FALSE | 0 | 0 | 0 | n/a | n/a | n/a | n/a | n/a | 0 | 0 | 100% | 100% | 0 | 0 | 0 | 0 | 0 | 0 | 0 | 0 | 0 | 0 | 0 | 0 | 0 | 0 | 0 | 0 | 0 | 0 | 0 | 0 | 0 | 0
| 0 | 0 | 0 | 0 | 0 | 0 | 0 | 0 | 0 | 0 | 0 | 0 | 0 | 0 | 0 | 0 | 0 | 0 | FALSE | FALSE | FALSE | FALSE | 0 | 0 | 0 | n/a | n/a | n/a | n/a | n/a | 0 | 0 | 100% | 100% | 0 | 0 | 0 | 0 | 0 | 0 | 0 | 0 | 0 | 0 | 0 | 0 | 0 | 0 | 0 | 0 | 0 | 0 | 0 | 0 | 0 | 0
| 0 | 0 | 0 | 0 | 0 | 0 | 0 | 0 | 0 | 0 | 0 | 0 | 0 | 0 | 0 | 0 | 0 | 0 | FALSE | FALSE | FALSE | FALSE | 0 | 0 | 0 | n/a | n/a | n/a | n/a | n/a | 0 | 0 | 100% | 100% | 0 | 0 | 0 | 0 | 0 | 0 | 0 | 0 | 0 | 0 | 0 | 0 | 0 | 0 | 0 | 0 | 0 | 0 | 0 | 0 | 0 | 0
| 0 | 0 | 0 | 0 | 0 | 0 | 0 | 0 | 0 | 0 | 0 | 0 | 0 | 0 | 0 | 0 | 0 | 0 | FALSE | FALSE | FALSE | FALSE | 0 | 0 | 0 | n/a | n/a | n/a | n/a | n/a | 0 | 0 | 100% | 100% | 0 | 0 | 0 | 0 | 0 | 0 | 0 | 0 | 0 | 0 | 0 | 0 | 0 | 0 | 0 | 0 | 0 | 0 | 0 | 0 | 0 | 0
| 0 | 0 | 0 | 0 | 0 | 0 | 0 | 0 | 0 | 0 | 0 | 0 | 0 | 0 | 0 | 0 | 0 | 0 | FALSE | FALSE | FALSE | FALSE | 0 | 0 | 0 | n/a | n/a | n/a | n/a | n/a | 0 | 0 | 100% | 100% | 0 | 0 | 0 | 0 | 0 | 0 | 0 | 0 | 0 | 0 | 0 | 0 | 0 | 0 | 0 | 0 | 0 | 0 | 0 | 0 | 0 | 0
| 0 | 0 | 0 | 0 | 0 | 0 | 0 | 0 | 0 | 0 | 0 | 0 | 0 | 0 | 0 | 0 | 0 | 0 | FALSE | FALSE | FALSE | FALSE | 0 | 0 | 0 | n/a | n/a | n/a | n/a | n/a | 0 | 0 | 100% | 100% | 0 | 0 | 0 | 0 | 0 | 0 | 0 | 0 | 0 | 0 | 0 | 0 | 0 | 0 | 0 | 0 | 0 | 0 | 0 | 0 | 0 | 0
| 0 | 0 | 0 | 0 | 0 | 0 | 0 | 0 | 0 | 0 | 0 | 0 | 0 | 0 | 0 | 0 | 0 | 0 | FALSE | FALSE | FALSE | FALSE | 0 | 0 | 0 | n/a | n/a | n/a | n/a | n/a | 0 | 0 | 100% | 100% | 0 | 0 | 0 | 0 | 0 | 0 | 0 | 0 | 0 | 0 | 0 | 0 | 0 | 0 | 0 | 0 | 0 | 0 | 0 | 0 | 0 | 0
| 0 | 0 | 0 | 0 | 0 | 0 | 0 | 0 | 0 | 0 | 0 | 0 | 0 | 0 | 0 | 0 | 0 | 0 | FALSE | FALSE | FALSE | FALSE | 0 | 0 | 0 | n/a | n/a | n/a | n/a | n/a | 0 | 0 | 100% | 100% | 0 | 0 | 0 | 0 | 0 | 0 | 0 | 0 | 0 | 0 | 0 | 0 | 0 | 0 | 0 | 0 | 0 | 0 | 0 | 0 | 0 | 0
| 0 | 0 | 0 | 0 | 0 | 0 | 0 | 0 | 0 | 0 | 0 | 0 | 0 | 0 | 0 | 0 | 0 | 0 | FALSE | FALSE | FALSE | FALSE | 0 | 0 | 0 | n/a | n/a | n/a | n/a | n/a | 0 | 0 | 100% | 100% | 0 | 0 | 0 | 0 | 0 | 0 | 0 | 0 | 0 | 0 | 0 | 0 | 0 | 0 | 0 | 0 | 0 | 0 | 0 | 0 | 0 | 0
| 0 | 0 | 0 | 0 | 0 | 0 | 0 | 0 | 0 | 0 | 0 | 0 | 0 | 0 | 0 | 0 | 0 | 0 | FALSE | FALSE | FALSE | FALSE | 0 | 0 | 0 | n/a | n/a | n/a | n/a | n/a | 0 | 0 | 100% | 100% | 0 | 0 | 0 | 0 | 0 | 0 | 0 | 0 | 0 | 0 | 0 | 0 | 0 | 0 | 0 | 0 | 0 | 0 | 0 | 0 | 0 | 0
| 0 | 0 | 0 | 0 | 0 | 0 | 0 | 0 | 0 | 0 | 0 | 0 | 0 | 0 | 0 | 0 | 0 | 0 | FALSE | FALSE | FALSE | FALSE | 0 | 0 | 0 | n/a | n/a | n/a | n/a | n/a | 0 | 0 | 100% | 100% | 0 | 0 | 0 | 0 | 0 | 0 | 0 | 0 | 0 | 0 | 0 | 0 | 0 | 0 | 0 | 0 | 0 | 0 | 0 | 0 | 0 | 0
| 0 | 0 | 0 | 0 | 0 | 0 | 0 | 0 | 0 | 0 | 0 | 0 | 0 | 0 | 0 | 0 | 0 | 0 | FALSE | FALSE | FALSE | FALSE | 0 | 0 | 0 | n/a | n/a | n/a | n/a | n/a | 0 | 0 | 100% | 100% | 0 | 0 | 0 | 0 | 0 | 0 | 0 | 0 | 0 | 0 | 0 | 0 | 0 | 0 | 0 | 0 | 0 | 0 | 0 | 0 | 0 | 0
| 0 | 0 | 0 | 0 | 0 | 0 | 0 | 0 | 0 | 0 | 0 | 0 | 0 | 0 | 0 | 0 | 0 | 0 | FALSE | FALSE | FALSE | FALSE | 0 | 0 | 0 | n/a | n/a | n/a | n/a | n/a | 0 | 0 | 100% | 100% | 0 | 0 | 0 | 0 | 0 | 0 | 0 | 0 | 0 | 0 | 0 | 0 | 0 | 0 | 0 | 0 | 0 | 0 | 0 | 0 | 0 | 0
| 0 | 0 | 0 | 0 | 0 | 0 | 0 | 0 | 0 | 0 | 0 | 0 | 0 | 0 | 0 | 0 | 0 | 0 | FALSE | FALSE | FALSE | FALSE | 0 | 0 | 0 | n/a | n/a | n/a | n/a | n/a | 0 | 0 | 100% | 100% | 0 | 0 | 0 | 0 | 0 | 0 | 0 | 0 | 0 | 0 | 0 | 0 | 0 | 0 | 0 | 0 | 0 | 0 | 0 | 0 | 0 | 0
| 0 | 0 | 0 | 0 | 0 | 0 | 0 | 0 | 0 | 0 | 0 | 0 | 0 | 0 | 0 | 0 | 0 | 0 | FALSE | FALSE | FALSE | FALSE | 0 | 0 | 0 | n/a | n/a | n/a | n/a | n/a | 0 | 0 | 100% | 100% | 0 | 0 | 0 | 0 | 0 | 0 | 0 | 0 | 0 | 0 | 0 | 0 | 0 | 0 | 0 | 0 | 0 | 0 | 0 | 0 | 0 | 0
| 0 | 0 | 0 | 0 | 0 | 0 | 0 | 0 | 0 | 0 | 0 | 0 | 0 | 0 | 0 | 0 | 0 | 0 | FALSE | FALSE | FALSE | FALSE | 0 | 0 | 0 | n/a | n/a | n/a | n/a | n/a | 0 | 0 | 100% | 100% | 0 | 0 | 0 | 0 | 0 | 0 | 0 | 0 | 0 | 0 | 0 | 0 | 0 | 0 | 0 | 0 | 0 | 0 | 0 | 0 | 0 | 0
| 0 | 0 | 0 | 0 | 0 | 0 | 0 | 0 | 0 | 0 | 0 | 0 | 0 | 0 | 0 | 0 | 0 | 0 | FALSE | FALSE | FALSE | FALSE | 0 | 0 | 0 | n/a | n/a | n/a | n/a | n/a | 0 | 0 | 100% | 100% | 0 | 0 | 0 | 0 | 0 | 0 | 0 | 0 | 0 | 0 | 0 | 0 | 0 | 0 | 0 | 0 | 0 | 0 | 0 | 0 | 0 | 0
| 0 | 0 | 0 | 0 | 0 | 0 | 0 | 0 | 0 | 0 | 0 | 0 | 0 | 0 | 0 | 0 | 0 | 0 | FALSE | FALSE | FALSE | FALSE | 0 | 0 | 0 | n/a | n/a | n/a | n/a | n/a | 0 | 0 | 100% | 100% | 0 | 0 | 0 | 0 | 0 | 0 | 0 | 0 | 0 | 0 | 0 | 0 | 0 | 0 | 0 | 0 | 0 | 0 | 0 | 0 | 0 | 0
| 0 | 0 | 0 | 0 | 0 | 0 | 0 | 0 | 0 | 0 | 0 | 0 | 0 | 0 | 0 | 0 | 0 | 0 | FALSE | FALSE | FALSE | FALSE | 0 | 0 | 0 | n/a | n/a | n/a | n/a | n/a | 0 | 0 | 100% | 100% | 0 | 0 | 0 | 0 | 0 | 0 | 0 | 0 | 0 | 0 | 0 | 0 | 0 | 0 | 0 | 0 | 0 | 0 | 0 | 0 | 0 | 0
| 0 | 0 | 0 | 0 | 0 | 0 | 0 | 0 | 0 | 0 | 0 | 0 | 0 | 0 | 0 | 0 | 0 | 0 | FALSE | FALSE | FALSE | FALSE | 0 | 0 | 0 | n/a | n/a | n/a | n/a | n/a | 0 | 0 | 100% | 100% | 0 | 0 | 0 | 0 | 0 | 0 | 0 | 0 | 0 | 0 | 0 | 0 | 0 | 0 | 0 | 0 | 0 | 0 | 0 | 0 | 0 | 0
| 0 | 0 | 0 | 0 | 0 | 0 | 0 | 0 | 0 | 0 | 0 | 0 | 0 | 0 | 0 | 0 | 0 | 0 | FALSE | FALSE | FALSE | FALSE | 0 | 0 | 0 | n/a | n/a | n/a | n/a | n/a | 0 | 0 | 100% | 100% | 0 | 0 | 0 | 0 | 0 | 0 | 0 | 0 | 0 | 0 | 0 | 0 | 0 | 0 | 0 | 0 | 0 | 0 | 0 | 0 | 0 | 0
| 0 | 0 | 0 | 0 | 0 | 0 | 0 | 0 | 0 | 0 | 0 | 0 | 0 | 0 | 0 | 0 | 0 | 0 | FALSE | FALSE | FALSE | FALSE | 0 | 0 | 0 | n/a | n/a | n/a | n/a | n/a | 0 | 0 | 100% | 100% | 0 | 0 | 0 | 0 | 0 | 0 | 0 | 0 | 0 | 0 | 0 | 0 | 0 | 0 | 0 | 0 | 0 | 0 | 0 | 0 | 0 | 0
| 0 | 0 | 0 | 0 | 0 | 0 | 0 | 0 | 0 | 0 | 0 | 0 | 0 | 0 | 0 | 0 | 0 | 0 | FALSE | FALSE | FALSE | FALSE | 0 | 0 | 0 | n/a | n/a | n/a | n/a | n/a | 0 | 0 | 100% | 100% | 0 | 0 | 0 | 0 | 0 | 0 | 0 | 0 | 0 | 0 | 0 | 0 | 0 | 0 | 0 | 0 | 0 | 0 | 0 | 0 | 0 | 0
| 0 | 0 | 0 | 0 | 0 | 0 | 0 | 0 | 0 | 0 | 0 | 0 | 0 | 0 | 0 | 0 | 0 | 0 | FALSE | FALSE | FALSE | FALSE | 0 | 0 | 0 | n/a | n/a | n/a | n/a | n/a | 0 | 0 | 100% | 100% | 0 | 0 | 0 | 0 | 0 | 0 | 0 | 0 | 0 | 0 | 0 | 0 | 0 | 0 | 0 | 0 | 0 | 0 | 0 | 0 | 0 | 0
| 0 | 0 | 0 | 0 | 0 | 0 | 0 | 0 | 0 | 0 | 0 | 0 | 0 | 0 | 0 | 0 | 0 | 0 | FALSE | FALSE | FALSE | FALSE | 0 | 0 | 0 | n/a | n/a | n/a | n/a | n/a | 0 | 0 | 100% | 100% | 0 | 0 | 0 | 0 | 0 | 0 | 0 | 0 | 0 | 0 | 0 | 0 | 0 | 0 | 0 | 0 | 0 | 0 | 0 | 0 | 0 | 0
| 0 | 0 | 0 | 0 | 0 | 0 | 0 | 0 | 0 | 0 | 0 | 0 | 0 | 0 | 0 | 0 | 0 | 0 | FALSE | FALSE | FALSE | FALSE | 0 | 0 | 0 | n/a | n/a | n/a | n/a | n/a | 0 | 0 | 100% | 100% | 0 | 0 | 0 | 0 | 0 | 0 | 0 | 0 | 0 | 0 | 0 | 0 | 0 | 0 | 0 | 0 | 0 | 0 | 0 | 0 | 0 | 0
| 0 | 0 | 0 | 0 | 0 | 0 | 0 | 0 | 0 | 0 | 0 | 0 | 0 | 0 | 0 | 0 | 0 | 0 | FALSE | FALSE | FALSE | FALSE | 0 | 0 | 0 | n/a | n/a | n/a | n/a | n/a | 0 | 0 | 100% | 100% | 0 | 0 | 0 | 0 | 0 | 0 | 0 | 0 | 0 | 0 | 0 | 0 | 0 | 0 | 0 | 0 | 0 | 0 | 0 | 0 | 0 | 0
| 0 | 0 | 0 | 0 | 0 | 0 | 0 | 0 | 0 | 0 | 0 | 0 | 0 | 0 | 0 | 0 | 0 | 0 | FALSE | FALSE | FALSE | FALSE | 0 | 0 | 0 | n/a | n/a | n/a | n/a | n/a | 0 | 0 | 100% | 100% | 0 | 0 | 0 | 0 | 0 | 0 | 0 | 0 | 0 | 0 | 0 | 0 | 0 | 0 | 0 | 0 | 0 | 0 | 0 | 0 | 0 | 0
| 0 | 0 | 0 | 0 | 0 | 0 | 0 | 0 | 0 | 0 | 0 | 0 | 0 | 0 | 0 | 0 | 0 | 0 | FALSE | FALSE | FALSE | FALSE | 0 | 0 | 0 | n/a | n/a | n/a | n/a | n/a | 0 | 0 | 100% | 100% | 0 | 0 | 0 | 0 | 0 | 0 | 0 | 0 | 0 | 0 | 0 | 0 | 0 | 0 | 0 | 0 | 0 | 0 | 0 | 0 | 0 | 0
| 0 | 0 | 0 | 0 | 0 | 0 | 0 | 0 | 0 | 0 | 0 | 0 | 0 | 0 | 0 | 0 | 0 | 0 | FALSE | FALSE | FALSE | FALSE | 0 | 0 | 0 | n/a | n/a | n/a | n/a | n/a | 0 | 0 | 100% | 100% | 0 | 0 | 0 | 0 | 0 | 0 | 0 | 0 | 0 | 0 | 0 | 0 | 0 | 0 | 0 | 0 | 0 | 0 | 0 | 0 | 0 | 0
| 0 | 0 | 0 | 0 | 0 | 0 | 0 | 0 | 0 | 0 | 0 | 0 | 0 | 0 | 0 | 0 | 0 | 0 | FALSE | FALSE | FALSE | FALSE | 0 | 0 | 0 | n/a | n/a | n/a | n/a | n/a | 0 | 0 | 100% | 100% | 0 | 0 | 0 | 0 | 0 | 0 | 0 | 0 | 0 | 0 | 0 | 0 | 0 | 0 | 0 | 0 | 0 | 0 | 0 | 0 | 0 | 0
| 0 | 0 | 0 | 0 | 0 | 0 | 0 | 0 | 0 | 0 | 0 | 0 | 0 | 0 | 0 | 0 | 0 | 0 | FALSE | FALSE | FALSE | FALSE | 0 | 0 | 0 | n/a | n/a | n/a | n/a | n/a | 0 | 0 | 100% | 100% | 0 | 0 | 0 | 0 | 0 | 0 | 0 | 0 | 0 | 0 | 0 | 0 | 0 | 0 | 0 | 0 | 0 | 0 | 0 | 0 | 0 | 0
| 0 | 0 | 0 | 0 | 0 | 0 | 0 | 0 | 0 | 0 | 0 | 0 | 0 | 0 | 0 | 0 | 0 | 0 | FALSE | FALSE | FALSE | FALSE | 0 | 0 | 0 | n/a | n/a | n/a | n/a | n/a | 0 | 0 | 100% | 100% | 0 | 0 | 0 | 0 | 0 | 0 | 0 | 0 | 0 | 0 | 0 | 0 | 0 | 0 | 0 | 0 | 0 | 0 | 0 | 0 | 0 | 0
| 0 | 0 | 0 | 0 | 0 | 0 | 0 | 0 | 0 | 0 | 0 | 0 | 0 | 0 | 0 | 0 | 0 | 0 | FALSE | FALSE | FALSE | FALSE | 0 | 0 | 0 | n/a | n/a | n/a | n/a | n/a | 0 | 0 | 100% | 100% | 0 | 0 | 0 | 0 | 0 | 0 | 0 | 0 | 0 | 0 | 0 | 0 | 0 | 0 | 0 | 0 | 0 | 0 | 0 | 0 | 0 | 0
| 0 | 0 | 0 | 0 | 0 | 0 | 0 | 0 | 0 | 0 | 0 | 0 | 0 | 0 | 0 | 0 | 0 | 0 | FALSE | FALSE | FALSE | FALSE | 0 | 0 | 0 | n/a | n/a | n/a | n/a | n/a | 0 | 0 | 100% | 100% | 0 | 0 | 0 | 0 | 0 | 0 | 0 | 0 | 0 | 0 | 0 | 0 | 0 | 0 | 0 | 0 | 0 | 0 | 0 | 0 | 0 | 0
| 0 | 0 | 0 | 0 | 0 | 0 | 0 | 0 | 0 | 0 | 0 | 0 | 0 | 0 | 0 | 0 | 0 | 0 | FALSE | FALSE | FALSE | FALSE | 0 | 0 | 0 | n/a | n/a | n/a | n/a | n/a | 0 | 0 | 100% | 100% | 0 | 0 | 0 | 0 | 0 | 0 | 0 | 0 | 0 | 0 | 0 | 0 | 0 | 0 | 0 | 0 | 0 | 0 | 0 | 0 | 0 | 0
| 0 | 0 | 0 | 0 | 0 | 0 | 0 | 0 | 0 | 0 | 0 | 0 | 0 | 0 | 0 | 0 | 0 | 0 | FALSE | FALSE | FALSE | FALSE | 0 | 0 | 0 | n/a | n/a | n/a | n/a | n/a | 0 | 0 | 100% | 100% | 0 | 0 | 0 | 0 | 0 | 0 | 0 | 0 | 0 | 0 | 0 | 0 | 0 | 0 | 0 | 0 | 0 | 0 | 0 | 0 | 0 | 0
| 0 | 0 | 0 | 0 | 0 | 0 | 0 | 0 | 0 | 0 | 0 | 0 | 0 | 0 | 0 | 0 | 0 | 0 | FALSE | FALSE | FALSE | FALSE | 0 | 0 | 0 | n/a | n/a | n/a | n/a | n/a | 0 | 0 | 100% | 100% | 0 | 0 | 0 | 0 | 0 | 0 | 0 | 0 | 0 | 0 | 0 | 0 | 0 | 0 | 0 | 0 | 0 | 0 | 0 | 0 | 0 | 0
| 0 | 0 | 0 | 0 | 0 | 0 | 0 | 0 | 0 | 0 | 0 | 0 | 0 | 0 | 0 | 0 | 0 | 0 | FALSE | FALSE | FALSE | FALSE | 0 | 0 | 0 | n/a | n/a | n/a | n/a | n/a | 0 | 0 | 100% | 100% | 0 | 0 | 0 | 0 | 0 | 0 | 0 | 0 | 0 | 0 | 0 | 0 | 0 | 0 | 0 | 0 | 0 | 0 | 0 | 0 | 0 | 0
| 0 | 0 | 0 | 0 | 0 | 0 | 0 | 0 | 0 | 0 | 0 | 0 | 0 | 0 | 0 | 0 | 0 | 0 | FALSE | FALSE | FALSE | FALSE | 0 | 0 | 0 | n/a | n/a | n/a | n/a | n/a | 0 | 0 | 100% | 100% | 0 | 0 | 0 | 0 | 0 | 0 | 0 | 0 | 0 | 0 | 0 | 0 | 0 | 0 | 0 | 0 | 0 | 0 | 0 | 0 | 0 | 0
| 0 | 0 | 0 | 0 | 0 | 0 | 0 | 0 | 0 | 0 | 0 | 0 | 0 | 0 | 0 | 0 | 0 | 0 | FALSE | FALSE | FALSE | FALSE | 0 | 0 | 0 | n/a | n/a | n/a | n/a | n/a | 0 | 0 | 100% | 100% | 0 | 0 | 0 | 0 | 0 | 0 | 0 | 0 | 0 | 0 | 0 | 0 | 0 | 0 | 0 | 0 | 0 | 0 | 0 | 0 | 0 | 0
| 0 | 0 | 0 | 0 | 0 | 0 | 0 | 0 | 0 | 0 | 0 | 0 | 0 | 0 | 0 | 0 | 0 | 0 | FALSE | FALSE | FALSE | FALSE | 0 | 0 | 0 | n/a | n/a | n/a | n/a | n/a | 0 | 0 | 100% | 100% | 0 | 0 | 0 | 0 | 0 | 0 | 0 | 0 | 0 | 0 | 0 | 0 | 0 | 0 | 0 | 0 | 0 | 0 | 0 | 0 | 0 | 0
| 0 | 0 | 0 | 0 | 0 | 0 | 0 | 0 | 0 | 0 | 0 | 0 | 0 | 0 | 0 | 0 | 0 | 0 | FALSE | FALSE | FALSE | FALSE | 0 | 0 | 0 | n/a | n/a | n/a | n/a | n/a | 0 | 0 | 100% | 100% | 0 | 0 | 0 | 0 | 0 | 0 | 0 | 0 | 0 | 0 | 0 | 0 | 0 | 0 | 0 | 0 | 0 | 0 | 0 | 0 | 0 | 0
| 0 | 0 | 0 | 0 | 0 | 0 | 0 | 0 | 0 | 0 | 0 | 0 | 0 | 0 | 0 | 0 | 0 | 0 | FALSE | FALSE | FALSE | FALSE | 0 | 0 | 0 | n/a | n/a | n/a | n/a | n/a | 0 | 0 | 100% | 100% | 0 | 0 | 0 | 0 | 0 | 0 | 0 | 0 | 0 | 0 | 0 | 0 | 0 | 0 | 0 | 0 | 0 | 0 | 0 | 0 | 0 | 0
| 0 | 0 | 0 | 0 | 0 | 0 | 0 | 0 | 0 | 0 | 0 | 0 | 0 | 0 | 0 | 0 | 0 | 0 | FALSE | FALSE | FALSE | FALSE | 0 | 0 | 0 | n/a | n/a | n/a | n/a | n/a | 0 | 0 | 100% | 100% | 0 | 0 | 0 | 0 | 0 | 0 | 0 | 0 | 0 | 0 | 0 | 0 | 0 | 0 | 0 | 0 | 0 | 0 | 0 | 0 | 0 | 0
| 0 | 0 | 0 | 0 | 0 | 0 | 0 | 0 | 0 | 0 | 0 | 0 | 0 | 0 | 0 | 0 | 0 | 0 | FALSE | FALSE | FALSE | FALSE | 0 | 0 | 0 | n/a | n/a | n/a | n/a | n/a | 0 | 0 | 100% | 100% | 0 | 0 | 0 | 0 | 0 | 0 | 0 | 0 | 0 | 0 | 0 | 0 | 0 | 0 | 0 | 0 | 0 | 0 | 0 | 0 | 0 | 0
| 0 | 0 | 0 | 0 | 0 | 0 | 0 | 0 | 0 | 0 | 0 | 0 | 0 | 0 | 0 | 0 | 0 | 0 | FALSE | FALSE | FALSE | FALSE | 0 | 0 | 0 | n/a | n/a | n/a | n/a | n/a | 0 | 0 | 100% | 100% | 0 | 0 | 0 | 0 | 0 | 0 | 0 | 0 | 0 | 0 | 0 | 0 | 0 | 0 | 0 | 0 | 0 | 0 | 0 | 0 | 0 | 0
| 0 | 0 | 0 | 0 | 0 | 0 | 0 | 0 | 0 | 0 | 0 | 0 | 0 | 0 | 0 | 0 | 0 | 0 | FALSE | FALSE | FALSE | FALSE | 0 | 0 | 0 | n/a | n/a | n/a | n/a | n/a | 0 | 0 | 100% | 100% | 0 | 0 | 0 | 0 | 0 | 0 | 0 | 0 | 0 | 0 | 0 | 0 | 0 | 0 | 0 | 0 | 0 | 0 | 0 | 0 | 0 | 0
| 0 | 0 | 0 | 0 | 0 | 0 | 0 | 0 | 0 | 0 | 0 | 0 | 0 | 0 | 0 | 0 | 0 | 0 | FALSE | FALSE | FALSE | FALSE | 0 | 0 | 0 | n/a | n/a | n/a | n/a | n/a | 0 | 0 | 100% | 100% | 0 | 0 | 0 | 0 | 0 | 0 | 0 | 0 | 0 | 0 | 0 | 0 | 0 | 0 | 0 | 0 | 0 | 0 | 0 | 0 | 0 | 0
| 0 | 0 | 0 | 0 | 0 | 0 | 0 | 0 | 0 | 0 | 0 | 0 | 0 | 0 | 0 | 0 | 0 | 0 | FALSE | FALSE | FALSE | FALSE | 0 | 0 | 0 | n/a | n/a | n/a | n/a | n/a | 0 | 0 | 100% | 100% | 0 | 0 | 0 | 0 | 0 | 0 | 0 | 0 | 0 | 0 | 0 | 0 | 0 | 0 | 0 | 0 | 0 | 0 | 0 | 0 | 0 | 0
| 0 | 0 | 0 | 0 | 0 | 0 | 0 | 0 | 0 | 0 | 0 | 0 | 0 | 0 | 0 | 0 | 0 | 0 | FALSE | FALSE | FALSE | FALSE | 0 | 0 | 0 | n/a | n/a | n/a | n/a | n/a | 0 | 0 | 100% | 100% | 0 | 0 | 0 | 0 | 0 | 0 | 0 | 0 | 0 | 0 | 0 | 0 | 0 | 0 | 0 | 0 | 0 | 0 | 0 | 0 | 0 | 0
| 0 | 0 | 0 | 0 | 0 | 0 | 0 | 0 | 0 | 0 | 0 | 0 | 0 | 0 | 0 | 0 | 0 | 0 | FALSE | FALSE | FALSE | FALSE | 0 | 0 | 0 | n/a | n/a | n/a | n/a | n/a | 0 | 0 | 100% | 100% | 0 | 0 | 0 | 0 | 0 | 0 | 0 | 0 | 0 | 0 | 0 | 0 | 0 | 0 | 0 | 0 | 0 | 0 | 0 | 0 | 0 | 0
| 0 | 0 | 0 | 0 | 0 | 0 | 0 | 0 | 0 | 0 | 0 | 0 | 0 | 0 | 0 | 0 | 0 | 0 | FALSE | FALSE | FALSE | FALSE | 0 | 0 | 0 | n/a | n/a | n/a | n/a | n/a | 0 | 0 | 100% | 100% | 0 | 0 | 0 | 0 | 0 | 0 | 0 | 0 | 0 | 0 | 0 | 0 | 0 | 0 | 0 | 0 | 0 | 0 | 0 | 0 | 0 | 0
| 0 | 0 | 0 | 0 | 0 | 0 | 0 | 0 | 0 | 0 | 0 | 0 | 0 | 0 | 0 | 0 | 0 | 0 | FALSE | FALSE | FALSE | FALSE | 0 | 0 | 0 | n/a | n/a | n/a | n/a | n/a | 0 | 0 | 100% | 100% | 0 | 0 | 0 | 0 | 0 | 0 | 0 | 0 | 0 | 0 | 0 | 0 | 0 | 0 | 0 | 0 | 0 | 0 | 0 | 0 | 0 | 0
| 0 | 0 | 0 | 0 | 0 | 0 | 0 | 0 | 0 | 0 | 0 | 0 | 0 | 0 | 0 | 0 | 0 | 0 | FALSE | FALSE | FALSE | FALSE | 0 | 0 | 0 | n/a | n/a | n/a | n/a | n/a | 0 | 0 | 100% | 100% | 0 | 0 | 0 | 0 | 0 | 0 | 0 | 0 | 0 | 0 | 0 | 0 | 0 | 0 | 0 | 0 | 0 | 0 | 0 | 0 | 0 | 0
| 0 | 0 | 0 | 0 | 0 | 0 | 0 | 0 | 0 | 0 | 0 | 0 | 0 | 0 | 0 | 0 | 0 | 0 | FALSE | FALSE | FALSE | FALSE | 0 | 0 | 0 | n/a | n/a | n/a | n/a | n/a | 0 | 0 | 100% | 100% | 0 | 0 | 0 | 0 | 0 | 0 | 0 | 0 | 0 | 0 | 0 | 0 | 0 | 0 | 0 | 0 | 0 | 0 | 0 | 0 | 0 | 0
| 0 | 0 | 0 | 0 | 0 | 0 | 0 | 0 | 0 | 0 | 0 | 0 | 0 | 0 | 0 | 0 | 0 | 0 | FALSE | FALSE | FALSE | FALSE | 0 | 0 | 0 | n/a | n/a | n/a | n/a | n/a | 0 | 0 | 100% | 100% | 0 | 0 | 0 | 0 | 0 | 0 | 0 | 0 | 0 | 0 | 0 | 0 | 0 | 0 | 0 | 0 | 0 | 0 | 0 | 0 | 0 | 0
| 0 | 0 | 0 | 0 | 0 | 0 | 0 | 0 | 0 | 0 | 0 | 0 | 0 | 0 | 0 | 0 | 0 | 0 | FALSE | FALSE | FALSE | FALSE | 0 | 0 | 0 | n/a | n/a | n/a | n/a | n/a | 0 | 0 | 100% | 100% | 0 | 0 | 0 | 0 | 0 | 0 | 0 | 0 | 0 | 0 | 0 | 0 | 0 | 0 | 0 | 0 | 0 | 0 | 0 | 0 | 0 | 0
| 0 | 0 | 0 | 0 | 0 | 0 | 0 | 0 | 0 | 0 | 0 | 0 | 0 | 0 | 0 | 0 | 0 | 0 | FALSE | FALSE | FALSE | FALSE | 0 | 0 | 0 | n/a | n/a | n/a | n/a | n/a | 0 | 0 | 100% | 100% | 0 | 0 | 0 | 0 | 0 | 0 | 0 | 0 | 0 | 0 | 0 | 0 | 0 | 0 | 0 | 0 | 0 | 0 | 0 | 0 | 0 | 0
| 0 | 0 | 0 | 0 | 0 | 0 | 0 | 0 | 0 | 0 | 0 | 0 | 0 | 0 | 0 | 0 | 0 | 0 | FALSE | FALSE | FALSE | FALSE | 0 | 0 | 0 | n/a | n/a | n/a | n/a | n/a | 0 | 0 | 100% | 100% | 0 | 0 | 0 | 0 | 0 | 0 | 0 | 0 | 0 | 0 | 0 | 0 | 0 | 0 | 0 | 0 | 0 | 0 | 0 | 0 | 0 | 0
| 0 | 0 | 0 | 0 | 0 | 0 | 0 | 0 | 0 | 0 | 0 | 0 | 0 | 0 | 0 | 0 | 0 | 0 | FALSE | FALSE | FALSE | FALSE | 0 | 0 | 0 | n/a | n/a | n/a | n/a | n/a | 0 | 0 | 100% | 100% | 0 | 0 | 0 | 0 | 0 | 0 | 0 | 0 | 0 | 0 | 0 | 0 | 0 | 0 | 0 | 0 | 0 | 0 | 0 | 0 | 0 | 0
| 0 | 0 | 0 | 0 | 0 | 0 | 0 | 0 | 0 | 0 | 0 | 0 | 0 | 0 | 0 | 0 | 0 | 0 | FALSE | FALSE | FALSE | FALSE | 0 | 0 | 0 | n/a | n/a | n/a | n/a | n/a | 0 | 0 | 100% | 100% | 0 | 0 | 0 | 0 | 0 | 0 | 0 | 0 | 0 | 0 | 0 | 0 | 0 | 0 | 0 | 0 | 0 | 0 | 0 | 0 | 0 | 0
| 0 | 0 | 0 | 0 | 0 | 0 | 0 | 0 | 0 | 0 | 0 | 0 | 0 | 0 | 0 | 0 | 0 | 0 | FALSE | FALSE | FALSE | FALSE | 0 | 0 | 0 | n/a | n/a | n/a | n/a | n/a | 0 | 0 | 100% | 100% | 0 | 0 | 0 | 0 | 0 | 0 | 0 | 0 | 0 | 0 | 0 | 0 | 0 | 0 | 0 | 0 | 0 | 0 | 0 | 0 | 0 | 0
| 0 | 0 | 0 | 0 | 0 | 0 | 0 | 0 | 0 | 0 | 0 | 0 | 0 | 0 | 0 | 0 | 0 | 0 | FALSE | FALSE | FALSE | FALSE | 0 | 0 | 0 | n/a | n/a | n/a | n/a | n/a | 0 | 0 | 100% | 100% | 0 | 0 | 0 | 0 | 0 | 0 | 0 | 0 | 0 | 0 | 0 | 0 | 0 | 0 | 0 | 0 | 0 | 0 | 0 | 0 | 0 | 0
| 0 | 0 | 0 | 0 | 0 | 0 | 0 | 0 | 0 | 0 | 0 | 0 | 0 | 0 | 0 | 0 | 0 | 0 | FALSE | FALSE | FALSE | FALSE | 0 | 0 | 0 | n/a | n/a | n/a | n/a | n/a | 0 | 0 | 100% | 100% | 0 | 0 | 0 | 0 | 0 | 0 | 0 | 0 | 0 | 0 | 0 | 0 | 0 | 0 | 0 | 0 | 0 | 0 | 0 | 0 | 0 | 0
| 0 | 0 | 0 | 0 | 0 | 0 | 0 | 0 | 0 | 0 | 0 | 0 | 0 | 0 | 0 | 0 | 0 | 0 | FALSE | FALSE | FALSE | FALSE | 0 | 0 | 0 | n/a | n/a | n/a | n/a | n/a | 0 | 0 | 100% | 100% | 0 | 0 | 0 | 0 | 0 | 0 | 0 | 0 | 0 | 0 | 0 | 0 | 0 | 0 | 0 | 0 | 0 | 0 | 0 | 0 | 0 | 0
| 0 | 0 | 0 | 0 | 0 | 0 | 0 | 0 | 0 | 0 | 0 | 0 | 0 | 0 | 0 | 0 | 0 | 0 | FALSE | FALSE | FALSE | FALSE | 0 | 0 | 0 | n/a | n/a | n/a | n/a | n/a | 0 | 0 | 100% | 100% | 0 | 0 | 0 | 0 | 0 | 0 | 0 | 0 | 0 | 0 | 0 | 0 | 0 | 0 | 0 | 0 | 0 | 0 | 0 | 0 | 0 | 0
| 0 | 0 | 0 | 0 | 0 | 0 | 0 | 0 | 0 | 0 | 0 | 0 | 0 | 0 | 0 | 0 | 0 | 0 | FALSE | FALSE | FALSE | FALSE | 0 | 0 | 0 | n/a | n/a | n/a | n/a | n/a | 0 | 0 | 100% | 100% | 0 | 0 | 0 | 0 | 0 | 0 | 0 | 0 | 0 | 0 | 0 | 0 | 0 | 0 | 0 | 0 | 0 | 0 | 0 | 0 | 0 | 0
| 0 | 0 | 0 | 0 | 0 | 0 | 0 | 0 | 0 | 0 | 0 | 0 | 0 | 0 | 0 | 0 | 0 | 0 | FALSE | FALSE | FALSE | FALSE | 0 | 0 | 0 | n/a | n/a | n/a | n/a | n/a | 0 | 0 | 100% | 100% | 0 | 0 | 0 | 0 | 0 | 0 | 0 | 0 | 0 | 0 | 0 | 0 | 0 | 0 | 0 | 0 | 0 | 0 | 0 | 0 | 0 | 0
| 0 | 0 | 0 | 0 | 0 | 0 | 0 | 0 | 0 | 0 | 0 | 0 | 0 | 0 | 0 | 0 | 0 | 0 | FALSE | FALSE | FALSE | FALSE | 0 | 0 | 0 | n/a | n/a | n/a | n/a | n/a | 0 | 0 | 100% | 100% | 0 | 0 | 0 | 0 | 0 | 0 | 0 | 0 | 0 | 0 | 0 | 0 | 0 | 0 | 0 | 0 | 0 | 0 | 0 | 0 | 0 | 0
| 0 | 0 | 0 | 0 | 0 | 0 | 0 | 0 | 0 | 0 | 0 | 0 | 0 | 0 | 0 | 0 | 0 | 0 | FALSE | FALSE | FALSE | FALSE | 0 | 0 | 0 | n/a | n/a | n/a | n/a | n/a | 0 | 0 | 100% | 100% | 0 | 0 | 0 | 0 | 0 | 0 | 0 | 0 | 0 | 0 | 0 | 0 | 0 | 0 | 0 | 0 | 0 | 0 | 0 | 0 | 0 | 0
| 0 | 0 | 0 | 0 | 0 | 0 | 0 | 0 | 0 | 0 | 0 | 0 | 0 | 0 | 0 | 0 | 0 | 0 | FALSE | FALSE | FALSE | FALSE | 0 | 0 | 0 | n/a | n/a | n/a | n/a | n/a | 0 | 0 | 100% | 100% | 0 | 0 | 0 | 0 | 0 | 0 | 0 | 0 | 0 | 0 | 0 | 0 | 0 | 0 | 0 | 0 | 0 | 0 | 0 | 0 | 0 | 0
| 0 | 0 | 0 | 0 | 0 | 0 | 0 | 0 | 0 | 0 | 0 | 0 | 0 | 0 | 0 | 0 | 0 | 0 | FALSE | FALSE | FALSE | FALSE | 0 | 0 | 0 | n/a | n/a | n/a | n/a | n/a | 0 | 0 | 100% | 100% | 0 | 0 | 0 | 0 | 0 | 0 | 0 | 0 | 0 | 0 | 0 | 0 | 0 | 0 | 0 | 0 | 0 | 0 | 0 | 0 | 0 | 0
| 0 | 0 | 0 | 0 | 0 | 0 | 0 | 0 | 0 | 0 | 0 | 0 | 0 | 0 | 0 | 0 | 0 | 0 | FALSE | FALSE | FALSE | FALSE | 0 | 0 | 0 | n/a | n/a | n/a | n/a | n/a | 0 | 0 | 100% | 100% | 0 | 0 | 0 | 0 | 0 | 0 | 0 | 0 | 0 | 0 | 0 | 0 | 0 | 0 | 0 | 0 | 0 | 0 | 0 | 0 | 0 | 0
| 0 | 0 | 0 | 0 | 0 | 0 | 0 | 0 | 0 | 0 | 0 | 0 | 0 | 0 | 0 | 0 | 0 | 0 | FALSE | FALSE | FALSE | FALSE | 0 | 0 | 0 | n/a | n/a | n/a | n/a | n/a | 0 | 0 | 100% | 100% | 0 | 0 | 0 | 0 | 0 | 0 | 0 | 0 | 0 | 0 | 0 | 0 | 0 | 0 | 0 | 0 | 0 | 0 | 0 | 0 | 0 | 0
| 0 | 0 | 0 | 0 | 0 | 0 | 0 | 0 | 0 | 0 | 0 | 0 | 0 | 0 | 0 | 0 | 0 | 0 | FALSE | FALSE | FALSE | FALSE | 0 | 0 | 0 | n/a | n/a | n/a | n/a | n/a | 0 | 0 | 100% | 100% | 0 | 0 | 0 | 0 | 0 | 0 | 0 | 0 | 0 | 0 | 0 | 0 | 0 | 0 | 0 | 0 | 0 | 0 | 0 | 0 | 0 | 0
| 0 | 0 | 0 | 0 | 0 | 0 | 0 | 0 | 0 | 0 | 0 | 0 | 0 | 0 | 0 | 0 | 0 | 0 | FALSE | FALSE | FALSE | FALSE | 0 | 0 | 0 | n/a | n/a | n/a | n/a | n/a | 0 | 0 | 100% | 100% | 0 | 0 | 0 | 0 | 0 | 0 | 0 | 0 | 0 | 0 | 0 | 0 | 0 | 0 | 0 | 0 | 0 | 0 | 0 | 0 | 0 | 0
| 0 | 0 | 0 | 0 | 0 | 0 | 0 | 0 | 0 | 0 | 0 | 0 | 0 | 0 | 0 | 0 | 0 | 0 | FALSE | FALSE | FALSE | FALSE | 0 | 0 | 0 | n/a | n/a | n/a | n/a | n/a | 0 | 0 | 100% | 100% | 0 | 0 | 0 | 0 | 0 | 0 | 0 | 0 | 0 | 0 | 0 | 0 | 0 | 0 | 0 | 0 | 0 | 0 | 0 | 0 | 0 | 0
| 0 | 0 | 0 | 0 | 0 | 0 | 0 | 0 | 0 | 0 | 0 | 0 | 0 | 0 | 0 | 0 | 0 | 0 | FALSE | FALSE | FALSE | FALSE | 0 | 0 | 0 | n/a | n/a | n/a | n/a | n/a | 0 | 0 | 100% | 100% | 0 | 0 | 0 | 0 | 0 | 0 | 0 | 0 | 0 | 0 | 0 | 0 | 0 | 0 | 0 | 0 | 0 | 0 | 0 | 0 | 0 | 0
| 0 | 0 | 0 | 0 | 0 | 0 | 0 | 0 | 0 | 0 | 0 | 0 | 0 | 0 | 0 | 0 | 0 | 0 | FALSE | FALSE | FALSE | FALSE | 0 | 0 | 0 | n/a | n/a | n/a | n/a | n/a | 0 | 0 | 100% | 100% | 0 | 0 | 0 | 0 | 0 | 0 | 0 | 0 | 0 | 0 | 0 | 0 | 0 | 0 | 0 | 0 | 0 | 0 | 0 | 0 | 0 | 0
| 0 | 0 | 0 | 0 | 0 | 0 | 0 | 0 | 0 | 0 | 0 | 0 | 0 | 0 | 0 | 0 | 0 | 0 | FALSE | FALSE | FALSE | FALSE | 0 | 0 | 0 | n/a | n/a | n/a | n/a | n/a | 0 | 0 | 100% | 100% | 0 | 0 | 0 | 0 | 0 | 0 | 0 | 0 | 0 | 0 | 0 | 0 | 0 | 0 | 0 | 0 | 0 | 0 | 0 | 0 | 0 | 0
| 0 | 0 | 0 | 0 | 0 | 0 | 0 | 0 | 0 | 0 | 0 | 0 | 0 | 0 | 0 | 0 | 0 | 0 | FALSE | FALSE | FALSE | FALSE | 0 | 0 | 0 | n/a | n/a | n/a | n/a | n/a | 0 | 0 | 100% | 100% | 0 | 0 | 0 | 0 | 0 | 0 | 0 | 0 | 0 | 0 | 0 | 0 | 0 | 0 | 0 | 0 | 0 | 0 | 0 | 0 | 0 | 0
| 0 | 0 | 0 | 0 | 0 | 0 | 0 | 0 | 0 | 0 | 0 | 0 | 0 | 0 | 0 | 0 | 0 | 0 | FALSE | FALSE | FALSE | FALSE | 0 | 0 | 0 | n/a | n/a | n/a | n/a | n/a | 0 | 0 | 100% | 100% | 0 | 0 | 0 | 0 | 0 | 0 | 0 | 0 | 0 | 0 | 0 | 0 | 0 | 0 | 0 | 0 | 0 | 0 | 0 | 0 | 0 | 0
| 0 | 0 | 0 | 0 | 0 | 0 | 0 | 0 | 0 | 0 | 0 | 0 | 0 | 0 | 0 | 0 | 0 | 0 | FALSE | FALSE | FALSE | FALSE | 0 | 0 | 0 | n/a | n/a | n/a | n/a | n/a | 0 | 0 | 100% | 100% | 0 | 0 | 0 | 0 | 0 | 0 | 0 | 0 | 0 | 0 | 0 | 0 | 0 | 0 | 0 | 0 | 0 | 0 | 0 | 0 | 0 | 0
| 0 | 0 | 0 | 0 | 0 | 0 | 0 | 0 | 0 | 0 | 0 | 0 | 0 | 0 | 0 | 0 | 0 | 0 | FALSE | FALSE | FALSE | FALSE | 0 | 0 | 0 | n/a | n/a | n/a | n/a | n/a | 0 | 0 | 100% | 100% | 0 | 0 | 0 | 0 | 0 | 0 | 0 | 0 | 0 | 0 | 0 | 0 | 0 | 0 | 0 | 0 | 0 | 0 | 0 | 0 | 0 | 0
| 0 | 0 | 0 | 0 | 0 | 0 | 0 | 0 | 0 | 0 | 0 | 0 | 0 | 0 | 0 | 0 | 0 | 0 | FALSE | FALSE | FALSE | FALSE | 0 | 0 | 0 | n/a | n/a | n/a | n/a | n/a | 0 | 0 | 100% | 100% | 0 | 0 | 0 | 0 | 0 | 0 | 0 | 0 | 0 | 0 | 0 | 0 | 0 | 0 | 0 | 0 | 0 | 0 | 0 | 0 | 0 | 0
| 0 | 0 | 0 | 0 | 0 | 0 | 0 | 0 | 0 | 0 | 0 | 0 | 0 | 0 | 0 | 0 | 0 | 0 | FALSE | FALSE | FALSE | FALSE | 0 | 0 | 0 | n/a | n/a | n/a | n/a | n/a | 0 | 0 | 100% | 100% | 0 | 0 | 0 | 0 | 0 | 0 | 0 | 0 | 0 | 0 | 0 | 0 | 0 | 0 | 0 | 0 | 0 | 0 | 0 | 0 | 0 | 0
| 0 | 0 | 0 | 0 | 0 | 0 | 0 | 0 | 0 | 0 | 0 | 0 | 0 | 0 | 0 | 0 | 0 | 0 | FALSE | FALSE | FALSE | FALSE | 0 | 0 | 0 | n/a | n/a | n/a | n/a | n/a | 0 | 0 | 100% | 100% | 0 | 0 | 0 | 0 | 0 | 0 | 0 | 0 | 0 | 0 | 0 | 0 | 0 | 0 | 0 | 0 | 0 | 0 | 0 | 0 | 0 | 0
| 0 | 0 | 0 | 0 | 0 | 0 | 0 | 0 | 0 | 0 | 0 | 0 | 0 | 0 | 0 | 0 | 0 | 0 | FALSE | FALSE | FALSE | FALSE | 0 | 0 | 0 | n/a | n/a | n/a | n/a | n/a | 0 | 0 | 100% | 100% | 0 | 0 | 0 | 0 | 0 | 0 | 0 | 0 | 0 | 0 | 0 | 0 | 0 | 0 | 0 | 0 | 0 | 0 | 0 | 0 | 0 | 0
| 0 | 0 | 0 | 0 | 0 | 0 | 0 | 0 | 0 | 0 | 0 | 0 | 0 | 0 | 0 | 0 | 0 | 0 | FALSE | FALSE | FALSE | FALSE | 0 | 0 | 0 | n/a | n/a | n/a | n/a | n/a | 0 | 0 | 100% | 100% | 0 | 0 | 0 | 0 | 0 | 0 | 0 | 0 | 0 | 0 | 0 | 0 | 0 | 0 | 0 | 0 | 0 | 0 | 0 | 0 | 0 | 0
| 0 | 0 | 0 | 0 | 0 | 0 | 0 | 0 | 0 | 0 | 0 | 0 | 0 | 0 | 0 | 0 | 0 | 0 | FALSE | FALSE | FALSE | FALSE | 0 | 0 | 0 | n/a | n/a | n/a | n/a | n/a | 0 | 0 | 100% | 100% | 0 | 0 | 0 | 0 | 0 | 0 | 0 | 0 | 0 | 0 | 0 | 0 | 0 | 0 | 0 | 0 | 0 | 0 | 0 | 0 | 0 | 0
| 0 | 0 | 0 | 0 | 0 | 0 | 0 | 0 | 0 | 0 | 0 | 0 | 0 | 0 | 0 | 0 | 0 | 0 | FALSE | FALSE | FALSE | FALSE | 0 | 0 | 0 | n/a | n/a | n/a | n/a | n/a | 0 | 0 | 100% | 100% | 0 | 0 | 0 | 0 | 0 | 0 | 0 | 0 | 0 | 0 | 0 | 0 | 0 | 0 | 0 | 0 | 0 | 0 | 0 | 0 | 0 | 0
| 0 | 0 | 0 | 0 | 0 | 0 | 0 | 0 | 0 | 0 | 0 | 0 | 0 | 0 | 0 | 0 | 0 | 0 | FALSE | FALSE | FALSE | FALSE | 0 | 0 | 0 | n/a | n/a | n/a | n/a | n/a | 0 | 0 | 100% | 100% | 0 | 0 | 0 | 0 | 0 | 0 | 0 | 0 | 0 | 0 | 0 | 0 | 0 | 0 | 0 | 0 | 0 | 0 | 0 | 0 | 0 | 0
| 0 | 0 | 0 | 0 | 0 | 0 | 0 | 0 | 0 | 0 | 0 | 0 | 0 | 0 | 0 | 0 | 0 | 0 | FALSE | FALSE | FALSE | FALSE | 0 | 0 | 0 | n/a | n/a | n/a | n/a | n/a | 0 | 0 | 100% | 100% | 0 | 0 | 0 | 0 | 0 | 0 | 0 | 0 | 0 | 0 | 0 | 0 | 0 | 0 | 0 | 0 | 0 | 0 | 0 | 0 | 0 | 0
| 0 | 0 | 0 | 0 | 0 | 0 | 0 | 0 | 0 | 0 | 0 | 0 | 0 | 0 | 0 | 0 | 0 | 0 | FALSE | FALSE | FALSE | FALSE | 0 | 0 | 0 | n/a | n/a | n/a | n/a | n/a | 0 | 0 | 100% | 100% | 0 | 0 | 0 | 0 | 0 | 0 | 0 | 0 | 0 | 0 | 0 | 0 | 0 | 0 | 0 | 0 | 0 | 0 | 0 | 0 | 0 | 0
| 0 | 0 | 0 | 0 | 0 | 0 | 0 | 0 | 0 | 0 | 0 | 0 | 0 | 0 | 0 | 0 | 0 | 0 | FALSE | FALSE | FALSE | FALSE | 0 | 0 | 0 | n/a | n/a | n/a | n/a | n/a | 0 | 0 | 100% | 100% | 0 | 0 | 0 | 0 | 0 | 0 | 0 | 0 | 0 | 0 | 0 | 0 | 0 | 0 | 0 | 0 | 0 | 0 | 0 | 0 | 0 | 0
| 0 | 0 | 0 | 0 | 0 | 0 | 0 | 0 | 0 | 0 | 0 | 0 | 0 | 0 | 0 | 0 | 0 | 0 | FALSE | FALSE | FALSE | FALSE | 0 | 0 | 0 | n/a | n/a | n/a | n/a | n/a | 0 | 0 | 100% | 100% | 0 | 0 | 0 | 0 | 0 | 0 | 0 | 0 | 0 | 0 | 0 | 0 | 0 | 0 | 0 | 0 | 0 | 0 | 0 | 0 | 0 | 0
| 0 | 0 | 0 | 0 | 0 | 0 | 0 | 0 | 0 | 0 | 0 | 0 | 0 | 0 | 0 | 0 | 0 | 0 | FALSE | FALSE | FALSE | FALSE | 0 | 0 | 0 | n/a | n/a | n/a | n/a | n/a | 0 | 0 | 100% | 100% | 0 | 0 | 0 | 0 | 0 | 0 | 0 | 0 | 0 | 0 | 0 | 0 | 0 | 0 | 0 | 0 | 0 | 0 | 0 | 0 | 0 | 0
| 0 | 0 | 0 | 0 | 0 | 0 | 0 | 0 | 0 | 0 | 0 | 0 | 0 | 0 | 0 | 0 | 0 | 0 | FALSE | FALSE | FALSE | FALSE | 0 | 0 | 0 | n/a | n/a | n/a | n/a | n/a | 0 | 0 | 100% | 100% | 0 | 0 | 0 | 0 | 0 | 0 | 0 | 0 | 0 | 0 | 0 | 0 | 0 | 0 | 0 | 0 | 0 | 0 | 0 | 0 | 0 | 0
| 0 | 0 | 0 | 0 | 0 | 0 | 0 | 0 | 0 | 0 | 0 | 0 | 0 | 0 | 0 | 0 | 0 | 0 | FALSE | FALSE | FALSE | FALSE | 0 | 0 | 0 | n/a | n/a | n/a | n/a | n/a | 0 | 0 | 100% | 100% | 0 | 0 | 0 | 0 | 0 | 0 | 0 | 0 | 0 | 0 | 0 | 0 | 0 | 0 | 0 | 0 | 0 | 0 | 0 | 0 | 0 | 0
| 0 | 0 | 0 | 0 | 0 | 0 | 0 | 0 | 0 | 0 | 0 | 0 | 0 | 0 | 0 | 0 | 0 | 0 | FALSE | FALSE | FALSE | FALSE | 0 | 0 | 0 | n/a | n/a | n/a | n/a | n/a | 0 | 0 | 100% | 100% | 0 | 0 | 0 | 0 | 0 | 0 | 0 | 0 | 0 | 0 | 0 | 0 | 0 | 0 | 0 | 0 | 0 | 0 | 0 | 0 | 0 | 0
| 0 | 0 | 0 | 0 | 0 | 0 | 0 | 0 | 0 | 0 | 0 | 0 | 0 | 0 | 0 | 0 | 0 | 0 | FALSE | FALSE | FALSE | FALSE | 0 | 0 | 0 | n/a | n/a | n/a | n/a | n/a | 0 | 0 | 100% | 100% | 0 | 0 | 0 | 0 | 0 | 0 | 0 | 0 | 0 | 0 | 0 | 0 | 0 | 0 | 0 | 0 | 0 | 0 | 0 | 0 | 0 | 0
| 0 | 0 | 0 | 0 | 0 | 0 | 0 | 0 | 0 | 0 | 0 | 0 | 0 | 0 | 0 | 0 | 0 | 0 | FALSE | FALSE | FALSE | FALSE | 0 | 0 | 0 | n/a | n/a | n/a | n/a | n/a | 0 | 0 | 100% | 100% | 0 | 0 | 0 | 0 | 0 | 0 | 0 | 0 | 0 | 0 | 0 | 0 | 0 | 0 | 0 | 0 | 0 | 0 | 0 | 0 | 0 | 0
| 0 | 0 | 0 | 0 | 0 | 0 | 0 | 0 | 0 | 0 | 0 | 0 | 0 | 0 | 0 | 0 | 0 | 0 | FALSE | FALSE | FALSE | FALSE | 0 | 0 | 0 | n/a | n/a | n/a | n/a | n/a | 0 | 0 | 100% | 100% | 0 | 0 | 0 | 0 | 0 | 0 | 0 | 0 | 0 | 0 | 0 | 0 | 0 | 0 | 0 | 0 | 0 | 0 | 0 | 0 | 0 | 0
| 0 | 0 | 0 | 0 | 0 | 0 | 0 | 0 | 0 | 0 | 0 | 0 | 0 | 0 | 0 | 0 | 0 | 0 | FALSE | FALSE | FALSE | FALSE | 0 | 0 | 0 | n/a | n/a | n/a | n/a | n/a | 0 | 0 | 100% | 100% | 0 | 0 | 0 | 0 | 0 | 0 | 0 | 0 | 0 | 0 | 0 | 0 | 0 | 0 | 0 | 0 | 0 | 0 | 0 | 0 | 0 | 0
| 0 | 0 | 0 | 0 | 0 | 0 | 0 | 0 | 0 | 0 | 0 | 0 | 0 | 0 | 0 | 0 | 0 | 0 | FALSE | FALSE | FALSE | FALSE | 0 | 0 | 0 | n/a | n/a | n/a | n/a | n/a | 0 | 0 | 100% | 100% | 0 | 0 | 0 | 0 | 0 | 0 | 0 | 0 | 0 | 0 | 0 | 0 | 0 | 0 | 0 | 0 | 0 | 0 | 0 | 0 | 0 | 0
| 0 | 0 | 0 | 0 | 0 | 0 | 0 | 0 | 0 | 0 | 0 | 0 | 0 | 0 | 0 | 0 | 0 | 0 | FALSE | FALSE | FALSE | FALSE | 0 | 0 | 0 | n/a | n/a | n/a | n/a | n/a | 0 | 0 | 100% | 100% | 0 | 0 | 0 | 0 | 0 | 0 | 0 | 0 | 0 | 0 | 0 | 0 | 0 | 0 | 0 | 0 | 0 | 0 | 0 | 0 | 0 | 0
| 0 | 0 | 0 | 0 | 0 | 0 | 0 | 0 | 0 | 0 | 0 | 0 | 0 | 0 | 0 | 0 | 0 | 0 | FALSE | FALSE | FALSE | FALSE | 0 | 0 | 0 | n/a | n/a | n/a | n/a | n/a | 0 | 0 | 100% | 100% | 0 | 0 | 0 | 0 | 0 | 0 | 0 | 0 | 0 | 0 | 0 | 0 | 0 | 0 | 0 | 0 | 0 | 0 | 0 | 0 | 0 | 0
| 0 | 0 | 0 | 0 | 0 | 0 | 0 | 0 | 0 | 0 | 0 | 0 | 0 | 0 | 0 | 0 | 0 | 0 | FALSE | FALSE | FALSE | FALSE | 0 | 0 | 0 | n/a | n/a | n/a | n/a | n/a | 0 | 0 | 100% | 100% | 0 | 0 | 0 | 0 | 0 | 0 | 0 | 0 | 0 | 0 | 0 | 0 | 0 | 0 | 0 | 0 | 0 | 0 | 0 | 0 | 0 | 0
| 0 | 0 | 0 | 0 | 0 | 0 | 0 | 0 | 0 | 0 | 0 | 0 | 0 | 0 | 0 | 0 | 0 | 0 | FALSE | FALSE | FALSE | FALSE | 0 | 0 | 0 | n/a | n/a | n/a | n/a | n/a | 0 | 0 | 100% | 100% | 0 | 0 | 0 | 0 | 0 | 0 | 0 | 0 | 0 | 0 | 0 | 0 | 0 | 0 | 0 | 0 | 0 | 0 | 0 | 0 | 0 | 0
| 0 | 0 | 0 | 0 | 0 | 0 | 0 | 0 | 0 | 0 | 0 | 0 | 0 | 0 | 0 | 0 | 0 | 0 | FALSE | FALSE | FALSE | FALSE | 0 | 0 | 0 | n/a | n/a | n/a | n/a | n/a | 0 | 0 | 100% | 100% | 0 | 0 | 0 | 0 | 0 | 0 | 0 | 0 | 0 | 0 | 0 | 0 | 0 | 0 | 0 | 0 | 0 | 0 | 0 | 0 | 0 | 0
| 0 | 0 | 0 | 0 | 0 | 0 | 0 | 0 | 0 | 0 | 0 | 0 | 0 | 0 | 0 | 0 | 0 | 0 | FALSE | FALSE | FALSE | FALSE | 0 | 0 | 0 | n/a | n/a | n/a | n/a | n/a | 0 | 0 | 100% | 100% | 0 | 0 | 0 | 0 | 0 | 0 | 0 | 0 | 0 | 0 | 0 | 0 | 0 | 0 | 0 | 0 | 0 | 0 | 0 | 0 | 0 | 0
| 0 | 0 | 0 | 0 | 0 | 0 | 0 | 0 | 0 | 0 | 0 | 0 | 0 | 0 | 0 | 0 | 0 | 0 | FALSE | FALSE | FALSE | FALSE | 0 | 0 | 0 | n/a | n/a | n/a | n/a | n/a | 0 | 0 | 100% | 100% | 0 | 0 | 0 | 0 | 0 | 0 | 0 | 0 | 0 | 0 | 0 | 0 | 0 | 0 | 0 | 0 | 0 | 0 | 0 | 0 | 0 | 0
| 0 | 0 | 0 | 0 | 0 | 0 | 0 | 0 | 0 | 0 | 0 | 0 | 0 | 0 | 0 | 0 | 0 | 0 | FALSE | FALSE | FALSE | FALSE | 0 | 0 | 0 | n/a | n/a | n/a | n/a | n/a | 0 | 0 | 100% | 100% | 0 | 0 | 0 | 0 | 0 | 0 | 0 | 0 | 0 | 0 | 0 | 0 | 0 | 0 | 0 | 0 | 0 | 0 | 0 | 0 | 0 | 0
| 0 | 0 | 0 | 0 | 0 | 0 | 0 | 0 | 0 | 0 | 0 | 0 | 0 | 0 | 0 | 0 | 0 | 0 | FALSE | FALSE | FALSE | FALSE | 0 | 0 | 0 | n/a | n/a | n/a | n/a | n/a | 0 | 0 | 100% | 100% | 0 | 0 | 0 | 0 | 0 | 0 | 0 | 0 | 0 | 0 | 0 | 0 | 0 | 0 | 0 | 0 | 0 | 0 | 0 | 0 | 0 | 0
| 0 | 0 | 0 | 0 | 0 | 0 | 0 | 0 | 0 | 0 | 0 | 0 | 0 | 0 | 0 | 0 | 0 | 0 | FALSE | FALSE | FALSE | FALSE | 0 | 0 | 0 | n/a | n/a | n/a | n/a | n/a | 0 | 0 | 100% | 100% | 0 | 0 | 0 | 0 | 0 | 0 | 0 | 0 | 0 | 0 | 0 | 0 | 0 | 0 | 0 | 0 | 0 | 0 | 0 | 0 | 0 | 0
| 0 | 0 | 0 | 0 | 0 | 0 | 0 | 0 | 0 | 0 | 0 | 0 | 0 | 0 | 0 | 0 | 0 | 0 | FALSE | FALSE | FALSE | FALSE | 0 | 0 | 0 | n/a | n/a | n/a | n/a | n/a | 0 | 0 | 100% | 100% | 0 | 0 | 0 | 0 | 0 | 0 | 0 | 0 | 0 | 0 | 0 | 0 | 0 | 0 | 0 | 0 | 0 | 0 | 0 | 0 | 0 | 0
| 0 | 0 | 0 | 0 | 0 | 0 | 0 | 0 | 0 | 0 | 0 | 0 | 0 | 0 | 0 | 0 | 0 | 0 | FALSE | FALSE | FALSE | FALSE | 0 | 0 | 0 | n/a | n/a | n/a | n/a | n/a | 0 | 0 | 100% | 100% | 0 | 0 | 0 | 0 | 0 | 0 | 0 | 0 | 0 | 0 | 0 | 0 | 0 | 0 | 0 | 0 | 0 | 0 | 0 | 0 | 0 | 0
| 0 | 0 | 0 | 0 | 0 | 0 | 0 | 0 | 0 | 0 | 0 | 0 | 0 | 0 | 0 | 0 | 0 | 0 | FALSE | FALSE | FALSE | FALSE | 0 | 0 | 0 | n/a | n/a | n/a | n/a | n/a | 0 | 0 | 100% | 100% | 0 | 0 | 0 | 0 | 0 | 0 | 0 | 0 | 0 | 0 | 0 | 0 | 0 | 0 | 0 | 0 | 0 | 0 | 0 | 0 | 0 | 0
| 0 | 0 | 0 | 0 | 0 | 0 | 0 | 0 | 0 | 0 | 0 | 0 | 0 | 0 | 0 | 0 | 0 | 0 | FALSE | FALSE | FALSE | FALSE | 0 | 0 | 0 | n/a | n/a | n/a | n/a | n/a | 0 | 0 | 100% | 100% | 0 | 0 | 0 | 0 | 0 | 0 | 0 | 0 | 0 | 0 | 0 | 0 | 0 | 0 | 0 | 0 | 0 | 0 | 0 | 0 | 0 | 0
| 0 | 0 | 0 | 0 | 0 | 0 | 0 | 0 | 0 | 0 | 0 | 0 | 0 | 0 | 0 | 0 | 0 | 0 | FALSE | FALSE | FALSE | FALSE | 0 | 0 | 0 | n/a | n/a | n/a | n/a | n/a | 0 | 0 | 100% | 100% | 0 | 0 | 0 | 0 | 0 | 0 | 0 | 0 | 0 | 0 | 0 | 0 | 0 | 0 | 0 | 0 | 0 | 0 | 0 | 0 | 0 | 0
| 0 | 0 | 0 | 0 | 0 | 0 | 0 | 0 | 0 | 0 | 0 | 0 | 0 | 0 | 0 | 0 | 0 | 0 | FALSE | FALSE | FALSE | FALSE | 0 | 0 | 0 | n/a | n/a | n/a | n/a | n/a | 0 | 0 | 100% | 100% | 0 | 0 | 0 | 0 | 0 | 0 | 0 | 0 | 0 | 0 | 0 | 0 | 0 | 0 | 0 | 0 | 0 | 0 | 0 | 0 | 0 | 0
| 0 | 0 | 0 | 0 | 0 | 0 | 0 | 0 | 0 | 0 | 0 | 0 | 0 | 0 | 0 | 0 | 0 | 0 | FALSE | FALSE | FALSE | FALSE | 0 | 0 | 0 | n/a | n/a | n/a | n/a | n/a | 0 | 0 | 100% | 100% | 0 | 0 | 0 | 0 | 0 | 0 | 0 | 0 | 0 | 0 | 0 | 0 | 0 | 0 | 0 | 0 | 0 | 0 | 0 | 0 | 0 | 0
| 0 | 0 | 0 | 0 | 0 | 0 | 0 | 0 | 0 | 0 | 0 | 0 | 0 | 0 | 0 | 0 | 0 | 0 | FALSE | FALSE | FALSE | FALSE | 0 | 0 | 0 | n/a | n/a | n/a | n/a | n/a | 0 | 0 | 100% | 100% | 0 | 0 | 0 | 0 | 0 | 0 | 0 | 0 | 0 | 0 | 0 | 0 | 0 | 0 | 0 | 0 | 0 | 0 | 0 | 0 | 0 | 0
| 0 | 0 | 0 | 0 | 0 | 0 | 0 | 0 | 0 | 0 | 0 | 0 | 0 | 0 | 0 | 0 | 0 | 0 | FALSE | FALSE | FALSE | FALSE | 0 | 0 | 0 | n/a | n/a | n/a | n/a | n/a | 0 | 0 | 100% | 100% | 0 | 0 | 0 | 0 | 0 | 0 | 0 | 0 | 0 | 0 | 0 | 0 | 0 | 0 | 0 | 0 | 0 | 0 | 0 | 0 | 0 | 0
| 0 | 0 | 0 | 0 | 0 | 0 | 0 | 0 | 0 | 0 | 0 | 0 | 0 | 0 | 0 | 0 | 0 | 0 | FALSE | FALSE | FALSE | FALSE | 0 | 0 | 0 | n/a | n/a | n/a | n/a | n/a | 0 | 0 | 100% | 100% | 0 | 0 | 0 | 0 | 0 | 0 | 0 | 0 | 0 | 0 | 0 | 0 | 0 | 0 | 0 | 0 | 0 | 0 | 0 | 0 | 0 | 0
| 0 | 0 | 0 | 0 | 0 | 0 | 0 | 0 | 0 | 0 | 0 | 0 | 0 | 0 | 0 | 0 | 0 | 0 | FALSE | FALSE | FALSE | FALSE | 0 | 0 | 0 | n/a | n/a | n/a | n/a | n/a | 0 | 0 | 100% | 100% | 0 | 0 | 0 | 0 | 0 | 0 | 0 | 0 | 0 | 0 | 0 | 0 | 0 | 0 | 0 | 0 | 0 | 0 | 0 | 0 | 0 | 0
| 0 | 0 | 0 | 0 | 0 | 0 | 0 | 0 | 0 | 0 | 0 | 0 | 0 | 0 | 0 | 0 | 0 | 0 | FALSE | FALSE | FALSE | FALSE | 0 | 0 | 0 | n/a | n/a | n/a | n/a | n/a | 0 | 0 | 100% | 100% | 0 | 0 | 0 | 0 | 0 | 0 | 0 | 0 | 0 | 0 | 0 | 0 | 0 | 0 | 0 | 0 | 0 | 0 | 0 | 0 | 0 | 0
| 0 | 0 | 0 | 0 | 0 | 0 | 0 | 0 | 0 | 0 | 0 | 0 | 0 | 0 | 0 | 0 | 0 | 0 | FALSE | FALSE | FALSE | FALSE | 0 | 0 | 0 | n/a | n/a | n/a | n/a | n/a | 0 | 0 | 100% | 100% | 0 | 0 | 0 | 0 | 0 | 0 | 0 | 0 | 0 | 0 | 0 | 0 | 0 | 0 | 0 | 0 | 0 | 0 | 0 | 0 | 0 | 0
| 0 | 0 | 0 | 0 | 0 | 0 | 0 | 0 | 0 | 0 | 0 | 0 | 0 | 0 | 0 | 0 | 0 | 0 | FALSE | FALSE | FALSE | FALSE | 0 | 0 | 0 | n/a | n/a | n/a | n/a | n/a | 0 | 0 | 100% | 100% | 0 | 0 | 0 | 0 | 0 | 0 | 0 | 0 | 0 | 0 | 0 | 0 | 0 | 0 | 0 | 0 | 0 | 0 | 0 | 0 | 0 | 0
| 0 | 0 | 0 | 0 | 0 | 0 | 0 | 0 | 0 | 0 | 0 | 0 | 0 | 0 | 0 | 0 | 0 | 0 | FALSE | FALSE | FALSE | FALSE | 0 | 0 | 0 | n/a | n/a | n/a | n/a | n/a | 0 | 0 | 100% | 100% | 0 | 0 | 0 | 0 | 0 | 0 | 0 | 0 | 0 | 0 | 0 | 0 | 0 | 0 | 0 | 0 | 0 | 0 | 0 | 0 | 0 | 0
| 0 | 0 | 0 | 0 | 0 | 0 | 0 | 0 | 0 | 0 | 0 | 0 | 0 | 0 | 0 | 0 | 0 | 0 | FALSE | FALSE | FALSE | FALSE | 0 | 0 | 0 | n/a | n/a | n/a | n/a | n/a | 0 | 0 | 100% | 100% | 0 | 0 | 0 | 0 | 0 | 0 | 0 | 0 | 0 | 0 | 0 | 0 | 0 | 0 | 0 | 0 | 0 | 0 | 0 | 0 | 0 | 0
| 0 | 0 | 0 | 0 | 0 | 0 | 0 | 0 | 0 | 0 | 0 | 0 | 0 | 0 | 0 | 0 | 0 | 0 | FALSE | FALSE | FALSE | FALSE | 0 | 0 | 0 | n/a | n/a | n/a | n/a | n/a | 0 | 0 | 100% | 100% | 0 | 0 | 0 | 0 | 0 | 0 | 0 | 0 | 0 | 0 | 0 | 0 | 0 | 0 | 0 | 0 | 0 | 0 | 0 | 0 | 0 | 0
| 0 | 0 | 0 | 0 | 0 | 0 | 0 | 0 | 0 | 0 | 0 | 0 | 0 | 0 | 0 | 0 | 0 | 0 | FALSE | FALSE | FALSE | FALSE | 0 | 0 | 0 | n/a | n/a | n/a | n/a | n/a | 0 | 0 | 100% | 100% | 0 | 0 | 0 | 0 | 0 | 0 | 0 | 0 | 0 | 0 | 0 | 0 | 0 | 0 | 0 | 0 | 0 | 0 | 0 | 0 | 0 | 0
| 0 | 0 | 0 | 0 | 0 | 0 | 0 | 0 | 0 | 0 | 0 | 0 | 0 | 0 | 0 | 0 | 0 | 0 | FALSE | FALSE | FALSE | FALSE | 0 | 0 | 0 | n/a | n/a | n/a | n/a | n/a | 0 | 0 | 100% | 100% | 0 | 0 | 0 | 0 | 0 | 0 | 0 | 0 | 0 | 0 | 0 | 0 | 0 | 0 | 0 | 0 | 0 | 0 | 0 | 0 | 0 | 0
| 0 | 0 | 0 | 0 | 0 | 0 | 0 | 0 | 0 | 0 | 0 | 0 | 0 | 0 | 0 | 0 | 0 | 0 | FALSE | FALSE | FALSE | FALSE | 0 | 0 | 0 | n/a | n/a | n/a | n/a | n/a | 0 | 0 | 100% | 100% | 0 | 0 | 0 | 0 | 0 | 0 | 0 | 0 | 0 | 0 | 0 | 0 | 0 | 0 | 0 | 0 | 0 | 0 | 0 | 0 | 0 | 0
| 0 | 0 | 0 | 0 | 0 | 0 | 0 | 0 | 0 | 0 | 0 | 0 | 0 | 0 | 0 | 0 | 0 | 0 | FALSE | FALSE | FALSE | FALSE | 0 | 0 | 0 | n/a | n/a | n/a | n/a | n/a | 0 | 0 | 100% | 100% | 0 | 0 | 0 | 0 | 0 | 0 | 0 | 0 | 0 | 0 | 0 | 0 | 0 | 0 | 0 | 0 | 0 | 0 | 0 | 0 | 0 | 0
| 0 | 0 | 0 | 0 | 0 | 0 | 0 | 0 | 0 | 0 | 0 | 0 | 0 | 0 | 0 | 0 | 0 | 0 | FALSE | FALSE | FALSE | FALSE | 0 | 0 | 0 | n/a | n/a | n/a | n/a | n/a | 0 | 0 | 100% | 100% | 0 | 0 | 0 | 0 | 0 | 0 | 0 | 0 | 0 | 0 | 0 | 0 | 0 | 0 | 0 | 0 | 0 | 0 | 0 | 0 | 0 | 0
| 0 | 0 | 0 | 0 | 0 | 0 | 0 | 0 | 0 | 0 | 0 | 0 | 0 | 0 | 0 | 0 | 0 | 0 | FALSE | FALSE | FALSE | FALSE | 0 | 0 | 0 | n/a | n/a | n/a | n/a | n/a | 0 | 0 | 100% | 100% | 0 | 0 | 0 | 0 | 0 | 0 | 0 | 0 | 0 | 0 | 0 | 0 | 0 | 0 | 0 | 0 | 0 | 0 | 0 | 0 | 0 | 0
| 0 | 0 | 0 | 0 | 0 | 0 | 0 | 0 | 0 | 0 | 0 | 0 | 0 | 0 | 0 | 0 | 0 | 0 | FALSE | FALSE | FALSE | FALSE | 0 | 0 | 0 | n/a | n/a | n/a | n/a | n/a | 0 | 0 | 100% | 100% | 0 | 0 | 0 | 0 | 0 | 0 | 0 | 0 | 0 | 0 | 0 | 0 | 0 | 0 | 0 | 0 | 0 | 0 | 0 | 0 | 0 | 0
| 0 | 0 | 0 | 0 | 0 | 0 | 0 | 0 | 0 | 0 | 0 | 0 | 0 | 0 | 0 | 0 | 0 | 0 | FALSE | FALSE | FALSE | FALSE | 0 | 0 | 0 | n/a | n/a | n/a | n/a | n/a | 0 | 0 | 100% | 100% | 0 | 0 | 0 | 0 | 0 | 0 | 0 | 0 | 0 | 0 | 0 | 0 | 0 | 0 | 0 | 0 | 0 | 0 | 0 | 0 | 0 | 0
| 0 | 0 | 0 | 0 | 0 | 0 | 0 | 0 | 0 | 0 | 0 | 0 | 0 | 0 | 0 | 0 | 0 | 0 | FALSE | FALSE | FALSE | FALSE | 0 | 0 | 0 | n/a | n/a | n/a | n/a | n/a | 0 | 0 | 100% | 100% | 0 | 0 | 0 | 0 | 0 | 0 | 0 | 0 | 0 | 0 | 0 | 0 | 0 | 0 | 0 | 0 | 0 | 0 | 0 | 0 | 0 | 0
| 0 | 0 | 0 | 0 | 0 | 0 | 0 | 0 | 0 | 0 | 0 | 0 | 0 | 0 | 0 | 0 | 0 | 0 | FALSE | FALSE | FALSE | FALSE | 0 | 0 | 0 | n/a | n/a | n/a | n/a | n/a | 0 | 0 | 100% | 100% | 0 | 0 | 0 | 0 | 0 | 0 | 0 | 0 | 0 | 0 | 0 | 0 | 0 | 0 | 0 | 0 | 0 | 0 | 0 | 0 | 0 | 0
| 0 | 0 | 0 | 0 | 0 | 0 | 0 | 0 | 0 | 0 | 0 | 0 | 0 | 0 | 0 | 0 | 0 | 0 | FALSE | FALSE | FALSE | FALSE | 0 | 0 | 0 | n/a | n/a | n/a | n/a | n/a | 0 | 0 | 100% | 100% | 0 | 0 | 0 | 0 | 0 | 0 | 0 | 0 | 0 | 0 | 0 | 0 | 0 | 0 | 0 | 0 | 0 | 0 | 0 | 0 | 0 | 0
| 0 | 0 | 0 | 0 | 0 | 0 | 0 | 0 | 0 | 0 | 0 | 0 | 0 | 0 | 0 | 0 | 0 | 0 | FALSE | FALSE | FALSE | FALSE | 0 | 0 | 0 | n/a | n/a | n/a | n/a | n/a | 0 | 0 | 100% | 100% | 0 | 0 | 0 | 0 | 0 | 0 | 0 | 0 | 0 | 0 | 0 | 0 | 0 | 0 | 0 | 0 | 0 | 0 | 0 | 0 | 0 | 0
| 0 | 0 | 0 | 0 | 0 | 0 | 0 | 0 | 0 | 0 | 0 | 0 | 0 | 0 | 0 | 0 | 0 | 0 | FALSE | FALSE | FALSE | FALSE | 0 | 0 | 0 | n/a | n/a | n/a | n/a | n/a | 0 | 0 | 100% | 100% | 0 | 0 | 0 | 0 | 0 | 0 | 0 | 0 | 0 | 0 | 0 | 0 | 0 | 0 | 0 | 0 | 0 | 0 | 0 | 0 | 0 | 0
| 0 | 0 | 0 | 0 | 0 | 0 | 0 | 0 | 0 | 0 | 0 | 0 | 0 | 0 | 0 | 0 | 0 | 0 | FALSE | FALSE | FALSE | FALSE | 0 | 0 | 0 | n/a | n/a | n/a | n/a | n/a | 0 | 0 | 100% | 100% | 0 | 0 | 0 | 0 | 0 | 0 | 0 | 0 | 0 | 0 | 0 | 0 | 0 | 0 | 0 | 0 | 0 | 0 | 0 | 0 | 0 | 0
| 0 | 0 | 0 | 0 | 0 | 0 | 0 | 0 | 0 | 0 | 0 | 0 | 0 | 0 | 0 | 0 | 0 | 0 | FALSE | FALSE | FALSE | FALSE | 0 | 0 | 0 | n/a | n/a | n/a | n/a | n/a | 0 | 0 | 100% | 100% | 0 | 0 | 0 | 0 | 0 | 0 | 0 | 0 | 0 | 0 | 0 | 0 | 0 | 0 | 0 | 0 | 0 | 0 | 0 | 0 | 0 | 0
| 0 | 0 | 0 | 0 | 0 | 0 | 0 | 0 | 0 | 0 | 0 | 0 | 0 | 0 | 0 | 0 | 0 | 0 | FALSE | FALSE | FALSE | FALSE | 0 | 0 | 0 | n/a | n/a | n/a | n/a | n/a | 0 | 0 | 100% | 100% | 0 | 0 | 0 | 0 | 0 | 0 | 0 | 0 | 0 | 0 | 0 | 0 | 0 | 0 | 0 | 0 | 0 | 0 | 0 | 0 | 0 | 0
| 0 | 0 | 0 | 0 | 0 | 0 | 0 | 0 | 0 | 0 | 0 | 0 | 0 | 0 | 0 | 0 | 0 | 0 | FALSE | FALSE | FALSE | FALSE | 0 | 0 | 0 | n/a | n/a | n/a | n/a | n/a | 0 | 0 | 100% | 100% | 0 | 0 | 0 | 0 | 0 | 0 | 0 | 0 | 0 | 0 | 0 | 0 | 0 | 0 | 0 | 0 | 0 | 0 | 0 | 0 | 0 | 0
| 0 | 0 | 0 | 0 | 0 | 0 | 0 | 0 | 0 | 0 | 0 | 0 | 0 | 0 | 0 | 0 | 0 | 0 | FALSE | FALSE | FALSE | FALSE | 0 | 0 | 0 | n/a | n/a | n/a | n/a | n/a | 0 | 0 | 100% | 100% | 0 | 0 | 0 | 0 | 0 | 0 | 0 | 0 | 0 | 0 | 0 | 0 | 0 | 0 | 0 | 0 | 0 | 0 | 0 | 0 | 0 | 0
| 0 | 0 | 0 | 0 | 0 | 0 | 0 | 0 | 0 | 0 | 0 | 0 | 0 | 0 | 0 | 0 | 0 | 0 | FALSE | FALSE | FALSE | FALSE | 0 | 0 | 0 | n/a | n/a | n/a | n/a | n/a | 0 | 0 | 100% | 100% | 0 | 0 | 0 | 0 | 0 | 0 | 0 | 0 | 0 | 0 | 0 | 0 | 0 | 0 | 0 | 0 | 0 | 0 | 0 | 0 | 0 | 0
| 0 | 0 | 0 | 0 | 0 | 0 | 0 | 0 | 0 | 0 | 0 | 0 | 0 | 0 | 0 | 0 | 0 | 0 | FALSE | FALSE | FALSE | FALSE | 0 | 0 | 0 | n/a | n/a | n/a | n/a | n/a | 0 | 0 | 100% | 100% | 0 | 0 | 0 | 0 | 0 | 0 | 0 | 0 | 0 | 0 | 0 | 0 | 0 | 0 | 0 | 0 | 0 | 0 | 0 | 0 | 0 | 0
| 0 | 0 | 0 | 0 | 0 | 0 | 0 | 0 | 0 | 0 | 0 | 0 | 0 | 0 | 0 | 0 | 0 | 0 | FALSE | FALSE | FALSE | FALSE | 0 | 0 | 0 | n/a | n/a | n/a | n/a | n/a | 0 | 0 | 100% | 100% | 0 | 0 | 0 | 0 | 0 | 0 | 0 | 0 | 0 | 0 | 0 | 0 | 0 | 0 | 0 | 0 | 0 | 0 | 0 | 0 | 0 | 0
| 0 | 0 | 0 | 0 | 0 | 0 | 0 | 0 | 0 | 0 | 0 | 0 | 0 | 0 | 0 | 0 | 0 | 0 | FALSE | FALSE | FALSE | FALSE | 0 | 0 | 0 | n/a | n/a | n/a | n/a | n/a | 0 | 0 | 100% | 100% | 0 | 0 | 0 | 0 | 0 | 0 | 0 | 0 | 0 | 0 | 0 | 0 | 0 | 0 | 0 | 0 | 0 | 0 | 0 | 0 | 0 | 0
| 0 | 0 | 0 | 0 | 0 | 0 | 0 | 0 | 0 | 0 | 0 | 0 | 0 | 0 | 0 | 0 | 0 | 0 | FALSE | FALSE | FALSE | FALSE | 0 | 0 | 0 | n/a | n/a | n/a | n/a | n/a | 0 | 0 | 100% | 100% | 0 | 0 | 0 | 0 | 0 | 0 | 0 | 0 | 0 | 0 | 0 | 0 | 0 | 0 | 0 | 0 | 0 | 0 | 0 | 0 | 0 | 0
| 0 | 0 | 0 | 0 | 0 | 0 | 0 | 0 | 0 | 0 | 0 | 0 | 0 | 0 | 0 | 0 | 0 | 0 | FALSE | FALSE | FALSE | FALSE | 0 | 0 | 0 | n/a | n/a | n/a | n/a | n/a | 0 | 0 | 100% | 100% | 0 | 0 | 0 | 0 | 0 | 0 | 0 | 0 | 0 | 0 | 0 | 0 | 0 | 0 | 0 | 0 | 0 | 0 | 0 | 0 | 0 | 0
| 0 | 0 | 0 | 0 | 0 | 0 | 0 | 0 | 0 | 0 | 0 | 0 | 0 | 0 | 0 | 0 | 0 | 0 | FALSE | FALSE | FALSE | FALSE | 0 | 0 | 0 | n/a | n/a | n/a | n/a | n/a | 0 | 0 | 100% | 100% | 0 | 0 | 0 | 0 | 0 | 0 | 0 | 0 | 0 | 0 | 0 | 0 | 0 | 0 | 0 | 0 | 0 | 0 | 0 | 0 | 0 | 0
| 0 | 0 | 0 | 0 | 0 | 0 | 0 | 0 | 0 | 0 | 0 | 0 | 0 | 0 | 0 | 0 | 0 | 0 | FALSE | FALSE | FALSE | FALSE | 0 | 0 | 0 | n/a | n/a | n/a | n/a | n/a | 0 | 0 | 100% | 100% | 0 | 0 | 0 | 0 | 0 | 0 | 0 | 0 | 0 | 0 | 0 | 0 | 0 | 0 | 0 | 0 | 0 | 0 | 0 | 0 | 0 | 0
| 0 | 0 | 0 | 0 | 0 | 0 | 0 | 0 | 0 | 0 | 0 | 0 | 0 | 0 | 0 | 0 | 0 | 0 | FALSE | FALSE | FALSE | FALSE | 0 | 0 | 0 | n/a | n/a | n/a | n/a | n/a | 0 | 0 | 100% | 100% | 0 | 0 | 0 | 0 | 0 | 0 | 0 | 0 | 0 | 0 | 0 | 0 | 0 | 0 | 0 | 0 | 0 | 0 | 0 | 0 | 0 | 0
| 0 | 0 | 0 | 0 | 0 | 0 | 0 | 0 | 0 | 0 | 0 | 0 | 0 | 0 | 0 | 0 | 0 | 0 | FALSE | FALSE | FALSE | FALSE | 0 | 0 | 0 | n/a | n/a | n/a | n/a | n/a | 0 | 0 | 100% | 100% | 0 | 0 | 0 | 0 | 0 | 0 | 0 | 0 | 0 | 0 | 0 | 0 | 0 | 0 | 0 | 0 | 0 | 0 | 0 | 0 | 0 | 0
| 0 | 0 | 0 | 0 | 0 | 0 | 0 | 0 | 0 | 0 | 0 | 0 | 0 | 0 | 0 | 0 | 0 | 0 | FALSE | FALSE | FALSE | FALSE | 0 | 0 | 0 | n/a | n/a | n/a | n/a | n/a | 0 | 0 | 100% | 100% | 0 | 0 | 0 | 0 | 0 | 0 | 0 | 0 | 0 | 0 | 0 | 0 | 0 | 0 | 0 | 0 | 0 | 0 | 0 | 0 | 0 | 0
| 0 | 0 | 0 | 0 | 0 | 0 | 0 | 0 | 0 | 0 | 0 | 0 | 0 | 0 | 0 | 0 | 0 | 0 | FALSE | FALSE | FALSE | FALSE | 0 | 0 | 0 | n/a | n/a | n/a | n/a | n/a | 0 | 0 | 100% | 100% | 0 | 0 | 0 | 0 | 0 | 0 | 0 | 0 | 0 | 0 | 0 | 0 | 0 | 0 | 0 | 0 | 0 | 0 | 0 | 0 | 0 | 0
| 0 | 0 | 0 | 0 | 0 | 0 | 0 | 0 | 0 | 0 | 0 | 0 | 0 | 0 | 0 | 0 | 0 | 0 | FALSE | FALSE | FALSE | FALSE | 0 | 0 | 0 | n/a | n/a | n/a | n/a | n/a | 0 | 0 | 100% | 100% | 0 | 0 | 0 | 0 | 0 | 0 | 0 | 0 | 0 | 0 | 0 | 0 | 0 | 0 | 0 | 0 | 0 | 0 | 0 | 0 | 0 | 0
| 0 | 0 | 0 | 0 | 0 | 0 | 0 | 0 | 0 | 0 | 0 | 0 | 0 | 0 | 0 | 0 | 0 | 0 | FALSE | FALSE | FALSE | FALSE | 0 | 0 | 0 | n/a | n/a | n/a | n/a | n/a | 0 | 0 | 100% | 100% | 0 | 0 | 0 | 0 | 0 | 0 | 0 | 0 | 0 | 0 | 0 | 0 | 0 | 0 | 0 | 0 | 0 | 0 | 0 | 0 | 0 | 0
| 0 | 0 | 0 | 0 | 0 | 0 | 0 | 0 | 0 | 0 | 0 | 0 | 0 | 0 | 0 | 0 | 0 | 0 | FALSE | FALSE | FALSE | FALSE | 0 | 0 | 0 | n/a | n/a | n/a | n/a | n/a | 0 | 0 | 100% | 100% | 0 | 0 | 0 | 0 | 0 | 0 | 0 | 0 | 0 | 0 | 0 | 0 | 0 | 0 | 0 | 0 | 0 | 0 | 0 | 0 | 0 | 0
| 0 | 0 | 0 | 0 | 0 | 0 | 0 | 0 | 0 | 0 | 0 | 0 | 0 | 0 | 0 | 0 | 0 | 0 | FALSE | FALSE | FALSE | FALSE | 0 | 0 | 0 | n/a | n/a | n/a | n/a | n/a | 0 | 0 | 100% | 100% | 0 | 0 | 0 | 0 | 0 | 0 | 0 | 0 | 0 | 0 | 0 | 0 | 0 | 0 | 0 | 0 | 0 | 0 | 0 | 0 | 0 | 0
| 0 | 0 | 0 | 0 | 0 | 0 | 0 | 0 | 0 | 0 | 0 | 0 | 0 | 0 | 0 | 0 | 0 | 0 | FALSE | FALSE | FALSE | FALSE | 0 | 0 | 0 | n/a | n/a | n/a | n/a | n/a | 0 | 0 | 100% | 100% | 0 | 0 | 0 | 0 | 0 | 0 | 0 | 0 | 0 | 0 | 0 | 0 | 0 | 0 | 0 | 0 | 0 | 0 | 0 | 0 | 0 | 0
| 0 | 0 | 0 | 0 | 0 | 0 | 0 | 0 | 0 | 0 | 0 | 0 | 0 | 0 | 0 | 0 | 0 | 0 | FALSE | FALSE | FALSE | FALSE | 0 | 0 | 0 | n/a | n/a | n/a | n/a | n/a | 0 | 0 | 100% | 100% | 0 | 0 | 0 | 0 | 0 | 0 | 0 | 0 | 0 | 0 | 0 | 0 | 0 | 0 | 0 | 0 | 0 | 0 | 0 | 0 | 0 | 0
| 0 | 0 | 0 | 0 | 0 | 0 | 0 | 0 | 0 | 0 | 0 | 0 | 0 | 0 | 0 | 0 | 0 | 0 | FALSE | FALSE | FALSE | FALSE | 0 | 0 | 0 | n/a | n/a | n/a | n/a | n/a | 0 | 0 | 100% | 100% | 0 | 0 | 0 | 0 | 0 | 0 | 0 | 0 | 0 | 0 | 0 | 0 | 0 | 0 | 0 | 0 | 0 | 0 | 0 | 0 | 0 | 0
| 0 | 0 | 0 | 0 | 0 | 0 | 0 | 0 | 0 | 0 | 0 | 0 | 0 | 0 | 0 | 0 | 0 | 0 | FALSE | FALSE | FALSE | FALSE | 0 | 0 | 0 | n/a | n/a | n/a | n/a | n/a | 0 | 0 | 100% | 100% | 0 | 0 | 0 | 0 | 0 | 0 | 0 | 0 | 0 | 0 | 0 | 0 | 0 | 0 | 0 | 0 | 0 | 0 | 0 | 0 | 0 | 0
| 0 | 0 | 0 | 0 | 0 | 0 | 0 | 0 | 0 | 0 | 0 | 0 | 0 | 0 | 0 | 0 | 0 | 0 | FALSE | FALSE | FALSE | FALSE | 0 | 0 | 0 | n/a | n/a | n/a | n/a | n/a | 0 | 0 | 100% | 100% | 0 | 0 | 0 | 0 | 0 | 0 | 0 | 0 | 0 | 0 | 0 | 0 | 0 | 0 | 0 | 0 | 0 | 0 | 0 | 0 | 0 | 0
| 0 | 0 | 0 | 0 | 0 | 0 | 0 | 0 | 0 | 0 | 0 | 0 | 0 | 0 | 0 | 0 | 0 | 0 | FALSE | FALSE | FALSE | FALSE | 0 | 0 | 0 | n/a | n/a | n/a | n/a | n/a | 0 | 0 | 100% | 100% | 0 | 0 | 0 | 0 | 0 | 0 | 0 | 0 | 0 | 0 | 0 | 0 | 0 | 0 | 0 | 0 | 0 | 0 | 0 | 0 | 0 | 0
| 0 | 0 | 0 | 0 | 0 | 0 | 0 | 0 | 0 | 0 | 0 | 0 | 0 | 0 | 0 | 0 | 0 | 0 | FALSE | FALSE | FALSE | FALSE | 0 | 0 | 0 | n/a | n/a | n/a | n/a | n/a | 0 | 0 | 100% | 100% | 0 | 0 | 0 | 0 | 0 | 0 | 0 | 0 | 0 | 0 | 0 | 0 | 0 | 0 | 0 | 0 | 0 | 0 | 0 | 0 | 0 | 0
| 0 | 0 | 0 | 0 | 0 | 0 | 0 | 0 | 0 | 0 | 0 | 0 | 0 | 0 | 0 | 0 | 0 | 0 | FALSE | FALSE | FALSE | FALSE | 0 | 0 | 0 | n/a | n/a | n/a | n/a | n/a | 0 | 0 | 100% | 100% | 0 | 0 | 0 | 0 | 0 | 0 | 0 | 0 | 0 | 0 | 0 | 0 | 0 | 0 | 0 | 0 | 0 | 0 | 0 | 0 | 0 | 0
| 0 | 0 | 0 | 0 | 0 | 0 | 0 | 0 | 0 | 0 | 0 | 0 | 0 | 0 | 0 | 0 | 0 | 0 | FALSE | FALSE | FALSE | FALSE | 0 | 0 | 0 | n/a | n/a | n/a | n/a | n/a | 0 | 0 | 100% | 100% | 0 | 0 | 0 | 0 | 0 | 0 | 0 | 0 | 0 | 0 | 0 | 0 | 0 | 0 | 0 | 0 | 0 | 0 | 0 | 0 | 0 | 0
| 0 | 0 | 0 | 0 | 0 | 0 | 0 | 0 | 0 | 0 | 0 | 0 | 0 | 0 | 0 | 0 | 0 | 0 | FALSE | FALSE | FALSE | FALSE | 0 | 0 | 0 | n/a | n/a | n/a | n/a | n/a | 0 | 0 | 100% | 100% | 0 | 0 | 0 | 0 | 0 | 0 | 0 | 0 | 0 | 0 | 0 | 0 | 0 | 0 | 0 | 0 | 0 | 0 | 0 | 0 | 0 | 0
| 0 | 0 | 0 | 0 | 0 | 0 | 0 | 0 | 0 | 0 | 0 | 0 | 0 | 0 | 0 | 0 | 0 | 0 | FALSE | FALSE | FALSE | FALSE | 0 | 0 | 0 | n/a | n/a | n/a | n/a | n/a | 0 | 0 | 100% | 100% | 0 | 0 | 0 | 0 | 0 | 0 | 0 | 0 | 0 | 0 | 0 | 0 | 0 | 0 | 0 | 0 | 0 | 0 | 0 | 0 | 0 | 0
| 0 | 0 | 0 | 0 | 0 | 0 | 0 | 0 | 0 | 0 | 0 | 0 | 0 | 0 | 0 | 0 | 0 | 0 | FALSE | FALSE | FALSE | FALSE | 0 | 0 | 0 | n/a | n/a | n/a | n/a | n/a | 0 | 0 | 100% | 100% | 0 | 0 | 0 | 0 | 0 | 0 | 0 | 0 | 0 | 0 | 0 | 0 | 0 | 0 | 0 | 0 | 0 | 0 | 0 | 0 | 0 | 0
| 0 | 0 | 0 | 0 | 0 | 0 | 0 | 0 | 0 | 0 | 0 | 0 | 0 | 0 | 0 | 0 | 0 | 0 | FALSE | FALSE | FALSE | FALSE | 0 | 0 | 0 | n/a | n/a | n/a | n/a | n/a | 0 | 0 | 100% | 100% | 0 | 0 | 0 | 0 | 0 | 0 | 0 | 0 | 0 | 0 | 0 | 0 | 0 | 0 | 0 | 0 | 0 | 0 | 0 | 0 | 0 | 0
| 0 | 0 | 0 | 0 | 0 | 0 | 0 | 0 | 0 | 0 | 0 | 0 | 0 | 0 | 0 | 0 | 0 | 0 | FALSE | FALSE | FALSE | FALSE | 0 | 0 | 0 | n/a | n/a | n/a | n/a | n/a | 0 | 0 | 100% | 100% | 0 | 0 | 0 | 0 | 0 | 0 | 0 | 0 | 0 | 0 | 0 | 0 | 0 | 0 | 0 | 0 | 0 | 0 | 0 | 0 | 0 | 0
| 0 | 0 | 0 | 0 | 0 | 0 | 0 | 0 | 0 | 0 | 0 | 0 | 0 | 0 | 0 | 0 | 0 | 0 | FALSE | FALSE | FALSE | FALSE | 0 | 0 | 0 | n/a | n/a | n/a | n/a | n/a | 0 | 0 | 100% | 100% | 0 | 0 | 0 | 0 | 0 | 0 | 0 | 0 | 0 | 0 | 0 | 0 | 0 | 0 | 0 | 0 | 0 | 0 | 0 | 0 | 0 | 0
| 0 | 0 | 0 | 0 | 0 | 0 | 0 | 0 | 0 | 0 | 0 | 0 | 0 | 0 | 0 | 0 | 0 | 0 | FALSE | FALSE | FALSE | FALSE | 0 | 0 | 0 | n/a | n/a | n/a | n/a | n/a | 0 | 0 | 100% | 100% | 0 | 0 | 0 | 0 | 0 | 0 | 0 | 0 | 0 | 0 | 0 | 0 | 0 | 0 | 0 | 0 | 0 | 0 | 0 | 0 | 0 | 0
| 0 | 0 | 0 | 0 | 0 | 0 | 0 | 0 | 0 | 0 | 0 | 0 | 0 | 0 | 0 | 0 | 0 | 0 | FALSE | FALSE | FALSE | FALSE | 0 | 0 | 0 | n/a | n/a | n/a | n/a | n/a | 0 | 0 | 100% | 100% | 0 | 0 | 0 | 0 | 0 | 0 | 0 | 0 | 0 | 0 | 0 | 0 | 0 | 0 | 0 | 0 | 0 | 0 | 0 | 0 | 0 | 0
| 0 | 0 | 0 | 0 | 0 | 0 | 0 | 0 | 0 | 0 | 0 | 0 | 0 | 0 | 0 | 0 | 0 | 0 | FALSE | FALSE | FALSE | FALSE | 0 | 0 | 0 | n/a | n/a | n/a | n/a | n/a | 0 | 0 | 100% | 100% | 0 | 0 | 0 | 0 | 0 | 0 | 0 | 0 | 0 | 0 | 0 | 0 | 0 | 0 | 0 | 0 | 0 | 0 | 0 | 0 | 0 | 0
| 0 | 0 | 0 | 0 | 0 | 0 | 0 | 0 | 0 | 0 | 0 | 0 | 0 | 0 | 0 | 0 | 0 | 0 | FALSE | FALSE | FALSE | FALSE | 0 | 0 | 0 | n/a | n/a | n/a | n/a | n/a | 0 | 0 | 100% | 100% | 0 | 0 | 0 | 0 | 0 | 0 | 0 | 0 | 0 | 0 | 0 | 0 | 0 | 0 | 0 | 0 | 0 | 0 | 0 | 0 | 0 | 0
| 0 | 0 | 0 | 0 | 0 | 0 | 0 | 0 | 0 | 0 | 0 | 0 | 0 | 0 | 0 | 0 | 0 | 0 | FALSE | FALSE | FALSE | FALSE | 0 | 0 | 0 | n/a | n/a | n/a | n/a | n/a | 0 | 0 | 100% | 100% | 0 | 0 | 0 | 0 | 0 | 0 | 0 | 0 | 0 | 0 | 0 | 0 | 0 | 0 | 0 | 0 | 0 | 0 | 0 | 0 | 0 | 0
| 0 | 0 | 0 | 0 | 0 | 0 | 0 | 0 | 0 | 0 | 0 | 0 | 0 | 0 | 0 | 0 | 0 | 0 | FALSE | FALSE | FALSE | FALSE | 0 | 0 | 0 | n/a | n/a | n/a | n/a | n/a | 0 | 0 | 100% | 100% | 0 | 0 | 0 | 0 | 0 | 0 | 0 | 0 | 0 | 0 | 0 | 0 | 0 | 0 | 0 | 0 | 0 | 0 | 0 | 0 | 0 | 0
| 0 | 0 | 0 | 0 | 0 | 0 | 0 | 0 | 0 | 0 | 0 | 0 | 0 | 0 | 0 | 0 | 0 | 0 | FALSE | FALSE | FALSE | FALSE | 0 | 0 | 0 | n/a | n/a | n/a | n/a | n/a | 0 | 0 | 100% | 100% | 0 | 0 | 0 | 0 | 0 | 0 | 0 | 0 | 0 | 0 | 0 | 0 | 0 | 0 | 0 | 0 | 0 | 0 | 0 | 0 | 0 | 0
| 0 | 0 | 0 | 0 | 0 | 0 | 0 | 0 | 0 | 0 | 0 | 0 | 0 | 0 | 0 | 0 | 0 | 0 | FALSE | FALSE | FALSE | FALSE | 0 | 0 | 0 | n/a | n/a | n/a | n/a | n/a | 0 | 0 | 100% | 100% | 0 | 0 | 0 | 0 | 0 | 0 | 0 | 0 | 0 | 0 | 0 | 0 | 0 | 0 | 0 | 0 | 0 | 0 | 0 | 0 | 0 | 0
| 0 | 0 | 0 | 0 | 0 | 0 | 0 | 0 | 0 | 0 | 0 | 0 | 0 | 0 | 0 | 0 | 0 | 0 | FALSE | FALSE | FALSE | FALSE | 0 | 0 | 0 | n/a | n/a | n/a | n/a | n/a | 0 | 0 | 100% | 100% | 0 | 0 | 0 | 0 | 0 | 0 | 0 | 0 | 0 | 0 | 0 | 0 | 0 | 0 | 0 | 0 | 0 | 0 | 0 | 0 | 0 | 0
| 0 | 0 | 0 | 0 | 0 | 0 | 0 | 0 | 0 | 0 | 0 | 0 | 0 | 0 | 0 | 0 | 0 | 0 | FALSE | FALSE | FALSE | FALSE | 0 | 0 | 0 | n/a | n/a | n/a | n/a | n/a | 0 | 0 | 100% | 100% | 0 | 0 | 0 | 0 | 0 | 0 | 0 | 0 | 0 | 0 | 0 | 0 | 0 | 0 | 0 | 0 | 0 | 0 | 0 | 0 | 0 | 0
| 0 | 0 | 0 | 0 | 0 | 0 | 0 | 0 | 0 | 0 | 0 | 0 | 0 | 0 | 0 | 0 | 0 | 0 | FALSE | FALSE | FALSE | FALSE | 0 | 0 | 0 | n/a | n/a | n/a | n/a | n/a | 0 | 0 | 100% | 100% | 0 | 0 | 0 | 0 | 0 | 0 | 0 | 0 | 0 | 0 | 0 | 0 | 0 | 0 | 0 | 0 | 0 | 0 | 0 | 0 | 0 | 0
| 0 | 0 | 0 | 0 | 0 | 0 | 0 | 0 | 0 | 0 | 0 | 0 | 0 | 0 | 0 | 0 | 0 | 0 | FALSE | FALSE | FALSE | FALSE | 0 | 0 | 0 | n/a | n/a | n/a | n/a | n/a | 0 | 0 | 100% | 100% | 0 | 0 | 0 | 0 | 0 | 0 | 0 | 0 | 0 | 0 | 0 | 0 | 0 | 0 | 0 | 0 | 0 | 0 | 0 | 0 | 0 | 0
| 0 | 0 | 0 | 0 | 0 | 0 | 0 | 0 | 0 | 0 | 0 | 0 | 0 | 0 | 0 | 0 | 0 | 0 | FALSE | FALSE | FALSE | FALSE | 0 | 0 | 0 | n/a | n/a | n/a | n/a | n/a | 0 | 0 | 100% | 100% | 0 | 0 | 0 | 0 | 0 | 0 | 0 | 0 | 0 | 0 | 0 | 0 | 0 | 0 | 0 | 0 | 0 | 0 | 0 | 0 | 0 | 0
| 0 | 0 | 0 | 0 | 0 | 0 | 0 | 0 | 0 | 0 | 0 | 0 | 0 | 0 | 0 | 0 | 0 | 0 | FALSE | FALSE | FALSE | FALSE | 0 | 0 | 0 | n/a | n/a | n/a | n/a | n/a | 0 | 0 | 100% | 100% | 0 | 0 | 0 | 0 | 0 | 0 | 0 | 0 | 0 | 0 | 0 | 0 | 0 | 0 | 0 | 0 | 0 | 0 | 0 | 0 | 0 | 0
| 0 | 0 | 0 | 0 | 0 | 0 | 0 | 0 | 0 | 0 | 0 | 0 | 0 | 0 | 0 | 0 | 0 | 0 | FALSE | FALSE | FALSE | FALSE | 0 | 0 | 0 | n/a | n/a | n/a | n/a | n/a | 0 | 0 | 100% | 100% | 0 | 0 | 0 | 0 | 0 | 0 | 0 | 0 | 0 | 0 | 0 | 0 | 0 | 0 | 0 | 0 | 0 | 0 | 0 | 0 | 0 | 0
| 0 | 0 | 0 | 0 | 0 | 0 | 0 | 0 | 0 | 0 | 0 | 0 | 0 | 0 | 0 | 0 | 0 | 0 | FALSE | FALSE | FALSE | FALSE | 0 | 0 | 0 | n/a | n/a | n/a | n/a | n/a | 0 | 0 | 100% | 100% | 0 | 0 | 0 | 0 | 0 | 0 | 0 | 0 | 0 | 0 | 0 | 0 | 0 | 0 | 0 | 0 | 0 | 0 | 0 | 0 | 0 | 0
| 0 | 0 | 0 | 0 | 0 | 0 | 0 | 0 | 0 | 0 | 0 | 0 | 0 | 0 | 0 | 0 | 0 | 0 | FALSE | FALSE | FALSE | FALSE | 0 | 0 | 0 | n/a | n/a | n/a | n/a | n/a | 0 | 0 | 100% | 100% | 0 | 0 | 0 | 0 | 0 | 0 | 0 | 0 | 0 | 0 | 0 | 0 | 0 | 0 | 0 | 0 | 0 | 0 | 0 | 0 | 0 | 0
| 0 | 0 | 0 | 0 | 0 | 0 | 0 | 0 | 0 | 0 | 0 | 0 | 0 | 0 | 0 | 0 | 0 | 0 | FALSE | FALSE | FALSE | FALSE | 0 | 0 | 0 | n/a | n/a | n/a | n/a | n/a | 0 | 0 | 100% | 100% | 0 | 0 | 0 | 0 | 0 | 0 | 0 | 0 | 0 | 0 | 0 | 0 | 0 | 0 | 0 | 0 | 0 | 0 | 0 | 0 | 0 | 0
| 0 | 0 | 0 | 0 | 0 | 0 | 0 | 0 | 0 | 0 | 0 | 0 | 0 | 0 | 0 | 0 | 0 | 0 | FALSE | FALSE | FALSE | FALSE | 0 | 0 | 0 | n/a | n/a | n/a | n/a | n/a | 0 | 0 | 100% | 100% | 0 | 0 | 0 | 0 | 0 | 0 | 0 | 0 | 0 | 0 | 0 | 0 | 0 | 0 | 0 | 0 | 0 | 0 | 0 | 0 | 0 | 0
| 0 | 0 | 0 | 0 | 0 | 0 | 0 | 0 | 0 | 0 | 0 | 0 | 0 | 0 | 0 | 0 | 0 | 0 | FALSE | FALSE | FALSE | FALSE | 0 | 0 | 0 | n/a | n/a | n/a | n/a | n/a | 0 | 0 | 100% | 100% | 0 | 0 | 0 | 0 | 0 | 0 | 0 | 0 | 0 | 0 | 0 | 0 | 0 | 0 | 0 | 0 | 0 | 0 | 0 | 0 | 0 | 0
| 0 | 0 | 0 | 0 | 0 | 0 | 0 | 0 | 0 | 0 | 0 | 0 | 0 | 0 | 0 | 0 | 0 | 0 | FALSE | FALSE | FALSE | FALSE | 0 | 0 | 0 | n/a | n/a | n/a | n/a | n/a | 0 | 0 | 100% | 100% | 0 | 0 | 0 | 0 | 0 | 0 | 0 | 0 | 0 | 0 | 0 | 0 | 0 | 0 | 0 | 0 | 0 | 0 | 0 | 0 | 0 | 0
| 0 | 0 | 0 | 0 | 0 | 0 | 0 | 0 | 0 | 0 | 0 | 0 | 0 | 0 | 0 | 0 | 0 | 0 | FALSE | FALSE | FALSE | FALSE | 0 | 0 | 0 | n/a | n/a | n/a | n/a | n/a | 0 | 0 | 100% | 100% | 0 | 0 | 0 | 0 | 0 | 0 | 0 | 0 | 0 | 0 | 0 | 0 | 0 | 0 | 0 | 0 | 0 | 0 | 0 | 0 | 0 | 0
| 0 | 0 | 0 | 0 | 0 | 0 | 0 | 0 | 0 | 0 | 0 | 0 | 0 | 0 | 0 | 0 | 0 | 0 | FALSE | FALSE | FALSE | FALSE | 0 | 0 | 0 | n/a | n/a | n/a | n/a | n/a | 0 | 0 | 100% | 100% | 0 | 0 | 0 | 0 | 0 | 0 | 0 | 0 | 0 | 0 | 0 | 0 | 0 | 0 | 0 | 0 | 0 | 0 | 0 | 0 | 0 | 0
| 0 | 0 | 0 | 0 | 0 | 0 | 0 | 0 | 0 | 0 | 0 | 0 | 0 | 0 | 0 | 0 | 0 | 0 | FALSE | FALSE | FALSE | FALSE | 0 | 0 | 0 | n/a | n/a | n/a | n/a | n/a | 0 | 0 | 100% | 100% | 0 | 0 | 0 | 0 | 0 | 0 | 0 | 0 | 0 | 0 | 0 | 0 | 0 | 0 | 0 | 0 | 0 | 0 | 0 | 0 | 0 | 0
| 0 | 0 | 0 | 0 | 0 | 0 | 0 | 0 | 0 | 0 | 0 | 0 | 0 | 0 | 0 | 0 | 0 | 0 | FALSE | FALSE | FALSE | FALSE | 0 | 0 | 0 | n/a | n/a | n/a | n/a | n/a | 0 | 0 | 100% | 100% | 0 | 0 | 0 | 0 | 0 | 0 | 0 | 0 | 0 | 0 | 0 | 0 | 0 | 0 | 0 | 0 | 0 | 0 | 0 | 0 | 0 | 0
| 0 | 0 | 0 | 0 | 0 | 0 | 0 | 0 | 0 | 0 | 0 | 0 | 0 | 0 | 0 | 0 | 0 | 0 | FALSE | FALSE | FALSE | FALSE | 0 | 0 | 0 | n/a | n/a | n/a | n/a | n/a | 0 | 0 | 100% | 100% | 0 | 0 | 0 | 0 | 0 | 0 | 0 | 0 | 0 | 0 | 0 | 0 | 0 | 0 | 0 | 0 | 0 | 0 | 0 | 0 | 0 | 0
| 0 | 0 | 0 | 0 | 0 | 0 | 0 | 0 | 0 | 0 | 0 | 0 | 0 | 0 | 0 | 0 | 0 | 0 | FALSE | FALSE | FALSE | FALSE | 0 | 0 | 0 | n/a | n/a | n/a | n/a | n/a | 0 | 0 | 100% | 100% | 0 | 0 | 0 | 0 | 0 | 0 | 0 | 0 | 0 | 0 | 0 | 0 | 0 | 0 | 0 | 0 | 0 | 0 | 0 | 0 | 0 | 0
| 0 | 0 | 0 | 0 | 0 | 0 | 0 | 0 | 0 | 0 | 0 | 0 | 0 | 0 | 0 | 0 | 0 | 0 | FALSE | FALSE | FALSE | FALSE | 0 | 0 | 0 | n/a | n/a | n/a | n/a | n/a | 0 | 0 | 100% | 100% | 0 | 0 | 0 | 0 | 0 | 0 | 0 | 0 | 0 | 0 | 0 | 0 | 0 | 0 | 0 | 0 | 0 | 0 | 0 | 0 | 0 | 0
| 0 | 0 | 0 | 0 | 0 | 0 | 0 | 0 | 0 | 0 | 0 | 0 | 0 | 0 | 0 | 0 | 0 | 0 | FALSE | FALSE | FALSE | FALSE | 0 | 0 | 0 | n/a | n/a | n/a | n/a | n/a | 0 | 0 | 100% | 100% | 0 | 0 | 0 | 0 | 0 | 0 | 0 | 0 | 0 | 0 | 0 | 0 | 0 | 0 | 0 | 0 | 0 | 0 | 0 | 0 | 0 | 0
| 0 | 0 | 0 | 0 | 0 | 0 | 0 | 0 | 0 | 0 | 0 | 0 | 0 | 0 | 0 | 0 | 0 | 0 | FALSE | FALSE | FALSE | FALSE | 0 | 0 | 0 | n/a | n/a | n/a | n/a | n/a | 0 | 0 | 100% | 100% | 0 | 0 | 0 | 0 | 0 | 0 | 0 | 0 | 0 | 0 | 0 | 0 | 0 | 0 | 0 | 0 | 0 | 0 | 0 | 0 | 0 | 0
| 0 | 0 | 0 | 0 | 0 | 0 | 0 | 0 | 0 | 0 | 0 | 0 | 0 | 0 | 0 | 0 | 0 | 0 | FALSE | FALSE | FALSE | FALSE | 0 | 0 | 0 | n/a | n/a | n/a | n/a | n/a | 0 | 0 | 100% | 100% | 0 | 0 | 0 | 0 | 0 | 0 | 0 | 0 | 0 | 0 | 0 | 0 | 0 | 0 | 0 | 0 | 0 | 0 | 0 | 0 | 0 | 0
| 0 | 0 | 0 | 0 | 0 | 0 | 0 | 0 | 0 | 0 | 0 | 0 | 0 | 0 | 0 | 0 | 0 | 0 | FALSE | FALSE | FALSE | FALSE | 0 | 0 | 0 | n/a | n/a | n/a | n/a | n/a | 0 | 0 | 100% | 100% | 0 | 0 | 0 | 0 | 0 | 0 | 0 | 0 | 0 | 0 | 0 | 0 | 0 | 0 | 0 | 0 | 0 | 0 | 0 | 0 | 0 | 0
| 0 | 0 | 0 | 0 | 0 | 0 | 0 | 0 | 0 | 0 | 0 | 0 | 0 | 0 | 0 | 0 | 0 | 0 | FALSE | FALSE | FALSE | FALSE | 0 | 0 | 0 | n/a | n/a | n/a | n/a | n/a | 0 | 0 | 100% | 100% | 0 | 0 | 0 | 0 | 0 | 0 | 0 | 0 | 0 | 0 | 0 | 0 | 0 | 0 | 0 | 0 | 0 | 0 | 0 | 0 | 0 | 0
| 0 | 0 | 0 | 0 | 0 | 0 | 0 | 0 | 0 | 0 | 0 | 0 | 0 | 0 | 0 | 0 | 0 | 0 | FALSE | FALSE | FALSE | FALSE | 0 | 0 | 0 | n/a | n/a | n/a | n/a | n/a | 0 | 0 | 100% | 100% | 0 | 0 | 0 | 0 | 0 | 0 | 0 | 0 | 0 | 0 | 0 | 0 | 0 | 0 | 0 | 0 | 0 | 0 | 0 | 0 | 0 | 0
| 0 | 0 | 0 | 0 | 0 | 0 | 0 | 0 | 0 | 0 | 0 | 0 | 0 | 0 | 0 | 0 | 0 | 0 | FALSE | FALSE | FALSE | FALSE | 0 | 0 | 0 | n/a | n/a | n/a | n/a | n/a | 0 | 0 | 100% | 100% | 0 | 0 | 0 | 0 | 0 | 0 | 0 | 0 | 0 | 0 | 0 | 0 | 0 | 0 | 0 | 0 | 0 | 0 | 0 | 0 | 0 | 0
| 0 | 0 | 0 | 0 | 0 | 0 | 0 | 0 | 0 | 0 | 0 | 0 | 0 | 0 | 0 | 0 | 0 | 0 | FALSE | FALSE | FALSE | FALSE | 0 | 0 | 0 | n/a | n/a | n/a | n/a | n/a | 0 | 0 | 100% | 100% | 0 | 0 | 0 | 0 | 0 | 0 | 0 | 0 | 0 | 0 | 0 | 0 | 0 | 0 | 0 | 0 | 0 | 0 | 0 | 0 | 0 | 0
| 0 | 0 | 0 | 0 | 0 | 0 | 0 | 0 | 0 | 0 | 0 | 0 | 0 | 0 | 0 | 0 | 0 | 0 | FALSE | FALSE | FALSE | FALSE | 0 | 0 | 0 | n/a | n/a | n/a | n/a | n/a | 0 | 0 | 100% | 100% | 0 | 0 | 0 | 0 | 0 | 0 | 0 | 0 | 0 | 0 | 0 | 0 | 0 | 0 | 0 | 0 | 0 | 0 | 0 | 0 | 0 | 0
| 0 | 0 | 0 | 0 | 0 | 0 | 0 | 0 | 0 | 0 | 0 | 0 | 0 | 0 | 0 | 0 | 0 | 0 | FALSE | FALSE | FALSE | FALSE | 0 | 0 | 0 | n/a | n/a | n/a | n/a | n/a | 0 | 0 | 100% | 100% | 0 | 0 | 0 | 0 | 0 | 0 | 0 | 0 | 0 | 0 | 0 | 0 | 0 | 0 | 0 | 0 | 0 | 0 | 0 | 0 | 0 | 0
| 0 | 0 | 0 | 0 | 0 | 0 | 0 | 0 | 0 | 0 | 0 | 0 | 0 | 0 | 0 | 0 | 0 | 0 | FALSE | FALSE | FALSE | FALSE | 0 | 0 | 0 | n/a | n/a | n/a | n/a | n/a | 0 | 0 | 100% | 100% | 0 | 0 | 0 | 0 | 0 | 0 | 0 | 0 | 0 | 0 | 0 | 0 | 0 | 0 | 0 | 0 | 0 | 0 | 0 | 0 | 0 | 0
| 0 | 0 | 0 | 0 | 0 | 0 | 0 | 0 | 0 | 0 | 0 | 0 | 0 | 0 | 0 | 0 | 0 | 0 | FALSE | FALSE | FALSE | FALSE | 0 | 0 | 0 | n/a | n/a | n/a | n/a | n/a | 0 | 0 | 100% | 100% | 0 | 0 | 0 | 0 | 0 | 0 | 0 | 0 | 0 | 0 | 0 | 0 | 0 | 0 | 0 | 0 | 0 | 0 | 0 | 0 | 0 | 0
| 0 | 0 | 0 | 0 | 0 | 0 | 0 | 0 | 0 | 0 | 0 | 0 | 0 | 0 | 0 | 0 | 0 | 0 | FALSE | FALSE | FALSE | FALSE | 0 | 0 | 0 | n/a | n/a | n/a | n/a | n/a | 0 | 0 | 100% | 100% | 0 | 0 | 0 | 0 | 0 | 0 | 0 | 0 | 0 | 0 | 0 | 0 | 0 | 0 | 0 | 0 | 0 | 0 | 0 | 0 | 0 | 0
| 0 | 0 | 0 | 0 | 0 | 0 | 0 | 0 | 0 | 0 | 0 | 0 | 0 | 0 | 0 | 0 | 0 | 0 | FALSE | FALSE | FALSE | FALSE | 0 | 0 | 0 | n/a | n/a | n/a | n/a | n/a | 0 | 0 | 100% | 100% | 0 | 0 | 0 | 0 | 0 | 0 | 0 | 0 | 0 | 0 | 0 | 0 | 0 | 0 | 0 | 0 | 0 | 0 | 0 | 0 | 0 | 0
| 0 | 0 | 0 | 0 | 0 | 0 | 0 | 0 | 0 | 0 | 0 | 0 | 0 | 0 | 0 | 0 | 0 | 0 | FALSE | FALSE | FALSE | FALSE | 0 | 0 | 0 | n/a | n/a | n/a | n/a | n/a | 0 | 0 | 100% | 100% | 0 | 0 | 0 | 0 | 0 | 0 | 0 | 0 | 0 | 0 | 0 | 0 | 0 | 0 | 0 | 0 | 0 | 0 | 0 | 0 | 0 | 0
| 0 | 0 | 0 | 0 | 0 | 0 | 0 | 0 | 0 | 0 | 0 | 0 | 0 | 0 | 0 | 0 | 0 | 0 | FALSE | FALSE | FALSE | FALSE | 0 | 0 | 0 | n/a | n/a | n/a | n/a | n/a | 0 | 0 | 100% | 100% | 0 | 0 | 0 | 0 | 0 | 0 | 0 | 0 | 0 | 0 | 0 | 0 | 0 | 0 | 0 | 0 | 0 | 0 | 0 | 0 | 0 | 0
| 0 | 0 | 0 | 0 | 0 | 0 | 0 | 0 | 0 | 0 | 0 | 0 | 0 | 0 | 0 | 0 | 0 | 0 | FALSE | FALSE | FALSE | FALSE | 0 | 0 | 0 | n/a | n/a | n/a | n/a | n/a | 0 | 0 | 100% | 100% | 0 | 0 | 0 | 0 | 0 | 0 | 0 | 0 | 0 | 0 | 0 | 0 | 0 | 0 | 0 | 0 | 0 | 0 | 0 | 0 | 0 | 0
| 0 | 0 | 0 | 0 | 0 | 0 | 0 | 0 | 0 | 0 | 0 | 0 | 0 | 0 | 0 | 0 | 0 | 0 | FALSE | FALSE | FALSE | FALSE | 0 | 0 | 0 | n/a | n/a | n/a | n/a | n/a | 0 | 0 | 100% | 100% | 0 | 0 | 0 | 0 | 0 | 0 | 0 | 0 | 0 | 0 | 0 | 0 | 0 | 0 | 0 | 0 | 0 | 0 | 0 | 0 | 0 | 0
| 0 | 0 | 0 | 0 | 0 | 0 | 0 | 0 | 0 | 0 | 0 | 0 | 0 | 0 | 0 | 0 | 0 | 0 | FALSE | FALSE | FALSE | FALSE | 0 | 0 | 0 | n/a | n/a | n/a | n/a | n/a | 0 | 0 | 100% | 100% | 0 | 0 | 0 | 0 | 0 | 0 | 0 | 0 | 0 | 0 | 0 | 0 | 0 | 0 | 0 | 0 | 0 | 0 | 0 | 0 | 0 | 0
| 0 | 0 | 0 | 0 | 0 | 0 | 0 | 0 | 0 | 0 | 0 | 0 | 0 | 0 | 0 | 0 | 0 | 0 | FALSE | FALSE | FALSE | FALSE | 0 | 0 | 0 | n/a | n/a | n/a | n/a | n/a | 0 | 0 | 100% | 100% | 0 | 0 | 0 | 0 | 0 | 0 | 0 | 0 | 0 | 0 | 0 | 0 | 0 | 0 | 0 | 0 | 0 | 0 | 0 | 0 | 0 | 0
| 0 | 0 | 0 | 0 | 0 | 0 | 0 | 0 | 0 | 0 | 0 | 0 | 0 | 0 | 0 | 0 | 0 | 0 | FALSE | FALSE | FALSE | FALSE | 0 | 0 | 0 | n/a | n/a | n/a | n/a | n/a | 0 | 0 | 100% | 100% | 0 | 0 | 0 | 0 | 0 | 0 | 0 | 0 | 0 | 0 | 0 | 0 | 0 | 0 | 0 | 0 | 0 | 0 | 0 | 0 | 0 | 0
| 0 | 0 | 0 | 0 | 0 | 0 | 0 | 0 | 0 | 0 | 0 | 0 | 0 | 0 | 0 | 0 | 0 | 0 | FALSE | FALSE | FALSE | FALSE | 0 | 0 | 0 | n/a | n/a | n/a | n/a | n/a | 0 | 0 | 100% | 100% | 0 | 0 | 0 | 0 | 0 | 0 | 0 | 0 | 0 | 0 | 0 | 0 | 0 | 0 | 0 | 0 | 0 | 0 | 0 | 0 | 0 | 0
| 0 | 0 | 0 | 0 | 0 | 0 | 0 | 0 | 0 | 0 | 0 | 0 | 0 | 0 | 0 | 0 | 0 | 0 | FALSE | FALSE | FALSE | FALSE | 0 | 0 | 0 | n/a | n/a | n/a | n/a | n/a | 0 | 0 | 100% | 100% | 0 | 0 | 0 | 0 | 0 | 0 | 0 | 0 | 0 | 0 | 0 | 0 | 0 | 0 | 0 | 0 | 0 | 0 | 0 | 0 | 0 | 0
| 0 | 0 | 0 | 0 | 0 | 0 | 0 | 0 | 0 | 0 | 0 | 0 | 0 | 0 | 0 | 0 | 0 | 0 | FALSE | FALSE | FALSE | FALSE | 0 | 0 | 0 | n/a | n/a | n/a | n/a | n/a | 0 | 0 | 100% | 100% | 0 | 0 | 0 | 0 | 0 | 0 | 0 | 0 | 0 | 0 | 0 | 0 | 0 | 0 | 0 | 0 | 0 | 0 | 0 | 0 | 0 | 0
| 0 | 0 | 0 | 0 | 0 | 0 | 0 | 0 | 0 | 0 | 0 | 0 | 0 | 0 | 0 | 0 | 0 | 0 | FALSE | FALSE | FALSE | FALSE | 0 | 0 | 0 | n/a | n/a | n/a | n/a | n/a | 0 | 0 | 100% | 100% | 0 | 0 | 0 | 0 | 0 | 0 | 0 | 0 | 0 | 0 | 0 | 0 | 0 | 0 | 0 | 0 | 0 | 0 | 0 | 0 | 0 | 0
| 0 | 0 | 0 | 0 | 0 | 0 | 0 | 0 | 0 | 0 | 0 | 0 | 0 | 0 | 0 | 0 | 0 | 0 | FALSE | FALSE | FALSE | FALSE | 0 | 0 | 0 | n/a | n/a | n/a | n/a | n/a | 0 | 0 | 100% | 100% | 0 | 0 | 0 | 0 | 0 | 0 | 0 | 0 | 0 | 0 | 0 | 0 | 0 | 0 | 0 | 0 | 0 | 0 | 0 | 0 | 0 | 0
| 0 | 0 | 0 | 0 | 0 | 0 | 0 | 0 | 0 | 0 | 0 | 0 | 0 | 0 | 0 | 0 | 0 | 0 | FALSE | FALSE | FALSE | FALSE | 0 | 0 | 0 | n/a | n/a | n/a | n/a | n/a | 0 | 0 | 100% | 100% | 0 | 0 | 0 | 0 | 0 | 0 | 0 | 0 | 0 | 0 | 0 | 0 | 0 | 0 | 0 | 0 | 0 | 0 | 0 | 0 | 0 | 0
| 0 | 0 | 0 | 0 | 0 | 0 | 0 | 0 | 0 | 0 | 0 | 0 | 0 | 0 | 0 | 0 | 0 | 0 | FALSE | FALSE | FALSE | FALSE | 0 | 0 | 0 | n/a | n/a | n/a | n/a | n/a | 0 | 0 | 100% | 100% | 0 | 0 | 0 | 0 | 0 | 0 | 0 | 0 | 0 | 0 | 0 | 0 | 0 | 0 | 0 | 0 | 0 | 0 | 0 | 0 | 0 | 0
| 0 | 0 | 0 | 0 | 0 | 0 | 0 | 0 | 0 | 0 | 0 | 0 | 0 | 0 | 0 | 0 | 0 | 0 | FALSE | FALSE | FALSE | FALSE | 0 | 0 | 0 | n/a | n/a | n/a | n/a | n/a | 0 | 0 | 100% | 100% | 0 | 0 | 0 | 0 | 0 | 0 | 0 | 0 | 0 | 0 | 0 | 0 | 0 | 0 | 0 | 0 | 0 | 0 | 0 | 0 | 0 | 0
| 0 | 0 | 0 | 0 | 0 | 0 | 0 | 0 | 0 | 0 | 0 | 0 | 0 | 0 | 0 | 0 | 0 | 0 | FALSE | FALSE | FALSE | FALSE | 0 | 0 | 0 | n/a | n/a | n/a | n/a | n/a | 0 | 0 | 100% | 100% | 0 | 0 | 0 | 0 | 0 | 0 | 0 | 0 | 0 | 0 | 0 | 0 | 0 | 0 | 0 | 0 | 0 | 0 | 0 | 0 | 0 | 0
| 0 | 0 | 0 | 0 | 0 | 0 | 0 | 0 | 0 | 0 | 0 | 0 | 0 | 0 | 0 | 0 | 0 | 0 | FALSE | FALSE | FALSE | FALSE | 0 | 0 | 0 | n/a | n/a | n/a | n/a | n/a | 0 | 0 | 100% | 100% | 0 | 0 | 0 | 0 | 0 | 0 | 0 | 0 | 0 | 0 | 0 | 0 | 0 | 0 | 0 | 0 | 0 | 0 | 0 | 0 | 0 | 0
| 0 | 0 | 0 | 0 | 0 | 0 | 0 | 0 | 0 | 0 | 0 | 0 | 0 | 0 | 0 | 0 | 0 | 0 | FALSE | FALSE | FALSE | FALSE | 0 | 0 | 0 | n/a | n/a | n/a | n/a | n/a | 0 | 0 | 100% | 100% | 0 | 0 | 0 | 0 | 0 | 0 | 0 | 0 | 0 | 0 | 0 | 0 | 0 | 0 | 0 | 0 | 0 | 0 | 0 | 0 | 0 | 0
| 0 | 0 | 0 | 0 | 0 | 0 | 0 | 0 | 0 | 0 | 0 | 0 | 0 | 0 | 0 | 0 | 0 | 0 | FALSE | FALSE | FALSE | FALSE | 0 | 0 | 0 | n/a | n/a | n/a | n/a | n/a | 0 | 0 | 100% | 100% | 0 | 0 | 0 | 0 | 0 | 0 | 0 | 0 | 0 | 0 | 0 | 0 | 0 | 0 | 0 | 0 | 0 | 0 | 0 | 0 | 0 | 0
| 0 | 0 | 0 | 0 | 0 | 0 | 0 | 0 | 0 | 0 | 0 | 0 | 0 | 0 | 0 | 0 | 0 | 0 | FALSE | FALSE | FALSE | FALSE | 0 | 0 | 0 | n/a | n/a | n/a | n/a | n/a | 0 | 0 | 100% | 100% | 0 | 0 | 0 | 0 | 0 | 0 | 0 | 0 | 0 | 0 | 0 | 0 | 0 | 0 | 0 | 0 | 0 | 0 | 0 | 0 | 0 | 0
| 0 | 0 | 0 | 0 | 0 | 0 | 0 | 0 | 0 | 0 | 0 | 0 | 0 | 0 | 0 | 0 | 0 | 0 | FALSE | FALSE | FALSE | FALSE | 0 | 0 | 0 | n/a | n/a | n/a | n/a | n/a | 0 | 0 | 100% | 100% | 0 | 0 | 0 | 0 | 0 | 0 | 0 | 0 | 0 | 0 | 0 | 0 | 0 | 0 | 0 | 0 | 0 | 0 | 0 | 0 | 0 | 0
| 0 | 0 | 0 | 0 | 0 | 0 | 0 | 0 | 0 | 0 | 0 | 0 | 0 | 0 | 0 | 0 | 0 | 0 | FALSE | FALSE | FALSE | FALSE | 0 | 0 | 0 | n/a | n/a | n/a | n/a | n/a | 0 | 0 | 100% | 100% | 0 | 0 | 0 | 0 | 0 | 0 | 0 | 0 | 0 | 0 | 0 | 0 | 0 | 0 | 0 | 0 | 0 | 0 | 0 | 0 | 0 | 0
| 0 | 0 | 0 | 0 | 0 | 0 | 0 | 0 | 0 | 0 | 0 | 0 | 0 | 0 | 0 | 0 | 0 | 0 | FALSE | FALSE | FALSE | FALSE | 0 | 0 | 0 | n/a | n/a | n/a | n/a | n/a | 0 | 0 | 100% | 100% | 0 | 0 | 0 | 0 | 0 | 0 | 0 | 0 | 0 | 0 | 0 | 0 | 0 | 0 | 0 | 0 | 0 | 0 | 0 | 0 | 0 | 0
| 0 | 0 | 0 | 0 | 0 | 0 | 0 | 0 | 0 | 0 | 0 | 0 | 0 | 0 | 0 | 0 | 0 | 0 | FALSE | FALSE | FALSE | FALSE | 0 | 0 | 0 | n/a | n/a | n/a | n/a | n/a | 0 | 0 | 100% | 100% | 0 | 0 | 0 | 0 | 0 | 0 | 0 | 0 | 0 | 0 | 0 | 0 | 0 | 0 | 0 | 0 | 0 | 0 | 0 | 0 | 0 | 0
| 0 | 0 | 0 | 0 | 0 | 0 | 0 | 0 | 0 | 0 | 0 | 0 | 0 | 0 | 0 | 0 | 0 | 0 | FALSE | FALSE | FALSE | FALSE | 0 | 0 | 0 | n/a | n/a | n/a | n/a | n/a | 0 | 0 | 100% | 100% | 0 | 0 | 0 | 0 | 0 | 0 | 0 | 0 | 0 | 0 | 0 | 0 | 0 | 0 | 0 | 0 | 0 | 0 | 0 | 0 | 0 | 0
| 0 | 0 | 0 | 0 | 0 | 0 | 0 | 0 | 0 | 0 | 0 | 0 | 0 | 0 | 0 | 0 | 0 | 0 | FALSE | FALSE | FALSE | FALSE | 0 | 0 | 0 | n/a | n/a | n/a | n/a | n/a | 0 | 0 | 100% | 100% | 0 | 0 | 0 | 0 | 0 | 0 | 0 | 0 | 0 | 0 | 0 | 0 | 0 | 0 | 0 | 0 | 0 | 0 | 0 | 0 | 0 | 0
| 0 | 0 | 0 | 0 | 0 | 0 | 0 | 0 | 0 | 0 | 0 | 0 | 0 | 0 | 0 | 0 | 0 | 0 | FALSE | FALSE | FALSE | FALSE | 0 | 0 | 0 | n/a | n/a | n/a | n/a | n/a | 0 | 0 | 100% | 100% | 0 | 0 | 0 | 0 | 0 | 0 | 0 | 0 | 0 | 0 | 0 | 0 | 0 | 0 | 0 | 0 | 0 | 0 | 0 | 0 | 0 | 0
| 0 | 0 | 0 | 0 | 0 | 0 | 0 | 0 | 0 | 0 | 0 | 0 | 0 | 0 | 0 | 0 | 0 | 0 | FALSE | FALSE | FALSE | FALSE | 0 | 0 | 0 | n/a | n/a | n/a | n/a | n/a | 0 | 0 | 100% | 100% | 0 | 0 | 0 | 0 | 0 | 0 | 0 | 0 | 0 | 0 | 0 | 0 | 0 | 0 | 0 | 0 | 0 | 0 | 0 | 0 | 0 | 0
| 0 | 0 | 0 | 0 | 0 | 0 | 0 | 0 | 0 | 0 | 0 | 0 | 0 | 0 | 0 | 0 | 0 | 0 | FALSE | FALSE | FALSE | FALSE | 0 | 0 | 0 | n/a | n/a | n/a | n/a | n/a | 0 | 0 | 100% | 100% | 0 | 0 | 0 | 0 | 0 | 0 | 0 | 0 | 0 | 0 | 0 | 0 | 0 | 0 | 0 | 0 | 0 | 0 | 0 | 0 | 0 | 0
| 0 | 0 | 0 | 0 | 0 | 0 | 0 | 0 | 0 | 0 | 0 | 0 | 0 | 0 | 0 | 0 | 0 | 0 | FALSE | FALSE | FALSE | FALSE | 0 | 0 | 0 | n/a | n/a | n/a | n/a | n/a | 0 | 0 | 100% | 100% | 0 | 0 | 0 | 0 | 0 | 0 | 0 | 0 | 0 | 0 | 0 | 0 | 0 | 0 | 0 | 0 | 0 | 0 | 0 | 0 | 0 | 0
| 0 | 0 | 0 | 0 | 0 | 0 | 0 | 0 | 0 | 0 | 0 | 0 | 0 | 0 | 0 | 0 | 0 | 0 | FALSE | FALSE | FALSE | FALSE | 0 | 0 | 0 | n/a | n/a | n/a | n/a | n/a | 0 | 0 | 100% | 100% | 0 | 0 | 0 | 0 | 0 | 0 | 0 | 0 | 0 | 0 | 0 | 0 | 0 | 0 | 0 | 0 | 0 | 0 | 0 | 0 | 0 | 0
| 0 | 0 | 0 | 0 | 0 | 0 | 0 | 0 | 0 | 0 | 0 | 0 | 0 | 0 | 0 | 0 | 0 | 0 | FALSE | FALSE | FALSE | FALSE | 0 | 0 | 0 | n/a | n/a | n/a | n/a | n/a | 0 | 0 | 100% | 100% | 0 | 0 | 0 | 0 | 0 | 0 | 0 | 0 | 0 | 0 | 0 | 0 | 0 | 0 | 0 | 0 | 0 | 0 | 0 | 0 | 0 | 0
| 0 | 0 | 0 | 0 | 0 | 0 | 0 | 0 | 0 | 0 | 0 | 0 | 0 | 0 | 0 | 0 | 0 | 0 | FALSE | FALSE | FALSE | FALSE | 0 | 0 | 0 | n/a | n/a | n/a | n/a | n/a | 0 | 0 | 100% | 100% | 0 | 0 | 0 | 0 | 0 | 0 | 0 | 0 | 0 | 0 | 0 | 0 | 0 | 0 | 0 | 0 | 0 | 0 | 0 | 0 | 0 | 0
| 0 | 0 | 0 | 0 | 0 | 0 | 0 | 0 | 0 | 0 | 0 | 0 | 0 | 0 | 0 | 0 | 0 | 0 | FALSE | FALSE | FALSE | FALSE | 0 | 0 | 0 | n/a | n/a | n/a | n/a | n/a | 0 | 0 | 100% | 100% | 0 | 0 | 0 | 0 | 0 | 0 | 0 | 0 | 0 | 0 | 0 | 0 | 0 | 0 | 0 | 0 | 0 | 0 | 0 | 0 | 0 | 0
| 0 | 0 | 0 | 0 | 0 | 0 | 0 | 0 | 0 | 0 | 0 | 0 | 0 | 0 | 0 | 0 | 0 | 0 | FALSE | FALSE | FALSE | FALSE | 0 | 0 | 0 | n/a | n/a | n/a | n/a | n/a | 0 | 0 | 100% | 100% | 0 | 0 | 0 | 0 | 0 | 0 | 0 | 0 | 0 | 0 | 0 | 0 | 0 | 0 | 0 | 0 | 0 | 0 | 0 | 0 | 0 | 0
| 0 | 0 | 0 | 0 | 0 | 0 | 0 | 0 | 0 | 0 | 0 | 0 | 0 | 0 | 0 | 0 | 0 | 0 | FALSE | FALSE | FALSE | FALSE | 0 | 0 | 0 | n/a | n/a | n/a | n/a | n/a | 0 | 0 | 100% | 100% | 0 | 0 | 0 | 0 | 0 | 0 | 0 | 0 | 0 | 0 | 0 | 0 | 0 | 0 | 0 | 0 | 0 | 0 | 0 | 0 | 0 | 0
| 0 | 0 | 0 | 0 | 0 | 0 | 0 | 0 | 0 | 0 | 0 | 0 | 0 | 0 | 0 | 0 | 0 | 0 | FALSE | FALSE | FALSE | FALSE | 0 | 0 | 0 | n/a | n/a | n/a | n/a | n/a | 0 | 0 | 100% | 100% | 0 | 0 | 0 | 0 | 0 | 0 | 0 | 0 | 0 | 0 | 0 | 0 | 0 | 0 | 0 | 0 | 0 | 0 | 0 | 0 | 0 | 0
| 0 | 0 | 0 | 0 | 0 | 0 | 0 | 0 | 0 | 0 | 0 | 0 | 0 | 0 | 0 | 0 | 0 | 0 | FALSE | FALSE | FALSE | FALSE | 0 | 0 | 0 | n/a | n/a | n/a | n/a | n/a | 0 | 0 | 100% | 100% | 0 | 0 | 0 | 0 | 0 | 0 | 0 | 0 | 0 | 0 | 0 | 0 | 0 | 0 | 0 | 0 | 0 | 0 | 0 | 0 | 0 | 0
| 0 | 0 | 0 | 0 | 0 | 0 | 0 | 0 | 0 | 0 | 0 | 0 | 0 | 0 | 0 | 0 | 0 | 0 | FALSE | FALSE | FALSE | FALSE | 0 | 0 | 0 | n/a | n/a | n/a | n/a | n/a | 0 | 0 | 100% | 100% | 0 | 0 | 0 | 0 | 0 | 0 | 0 | 0 | 0 | 0 | 0 | 0 | 0 | 0 | 0 | 0 | 0 | 0 | 0 | 0 | 0 | 0
| 0 | 0 | 0 | 0 | 0 | 0 | 0 | 0 | 0 | 0 | 0 | 0 | 0 | 0 | 0 | 0 | 0 | 0 | FALSE | FALSE | FALSE | FALSE | 0 | 0 | 0 | n/a | n/a | n/a | n/a | n/a | 0 | 0 | 100% | 100% | 0 | 0 | 0 | 0 | 0 | 0 | 0 | 0 | 0 | 0 | 0 | 0 | 0 | 0 | 0 | 0 | 0 | 0 | 0 | 0 | 0 | 0
| 0 | 0 | 0 | 0 | 0 | 0 | 0 | 0 | 0 | 0 | 0 | 0 | 0 | 0 | 0 | 0 | 0 | 0 | FALSE | FALSE | FALSE | FALSE | 0 | 0 | 0 | n/a | n/a | n/a | n/a | n/a | 0 | 0 | 100% | 100% | 0 | 0 | 0 | 0 | 0 | 0 | 0 | 0 | 0 | 0 | 0 | 0 | 0 | 0 | 0 | 0 | 0 | 0 | 0 | 0 | 0 | 0
| 0 | 0 | 0 | 0 | 0 | 0 | 0 | 0 | 0 | 0 | 0 | 0 | 0 | 0 | 0 | 0 | 0 | 0 | FALSE | FALSE | FALSE | FALSE | 0 | 0 | 0 | n/a | n/a | n/a | n/a | n/a | 0 | 0 | 100% | 100% | 0 | 0 | 0 | 0 | 0 | 0 | 0 | 0 | 0 | 0 | 0 | 0 | 0 | 0 | 0 | 0 | 0 | 0 | 0 | 0 | 0 | 0
| 0 | 0 | 0 | 0 | 0 | 0 | 0 | 0 | 0 | 0 | 0 | 0 | 0 | 0 | 0 | 0 | 0 | 0 | FALSE | FALSE | FALSE | FALSE | 0 | 0 | 0 | n/a | n/a | n/a | n/a | n/a | 0 | 0 | 100% | 100% | 0 | 0 | 0 | 0 | 0 | 0 | 0 | 0 | 0 | 0 | 0 | 0 | 0 | 0 | 0 | 0 | 0 | 0 | 0 | 0 | 0 | 0
| 0 | 0 | 0 | 0 | 0 | 0 | 0 | 0 | 0 | 0 | 0 | 0 | 0 | 0 | 0 | 0 | 0 | 0 | FALSE | FALSE | FALSE | FALSE | 0 | 0 | 0 | n/a | n/a | n/a | n/a | n/a | 0 | 0 | 100% | 100% | 0 | 0 | 0 | 0 | 0 | 0 | 0 | 0 | 0 | 0 | 0 | 0 | 0 | 0 | 0 | 0 | 0 | 0 | 0 | 0 | 0 | 0
| 0 | 0 | 0 | 0 | 0 | 0 | 0 | 0 | 0 | 0 | 0 | 0 | 0 | 0 | 0 | 0 | 0 | 0 | FALSE | FALSE | FALSE | FALSE | 0 | 0 | 0 | n/a | n/a | n/a | n/a | n/a | 0 | 0 | 100% | 100% | 0 | 0 | 0 | 0 | 0 | 0 | 0 | 0 | 0 | 0 | 0 | 0 | 0 | 0 | 0 | 0 | 0 | 0 | 0 | 0 | 0 | 0
| 0 | 0 | 0 | 0 | 0 | 0 | 0 | 0 | 0 | 0 | 0 | 0 | 0 | 0 | 0 | 0 | 0 | 0 | FALSE | FALSE | FALSE | FALSE | 0 | 0 | 0 | n/a | n/a | n/a | n/a | n/a | 0 | 0 | 100% | 100% | 0 | 0 | 0 | 0 | 0 | 0 | 0 | 0 | 0 | 0 | 0 | 0 | 0 | 0 | 0 | 0 | 0 | 0 | 0 | 0 | 0 | 0
| 0 | 0 | 0 | 0 | 0 | 0 | 0 | 0 | 0 | 0 | 0 | 0 | 0 | 0 | 0 | 0 | 0 | 0 | FALSE | FALSE | FALSE | FALSE | 0 | 0 | 0 | n/a | n/a | n/a | n/a | n/a | 0 | 0 | 100% | 100% | 0 | 0 | 0 | 0 | 0 | 0 | 0 | 0 | 0 | 0 | 0 | 0 | 0 | 0 | 0 | 0 | 0 | 0 | 0 | 0 | 0 | 0
| 0 | 0 | 0 | 0 | 0 | 0 | 0 | 0 | 0 | 0 | 0 | 0 | 0 | 0 | 0 | 0 | 0 | 0 | FALSE | FALSE | FALSE | FALSE | 0 | 0 | 0 | n/a | n/a | n/a | n/a | n/a | 0 | 0 | 100% | 100% | 0 | 0 | 0 | 0 | 0 | 0 | 0 | 0 | 0 | 0 | 0 | 0 | 0 | 0 | 0 | 0 | 0 | 0 | 0 | 0 | 0 | 0
| 0 | 0 | 0 | 0 | 0 | 0 | 0 | 0 | 0 | 0 | 0 | 0 | 0 | 0 | 0 | 0 | 0 | 0 | FALSE | FALSE | FALSE | FALSE | 0 | 0 | 0 | n/a | n/a | n/a | n/a | n/a | 0 | 0 | 100% | 100% | 0 | 0 | 0 | 0 | 0 | 0 | 0 | 0 | 0 | 0 | 0 | 0 | 0 | 0 | 0 | 0 | 0 | 0 | 0 | 0 | 0 | 0
| 0 | 0 | 0 | 0 | 0 | 0 | 0 | 0 | 0 | 0 | 0 | 0 | 0 | 0 | 0 | 0 | 0 | 0 | FALSE | FALSE | FALSE | FALSE | 0 | 0 | 0 | n/a | n/a | n/a | n/a | n/a | 0 | 0 | 100% | 100% | 0 | 0 | 0 | 0 | 0 | 0 | 0 | 0 | 0 | 0 | 0 | 0 | 0 | 0 | 0 | 0 | 0 | 0 | 0 | 0 | 0 | 0
| 0 | 0 | 0 | 0 | 0 | 0 | 0 | 0 | 0 | 0 | 0 | 0 | 0 | 0 | 0 | 0 | 0 | 0 | FALSE | FALSE | FALSE | FALSE | 0 | 0 | 0 | n/a | n/a | n/a | n/a | n/a | 0 | 0 | 100% | 100% | 0 | 0 | 0 | 0 | 0 | 0 | 0 | 0 | 0 | 0 | 0 | 0 | 0 | 0 | 0 | 0 | 0 | 0 | 0 | 0 | 0 | 0
| 0 | 0 | 0 | 0 | 0 | 0 | 0 | 0 | 0 | 0 | 0 | 0 | 0 | 0 | 0 | 0 | 0 | 0 | FALSE | FALSE | FALSE | FALSE | 0 | 0 | 0 | n/a | n/a | n/a | n/a | n/a | 0 | 0 | 100% | 100% | 0 | 0 | 0 | 0 | 0 | 0 | 0 | 0 | 0 | 0 | 0 | 0 | 0 | 0 | 0 | 0 | 0 | 0 | 0 | 0 | 0 | 0
| 0 | 0 | 0 | 0 | 0 | 0 | 0 | 0 | 0 | 0 | 0 | 0 | 0 | 0 | 0 | 0 | 0 | 0 | FALSE | FALSE | FALSE | FALSE | 0 | 0 | 0 | n/a | n/a | n/a | n/a | n/a | 0 | 0 | 100% | 100% | 0 | 0 | 0 | 0 | 0 | 0 | 0 | 0 | 0 | 0 | 0 | 0 | 0 | 0 | 0 | 0 | 0 | 0 | 0 | 0 | 0 | 0
| 0 | 0 | 0 | 0 | 0 | 0 | 0 | 0 | 0 | 0 | 0 | 0 | 0 | 0 | 0 | 0 | 0 | 0 | FALSE | FALSE | FALSE | FALSE | 0 | 0 | 0 | n/a | n/a | n/a | n/a | n/a | 0 | 0 | 100% | 100% | 0 | 0 | 0 | 0 | 0 | 0 | 0 | 0 | 0 | 0 | 0 | 0 | 0 | 0 | 0 | 0 | 0 | 0 | 0 | 0 | 0 | 0
| 0 | 0 | 0 | 0 | 0 | 0 | 0 | 0 | 0 | 0 | 0 | 0 | 0 | 0 | 0 | 0 | 0 | 0 | FALSE | FALSE | FALSE | FALSE | 0 | 0 | 0 | n/a | n/a | n/a | n/a | n/a | 0 | 0 | 100% | 100% | 0 | 0 | 0 | 0 | 0 | 0 | 0 | 0 | 0 | 0 | 0 | 0 | 0 | 0 | 0 | 0 | 0 | 0 | 0 | 0 | 0 | 0
| 0 | 0 | 0 | 0 | 0 | 0 | 0 | 0 | 0 | 0 | 0 | 0 | 0 | 0 | 0 | 0 | 0 | 0 | FALSE | FALSE | FALSE | FALSE | 0 | 0 | 0 | n/a | n/a | n/a | n/a | n/a | 0 | 0 | 100% | 100% | 0 | 0 | 0 | 0 | 0 | 0 | 0 | 0 | 0 | 0 | 0 | 0 | 0 | 0 | 0 | 0 | 0 | 0 | 0 | 0 | 0 | 0
| 0 | 0 | 0 | 0 | 0 | 0 | 0 | 0 | 0 | 0 | 0 | 0 | 0 | 0 | 0 | 0 | 0 | 0 | FALSE | FALSE | FALSE | FALSE | 0 | 0 | 0 | n/a | n/a | n/a | n/a | n/a | 0 | 0 | 100% | 100% | 0 | 0 | 0 | 0 | 0 | 0 | 0 | 0 | 0 | 0 | 0 | 0 | 0 | 0 | 0 | 0 | 0 | 0 | 0 | 0 | 0 | 0
| 0 | 0 | 0 | 0 | 0 | 0 | 0 | 0 | 0 | 0 | 0 | 0 | 0 | 0 | 0 | 0 | 0 | 0 | FALSE | FALSE | FALSE | FALSE | 0 | 0 | 0 | n/a | n/a | n/a | n/a | n/a | 0 | 0 | 100% | 100% | 0 | 0 | 0 | 0 | 0 | 0 | 0 | 0 | 0 | 0 | 0 | 0 | 0 | 0 | 0 | 0 | 0 | 0 | 0 | 0 | 0 | 0
| 0 | 0 | 0 | 0 | 0 | 0 | 0 | 0 | 0 | 0 | 0 | 0 | 0 | 0 | 0 | 0 | 0 | 0 | FALSE | FALSE | FALSE | FALSE | 0 | 0 | 0 | n/a | n/a | n/a | n/a | n/a | 0 | 0 | 100% | 100% | 0 | 0 | 0 | 0 | 0 | 0 | 0 | 0 | 0 | 0 | 0 | 0 | 0 | 0 | 0 | 0 | 0 | 0 | 0 | 0 | 0 | 0
| 0 | 0 | 0 | 0 | 0 | 0 | 0 | 0 | 0 | 0 | 0 | 0 | 0 | 0 | 0 | 0 | 0 | 0 | FALSE | FALSE | FALSE | FALSE | 0 | 0 | 0 | n/a | n/a | n/a | n/a | n/a | 0 | 0 | 100% | 100% | 0 | 0 | 0 | 0 | 0 | 0 | 0 | 0 | 0 | 0 | 0 | 0 | 0 | 0 | 0 | 0 | 0 | 0 | 0 | 0 | 0 | 0
| 0 | 0 | 0 | 0 | 0 | 0 | 0 | 0 | 0 | 0 | 0 | 0 | 0 | 0 | 0 | 0 | 0 | 0 | FALSE | FALSE | FALSE | FALSE | 0 | 0 | 0 | n/a | n/a | n/a | n/a | n/a | 0 | 0 | 100% | 100% | 0 | 0 | 0 | 0 | 0 | 0 | 0 | 0 | 0 | 0 | 0 | 0 | 0 | 0 | 0 | 0 | 0 | 0 | 0 | 0 | 0 | 0
| 0 | 0 | 0 | 0 | 0 | 0 | 0 | 0 | 0 | 0 | 0 | 0 | 0 | 0 | 0 | 0 | 0 | 0 | FALSE | FALSE | FALSE | FALSE | 0 | 0 | 0 | n/a | n/a | n/a | n/a | n/a | 0 | 0 | 100% | 100% | 0 | 0 | 0 | 0 | 0 | 0 | 0 | 0 | 0 | 0 | 0 | 0 | 0 | 0 | 0 | 0 | 0 | 0 | 0 | 0 | 0 | 0
| 0 | 0 | 0 | 0 | 0 | 0 | 0 | 0 | 0 | 0 | 0 | 0 | 0 | 0 | 0 | 0 | 0 | 0 | FALSE | FALSE | FALSE | FALSE | 0 | 0 | 0 | n/a | n/a | n/a | n/a | n/a | 0 | 0 | 100% | 100% | 0 | 0 | 0 | 0 | 0 | 0 | 0 | 0 | 0 | 0 | 0 | 0 | 0 | 0 | 0 | 0 | 0 | 0 | 0 | 0 | 0 | 0
| 0 | 0 | 0 | 0 | 0 | 0 | 0 | 0 | 0 | 0 | 0 | 0 | 0 | 0 | 0 | 0 | 0 | 0 | FALSE | FALSE | FALSE | FALSE | 0 | 0 | 0 | n/a | n/a | n/a | n/a | n/a | 0 | 0 | 100% | 100% | 0 | 0 | 0 | 0 | 0 | 0 | 0 | 0 | 0 | 0 | 0 | 0 | 0 | 0 | 0 | 0 | 0 | 0 | 0 | 0 | 0 | 0
| 0 | 0 | 0 | 0 | 0 | 0 | 0 | 0 | 0 | 0 | 0 | 0 | 0 | 0 | 0 | 0 | 0 | 0 | FALSE | FALSE | FALSE | FALSE | 0 | 0 | 0 | n/a | n/a | n/a | n/a | n/a | 0 | 0 | 100% | 100% | 0 | 0 | 0 | 0 | 0 | 0 | 0 | 0 | 0 | 0 | 0 | 0 | 0 | 0 | 0 | 0 | 0 | 0 | 0 | 0 | 0 | 0
| 0 | 0 | 0 | 0 | 0 | 0 | 0 | 0 | 0 | 0 | 0 | 0 | 0 | 0 | 0 | 0 | 0 | 0 | FALSE | FALSE | FALSE | FALSE | 0 | 0 | 0 | n/a | n/a | n/a | n/a | n/a | 0 | 0 | 100% | 100% | 0 | 0 | 0 | 0 | 0 | 0 | 0 | 0 | 0 | 0 | 0 | 0 | 0 | 0 | 0 | 0 | 0 | 0 | 0 | 0 | 0 | 0
| 0 | 0 | 0 | 0 | 0 | 0 | 0 | 0 | 0 | 0 | 0 | 0 | 0 | 0 | 0 | 0 | 0 | 0 | FALSE | FALSE | FALSE | FALSE | 0 | 0 | 0 | n/a | n/a | n/a | n/a | n/a | 0 | 0 | 100% | 100% | 0 | 0 | 0 | 0 | 0 | 0 | 0 | 0 | 0 | 0 | 0 | 0 | 0 | 0 | 0 | 0 | 0 | 0 | 0 | 0 | 0 | 0
| 0 | 0 | 0 | 0 | 0 | 0 | 0 | 0 | 0 | 0 | 0 | 0 | 0 | 0 | 0 | 0 | 0 | 0 | FALSE | FALSE | FALSE | FALSE | 0 | 0 | 0 | n/a | n/a | n/a | n/a | n/a | 0 | 0 | 100% | 100% | 0 | 0 | 0 | 0 | 0 | 0 | 0 | 0 | 0 | 0 | 0 | 0 | 0 | 0 | 0 | 0 | 0 | 0 | 0 | 0 | 0 | 0
| 0 | 0 | 0 | 0 | 0 | 0 | 0 | 0 | 0 | 0 | 0 | 0 | 0 | 0 | 0 | 0 | 0 | 0 | FALSE | FALSE | FALSE | FALSE | 0 | 0 | 0 | n/a | n/a | n/a | n/a | n/a | 0 | 0 | 100% | 100% | 0 | 0 | 0 | 0 | 0 | 0 | 0 | 0 | 0 | 0 | 0 | 0 | 0 | 0 | 0 | 0 | 0 | 0 | 0 | 0 | 0 | 0
| 0 | 0 | 0 | 0 | 0 | 0 | 0 | 0 | 0 | 0 | 0 | 0 | 0 | 0 | 0 | 0 | 0 | 0 | FALSE | FALSE | FALSE | FALSE | 0 | 0 | 0 | n/a | n/a | n/a | n/a | n/a | 0 | 0 | 100% | 100% | 0 | 0 | 0 | 0 | 0 | 0 | 0 | 0 | 0 | 0 | 0 | 0 | 0 | 0 | 0 | 0 | 0 | 0 | 0 | 0 | 0 | 0
| 0 | 0 | 0 | 0 | 0 | 0 | 0 | 0 | 0 | 0 | 0 | 0 | 0 | 0 | 0 | 0 | 0 | 0 | FALSE | FALSE | FALSE | FALSE | 0 | 0 | 0 | n/a | n/a | n/a | n/a | n/a | 0 | 0 | 100% | 100% | 0 | 0 | 0 | 0 | 0 | 0 | 0 | 0 | 0 | 0 | 0 | 0 | 0 | 0 | 0 | 0 | 0 | 0 | 0 | 0 | 0 | 0
| 0 | 0 | 0 | 0 | 0 | 0 | 0 | 0 | 0 | 0 | 0 | 0 | 0 | 0 | 0 | 0 | 0 | 0 | FALSE | FALSE | FALSE | FALSE | 0 | 0 | 0 | n/a | n/a | n/a | n/a | n/a | 0 | 0 | 100% | 100% | 0 | 0 | 0 | 0 | 0 | 0 | 0 | 0 | 0 | 0 | 0 | 0 | 0 | 0 | 0 | 0 | 0 | 0 | 0 | 0 | 0 | 0
| 0 | 0 | 0 | 0 | 0 | 0 | 0 | 0 | 0 | 0 | 0 | 0 | 0 | 0 | 0 | 0 | 0 | 0 | FALSE | FALSE | FALSE | FALSE | 0 | 0 | 0 | n/a | n/a | n/a | n/a | n/a | 0 | 0 | 100% | 100% | 0 | 0 | 0 | 0 | 0 | 0 | 0 | 0 | 0 | 0 | 0 | 0 | 0 | 0 | 0 | 0 | 0 | 0 | 0 | 0 | 0 | 0
| 0 | 0 | 0 | 0 | 0 | 0 | 0 | 0 | 0 | 0 | 0 | 0 | 0 | 0 | 0 | 0 | 0 | 0 | FALSE | FALSE | FALSE | FALSE | 0 | 0 | 0 | n/a | n/a | n/a | n/a | n/a | 0 | 0 | 100% | 100% | 0 | 0 | 0 | 0 | 0 | 0 | 0 | 0 | 0 | 0 | 0 | 0 | 0 | 0 | 0 | 0 | 0 | 0 | 0 | 0 | 0 | 0
| 0 | 0 | 0 | 0 | 0 | 0 | 0 | 0 | 0 | 0 | 0 | 0 | 0 | 0 | 0 | 0 | 0 | 0 | FALSE | FALSE | FALSE | FALSE | 0 | 0 | 0 | n/a | n/a | n/a | n/a | n/a | 0 | 0 | 100% | 100% | 0 | 0 | 0 | 0 | 0 | 0 | 0 | 0 | 0 | 0 | 0 | 0 | 0 | 0 | 0 | 0 | 0 | 0 | 0 | 0 | 0 | 0
| 0 | 0 | 0 | 0 | 0 | 0 | 0 | 0 | 0 | 0 | 0 | 0 | 0 | 0 | 0 | 0 | 0 | 0 | FALSE | FALSE | FALSE | FALSE | 0 | 0 | 0 | n/a | n/a | n/a | n/a | n/a | 0 | 0 | 100% | 100% | 0 | 0 | 0 | 0 | 0 | 0 | 0 | 0 | 0 | 0 | 0 | 0 | 0 | 0 | 0 | 0 | 0 | 0 | 0 | 0 | 0 | 0
| 0 | 0 | 0 | 0 | 0 | 0 | 0 | 0 | 0 | 0 | 0 | 0 | 0 | 0 | 0 | 0 | 0 | 0 | FALSE | FALSE | FALSE | FALSE | 0 | 0 | 0 | n/a | n/a | n/a | n/a | n/a | 0 | 0 | 100% | 100% | 0 | 0 | 0 | 0 | 0 | 0 | 0 | 0 | 0 | 0 | 0 | 0 | 0 | 0 | 0 | 0 | 0 | 0 | 0 | 0 | 0 | 0
| 0 | 0 | 0 | 0 | 0 | 0 | 0 | 0 | 0 | 0 | 0 | 0 | 0 | 0 | 0 | 0 | 0 | 0 | FALSE | FALSE | FALSE | FALSE | 0 | 0 | 0 | n/a | n/a | n/a | n/a | n/a | 0 | 0 | 100% | 100% | 0 | 0 | 0 | 0 | 0 | 0 | 0 | 0 | 0 | 0 | 0 | 0 | 0 | 0 | 0 | 0 | 0 | 0 | 0 | 0 | 0 | 0
| 0 | 0 | 0 | 0 | 0 | 0 | 0 | 0 | 0 | 0 | 0 | 0 | 0 | 0 | 0 | 0 | 0 | 0 | FALSE | FALSE | FALSE | FALSE | 0 | 0 | 0 | n/a | n/a | n/a | n/a | n/a | 0 | 0 | 100% | 100% | 0 | 0 | 0 | 0 | 0 | 0 | 0 | 0 | 0 | 0 | 0 | 0 | 0 | 0 | 0 | 0 | 0 | 0 | 0 | 0 | 0 | 0
| 0 | 0 | 0 | 0 | 0 | 0 | 0 | 0 | 0 | 0 | 0 | 0 | 0 | 0 | 0 | 0 | 0 | 0 | FALSE | FALSE | FALSE | FALSE | 0 | 0 | 0 | n/a | n/a | n/a | n/a | n/a | 0 | 0 | 100% | 100% | 0 | 0 | 0 | 0 | 0 | 0 | 0 | 0 | 0 | 0 | 0 | 0 | 0 | 0 | 0 | 0 | 0 | 0 | 0 | 0 | 0 | 0
| 0 | 0 | 0 | 0 | 0 | 0 | 0 | 0 | 0 | 0 | 0 | 0 | 0 | 0 | 0 | 0 | 0 | 0 | FALSE | FALSE | FALSE | FALSE | 0 | 0 | 0 | n/a | n/a | n/a | n/a | n/a | 0 | 0 | 100% | 100% | 0 | 0 | 0 | 0 | 0 | 0 | 0 | 0 | 0 | 0 | 0 | 0 | 0 | 0 | 0 | 0 | 0 | 0 | 0 | 0 | 0 | 0
| 0 | 0 | 0 | 0 | 0 | 0 | 0 | 0 | 0 | 0 | 0 | 0 | 0 | 0 | 0 | 0 | 0 | 0 | FALSE | FALSE | FALSE | FALSE | 0 | 0 | 0 | n/a | n/a | n/a | n/a | n/a | 0 | 0 | 100% | 100% | 0 | 0 | 0 | 0 | 0 | 0 | 0 | 0 | 0 | 0 | 0 | 0 | 0 | 0 | 0 | 0 | 0 | 0 | 0 | 0 | 0 | 0
| 0 | 0 | 0 | 0 | 0 | 0 | 0 | 0 | 0 | 0 | 0 | 0 | 0 | 0 | 0 | 0 | 0 | 0 | FALSE | FALSE | FALSE | FALSE | 0 | 0 | 0 | n/a | n/a | n/a | n/a | n/a | 0 | 0 | 100% | 100% | 0 | 0 | 0 | 0 | 0 | 0 | 0 | 0 | 0 | 0 | 0 | 0 | 0 | 0 | 0 | 0 | 0 | 0 | 0 | 0 | 0 | 0
| 0 | 0 | 0 | 0 | 0 | 0 | 0 | 0 | 0 | 0 | 0 | 0 | 0 | 0 | 0 | 0 | 0 | 0 | FALSE | FALSE | FALSE | FALSE | 0 | 0 | 0 | n/a | n/a | n/a | n/a | n/a | 0 | 0 | 100% | 100% | 0 | 0 | 0 | 0 | 0 | 0 | 0 | 0 | 0 | 0 | 0 | 0 | 0 | 0 | 0 | 0 | 0 | 0 | 0 | 0 | 0 | 0
| 0 | 0 | 0 | 0 | 0 | 0 | 0 | 0 | 0 | 0 | 0 | 0 | 0 | 0 | 0 | 0 | 0 | 0 | FALSE | FALSE | FALSE | FALSE | 0 | 0 | 0 | n/a | n/a | n/a | n/a | n/a | 0 | 0 | 100% | 100% | 0 | 0 | 0 | 0 | 0 | 0 | 0 | 0 | 0 | 0 | 0 | 0 | 0 | 0 | 0 | 0 | 0 | 0 | 0 | 0 | 0 | 0
| 0 | 0 | 0 | 0 | 0 | 0 | 0 | 0 | 0 | 0 | 0 | 0 | 0 | 0 | 0 | 0 | 0 | 0 | FALSE | FALSE | FALSE | FALSE | 0 | 0 | 0 | n/a | n/a | n/a | n/a | n/a | 0 | 0 | 100% | 100% | 0 | 0 | 0 | 0 | 0 | 0 | 0 | 0 | 0 | 0 | 0 | 0 | 0 | 0 | 0 | 0 | 0 | 0 | 0 | 0 | 0 | 0
| 0 | 0 | 0 | 0 | 0 | 0 | 0 | 0 | 0 | 0 | 0 | 0 | 0 | 0 | 0 | 0 | 0 | 0 | FALSE | FALSE | FALSE | FALSE | 0 | 0 | 0 | n/a | n/a | n/a | n/a | n/a | 0 | 0 | 100% | 100% | 0 | 0 | 0 | 0 | 0 | 0 | 0 | 0 | 0 | 0 | 0 | 0 | 0 | 0 | 0 | 0 | 0 | 0 | 0 | 0 | 0 | 0
| 0 | 0 | 0 | 0 | 0 | 0 | 0 | 0 | 0 | 0 | 0 | 0 | 0 | 0 | 0 | 0 | 0 | 0 | FALSE | FALSE | FALSE | FALSE | 0 | 0 | 0 | n/a | n/a | n/a | n/a | n/a | 0 | 0 | 100% | 100% | 0 | 0 | 0 | 0 | 0 | 0 | 0 | 0 | 0 | 0 | 0 | 0 | 0 | 0 | 0 | 0 | 0 | 0 | 0 | 0 | 0 | 0
| 0 | 0 | 0 | 0 | 0 | 0 | 0 | 0 | 0 | 0 | 0 | 0 | 0 | 0 | 0 | 0 | 0 | 0 | FALSE | FALSE | FALSE | FALSE | 0 | 0 | 0 | n/a | n/a | n/a | n/a | n/a | 0 | 0 | 100% | 100% | 0 | 0 | 0 | 0 | 0 | 0 | 0 | 0 | 0 | 0 | 0 | 0 | 0 | 0 | 0 | 0 | 0 | 0 | 0 | 0 | 0 | 0
| 0 | 0 | 0 | 0 | 0 | 0 | 0 | 0 | 0 | 0 | 0 | 0 | 0 | 0 | 0 | 0 | 0 | 0 | FALSE | FALSE | FALSE | FALSE | 0 | 0 | 0 | n/a | n/a | n/a | n/a | n/a | 0 | 0 | 100% | 100% | 0 | 0 | 0 | 0 | 0 | 0 | 0 | 0 | 0 | 0 | 0 | 0 | 0 | 0 | 0 | 0 | 0 | 0 | 0 | 0 | 0 | 0
| 0 | 0 | 0 | 0 | 0 | 0 | 0 | 0 | 0 | 0 | 0 | 0 | 0 | 0 | 0 | 0 | 0 | 0 | FALSE | FALSE | FALSE | FALSE | 0 | 0 | 0 | n/a | n/a | n/a | n/a | n/a | 0 | 0 | 100% | 100% | 0 | 0 | 0 | 0 | 0 | 0 | 0 | 0 | 0 | 0 | 0 | 0 | 0 | 0 | 0 | 0 | 0 | 0 | 0 | 0 | 0 | 0
| 0 | 0 | 0 | 0 | 0 | 0 | 0 | 0 | 0 | 0 | 0 | 0 | 0 | 0 | 0 | 0 | 0 | 0 | FALSE | FALSE | FALSE | FALSE | 0 | 0 | 0 | n/a | n/a | n/a | n/a | n/a | 0 | 0 | 100% | 100% | 0 | 0 | 0 | 0 | 0 | 0 | 0 | 0 | 0 | 0 | 0 | 0 | 0 | 0 | 0 | 0 | 0 | 0 | 0 | 0 | 0 | 0
| 0 | 0 | 0 | 0 | 0 | 0 | 0 | 0 | 0 | 0 | 0 | 0 | 0 | 0 | 0 | 0 | 0 | 0 | FALSE | FALSE | FALSE | FALSE | 0 | 0 | 0 | n/a | n/a | n/a | n/a | n/a | 0 | 0 | 100% | 100% | 0 | 0 | 0 | 0 | 0 | 0 | 0 | 0 | 0 | 0 | 0 | 0 | 0 | 0 | 0 | 0 | 0 | 0 | 0 | 0 | 0 | 0
| 0 | 0 | 0 | 0 | 0 | 0 | 0 | 0 | 0 | 0 | 0 | 0 | 0 | 0 | 0 | 0 | 0 | 0 | FALSE | FALSE | FALSE | FALSE | 0 | 0 | 0 | n/a | n/a | n/a | n/a | n/a | 0 | 0 | 100% | 100% | 0 | 0 | 0 | 0 | 0 | 0 | 0 | 0 | 0 | 0 | 0 | 0 | 0 | 0 | 0 | 0 | 0 | 0 | 0 | 0 | 0 | 0
| 0 | 0 | 0 | 0 | 0 | 0 | 0 | 0 | 0 | 0 | 0 | 0 | 0 | 0 | 0 | 0 | 0 | 0 | FALSE | FALSE | FALSE | FALSE | 0 | 0 | 0 | n/a | n/a | n/a | n/a | n/a | 0 | 0 | 100% | 100% | 0 | 0 | 0 | 0 | 0 | 0 | 0 | 0 | 0 | 0 | 0 | 0 | 0 | 0 | 0 | 0 | 0 | 0 | 0 | 0 | 0 | 0
| 0 | 0 | 0 | 0 | 0 | 0 | 0 | 0 | 0 | 0 | 0 | 0 | 0 | 0 | 0 | 0 | 0 | 0 | FALSE | FALSE | FALSE | FALSE | 0 | 0 | 0 | n/a | n/a | n/a | n/a | n/a | 0 | 0 | 100% | 100% | 0 | 0 | 0 | 0 | 0 | 0 | 0 | 0 | 0 | 0 | 0 | 0 | 0 | 0 | 0 | 0 | 0 | 0 | 0 | 0 | 0 | 0
| 0 | 0 | 0 | 0 | 0 | 0 | 0 | 0 | 0 | 0 | 0 | 0 | 0 | 0 | 0 | 0 | 0 | 0 | FALSE | FALSE | FALSE | FALSE | 0 | 0 | 0 | n/a | n/a | n/a | n/a | n/a | 0 | 0 | 100% | 100% | 0 | 0 | 0 | 0 | 0 | 0 | 0 | 0 | 0 | 0 | 0 | 0 | 0 | 0 | 0 | 0 | 0 | 0 | 0 | 0 | 0 | 0
| 0 | 0 | 0 | 0 | 0 | 0 | 0 | 0 | 0 | 0 | 0 | 0 | 0 | 0 | 0 | 0 | 0 | 0 | FALSE | FALSE | FALSE | FALSE | 0 | 0 | 0 | n/a | n/a | n/a | n/a | n/a | 0 | 0 | 100% | 100% | 0 | 0 | 0 | 0 | 0 | 0 | 0 | 0 | 0 | 0 | 0 | 0 | 0 | 0 | 0 | 0 | 0 | 0 | 0 | 0 | 0 | 0
| 0 | 0 | 0 | 0 | 0 | 0 | 0 | 0 | 0 | 0 | 0 | 0 | 0 | 0 | 0 | 0 | 0 | 0 | FALSE | FALSE | FALSE | FALSE | 0 | 0 | 0 | n/a | n/a | n/a | n/a | n/a | 0 | 0 | 100% | 100% | 0 | 0 | 0 | 0 | 0 | 0 | 0 | 0 | 0 | 0 | 0 | 0 | 0 | 0 | 0 | 0 | 0 | 0 | 0 | 0 | 0 | 0
| 0 | 0 | 0 | 0 | 0 | 0 | 0 | 0 | 0 | 0 | 0 | 0 | 0 | 0 | 0 | 0 | 0 | 0 | FALSE | FALSE | FALSE | FALSE | 0 | 0 | 0 | n/a | n/a | n/a | n/a | n/a | 0 | 0 | 100% | 100% | 0 | 0 | 0 | 0 | 0 | 0 | 0 | 0 | 0 | 0 | 0 | 0 | 0 | 0 | 0 | 0 | 0 | 0 | 0 | 0 | 0 | 0
| 0 | 0 | 0 | 0 | 0 | 0 | 0 | 0 | 0 | 0 | 0 | 0 | 0 | 0 | 0 | 0 | 0 | 0 | FALSE | FALSE | FALSE | FALSE | 0 | 0 | 0 | n/a | n/a | n/a | n/a | n/a | 0 | 0 | 100% | 100% | 0 | 0 | 0 | 0 | 0 | 0 | 0 | 0 | 0 | 0 | 0 | 0 | 0 | 0 | 0 | 0 | 0 | 0 | 0 | 0 | 0 | 0
| 0 | 0 | 0 | 0 | 0 | 0 | 0 | 0 | 0 | 0 | 0 | 0 | 0 | 0 | 0 | 0 | 0 | 0 | FALSE | FALSE | FALSE | FALSE | 0 | 0 | 0 | n/a | n/a | n/a | n/a | n/a | 0 | 0 | 100% | 100% | 0 | 0 | 0 | 0 | 0 | 0 | 0 | 0 | 0 | 0 | 0 | 0 | 0 | 0 | 0 | 0 | 0 | 0 | 0 | 0 | 0 | 0
| 0 | 0 | 0 | 0 | 0 | 0 | 0 | 0 | 0 | 0 | 0 | 0 | 0 | 0 | 0 | 0 | 0 | 0 | FALSE | FALSE | FALSE | FALSE | 0 | 0 | 0 | n/a | n/a | n/a | n/a | n/a | 0 | 0 | 100% | 100% | 0 | 0 | 0 | 0 | 0 | 0 | 0 | 0 | 0 | 0 | 0 | 0 | 0 | 0 | 0 | 0 | 0 | 0 | 0 | 0 | 0 | 0
| 0 | 0 | 0 | 0 | 0 | 0 | 0 | 0 | 0 | 0 | 0 | 0 | 0 | 0 | 0 | 0 | 0 | 0 | FALSE | FALSE | FALSE | FALSE | 0 | 0 | 0 | n/a | n/a | n/a | n/a | n/a | 0 | 0 | 100% | 100% | 0 | 0 | 0 | 0 | 0 | 0 | 0 | 0 | 0 | 0 | 0 | 0 | 0 | 0 | 0 | 0 | 0 | 0 | 0 | 0 | 0 | 0
| 0 | 0 | 0 | 0 | 0 | 0 | 0 | 0 | 0 | 0 | 0 | 0 | 0 | 0 | 0 | 0 | 0 | 0 | FALSE | FALSE | FALSE | FALSE | 0 | 0 | 0 | n/a | n/a | n/a | n/a | n/a | 0 | 0 | 100% | 100% | 0 | 0 | 0 | 0 | 0 | 0 | 0 | 0 | 0 | 0 | 0 | 0 | 0 | 0 | 0 | 0 | 0 | 0 | 0 | 0 | 0 | 0
| 0 | 0 | 0 | 0 | 0 | 0 | 0 | 0 | 0 | 0 | 0 | 0 | 0 | 0 | 0 | 0 | 0 | 0 | FALSE | FALSE | FALSE | FALSE | 0 | 0 | 0 | n/a | n/a | n/a | n/a | n/a | 0 | 0 | 100% | 100% | 0 | 0 | 0 | 0 | 0 | 0 | 0 | 0 | 0 | 0 | 0 | 0 | 0 | 0 | 0 | 0 | 0 | 0 | 0 | 0 | 0 | 0
| 0 | 0 | 0 | 0 | 0 | 0 | 0 | 0 | 0 | 0 | 0 | 0 | 0 | 0 | 0 | 0 | 0 | 0 | FALSE | FALSE | FALSE | FALSE | 0 | 0 | 0 | n/a | n/a | n/a | n/a | n/a | 0 | 0 | 100% | 100% | 0 | 0 | 0 | 0 | 0 | 0 | 0 | 0 | 0 | 0 | 0 | 0 | 0 | 0 | 0 | 0 | 0 | 0 | 0 | 0 | 0 | 0
| 0 | 0 | 0 | 0 | 0 | 0 | 0 | 0 | 0 | 0 | 0 | 0 | 0 | 0 | 0 | 0 | 0 | 0 | FALSE | FALSE | FALSE | FALSE | 0 | 0 | 0 | n/a | n/a | n/a | n/a | n/a | 0 | 0 | 100% | 100% | 0 | 0 | 0 | 0 | 0 | 0 | 0 | 0 | 0 | 0 | 0 | 0 | 0 | 0 | 0 | 0 | 0 | 0 | 0 | 0 | 0 | 0
| 0 | 0 | 0 | 0 | 0 | 0 | 0 | 0 | 0 | 0 | 0 | 0 | 0 | 0 | 0 | 0 | 0 | 0 | FALSE | FALSE | FALSE | FALSE | 0 | 0 | 0 | n/a | n/a | n/a | n/a | n/a | 0 | 0 | 100% | 100% | 0 | 0 | 0 | 0 | 0 | 0 | 0 | 0 | 0 | 0 | 0 | 0 | 0 | 0 | 0 | 0 | 0 | 0 | 0 | 0 | 0 | 0
| 0 | 0 | 0 | 0 | 0 | 0 | 0 | 0 | 0 | 0 | 0 | 0 | 0 | 0 | 0 | 0 | 0 | 0 | FALSE | FALSE | FALSE | FALSE | 0 | 0 | 0 | n/a | n/a | n/a | n/a | n/a | 0 | 0 | 100% | 100% | 0 | 0 | 0 | 0 | 0 | 0 | 0 | 0 | 0 | 0 | 0 | 0 | 0 | 0 | 0 | 0 | 0 | 0 | 0 | 0 | 0 | 0
| 0 | 0 | 0 | 0 | 0 | 0 | 0 | 0 | 0 | 0 | 0 | 0 | 0 | 0 | 0 | 0 | 0 | 0 | FALSE | FALSE | FALSE | FALSE | 0 | 0 | 0 | n/a | n/a | n/a | n/a | n/a | 0 | 0 | 100% | 100% | 0 | 0 | 0 | 0 | 0 | 0 | 0 | 0 | 0 | 0 | 0 | 0 | 0 | 0 | 0 | 0 | 0 | 0 | 0 | 0 | 0 | 0
| 0 | 0 | 0 | 0 | 0 | 0 | 0 | 0 | 0 | 0 | 0 | 0 | 0 | 0 | 0 | 0 | 0 | 0 | FALSE | FALSE | FALSE | FALSE | 0 | 0 | 0 | n/a | n/a | n/a | n/a | n/a | 0 | 0 | 100% | 100% | 0 | 0 | 0 | 0 | 0 | 0 | 0 | 0 | 0 | 0 | 0 | 0 | 0 | 0 | 0 | 0 | 0 | 0 | 0 | 0 | 0 | 0
| 0 | 0 | 0 | 0 | 0 | 0 | 0 | 0 | 0 | 0 | 0 | 0 | 0 | 0 | 0 | 0 | 0 | 0 | FALSE | FALSE | FALSE | FALSE | 0 | 0 | 0 | n/a | n/a | n/a | n/a | n/a | 0 | 0 | 100% | 100% | 0 | 0 | 0 | 0 | 0 | 0 | 0 | 0 | 0 | 0 | 0 | 0 | 0 | 0 | 0 | 0 | 0 | 0 | 0 | 0 | 0 | 0
| 0 | 0 | 0 | 0 | 0 | 0 | 0 | 0 | 0 | 0 | 0 | 0 | 0 | 0 | 0 | 0 | 0 | 0 | FALSE | FALSE | FALSE | FALSE | 0 | 0 | 0 | n/a | n/a | n/a | n/a | n/a | 0 | 0 | 100% | 100% | 0 | 0 | 0 | 0 | 0 | 0 | 0 | 0 | 0 | 0 | 0 | 0 | 0 | 0 | 0 | 0 | 0 | 0 | 0 | 0 | 0 | 0
| 0 | 0 | 0 | 0 | 0 | 0 | 0 | 0 | 0 | 0 | 0 | 0 | 0 | 0 | 0 | 0 | 0 | 0 | FALSE | FALSE | FALSE | FALSE | 0 | 0 | 0 | n/a | n/a | n/a | n/a | n/a | 0 | 0 | 100% | 100% | 0 | 0 | 0 | 0 | 0 | 0 | 0 | 0 | 0 | 0 | 0 | 0 | 0 | 0 | 0 | 0 | 0 | 0 | 0 | 0 | 0 | 0
| 0 | 0 | 0 | 0 | 0 | 0 | 0 | 0 | 0 | 0 | 0 | 0 | 0 | 0 | 0 | 0 | 0 | 0 | FALSE | FALSE | FALSE | FALSE | 0 | 0 | 0 | n/a | n/a | n/a | n/a | n/a | 0 | 0 | 100% | 100% | 0 | 0 | 0 | 0 | 0 | 0 | 0 | 0 | 0 | 0 | 0 | 0 | 0 | 0 | 0 | 0 | 0 | 0 | 0 | 0 | 0 | 0
| 0 | 0 | 0 | 0 | 0 | 0 | 0 | 0 | 0 | 0 | 0 | 0 | 0 | 0 | 0 | 0 | 0 | 0 | FALSE | FALSE | FALSE | FALSE | 0 | 0 | 0 | n/a | n/a | n/a | n/a | n/a | 0 | 0 | 100% | 100% | 0 | 0 | 0 | 0 | 0 | 0 | 0 | 0 | 0 | 0 | 0 | 0 | 0 | 0 | 0 | 0 | 0 | 0 | 0 | 0 | 0 | 0
| 0 | 0 | 0 | 0 | 0 | 0 | 0 | 0 | 0 | 0 | 0 | 0 | 0 | 0 | 0 | 0 | 0 | 0 | FALSE | FALSE | FALSE | FALSE | 0 | 0 | 0 | n/a | n/a | n/a | n/a | n/a | 0 | 0 | 100% | 100% | 0 | 0 | 0 | 0 | 0 | 0 | 0 | 0 | 0 | 0 | 0 | 0 | 0 | 0 | 0 | 0 | 0 | 0 | 0 | 0 | 0 | 0
| 0 | 0 | 0 | 0 | 0 | 0 | 0 | 0 | 0 | 0 | 0 | 0 | 0 | 0 | 0 | 0 | 0 | 0 | FALSE | FALSE | FALSE | FALSE | 0 | 0 | 0 | n/a | n/a | n/a | n/a | n/a | 0 | 0 | 100% | 100% | 0 | 0 | 0 | 0 | 0 | 0 | 0 | 0 | 0 | 0 | 0 | 0 | 0 | 0 | 0 | 0 | 0 | 0 | 0 | 0 | 0 | 0
| 0 | 0 | 0 | 0 | 0 | 0 | 0 | 0 | 0 | 0 | 0 | 0 | 0 | 0 | 0 | 0 | 0 | 0 | FALSE | FALSE | FALSE | FALSE | 0 | 0 | 0 | n/a | n/a | n/a | n/a | n/a | 0 | 0 | 100% | 100% | 0 | 0 | 0 | 0 | 0 | 0 | 0 | 0 | 0 | 0 | 0 | 0 | 0 | 0 | 0 | 0 | 0 | 0 | 0 | 0 | 0 | 0
| 0 | 0 | 0 | 0 | 0 | 0 | 0 | 0 | 0 | 0 | 0 | 0 | 0 | 0 | 0 | 0 | 0 | 0 | FALSE | FALSE | FALSE | FALSE | 0 | 0 | 0 | n/a | n/a | n/a | n/a | n/a | 0 | 0 | 100% | 100% | 0 | 0 | 0 | 0 | 0 | 0 | 0 | 0 | 0 | 0 | 0 | 0 | 0 | 0 | 0 | 0 | 0 | 0 | 0 | 0 | 0 | 0
| 0 | 0 | 0 | 0 | 0 | 0 | 0 | 0 | 0 | 0 | 0 | 0 | 0 | 0 | 0 | 0 | 0 | 0 | FALSE | FALSE | FALSE | FALSE | 0 | 0 | 0 | n/a | n/a | n/a | n/a | n/a | 0 | 0 | 100% | 100% | 0 | 0 | 0 | 0 | 0 | 0 | 0 | 0 | 0 | 0 | 0 | 0 | 0 | 0 | 0 | 0 | 0 | 0 | 0 | 0 | 0 | 0
| 0 | 0 | 0 | 0 | 0 | 0 | 0 | 0 | 0 | 0 | 0 | 0 | 0 | 0 | 0 | 0 | 0 | 0 | FALSE | FALSE | FALSE | FALSE | 0 | 0 | 0 | n/a | n/a | n/a | n/a | n/a | 0 | 0 | 100% | 100% | 0 | 0 | 0 | 0 | 0 | 0 | 0 | 0 | 0 | 0 | 0 | 0 | 0 | 0 | 0 | 0 | 0 | 0 | 0 | 0 | 0 | 0
| 0 | 0 | 0 | 0 | 0 | 0 | 0 | 0 | 0 | 0 | 0 | 0 | 0 | 0 | 0 | 0 | 0 | 0 | FALSE | FALSE | FALSE | FALSE | 0 | 0 | 0 | n/a | n/a | n/a | n/a | n/a | 0 | 0 | 100% | 100% | 0 | 0 | 0 | 0 | 0 | 0 | 0 | 0 | 0 | 0 | 0 | 0 | 0 | 0 | 0 | 0 | 0 | 0 | 0 | 0 | 0 | 0
| 0 | 0 | 0 | 0 | 0 | 0 | 0 | 0 | 0 | 0 | 0 | 0 | 0 | 0 | 0 | 0 | 0 | 0 | FALSE | FALSE | FALSE | FALSE | 0 | 0 | 0 | n/a | n/a | n/a | n/a | n/a | 0 | 0 | 100% | 100% | 0 | 0 | 0 | 0 | 0 | 0 | 0 | 0 | 0 | 0 | 0 | 0 | 0 | 0 | 0 | 0 | 0 | 0 | 0 | 0 | 0 | 0
| 0 | 0 | 0 | 0 | 0 | 0 | 0 | 0 | 0 | 0 | 0 | 0 | 0 | 0 | 0 | 0 | 0 | 0 | FALSE | FALSE | FALSE | FALSE | 0 | 0 | 0 | n/a | n/a | n/a | n/a | n/a | 0 | 0 | 100% | 100% | 0 | 0 | 0 | 0 | 0 | 0 | 0 | 0 | 0 | 0 | 0 | 0 | 0 | 0 | 0 | 0 | 0 | 0 | 0 | 0 | 0 | 0
| 0 | 0 | 0 | 0 | 0 | 0 | 0 | 0 | 0 | 0 | 0 | 0 | 0 | 0 | 0 | 0 | 0 | 0 | FALSE | FALSE | FALSE | FALSE | 0 | 0 | 0 | n/a | n/a | n/a | n/a | n/a | 0 | 0 | 100% | 100% | 0 | 0 | 0 | 0 | 0 | 0 | 0 | 0 | 0 | 0 | 0 | 0 | 0 | 0 | 0 | 0 | 0 | 0 | 0 | 0 | 0 | 0
| 0 | 0 | 0 | 0 | 0 | 0 | 0 | 0 | 0 | 0 | 0 | 0 | 0 | 0 | 0 | 0 | 0 | 0 | FALSE | FALSE | FALSE | FALSE | 0 | 0 | 0 | n/a | n/a | n/a | n/a | n/a | 0 | 0 | 100% | 100% | 0 | 0 | 0 | 0 | 0 | 0 | 0 | 0 | 0 | 0 | 0 | 0 | 0 | 0 | 0 | 0 | 0 | 0 | 0 | 0 | 0 | 0
| 0 | 0 | 0 | 0 | 0 | 0 | 0 | 0 | 0 | 0 | 0 | 0 | 0 | 0 | 0 | 0 | 0 | 0 | FALSE | FALSE | FALSE | FALSE | 0 | 0 | 0 | n/a | n/a | n/a | n/a | n/a | 0 | 0 | 100% | 100% | 0 | 0 | 0 | 0 | 0 | 0 | 0 | 0 | 0 | 0 | 0 | 0 | 0 | 0 | 0 | 0 | 0 | 0 | 0 | 0 | 0 | 0
| 0 | 0 | 0 | 0 | 0 | 0 | 0 | 0 | 0 | 0 | 0 | 0 | 0 | 0 | 0 | 0 | 0 | 0 | FALSE | FALSE | FALSE | FALSE | 0 | 0 | 0 | n/a | n/a | n/a | n/a | n/a | 0 | 0 | 100% | 100% | 0 | 0 | 0 | 0 | 0 | 0 | 0 | 0 | 0 | 0 | 0 | 0 | 0 | 0 | 0 | 0 | 0 | 0 | 0 | 0 | 0 | 0
| 0 | 0 | 0 | 0 | 0 | 0 | 0 | 0 | 0 | 0 | 0 | 0 | 0 | 0 | 0 | 0 | 0 | 0 | FALSE | FALSE | FALSE | FALSE | 0 | 0 | 0 | n/a | n/a | n/a | n/a | n/a | 0 | 0 | 100% | 100% | 0 | 0 | 0 | 0 | 0 | 0 | 0 | 0 | 0 | 0 | 0 | 0 | 0 | 0 | 0 | 0 | 0 | 0 | 0 | 0 | 0 | 0
| 0 | 0 | 0 | 0 | 0 | 0 | 0 | 0 | 0 | 0 | 0 | 0 | 0 | 0 | 0 | 0 | 0 | 0 | FALSE | FALSE | FALSE | FALSE | 0 | 0 | 0 | n/a | n/a | n/a | n/a | n/a | 0 | 0 | 100% | 100% | 0 | 0 | 0 | 0 | 0 | 0 | 0 | 0 | 0 | 0 | 0 | 0 | 0 | 0 | 0 | 0 | 0 | 0 | 0 | 0 | 0 | 0
| 0 | 0 | 0 | 0 | 0 | 0 | 0 | 0 | 0 | 0 | 0 | 0 | 0 | 0 | 0 | 0 | 0 | 0 | FALSE | FALSE | FALSE | FALSE | 0 | 0 | 0 | n/a | n/a | n/a | n/a | n/a | 0 | 0 | 100% | 100% | 0 | 0 | 0 | 0 | 0 | 0 | 0 | 0 | 0 | 0 | 0 | 0 | 0 | 0 | 0 | 0 | 0 | 0 | 0 | 0 | 0 | 0
| 0 | 0 | 0 | 0 | 0 | 0 | 0 | 0 | 0 | 0 | 0 | 0 | 0 | 0 | 0 | 0 | 0 | 0 | FALSE | FALSE | FALSE | FALSE | 0 | 0 | 0 | n/a | n/a | n/a | n/a | n/a | 0 | 0 | 100% | 100% | 0 | 0 | 0 | 0 | 0 | 0 | 0 | 0 | 0 | 0 | 0 | 0 | 0 | 0 | 0 | 0 | 0 | 0 | 0 | 0 | 0 | 0
| 0 | 0 | 0 | 0 | 0 | 0 | 0 | 0 | 0 | 0 | 0 | 0 | 0 | 0 | 0 | 0 | 0 | 0 | FALSE | FALSE | FALSE | FALSE | 0 | 0 | 0 | n/a | n/a | n/a | n/a | n/a | 0 | 0 | 100% | 100% | 0 | 0 | 0 | 0 | 0 | 0 | 0 | 0 | 0 | 0 | 0 | 0 | 0 | 0 | 0 | 0 | 0 | 0 | 0 | 0 | 0 | 0
| 0 | 0 | 0 | 0 | 0 | 0 | 0 | 0 | 0 | 0 | 0 | 0 | 0 | 0 | 0 | 0 | 0 | 0 | FALSE | FALSE | FALSE | FALSE | 0 | 0 | 0 | n/a | n/a | n/a | n/a | n/a | 0 | 0 | 100% | 100% | 0 | 0 | 0 | 0 | 0 | 0 | 0 | 0 | 0 | 0 | 0 | 0 | 0 | 0 | 0 | 0 | 0 | 0 | 0 | 0 | 0 | 0
| 0 | 0 | 0 | 0 | 0 | 0 | 0 | 0 | 0 | 0 | 0 | 0 | 0 | 0 | 0 | 0 | 0 | 0 | FALSE | FALSE | FALSE | FALSE | 0 | 0 | 0 | n/a | n/a | n/a | n/a | n/a | 0 | 0 | 100% | 100% | 0 | 0 | 0 | 0 | 0 | 0 | 0 | 0 | 0 | 0 | 0 | 0 | 0 | 0 | 0 | 0 | 0 | 0 | 0 | 0 | 0 | 0
| 0 | 0 | 0 | 0 | 0 | 0 | 0 | 0 | 0 | 0 | 0 | 0 | 0 | 0 | 0 | 0 | 0 | 0 | FALSE | FALSE | FALSE | FALSE | 0 | 0 | 0 | n/a | n/a | n/a | n/a | n/a | 0 | 0 | 100% | 100% | 0 | 0 | 0 | 0 | 0 | 0 | 0 | 0 | 0 | 0 | 0 | 0 | 0 | 0 | 0 | 0 | 0 | 0 | 0 | 0 | 0 | 0
| 0 | 0 | 0 | 0 | 0 | 0 | 0 | 0 | 0 | 0 | 0 | 0 | 0 | 0 | 0 | 0 | 0 | 0 | FALSE | FALSE | FALSE | FALSE | 0 | 0 | 0 | n/a | n/a | n/a | n/a | n/a | 0 | 0 | 100% | 100% | 0 | 0 | 0 | 0 | 0 | 0 | 0 | 0 | 0 | 0 | 0 | 0 | 0 | 0 | 0 | 0 | 0 | 0 | 0 | 0 | 0 | 0
| 0 | 0 | 0 | 0 | 0 | 0 | 0 | 0 | 0 | 0 | 0 | 0 | 0 | 0 | 0 | 0 | 0 | 0 | FALSE | FALSE | FALSE | FALSE | 0 | 0 | 0 | n/a | n/a | n/a | n/a | n/a | 0 | 0 | 100% | 100% | 0 | 0 | 0 | 0 | 0 | 0 | 0 | 0 | 0 | 0 | 0 | 0 | 0 | 0 | 0 | 0 | 0 | 0 | 0 | 0 | 0 | 0
| 0 | 0 | 0 | 0 | 0 | 0 | 0 | 0 | 0 | 0 | 0 | 0 | 0 | 0 | 0 | 0 | 0 | 0 | FALSE | FALSE | FALSE | FALSE | 0 | 0 | 0 | n/a | n/a | n/a | n/a | n/a | 0 | 0 | 100% | 100% | 0 | 0 | 0 | 0 | 0 | 0 | 0 | 0 | 0 | 0 | 0 | 0 | 0 | 0 | 0 | 0 | 0 | 0 | 0 | 0 | 0 | 0
| 0 | 0 | 0 | 0 | 0 | 0 | 0 | 0 | 0 | 0 | 0 | 0 | 0 | 0 | 0 | 0 | 0 | 0 | FALSE | FALSE | FALSE | FALSE | 0 | 0 | 0 | n/a | n/a | n/a | n/a | n/a | 0 | 0 | 100% | 100% | 0 | 0 | 0 | 0 | 0 | 0 | 0 | 0 | 0 | 0 | 0 | 0 | 0 | 0 | 0 | 0 | 0 | 0 | 0 | 0 | 0 | 0
| 0 | 0 | 0 | 0 | 0 | 0 | 0 | 0 | 0 | 0 | 0 | 0 | 0 | 0 | 0 | 0 | 0 | 0 | FALSE | FALSE | FALSE | FALSE | 0 | 0 | 0 | n/a | n/a | n/a | n/a | n/a | 0 | 0 | 100% | 100% | 0 | 0 | 0 | 0 | 0 | 0 | 0 | 0 | 0 | 0 | 0 | 0 | 0 | 0 | 0 | 0 | 0 | 0 | 0 | 0 | 0 | 0
| 0 | 0 | 0 | 0 | 0 | 0 | 0 | 0 | 0 | 0 | 0 | 0 | 0 | 0 | 0 | 0 | 0 | 0 | FALSE | FALSE | FALSE | FALSE | 0 | 0 | 0 | n/a | n/a | n/a | n/a | n/a | 0 | 0 | 100% | 100% | 0 | 0 | 0 | 0 | 0 | 0 | 0 | 0 | 0 | 0 | 0 | 0 | 0 | 0 | 0 | 0 | 0 | 0 | 0 | 0 | 0 | 0
| 0 | 0 | 0 | 0 | 0 | 0 | 0 | 0 | 0 | 0 | 0 | 0 | 0 | 0 | 0 | 0 | 0 | 0 | FALSE | FALSE | FALSE | FALSE | 0 | 0 | 0 | n/a | n/a | n/a | n/a | n/a | 0 | 0 | 100% | 100% | 0 | 0 | 0 | 0 | 0 | 0 | 0 | 0 | 0 | 0 | 0 | 0 | 0 | 0 | 0 | 0 | 0 | 0 | 0 | 0 | 0 | 0
| 0 | 0 | 0 | 0 | 0 | 0 | 0 | 0 | 0 | 0 | 0 | 0 | 0 | 0 | 0 | 0 | 0 | 0 | FALSE | FALSE | FALSE | FALSE | 0 | 0 | 0 | n/a | n/a | n/a | n/a | n/a | 0 | 0 | 100% | 100% | 0 | 0 | 0 | 0 | 0 | 0 | 0 | 0 | 0 | 0 | 0 | 0 | 0 | 0 | 0 | 0 | 0 | 0 | 0 | 0 | 0 | 0
| 0 | 0 | 0 | 0 | 0 | 0 | 0 | 0 | 0 | 0 | 0 | 0 | 0 | 0 | 0 | 0 | 0 | 0 | FALSE | FALSE | FALSE | FALSE | 0 | 0 | 0 | n/a | n/a | n/a | n/a | n/a | 0 | 0 | 100% | 100% | 0 | 0 | 0 | 0 | 0 | 0 | 0 | 0 | 0 | 0 | 0 | 0 | 0 | 0 | 0 | 0 | 0 | 0 | 0 | 0 | 0 | 0
| 0 | 0 | 0 | 0 | 0 | 0 | 0 | 0 | 0 | 0 | 0 | 0 | 0 | 0 | 0 | 0 | 0 | 0 | FALSE | FALSE | FALSE | FALSE | 0 | 0 | 0 | n/a | n/a | n/a | n/a | n/a | 0 | 0 | 100% | 100% | 0 | 0 | 0 | 0 | 0 | 0 | 0 | 0 | 0 | 0 | 0 | 0 | 0 | 0 | 0 | 0 | 0 | 0 | 0 | 0 | 0 | 0
| 0 | 0 | 0 | 0 | 0 | 0 | 0 | 0 | 0 | 0 | 0 | 0 | 0 | 0 | 0 | 0 | 0 | 0 | FALSE | FALSE | FALSE | FALSE | 0 | 0 | 0 | n/a | n/a | n/a | n/a | n/a | 0 | 0 | 100% | 100% | 0 | 0 | 0 | 0 | 0 | 0 | 0 | 0 | 0 | 0 | 0 | 0 | 0 | 0 | 0 | 0 | 0 | 0 | 0 | 0 | 0 | 0
| 0 | 0 | 0 | 0 | 0 | 0 | 0 | 0 | 0 | 0 | 0 | 0 | 0 | 0 | 0 | 0 | 0 | 0 | FALSE | FALSE | FALSE | FALSE | 0 | 0 | 0 | n/a | n/a | n/a | n/a | n/a | 0 | 0 | 100% | 100% | 0 | 0 | 0 | 0 | 0 | 0 | 0 | 0 | 0 | 0 | 0 | 0 | 0 | 0 | 0 | 0 | 0 | 0 | 0 | 0 | 0 | 0
| 0 | 0 | 0 | 0 | 0 | 0 | 0 | 0 | 0 | 0 | 0 | 0 | 0 | 0 | 0 | 0 | 0 | 0 | FALSE | FALSE | FALSE | FALSE | 0 | 0 | 0 | n/a | n/a | n/a | n/a | n/a | 0 | 0 | 100% | 100% | 0 | 0 | 0 | 0 | 0 | 0 | 0 | 0 | 0 | 0 | 0 | 0 | 0 | 0 | 0 | 0 | 0 | 0 | 0 | 0 | 0 | 0
| 0 | 0 | 0 | 0 | 0 | 0 | 0 | 0 | 0 | 0 | 0 | 0 | 0 | 0 | 0 | 0 | 0 | 0 | FALSE | FALSE | FALSE | FALSE | 0 | 0 | 0 | n/a | n/a | n/a | n/a | n/a | 0 | 0 | 100% | 100% | 0 | 0 | 0 | 0 | 0 | 0 | 0 | 0 | 0 | 0 | 0 | 0 | 0 | 0 | 0 | 0 | 0 | 0 | 0 | 0 | 0 | 0
| 0 | 0 | 0 | 0 | 0 | 0 | 0 | 0 | 0 | 0 | 0 | 0 | 0 | 0 | 0 | 0 | 0 | 0 | FALSE | FALSE | FALSE | FALSE | 0 | 0 | 0 | n/a | n/a | n/a | n/a | n/a | 0 | 0 | 100% | 100% | 0 | 0 | 0 | 0 | 0 | 0 | 0 | 0 | 0 | 0 | 0 | 0 | 0 | 0 | 0 | 0 | 0 | 0 | 0 | 0 | 0 | 0
| 0 | 0 | 0 | 0 | 0 | 0 | 0 | 0 | 0 | 0 | 0 | 0 | 0 | 0 | 0 | 0 | 0 | 0 | FALSE | FALSE | FALSE | FALSE | 0 | 0 | 0 | n/a | n/a | n/a | n/a | n/a | 0 | 0 | 100% | 100% | 0 | 0 | 0 | 0 | 0 | 0 | 0 | 0 | 0 | 0 | 0 | 0 | 0 | 0 | 0 | 0 | 0 | 0 | 0 | 0 | 0 | 0
| 0 | 0 | 0 | 0 | 0 | 0 | 0 | 0 | 0 | 0 | 0 | 0 | 0 | 0 | 0 | 0 | 0 | 0 | FALSE | FALSE | FALSE | FALSE | 0 | 0 | 0 | n/a | n/a | n/a | n/a | n/a | 0 | 0 | 100% | 100% | 0 | 0 | 0 | 0 | 0 | 0 | 0 | 0 | 0 | 0 | 0 | 0 | 0 | 0 | 0 | 0 | 0 | 0 | 0 | 0 | 0 | 0
| 0 | 0 | 0 | 0 | 0 | 0 | 0 | 0 | 0 | 0 | 0 | 0 | 0 | 0 | 0 | 0 | 0 | 0 | FALSE | FALSE | FALSE | FALSE | 0 | 0 | 0 | n/a | n/a | n/a | n/a | n/a | 0 | 0 | 100% | 100% | 0 | 0 | 0 | 0 | 0 | 0 | 0 | 0 | 0 | 0 | 0 | 0 | 0 | 0 | 0 | 0 | 0 | 0 | 0 | 0 | 0 | 0
| 0 | 0 | 0 | 0 | 0 | 0 | 0 | 0 | 0 | 0 | 0 | 0 | 0 | 0 | 0 | 0 | 0 | 0 | FALSE | FALSE | FALSE | FALSE | 0 | 0 | 0 | n/a | n/a | n/a | n/a | n/a | 0 | 0 | 100% | 100% | 0 | 0 | 0 | 0 | 0 | 0 | 0 | 0 | 0 | 0 | 0 | 0 | 0 | 0 | 0 | 0 | 0 | 0 | 0 | 0 | 0 | 0
| 0 | 0 | 0 | 0 | 0 | 0 | 0 | 0 | 0 | 0 | 0 | 0 | 0 | 0 | 0 | 0 | 0 | 0 | FALSE | FALSE | FALSE | FALSE | 0 | 0 | 0 | n/a | n/a | n/a | n/a | n/a | 0 | 0 | 100% | 100% | 0 | 0 | 0 | 0 | 0 | 0 | 0 | 0 | 0 | 0 | 0 | 0 | 0 | 0 | 0 | 0 | 0 | 0 | 0 | 0 | 0 | 0
| 0 | 0 | 0 | 0 | 0 | 0 | 0 | 0 | 0 | 0 | 0 | 0 | 0 | 0 | 0 | 0 | 0 | 0 | FALSE | FALSE | FALSE | FALSE | 0 | 0 | 0 | n/a | n/a | n/a | n/a | n/a | 0 | 0 | 100% | 100% | 0 | 0 | 0 | 0 | 0 | 0 | 0 | 0 | 0 | 0 | 0 | 0 | 0 | 0 | 0 | 0 | 0 | 0 | 0 | 0 | 0 | 0
| 0 | 0 | 0 | 0 | 0 | 0 | 0 | 0 | 0 | 0 | 0 | 0 | 0 | 0 | 0 | 0 | 0 | 0 | FALSE | FALSE | FALSE | FALSE | 0 | 0 | 0 | n/a | n/a | n/a | n/a | n/a | 0 | 0 | 100% | 100% | 0 | 0 | 0 | 0 | 0 | 0 | 0 | 0 | 0 | 0 | 0 | 0 | 0 | 0 | 0 | 0 | 0 | 0 | 0 | 0 | 0 | 0
| 0 | 0 | 0 | 0 | 0 | 0 | 0 | 0 | 0 | 0 | 0 | 0 | 0 | 0 | 0 | 0 | 0 | 0 | FALSE | FALSE | FALSE | FALSE | 0 | 0 | 0 | n/a | n/a | n/a | n/a | n/a | 0 | 0 | 100% | 100% | 0 | 0 | 0 | 0 | 0 | 0 | 0 | 0 | 0 | 0 | 0 | 0 | 0 | 0 | 0 | 0 | 0 | 0 | 0 | 0 | 0 | 0
| 0 | 0 | 0 | 0 | 0 | 0 | 0 | 0 | 0 | 0 | 0 | 0 | 0 | 0 | 0 | 0 | 0 | 0 | FALSE | FALSE | FALSE | FALSE | 0 | 0 | 0 | n/a | n/a | n/a | n/a | n/a | 0 | 0 | 100% | 100% | 0 | 0 | 0 | 0 | 0 | 0 | 0 | 0 | 0 | 0 | 0 | 0 | 0 | 0 | 0 | 0 | 0 | 0 | 0 | 0 | 0 | 0
| 0 | 0 | 0 | 0 | 0 | 0 | 0 | 0 | 0 | 0 | 0 | 0 | 0 | 0 | 0 | 0 | 0 | 0 | FALSE | FALSE | FALSE | FALSE | 0 | 0 | 0 | n/a | n/a | n/a | n/a | n/a | 0 | 0 | 100% | 100% | 0 | 0 | 0 | 0 | 0 | 0 | 0 | 0 | 0 | 0 | 0 | 0 | 0 | 0 | 0 | 0 | 0 | 0 | 0 | 0 | 0 | 0
| 0 | 0 | 0 | 0 | 0 | 0 | 0 | 0 | 0 | 0 | 0 | 0 | 0 | 0 | 0 | 0 | 0 | 0 | FALSE | FALSE | FALSE | FALSE | 0 | 0 | 0 | n/a | n/a | n/a | n/a | n/a | 0 | 0 | 100% | 100% | 0 | 0 | 0 | 0 | 0 | 0 | 0 | 0 | 0 | 0 | 0 | 0 | 0 | 0 | 0 | 0 | 0 | 0 | 0 | 0 | 0 | 0
| 0 | 0 | 0 | 0 | 0 | 0 | 0 | 0 | 0 | 0 | 0 | 0 | 0 | 0 | 0 | 0 | 0 | 0 | FALSE | FALSE | FALSE | FALSE | 0 | 0 | 0 | n/a | n/a | n/a | n/a | n/a | 0 | 0 | 100% | 100% | 0 | 0 | 0 | 0 | 0 | 0 | 0 | 0 | 0 | 0 | 0 | 0 | 0 | 0 | 0 | 0 | 0 | 0 | 0 | 0 | 0 | 0
| 0 | 0 | 0 | 0 | 0 | 0 | 0 | 0 | 0 | 0 | 0 | 0 | 0 | 0 | 0 | 0 | 0 | 0 | FALSE | FALSE | FALSE | FALSE | 0 | 0 | 0 | n/a | n/a | n/a | n/a | n/a | 0 | 0 | 100% | 100% | 0 | 0 | 0 | 0 | 0 | 0 | 0 | 0 | 0 | 0 | 0 | 0 | 0 | 0 | 0 | 0 | 0 | 0 | 0 | 0 | 0 | 0
| 0 | 0 | 0 | 0 | 0 | 0 | 0 | 0 | 0 | 0 | 0 | 0 | 0 | 0 | 0 | 0 | 0 | 0 | FALSE | FALSE | FALSE | FALSE | 0 | 0 | 0 | n/a | n/a | n/a | n/a | n/a | 0 | 0 | 100% | 100% | 0 | 0 | 0 | 0 | 0 | 0 | 0 | 0 | 0 | 0 | 0 | 0 | 0 | 0 | 0 | 0 | 0 | 0 | 0 | 0 | 0 | 0
| 0 | 0 | 0 | 0 | 0 | 0 | 0 | 0 | 0 | 0 | 0 | 0 | 0 | 0 | 0 | 0 | 0 | 0 | FALSE | FALSE | FALSE | FALSE | 0 | 0 | 0 | n/a | n/a | n/a | n/a | n/a | 0 | 0 | 100% | 100% | 0 | 0 | 0 | 0 | 0 | 0 | 0 | 0 | 0 | 0 | 0 | 0 | 0 | 0 | 0 | 0 | 0 | 0 | 0 | 0 | 0 | 0
| 0 | 0 | 0 | 0 | 0 | 0 | 0 | 0 | 0 | 0 | 0 | 0 | 0 | 0 | 0 | 0 | 0 | 0 | FALSE | FALSE | FALSE | FALSE | 0 | 0 | 0 | n/a | n/a | n/a | n/a | n/a | 0 | 0 | 100% | 100% | 0 | 0 | 0 | 0 | 0 | 0 | 0 | 0 | 0 | 0 | 0 | 0 | 0 | 0 | 0 | 0 | 0 | 0 | 0 | 0 | 0 | 0
| 0 | 0 | 0 | 0 | 0 | 0 | 0 | 0 | 0 | 0 | 0 | 0 | 0 | 0 | 0 | 0 | 0 | 0 | FALSE | FALSE | FALSE | FALSE | 0 | 0 | 0 | n/a | n/a | n/a | n/a | n/a | 0 | 0 | 100% | 100% | 0 | 0 | 0 | 0 | 0 | 0 | 0 | 0 | 0 | 0 | 0 | 0 | 0 | 0 | 0 | 0 | 0 | 0 | 0 | 0 | 0 | 0
| 0 | 0 | 0 | 0 | 0 | 0 | 0 | 0 | 0 | 0 | 0 | 0 | 0 | 0 | 0 | 0 | 0 | 0 | FALSE | FALSE | FALSE | FALSE | 0 | 0 | 0 | n/a | n/a | n/a | n/a | n/a | 0 | 0 | 100% | 100% | 0 | 0 | 0 | 0 | 0 | 0 | 0 | 0 | 0 | 0 | 0 | 0 | 0 | 0 | 0 | 0 | 0 | 0 | 0 | 0 | 0 | 0
| 0 | 0 | 0 | 0 | 0 | 0 | 0 | 0 | 0 | 0 | 0 | 0 | 0 | 0 | 0 | 0 | 0 | 0 | FALSE | FALSE | FALSE | FALSE | 0 | 0 | 0 | n/a | n/a | n/a | n/a | n/a | 0 | 0 | 100% | 100% | 0 | 0 | 0 | 0 | 0 | 0 | 0 | 0 | 0 | 0 | 0 | 0 | 0 | 0 | 0 | 0 | 0 | 0 | 0 | 0 | 0 | 0
| 0 | 0 | 0 | 0 | 0 | 0 | 0 | 0 | 0 | 0 | 0 | 0 | 0 | 0 | 0 | 0 | 0 | 0 | FALSE | FALSE | FALSE | FALSE | 0 | 0 | 0 | n/a | n/a | n/a | n/a | n/a | 0 | 0 | 100% | 100% | 0 | 0 | 0 | 0 | 0 | 0 | 0 | 0 | 0 | 0 | 0 | 0 | 0 | 0 | 0 | 0 | 0 | 0 | 0 | 0 | 0 | 0
| 0 | 0 | 0 | 0 | 0 | 0 | 0 | 0 | 0 | 0 | 0 | 0 | 0 | 0 | 0 | 0 | 0 | 0 | FALSE | FALSE | FALSE | FALSE | 0 | 0 | 0 | n/a | n/a | n/a | n/a | n/a | 0 | 0 | 100% | 100% | 0 | 0 | 0 | 0 | 0 | 0 | 0 | 0 | 0 | 0 | 0 | 0 | 0 | 0 | 0 | 0 | 0 | 0 | 0 | 0 | 0 | 0
| 0 | 0 | 0 | 0 | 0 | 0 | 0 | 0 | 0 | 0 | 0 | 0 | 0 | 0 | 0 | 0 | 0 | 0 | FALSE | FALSE | FALSE | FALSE | 0 | 0 | 0 | n/a | n/a | n/a | n/a | n/a | 0 | 0 | 100% | 100% | 0 | 0 | 0 | 0 | 0 | 0 | 0 | 0 | 0 | 0 | 0 | 0 | 0 | 0 | 0 | 0 | 0 | 0 | 0 | 0 | 0 | 0
| 0 | 0 | 0 | 0 | 0 | 0 | 0 | 0 | 0 | 0 | 0 | 0 | 0 | 0 | 0 | 0 | 0 | 0 | FALSE | FALSE | FALSE | FALSE | 0 | 0 | 0 | n/a | n/a | n/a | n/a | n/a | 0 | 0 | 100% | 100% | 0 | 0 | 0 | 0 | 0 | 0 | 0 | 0 | 0 | 0 | 0 | 0 | 0 | 0 | 0 | 0 | 0 | 0 | 0 | 0 | 0 | 0
| 0 | 0 | 0 | 0 | 0 | 0 | 0 | 0 | 0 | 0 | 0 | 0 | 0 | 0 | 0 | 0 | 0 | 0 | FALSE | FALSE | FALSE | FALSE | 0 | 0 | 0 | n/a | n/a | n/a | n/a | n/a | 0 | 0 | 100% | 100% | 0 | 0 | 0 | 0 | 0 | 0 | 0 | 0 | 0 | 0 | 0 | 0 | 0 | 0 | 0 | 0 | 0 | 0 | 0 | 0 | 0 | 0
| 0 | 0 | 0 | 0 | 0 | 0 | 0 | 0 | 0 | 0 | 0 | 0 | 0 | 0 | 0 | 0 | 0 | 0 | FALSE | FALSE | FALSE | FALSE | 0 | 0 | 0 | n/a | n/a | n/a | n/a | n/a | 0 | 0 | 100% | 100% | 0 | 0 | 0 | 0 | 0 | 0 | 0 | 0 | 0 | 0 | 0 | 0 | 0 | 0 | 0 | 0 | 0 | 0 | 0 | 0 | 0 | 0
| 0 | 0 | 0 | 0 | 0 | 0 | 0 | 0 | 0 | 0 | 0 | 0 | 0 | 0 | 0 | 0 | 0 | 0 | FALSE | FALSE | FALSE | FALSE | 0 | 0 | 0 | n/a | n/a | n/a | n/a | n/a | 0 | 0 | 100% | 100% | 0 | 0 | 0 | 0 | 0 | 0 | 0 | 0 | 0 | 0 | 0 | 0 | 0 | 0 | 0 | 0 | 0 | 0 | 0 | 0 | 0 | 0
| 0 | 0 | 0 | 0 | 0 | 0 | 0 | 0 | 0 | 0 | 0 | 0 | 0 | 0 | 0 | 0 | 0 | 0 | FALSE | FALSE | FALSE | FALSE | 0 | 0 | 0 | n/a | n/a | n/a | n/a | n/a | 0 | 0 | 100% | 100% | 0 | 0 | 0 | 0 | 0 | 0 | 0 | 0 | 0 | 0 | 0 | 0 | 0 | 0 | 0 | 0 | 0 | 0 | 0 | 0 | 0 | 0
| 0 | 0 | 0 | 0 | 0 | 0 | 0 | 0 | 0 | 0 | 0 | 0 | 0 | 0 | 0 | 0 | 0 | 0 | FALSE | FALSE | FALSE | FALSE | 0 | 0 | 0 | n/a | n/a | n/a | n/a | n/a | 0 | 0 | 100% | 100% | 0 | 0 | 0 | 0 | 0 | 0 | 0 | 0 | 0 | 0 | 0 | 0 | 0 | 0 | 0 | 0 | 0 | 0 | 0 | 0 | 0 | 0
| 0 | 0 | 0 | 0 | 0 | 0 | 0 | 0 | 0 | 0 | 0 | 0 | 0 | 0 | 0 | 0 | 0 | 0 | FALSE | FALSE | FALSE | FALSE | 0 | 0 | 0 | n/a | n/a | n/a | n/a | n/a | 0 | 0 | 100% | 100% | 0 | 0 | 0 | 0 | 0 | 0 | 0 | 0 | 0 | 0 | 0 | 0 | 0 | 0 | 0 | 0 | 0 | 0 | 0 | 0 | 0 | 0
| 0 | 0 | 0 | 0 | 0 | 0 | 0 | 0 | 0 | 0 | 0 | 0 | 0 | 0 | 0 | 0 | 0 | 0 | FALSE | FALSE | FALSE | FALSE | 0 | 0 | 0 | n/a | n/a | n/a | n/a | n/a | 0 | 0 | 100% | 100% | 0 | 0 | 0 | 0 | 0 | 0 | 0 | 0 | 0 | 0 | 0 | 0 | 0 | 0 | 0 | 0 | 0 | 0 | 0 | 0 | 0 | 0
| 0 | 0 | 0 | 0 | 0 | 0 | 0 | 0 | 0 | 0 | 0 | 0 | 0 | 0 | 0 | 0 | 0 | 0 | FALSE | FALSE | FALSE | FALSE | 0 | 0 | 0 | n/a | n/a | n/a | n/a | n/a | 0 | 0 | 100% | 100% | 0 | 0 | 0 | 0 | 0 | 0 | 0 | 0 | 0 | 0 | 0 | 0 | 0 | 0 | 0 | 0 | 0 | 0 | 0 | 0 | 0 | 0
| 0 | 0 | 0 | 0 | 0 | 0 | 0 | 0 | 0 | 0 | 0 | 0 | 0 | 0 | 0 | 0 | 0 | 0 | FALSE | FALSE | FALSE | FALSE | 0 | 0 | 0 | n/a | n/a | n/a | n/a | n/a | 0 | 0 | 100% | 100% | 0 | 0 | 0 | 0 | 0 | 0 | 0 | 0 | 0 | 0 | 0 | 0 | 0 | 0 | 0 | 0 | 0 | 0 | 0 | 0 | 0 | 0
| 0 | 0 | 0 | 0 | 0 | 0 | 0 | 0 | 0 | 0 | 0 | 0 | 0 | 0 | 0 | 0 | 0 | 0 | FALSE | FALSE | FALSE | FALSE | 0 | 0 | 0 | n/a | n/a | n/a | n/a | n/a | 0 | 0 | 100% | 100% | 0 | 0 | 0 | 0 | 0 | 0 | 0 | 0 | 0 | 0 | 0 | 0 | 0 | 0 | 0 | 0 | 0 | 0 | 0 | 0 | 0 | 0
| 0 | 0 | 0 | 0 | 0 | 0 | 0 | 0 | 0 | 0 | 0 | 0 | 0 | 0 | 0 | 0 | 0 | 0 | FALSE | FALSE | FALSE | FALSE | 0 | 0 | 0 | n/a | n/a | n/a | n/a | n/a | 0 | 0 | 100% | 100% | 0 | 0 | 0 | 0 | 0 | 0 | 0 | 0 | 0 | 0 | 0 | 0 | 0 | 0 | 0 | 0 | 0 | 0 | 0 | 0 | 0 | 0
| 0 | 0 | 0 | 0 | 0 | 0 | 0 | 0 | 0 | 0 | 0 | 0 | 0 | 0 | 0 | 0 | 0 | 0 | FALSE | FALSE | FALSE | FALSE | 0 | 0 | 0 | n/a | n/a | n/a | n/a | n/a | 0 | 0 | 100% | 100% | 0 | 0 | 0 | 0 | 0 | 0 | 0 | 0 | 0 | 0 | 0 | 0 | 0 | 0 | 0 | 0 | 0 | 0 | 0 | 0 | 0 | 0
| 0 | 0 | 0 | 0 | 0 | 0 | 0 | 0 | 0 | 0 | 0 | 0 | 0 | 0 | 0 | 0 | 0 | 0 | FALSE | FALSE | FALSE | FALSE | 0 | 0 | 0 | n/a | n/a | n/a | n/a | n/a | 0 | 0 | 100% | 100% | 0 | 0 | 0 | 0 | 0 | 0 | 0 | 0 | 0 | 0 | 0 | 0 | 0 | 0 | 0 | 0 | 0 | 0 | 0 | 0 | 0 | 0
| 0 | 0 | 0 | 0 | 0 | 0 | 0 | 0 | 0 | 0 | 0 | 0 | 0 | 0 | 0 | 0 | 0 | 0 | FALSE | FALSE | FALSE | FALSE | 0 | 0 | 0 | n/a | n/a | n/a | n/a | n/a | 0 | 0 | 100% | 100% | 0 | 0 | 0 | 0 | 0 | 0 | 0 | 0 | 0 | 0 | 0 | 0 | 0 | 0 | 0 | 0 | 0 | 0 | 0 | 0 | 0 | 0
| 0 | 0 | 0 | 0 | 0 | 0 | 0 | 0 | 0 | 0 | 0 | 0 | 0 | 0 | 0 | 0 | 0 | 0 | FALSE | FALSE | FALSE | FALSE | 0 | 0 | 0 | n/a | n/a | n/a | n/a | n/a | 0 | 0 | 100% | 100% | 0 | 0 | 0 | 0 | 0 | 0 | 0 | 0 | 0 | 0 | 0 | 0 | 0 | 0 | 0 | 0 | 0 | 0 | 0 | 0 | 0 | 0
| 0 | 0 | 0 | 0 | 0 | 0 | 0 | 0 | 0 | 0 | 0 | 0 | 0 | 0 | 0 | 0 | 0 | 0 | FALSE | FALSE | FALSE | FALSE | 0 | 0 | 0 | n/a | n/a | n/a | n/a | n/a | 0 | 0 | 100% | 100% | 0 | 0 | 0 | 0 | 0 | 0 | 0 | 0 | 0 | 0 | 0 | 0 | 0 | 0 | 0 | 0 | 0 | 0 | 0 | 0 | 0 | 0
| 0 | 0 | 0 | 0 | 0 | 0 | 0 | 0 | 0 | 0 | 0 | 0 | 0 | 0 | 0 | 0 | 0 | 0 | FALSE | FALSE | FALSE | FALSE | 0 | 0 | 0 | n/a | n/a | n/a | n/a | n/a | 0 | 0 | 100% | 100% | 0 | 0 | 0 | 0 | 0 | 0 | 0 | 0 | 0 | 0 | 0 | 0 | 0 | 0 | 0 | 0 | 0 | 0 | 0 | 0 | 0 | 0
| 0 | 0 | 0 | 0 | 0 | 0 | 0 | 0 | 0 | 0 | 0 | 0 | 0 | 0 | 0 | 0 | 0 | 0 | FALSE | FALSE | FALSE | FALSE | 0 | 0 | 0 | n/a | n/a | n/a | n/a | n/a | 0 | 0 | 100% | 100% | 0 | 0 | 0 | 0 | 0 | 0 | 0 | 0 | 0 | 0 | 0 | 0 | 0 | 0 | 0 | 0 | 0 | 0 | 0 | 0 | 0 | 0
| 0 | 0 | 0 | 0 | 0 | 0 | 0 | 0 | 0 | 0 | 0 | 0 | 0 | 0 | 0 | 0 | 0 | 0 | FALSE | FALSE | FALSE | FALSE | 0 | 0 | 0 | n/a | n/a | n/a | n/a | n/a | 0 | 0 | 100% | 100% | 0 | 0 | 0 | 0 | 0 | 0 | 0 | 0 | 0 | 0 | 0 | 0 | 0 | 0 | 0 | 0 | 0 | 0 | 0 | 0 | 0 | 0
| 0 | 0 | 0 | 0 | 0 | 0 | 0 | 0 | 0 | 0 | 0 | 0 | 0 | 0 | 0 | 0 | 0 | 0 | FALSE | FALSE | FALSE | FALSE | 0 | 0 | 0 | n/a | n/a | n/a | n/a | n/a | 0 | 0 | 100% | 100% | 0 | 0 | 0 | 0 | 0 | 0 | 0 | 0 | 0 | 0 | 0 | 0 | 0 | 0 | 0 | 0 | 0 | 0 | 0 | 0 | 0 | 0
| 0 | 0 | 0 | 0 | 0 | 0 | 0 | 0 | 0 | 0 | 0 | 0 | 0 | 0 | 0 | 0 | 0 | 0 | FALSE | FALSE | FALSE | FALSE | 0 | 0 | 0 | n/a | n/a | n/a | n/a | n/a | 0 | 0 | 100% | 100% | 0 | 0 | 0 | 0 | 0 | 0 | 0 | 0 | 0 | 0 | 0 | 0 | 0 | 0 | 0 | 0 | 0 | 0 | 0 | 0 | 0 | 0
| 0 | 0 | 0 | 0 | 0 | 0 | 0 | 0 | 0 | 0 | 0 | 0 | 0 | 0 | 0 | 0 | 0 | 0 | FALSE | FALSE | FALSE | FALSE | 0 | 0 | 0 | n/a | n/a | n/a | n/a | n/a | 0 | 0 | 100% | 100% | 0 | 0 | 0 | 0 | 0 | 0 | 0 | 0 | 0 | 0 | 0 | 0 | 0 | 0 | 0 | 0 | 0 | 0 | 0 | 0 | 0 | 0
| 0 | 0 | 0 | 0 | 0 | 0 | 0 | 0 | 0 | 0 | 0 | 0 | 0 | 0 | 0 | 0 | 0 | 0 | FALSE | FALSE | FALSE | FALSE | 0 | 0 | 0 | n/a | n/a | n/a | n/a | n/a | 0 | 0 | 100% | 100% | 0 | 0 | 0 | 0 | 0 | 0 | 0 | 0 | 0 | 0 | 0 | 0 | 0 | 0 | 0 | 0 | 0 | 0 | 0 | 0 | 0 | 0
| 0 | 0 | 0 | 0 | 0 | 0 | 0 | 0 | 0 | 0 | 0 | 0 | 0 | 0 | 0 | 0 | 0 | 0 | FALSE | FALSE | FALSE | FALSE | 0 | 0 | 0 | n/a | n/a | n/a | n/a | n/a | 0 | 0 | 100% | 100% | 0 | 0 | 0 | 0 | 0 | 0 | 0 | 0 | 0 | 0 | 0 | 0 | 0 | 0 | 0 | 0 | 0 | 0 | 0 | 0 | 0 | 0
| 0 | 0 | 0 | 0 | 0 | 0 | 0 | 0 | 0 | 0 | 0 | 0 | 0 | 0 | 0 | 0 | 0 | 0 | FALSE | FALSE | FALSE | FALSE | 0 | 0 | 0 | n/a | n/a | n/a | n/a | n/a | 0 | 0 | 100% | 100% | 0 | 0 | 0 | 0 | 0 | 0 | 0 | 0 | 0 | 0 | 0 | 0 | 0 | 0 | 0 | 0 | 0 | 0 | 0 | 0 | 0 | 0
| 0 | 0 | 0 | 0 | 0 | 0 | 0 | 0 | 0 | 0 | 0 | 0 | 0 | 0 | 0 | 0 | 0 | 0 | FALSE | FALSE | FALSE | FALSE | 0 | 0 | 0 | n/a | n/a | n/a | n/a | n/a | 0 | 0 | 100% | 100% | 0 | 0 | 0 | 0 | 0 | 0 | 0 | 0 | 0 | 0 | 0 | 0 | 0 | 0 | 0 | 0 | 0 | 0 | 0 | 0 | 0 | 0
| 0 | 0 | 0 | 0 | 0 | 0 | 0 | 0 | 0 | 0 | 0 | 0 | 0 | 0 | 0 | 0 | 0 | 0 | FALSE | FALSE | FALSE | FALSE | 0 | 0 | 0 | n/a | n/a | n/a | n/a | n/a | 0 | 0 | 100% | 100% | 0 | 0 | 0 | 0 | 0 | 0 | 0 | 0 | 0 | 0 | 0 | 0 | 0 | 0 | 0 | 0 | 0 | 0 | 0 | 0 | 0 | 0
| 0 | 0 | 0 | 0 | 0 | 0 | 0 | 0 | 0 | 0 | 0 | 0 | 0 | 0 | 0 | 0 | 0 | 0 | FALSE | FALSE | FALSE | FALSE | 0 | 0 | 0 | n/a | n/a | n/a | n/a | n/a | 0 | 0 | 100% | 100% | 0 | 0 | 0 | 0 | 0 | 0 | 0 | 0 | 0 | 0 | 0 | 0 | 0 | 0 | 0 | 0 | 0 | 0 | 0 | 0 | 0 | 0
| 0 | 0 | 0 | 0 | 0 | 0 | 0 | 0 | 0 | 0 | 0 | 0 | 0 | 0 | 0 | 0 | 0 | 0 | FALSE | FALSE | FALSE | FALSE | 0 | 0 | 0 | n/a | n/a | n/a | n/a | n/a | 0 | 0 | 100% | 100% | 0 | 0 | 0 | 0 | 0 | 0 | 0 | 0 | 0 | 0 | 0 | 0 | 0 | 0 | 0 | 0 | 0 | 0 | 0 | 0 | 0 | 0
| 0 | 0 | 0 | 0 | 0 | 0 | 0 | 0 | 0 | 0 | 0 | 0 | 0 | 0 | 0 | 0 | 0 | 0 | FALSE | FALSE | FALSE | FALSE | 0 | 0 | 0 | n/a | n/a | n/a | n/a | n/a | 0 | 0 | 100% | 100% | 0 | 0 | 0 | 0 | 0 | 0 | 0 | 0 | 0 | 0 | 0 | 0 | 0 | 0 | 0 | 0 | 0 | 0 | 0 | 0 | 0 | 0
| 0 | 0 | 0 | 0 | 0 | 0 | 0 | 0 | 0 | 0 | 0 | 0 | 0 | 0 | 0 | 0 | 0 | 0 | FALSE | FALSE | FALSE | FALSE | 0 | 0 | 0 | n/a | n/a | n/a | n/a | n/a | 0 | 0 | 100% | 100% | 0 | 0 | 0 | 0 | 0 | 0 | 0 | 0 | 0 | 0 | 0 | 0 | 0 | 0 | 0 | 0 | 0 | 0 | 0 | 0 | 0 | 0
| 0 | 0 | 0 | 0 | 0 | 0 | 0 | 0 | 0 | 0 | 0 | 0 | 0 | 0 | 0 | 0 | 0 | 0 | FALSE | FALSE | FALSE | FALSE | 0 | 0 | 0 | n/a | n/a | n/a | n/a | n/a | 0 | 0 | 100% | 100% | 0 | 0 | 0 | 0 | 0 | 0 | 0 | 0 | 0 | 0 | 0 | 0 | 0 | 0 | 0 | 0 | 0 | 0 | 0 | 0 | 0 | 0
| 0 | 0 | 0 | 0 | 0 | 0 | 0 | 0 | 0 | 0 | 0 | 0 | 0 | 0 | 0 | 0 | 0 | 0 | FALSE | FALSE | FALSE | FALSE | 0 | 0 | 0 | n/a | n/a | n/a | n/a | n/a | 0 | 0 | 100% | 100% | 0 | 0 | 0 | 0 | 0 | 0 | 0 | 0 | 0 | 0 | 0 | 0 | 0 | 0 | 0 | 0 | 0 | 0 | 0 | 0 | 0 | 0
| 0 | 0 | 0 | 0 | 0 | 0 | 0 | 0 | 0 | 0 | 0 | 0 | 0 | 0 | 0 | 0 | 0 | 0 | FALSE | FALSE | FALSE | FALSE | 0 | 0 | 0 | n/a | n/a | n/a | n/a | n/a | 0 | 0 | 100% | 100% | 0 | 0 | 0 | 0 | 0 | 0 | 0 | 0 | 0 | 0 | 0 | 0 | 0 | 0 | 0 | 0 | 0 | 0 | 0 | 0 | 0 | 0
| 0 | 0 | 0 | 0 | 0 | 0 | 0 | 0 | 0 | 0 | 0 | 0 | 0 | 0 | 0 | 0 | 0 | 0 | FALSE | FALSE | FALSE | FALSE | 0 | 0 | 0 | n/a | n/a | n/a | n/a | n/a | 0 | 0 | 100% | 100% | 0 | 0 | 0 | 0 | 0 | 0 | 0 | 0 | 0 | 0 | 0 | 0 | 0 | 0 | 0 | 0 | 0 | 0 | 0 | 0 | 0 | 0
| 0 | 0 | 0 | 0 | 0 | 0 | 0 | 0 | 0 | 0 | 0 | 0 | 0 | 0 | 0 | 0 | 0 | 0 | FALSE | FALSE | FALSE | FALSE | 0 | 0 | 0 | n/a | n/a | n/a | n/a | n/a | 0 | 0 | 100% | 100% | 0 | 0 | 0 | 0 | 0 | 0 | 0 | 0 | 0 | 0 | 0 | 0 | 0 | 0 | 0 | 0 | 0 | 0 | 0 | 0 | 0 | 0
| 0 | 0 | 0 | 0 | 0 | 0 | 0 | 0 | 0 | 0 | 0 | 0 | 0 | 0 | 0 | 0 | 0 | 0 | FALSE | FALSE | FALSE | FALSE | 0 | 0 | 0 | n/a | n/a | n/a | n/a | n/a | 0 | 0 | 100% | 100% | 0 | 0 | 0 | 0 | 0 | 0 | 0 | 0 | 0 | 0 | 0 | 0 | 0 | 0 | 0 | 0 | 0 | 0 | 0 | 0 | 0 | 0
| 0 | 0 | 0 | 0 | 0 | 0 | 0 | 0 | 0 | 0 | 0 | 0 | 0 | 0 | 0 | 0 | 0 | 0 | FALSE | FALSE | FALSE | FALSE | 0 | 0 | 0 | n/a | n/a | n/a | n/a | n/a | 0 | 0 | 100% | 100% | 0 | 0 | 0 | 0 | 0 | 0 | 0 | 0 | 0 | 0 | 0 | 0 | 0 | 0 | 0 | 0 | 0 | 0 | 0 | 0 | 0 | 0
| 0 | 0 | 0 | 0 | 0 | 0 | 0 | 0 | 0 | 0 | 0 | 0 | 0 | 0 | 0 | 0 | 0 | 0 | FALSE | FALSE | FALSE | FALSE | 0 | 0 | 0 | n/a | n/a | n/a | n/a | n/a | 0 | 0 | 100% | 100% | 0 | 0 | 0 | 0 | 0 | 0 | 0 | 0 | 0 | 0 | 0 | 0 | 0 | 0 | 0 | 0 | 0 | 0 | 0 | 0 | 0 | 0
| 0 | 0 | 0 | 0 | 0 | 0 | 0 | 0 | 0 | 0 | 0 | 0 | 0 | 0 | 0 | 0 | 0 | 0 | FALSE | FALSE | FALSE | FALSE | 0 | 0 | 0 | n/a | n/a | n/a | n/a | n/a | 0 | 0 | 100% | 100% | 0 | 0 | 0 | 0 | 0 | 0 | 0 | 0 | 0 | 0 | 0 | 0 | 0 | 0 | 0 | 0 | 0 | 0 | 0 | 0 | 0 | 0
| 0 | 0 | 0 | 0 | 0 | 0 | 0 | 0 | 0 | 0 | 0 | 0 | 0 | 0 | 0 | 0 | 0 | 0 | FALSE | FALSE | FALSE | FALSE | 0 | 0 | 0 | n/a | n/a | n/a | n/a | n/a | 0 | 0 | 100% | 100% | 0 | 0 | 0 | 0 | 0 | 0 | 0 | 0 | 0 | 0 | 0 | 0 | 0 | 0 | 0 | 0 | 0 | 0 | 0 | 0 | 0 | 0
| 0 | 0 | 0 | 0 | 0 | 0 | 0 | 0 | 0 | 0 | 0 | 0 | 0 | 0 | 0 | 0 | 0 | 0 | FALSE | FALSE | FALSE | FALSE | 0 | 0 | 0 | n/a | n/a | n/a | n/a | n/a | 0 | 0 | 100% | 100% | 0 | 0 | 0 | 0 | 0 | 0 | 0 | 0 | 0 | 0 | 0 | 0 | 0 | 0 | 0 | 0 | 0 | 0 | 0 | 0 | 0 | 0
| 0 | 0 | 0 | 0 | 0 | 0 | 0 | 0 | 0 | 0 | 0 | 0 | 0 | 0 | 0 | 0 | 0 | 0 | FALSE | FALSE | FALSE | FALSE | 0 | 0 | 0 | n/a | n/a | n/a | n/a | n/a | 0 | 0 | 100% | 100% | 0 | 0 | 0 | 0 | 0 | 0 | 0 | 0 | 0 | 0 | 0 | 0 | 0 | 0 | 0 | 0 | 0 | 0 | 0 | 0 | 0 | 0
| 0 | 0 | 0 | 0 | 0 | 0 | 0 | 0 | 0 | 0 | 0 | 0 | 0 | 0 | 0 | 0 | 0 | 0 | FALSE | FALSE | FALSE | FALSE | 0 | 0 | 0 | n/a | n/a | n/a | n/a | n/a | 0 | 0 | 100% | 100% | 0 | 0 | 0 | 0 | 0 | 0 | 0 | 0 | 0 | 0 | 0 | 0 | 0 | 0 | 0 | 0 | 0 | 0 | 0 | 0 | 0 | 0
| 0 | 0 | 0 | 0 | 0 | 0 | 0 | 0 | 0 | 0 | 0 | 0 | 0 | 0 | 0 | 0 | 0 | 0 | FALSE | FALSE | FALSE | FALSE | 0 | 0 | 0 | n/a | n/a | n/a | n/a | n/a | 0 | 0 | 100% | 100% | 0 | 0 | 0 | 0 | 0 | 0 | 0 | 0 | 0 | 0 | 0 | 0 | 0 | 0 | 0 | 0 | 0 | 0 | 0 | 0 | 0 | 0
| 0 | 0 | 0 | 0 | 0 | 0 | 0 | 0 | 0 | 0 | 0 | 0 | 0 | 0 | 0 | 0 | 0 | 0 | FALSE | FALSE | FALSE | FALSE | 0 | 0 | 0 | n/a | n/a | n/a | n/a | n/a | 0 | 0 | 100% | 100% | 0 | 0 | 0 | 0 | 0 | 0 | 0 | 0 | 0 | 0 | 0 | 0 | 0 | 0 | 0 | 0 | 0 | 0 | 0 | 0 | 0 | 0
| 0 | 0 | 0 | 0 | 0 | 0 | 0 | 0 | 0 | 0 | 0 | 0 | 0 | 0 | 0 | 0 | 0 | 0 | FALSE | FALSE | FALSE | FALSE | 0 | 0 | 0 | n/a | n/a | n/a | n/a | n/a | 0 | 0 | 100% | 100% | 0 | 0 | 0 | 0 | 0 | 0 | 0 | 0 | 0 | 0 | 0 | 0 | 0 | 0 | 0 | 0 | 0 | 0 | 0 | 0 | 0 | 0
| 0 | 0 | 0 | 0 | 0 | 0 | 0 | 0 | 0 | 0 | 0 | 0 | 0 | 0 | 0 | 0 | 0 | 0 | FALSE | FALSE | FALSE | FALSE | 0 | 0 | 0 | n/a | n/a | n/a | n/a | n/a | 0 | 0 | 100% | 100% | 0 | 0 | 0 | 0 | 0 | 0 | 0 | 0 | 0 | 0 | 0 | 0 | 0 | 0 | 0 | 0 | 0 | 0 | 0 | 0 | 0 | 0
| 0 | 0 | 0 | 0 | 0 | 0 | 0 | 0 | 0 | 0 | 0 | 0 | 0 | 0 | 0 | 0 | 0 | 0 | FALSE | FALSE | FALSE | FALSE | 0 | 0 | 0 | n/a | n/a | n/a | n/a | n/a | 0 | 0 | 100% | 100% | 0 | 0 | 0 | 0 | 0 | 0 | 0 | 0 | 0 | 0 | 0 | 0 | 0 | 0 | 0 | 0 | 0 | 0 | 0 | 0 | 0 | 0
| 0 | 0 | 0 | 0 | 0 | 0 | 0 | 0 | 0 | 0 | 0 | 0 | 0 | 0 | 0 | 0 | 0 | 0 | FALSE | FALSE | FALSE | FALSE | 0 | 0 | 0 | n/a | n/a | n/a | n/a | n/a | 0 | 0 | 100% | 100% | 0 | 0 | 0 | 0 | 0 | 0 | 0 | 0 | 0 | 0 | 0 | 0 | 0 | 0 | 0 | 0 | 0 | 0 | 0 | 0 | 0 | 0
| 0 | 0 | 0 | 0 | 0 | 0 | 0 | 0 | 0 | 0 | 0 | 0 | 0 | 0 | 0 | 0 | 0 | 0 | FALSE | FALSE | FALSE | FALSE | 0 | 0 | 0 | n/a | n/a | n/a | n/a | n/a | 0 | 0 | 100% | 100% | 0 | 0 | 0 | 0 | 0 | 0 | 0 | 0 | 0 | 0 | 0 | 0 | 0 | 0 | 0 | 0 | 0 | 0 | 0 | 0 | 0 | 0
| 0 | 0 | 0 | 0 | 0 | 0 | 0 | 0 | 0 | 0 | 0 | 0 | 0 | 0 | 0 | 0 | 0 | 0 | FALSE | FALSE | FALSE | FALSE | 0 | 0 | 0 | n/a | n/a | n/a | n/a | n/a | 0 | 0 | 100% | 100% | 0 | 0 | 0 | 0 | 0 | 0 | 0 | 0 | 0 | 0 | 0 | 0 | 0 | 0 | 0 | 0 | 0 | 0 | 0 | 0 | 0 | 0
| 0 | 0 | 0 | 0 | 0 | 0 | 0 | 0 | 0 | 0 | 0 | 0 | 0 | 0 | 0 | 0 | 0 | 0 | FALSE | FALSE | FALSE | FALSE | 0 | 0 | 0 | n/a | n/a | n/a | n/a | n/a | 0 | 0 | 100% | 100% | 0 | 0 | 0 | 0 | 0 | 0 | 0 | 0 | 0 | 0 | 0 | 0 | 0 | 0 | 0 | 0 | 0 | 0 | 0 | 0 | 0 | 0
| 0 | 0 | 0 | 0 | 0 | 0 | 0 | 0 | 0 | 0 | 0 | 0 | 0 | 0 | 0 | 0 | 0 | 0 | FALSE | FALSE | FALSE | FALSE | 0 | 0 | 0 | n/a | n/a | n/a | n/a | n/a | 0 | 0 | 100% | 100% | 0 | 0 | 0 | 0 | 0 | 0 | 0 | 0 | 0 | 0 | 0 | 0 | 0 | 0 | 0 | 0 | 0 | 0 | 0 | 0 | 0 | 0
| 0 | 0 | 0 | 0 | 0 | 0 | 0 | 0 | 0 | 0 | 0 | 0 | 0 | 0 | 0 | 0 | 0 | 0 | FALSE | FALSE | FALSE | FALSE | 0 | 0 | 0 | n/a | n/a | n/a | n/a | n/a | 0 | 0 | 100% | 100% | 0 | 0 | 0 | 0 | 0 | 0 | 0 | 0 | 0 | 0 | 0 | 0 | 0 | 0 | 0 | 0 | 0 | 0 | 0 | 0 | 0 | 0
| 0 | 0 | 0 | 0 | 0 | 0 | 0 | 0 | 0 | 0 | 0 | 0 | 0 | 0 | 0 | 0 | 0 | 0 | FALSE | FALSE | FALSE | FALSE | 0 | 0 | 0 | n/a | n/a | n/a | n/a | n/a | 0 | 0 | 100% | 100% | 0 | 0 | 0 | 0 | 0 | 0 | 0 | 0 | 0 | 0 | 0 | 0 | 0 | 0 | 0 | 0 | 0 | 0 | 0 | 0 | 0 | 0
| 0 | 0 | 0 | 0 | 0 | 0 | 0 | 0 | 0 | 0 | 0 | 0 | 0 | 0 | 0 | 0 | 0 | 0 | FALSE | FALSE | FALSE | FALSE | 0 | 0 | 0 | n/a | n/a | n/a | n/a | n/a | 0 | 0 | 100% | 100% | 0 | 0 | 0 | 0 | 0 | 0 | 0 | 0 | 0 | 0 | 0 | 0 | 0 | 0 | 0 | 0 | 0 | 0 | 0 | 0 | 0 | 0
| 0 | 0 | 0 | 0 | 0 | 0 | 0 | 0 | 0 | 0 | 0 | 0 | 0 | 0 | 0 | 0 | 0 | 0 | FALSE | FALSE | FALSE | FALSE | 0 | 0 | 0 | n/a | n/a | n/a | n/a | n/a | 0 | 0 | 100% | 100% | 0 | 0 | 0 | 0 | 0 | 0 | 0 | 0 | 0 | 0 | 0 | 0 | 0 | 0 | 0 | 0 | 0 | 0 | 0 | 0 | 0 | 0
| 0 | 0 | 0 | 0 | 0 | 0 | 0 | 0 | 0 | 0 | 0 | 0 | 0 | 0 | 0 | 0 | 0 | 0 | FALSE | FALSE | FALSE | FALSE | 0 | 0 | 0 | n/a | n/a | n/a | n/a | n/a | 0 | 0 | 100% | 100% | 0 | 0 | 0 | 0 | 0 | 0 | 0 | 0 | 0 | 0 | 0 | 0 | 0 | 0 | 0 | 0 | 0 | 0 | 0 | 0 | 0 | 0
| 0 | 0 | 0 | 0 | 0 | 0 | 0 | 0 | 0 | 0 | 0 | 0 | 0 | 0 | 0 | 0 | 0 | 0 | FALSE | FALSE | FALSE | FALSE | 0 | 0 | 0 | n/a | n/a | n/a | n/a | n/a | 0 | 0 | 100% | 100% | 0 | 0 | 0 | 0 | 0 | 0 | 0 | 0 | 0 | 0 | 0 | 0 | 0 | 0 | 0 | 0 | 0 | 0 | 0 | 0 | 0 | 0
| 0 | 0 | 0 | 0 | 0 | 0 | 0 | 0 | 0 | 0 | 0 | 0 | 0 | 0 | 0 | 0 | 0 | 0 | FALSE | FALSE | FALSE | FALSE | 0 | 0 | 0 | n/a | n/a | n/a | n/a | n/a | 0 | 0 | 100% | 100% | 0 | 0 | 0 | 0 | 0 | 0 | 0 | 0 | 0 | 0 | 0 | 0 | 0 | 0 | 0 | 0 | 0 | 0 | 0 | 0 | 0 | 0
| 0 | 0 | 0 | 0 | 0 | 0 | 0 | 0 | 0 | 0 | 0 | 0 | 0 | 0 | 0 | 0 | 0 | 0 | FALSE | FALSE | FALSE | FALSE | 0 | 0 | 0 | n/a | n/a | n/a | n/a | n/a | 0 | 0 | 100% | 100% | 0 | 0 | 0 | 0 | 0 | 0 | 0 | 0 | 0 | 0 | 0 | 0 | 0 | 0 | 0 | 0 | 0 | 0 | 0 | 0 | 0 | 0
| 0 | 0 | 0 | 0 | 0 | 0 | 0 | 0 | 0 | 0 | 0 | 0 | 0 | 0 | 0 | 0 | 0 | 0 | FALSE | FALSE | FALSE | FALSE | 0 | 0 | 0 | n/a | n/a | n/a | n/a | n/a | 0 | 0 | 100% | 100% | 0 | 0 | 0 | 0 | 0 | 0 | 0 | 0 | 0 | 0 | 0 | 0 | 0 | 0 | 0 | 0 | 0 | 0 | 0 | 0 | 0 | 0
| 0 | 0 | 0 | 0 | 0 | 0 | 0 | 0 | 0 | 0 | 0 | 0 | 0 | 0 | 0 | 0 | 0 | 0 | FALSE | FALSE | FALSE | FALSE | 0 | 0 | 0 | n/a | n/a | n/a | n/a | n/a | 0 | 0 | 100% | 100% | 0 | 0 | 0 | 0 | 0 | 0 | 0 | 0 | 0 | 0 | 0 | 0 | 0 | 0 | 0 | 0 | 0 | 0 | 0 | 0 | 0 | 0
| 0 | 0 | 0 | 0 | 0 | 0 | 0 | 0 | 0 | 0 | 0 | 0 | 0 | 0 | 0 | 0 | 0 | 0 | FALSE | FALSE | FALSE | FALSE | 0 | 0 | 0 | n/a | n/a | n/a | n/a | n/a | 0 | 0 | 100% | 100% | 0 | 0 | 0 | 0 | 0 | 0 | 0 | 0 | 0 | 0 | 0 | 0 | 0 | 0 | 0 | 0 | 0 | 0 | 0 | 0 | 0 | 0
| 0 | 0 | 0 | 0 | 0 | 0 | 0 | 0 | 0 | 0 | 0 | 0 | 0 | 0 | 0 | 0 | 0 | 0 | FALSE | FALSE | FALSE | FALSE | 0 | 0 | 0 | n/a | n/a | n/a | n/a | n/a | 0 | 0 | 100% | 100% | 0 | 0 | 0 | 0 | 0 | 0 | 0 | 0 | 0 | 0 | 0 | 0 | 0 | 0 | 0 | 0 | 0 | 0 | 0 | 0 | 0 | 0
| 0 | 0 | 0 | 0 | 0 | 0 | 0 | 0 | 0 | 0 | 0 | 0 | 0 | 0 | 0 | 0 | 0 | 0 | FALSE | FALSE | FALSE | FALSE | 0 | 0 | 0 | n/a | n/a | n/a | n/a | n/a | 0 | 0 | 100% | 100% | 0 | 0 | 0 | 0 | 0 | 0 | 0 | 0 | 0 | 0 | 0 | 0 | 0 | 0 | 0 | 0 | 0 | 0 | 0 | 0 | 0 | 0
| 0 | 0 | 0 | 0 | 0 | 0 | 0 | 0 | 0 | 0 | 0 | 0 | 0 | 0 | 0 | 0 | 0 | 0 | FALSE | FALSE | FALSE | FALSE | 0 | 0 | 0 | n/a | n/a | n/a | n/a | n/a | 0 | 0 | 100% | 100% | 0 | 0 | 0 | 0 | 0 | 0 | 0 | 0 | 0 | 0 | 0 | 0 | 0 | 0 | 0 | 0 | 0 | 0 | 0 | 0 | 0 | 0
| 0 | 0 | 0 | 0 | 0 | 0 | 0 | 0 | 0 | 0 | 0 | 0 | 0 | 0 | 0 | 0 | 0 | 0 | FALSE | FALSE | FALSE | FALSE | 0 | 0 | 0 | n/a | n/a | n/a | n/a | n/a | 0 | 0 | 100% | 100% | 0 | 0 | 0 | 0 | 0 | 0 | 0 | 0 | 0 | 0 | 0 | 0 | 0 | 0 | 0 | 0 | 0 | 0 | 0 | 0 | 0 | 0
| 0 | 0 | 0 | 0 | 0 | 0 | 0 | 0 | 0 | 0 | 0 | 0 | 0 | 0 | 0 | 0 | 0 | 0 | FALSE | FALSE | FALSE | FALSE | 0 | 0 | 0 | n/a | n/a | n/a | n/a | n/a | 0 | 0 | 100% | 100% | 0 | 0 | 0 | 0 | 0 | 0 | 0 | 0 | 0 | 0 | 0 | 0 | 0 | 0 | 0 | 0 | 0 | 0 | 0 | 0 | 0 | 0
| 0 | 0 | 0 | 0 | 0 | 0 | 0 | 0 | 0 | 0 | 0 | 0 | 0 | 0 | 0 | 0 | 0 | 0 | FALSE | FALSE | FALSE | FALSE | 0 | 0 | 0 | n/a | n/a | n/a | n/a | n/a | 0 | 0 | 100% | 100% | 0 | 0 | 0 | 0 | 0 | 0 | 0 | 0 | 0 | 0 | 0 | 0 | 0 | 0 | 0 | 0 | 0 | 0 | 0 | 0 | 0 | 0
| 0 | 0 | 0 | 0 | 0 | 0 | 0 | 0 | 0 | 0 | 0 | 0 | 0 | 0 | 0 | 0 | 0 | 0 | FALSE | FALSE | FALSE | FALSE | 0 | 0 | 0 | n/a | n/a | n/a | n/a | n/a | 0 | 0 | 100% | 100% | 0 | 0 | 0 | 0 | 0 | 0 | 0 | 0 | 0 | 0 | 0 | 0 | 0 | 0 | 0 | 0 | 0 | 0 | 0 | 0 | 0 | 0
| 0 | 0 | 0 | 0 | 0 | 0 | 0 | 0 | 0 | 0 | 0 | 0 | 0 | 0 | 0 | 0 | 0 | 0 | FALSE | FALSE | FALSE | FALSE | 0 | 0 | 0 | n/a | n/a | n/a | n/a | n/a | 0 | 0 | 100% | 100% | 0 | 0 | 0 | 0 | 0 | 0 | 0 | 0 | 0 | 0 | 0 | 0 | 0 | 0 | 0 | 0 | 0 | 0 | 0 | 0 | 0 | 0
| 0 | 0 | 0 | 0 | 0 | 0 | 0 | 0 | 0 | 0 | 0 | 0 | 0 | 0 | 0 | 0 | 0 | 0 | FALSE | FALSE | FALSE | FALSE | 0 | 0 | 0 | n/a | n/a | n/a | n/a | n/a | 0 | 0 | 100% | 100% | 0 | 0 | 0 | 0 | 0 | 0 | 0 | 0 | 0 | 0 | 0 | 0 | 0 | 0 | 0 | 0 | 0 | 0 | 0 | 0 | 0 | 0
| 0 | 0 | 0 | 0 | 0 | 0 | 0 | 0 | 0 | 0 | 0 | 0 | 0 | 0 | 0 | 0 | 0 | 0 | FALSE | FALSE | FALSE | FALSE | 0 | 0 | 0 | n/a | n/a | n/a | n/a | n/a | 0 | 0 | 100% | 100% | 0 | 0 | 0 | 0 | 0 | 0 | 0 | 0 | 0 | 0 | 0 | 0 | 0 | 0 | 0 | 0 | 0 | 0 | 0 | 0 | 0 | 0
| 0 | 0 | 0 | 0 | 0 | 0 | 0 | 0 | 0 | 0 | 0 | 0 | 0 | 0 | 0 | 0 | 0 | 0 | FALSE | FALSE | FALSE | FALSE | 0 | 0 | 0 | n/a | n/a | n/a | n/a | n/a | 0 | 0 | 100% | 100% | 0 | 0 | 0 | 0 | 0 | 0 | 0 | 0 | 0 | 0 | 0 | 0 | 0 | 0 | 0 | 0 | 0 | 0 | 0 | 0 | 0 | 0
| 0 | 0 | 0 | 0 | 0 | 0 | 0 | 0 | 0 | 0 | 0 | 0 | 0 | 0 | 0 | 0 | 0 | 0 | FALSE | FALSE | FALSE | FALSE | 0 | 0 | 0 | n/a | n/a | n/a | n/a | n/a | 0 | 0 | 100% | 100% | 0 | 0 | 0 | 0 | 0 | 0 | 0 | 0 | 0 | 0 | 0 | 0 | 0 | 0 | 0 | 0 | 0 | 0 | 0 | 0 | 0 | 0
| 0 | 0 | 0 | 0 | 0 | 0 | 0 | 0 | 0 | 0 | 0 | 0 | 0 | 0 | 0 | 0 | 0 | 0 | FALSE | FALSE | FALSE | FALSE | 0 | 0 | 0 | n/a | n/a | n/a | n/a | n/a | 0 | 0 | 100% | 100% | 0 | 0 | 0 | 0 | 0 | 0 | 0 | 0 | 0 | 0 | 0 | 0 | 0 | 0 | 0 | 0 | 0 | 0 | 0 | 0 | 0 | 0
| 0 | 0 | 0 | 0 | 0 | 0 | 0 | 0 | 0 | 0 | 0 | 0 | 0 | 0 | 0 | 0 | 0 | 0 | FALSE | FALSE | FALSE | FALSE | 0 | 0 | 0 | n/a | n/a | n/a | n/a | n/a | 0 | 0 | 100% | 100% | 0 | 0 | 0 | 0 | 0 | 0 | 0 | 0 | 0 | 0 | 0 | 0 | 0 | 0 | 0 | 0 | 0 | 0 | 0 | 0 | 0 | 0
| 0 | 0 | 0 | 0 | 0 | 0 | 0 | 0 | 0 | 0 | 0 | 0 | 0 | 0 | 0 | 0 | 0 | 0 | FALSE | FALSE | FALSE | FALSE | 0 | 0 | 0 | n/a | n/a | n/a | n/a | n/a | 0 | 0 | 100% | 100% | 0 | 0 | 0 | 0 | 0 | 0 | 0 | 0 | 0 | 0 | 0 | 0 | 0 | 0 | 0 | 0 | 0 | 0 | 0 | 0 | 0 | 0
| 0 | 0 | 0 | 0 | 0 | 0 | 0 | 0 | 0 | 0 | 0 | 0 | 0 | 0 | 0 | 0 | 0 | 0 | FALSE | FALSE | FALSE | FALSE | 0 | 0 | 0 | n/a | n/a | n/a | n/a | n/a | 0 | 0 | 100% | 100% | 0 | 0 | 0 | 0 | 0 | 0 | 0 | 0 | 0 | 0 | 0 | 0 | 0 | 0 | 0 | 0 | 0 | 0 | 0 | 0 | 0 | 0
| 0 | 0 | 0 | 0 | 0 | 0 | 0 | 0 | 0 | 0 | 0 | 0 | 0 | 0 | 0 | 0 | 0 | 0 | FALSE | FALSE | FALSE | FALSE | 0 | 0 | 0 | n/a | n/a | n/a | n/a | n/a | 0 | 0 | 100% | 100% | 0 | 0 | 0 | 0 | 0 | 0 | 0 | 0 | 0 | 0 | 0 | 0 | 0 | 0 | 0 | 0 | 0 | 0 | 0 | 0 | 0 | 0
| 0 | 0 | 0 | 0 | 0 | 0 | 0 | 0 | 0 | 0 | 0 | 0 | 0 | 0 | 0 | 0 | 0 | 0 | FALSE | FALSE | FALSE | FALSE | 0 | 0 | 0 | n/a | n/a | n/a | n/a | n/a | 0 | 0 | 100% | 100% | 0 | 0 | 0 | 0 | 0 | 0 | 0 | 0 | 0 | 0 | 0 | 0 | 0 | 0 | 0 | 0 | 0 | 0 | 0 | 0 | 0 | 0
| 0 | 0 | 0 | 0 | 0 | 0 | 0 | 0 | 0 | 0 | 0 | 0 | 0 | 0 | 0 | 0 | 0 | 0 | FALSE | FALSE | FALSE | FALSE | 0 | 0 | 0 | n/a | n/a | n/a | n/a | n/a | 0 | 0 | 100% | 100% | 0 | 0 | 0 | 0 | 0 | 0 | 0 | 0 | 0 | 0 | 0 | 0 | 0 | 0 | 0 | 0 | 0 | 0 | 0 | 0 | 0 | 0
| 0 | 0 | 0 | 0 | 0 | 0 | 0 | 0 | 0 | 0 | 0 | 0 | 0 | 0 | 0 | 0 | 0 | 0 | FALSE | FALSE | FALSE | FALSE | 0 | 0 | 0 | n/a | n/a | n/a | n/a | n/a | 0 | 0 | 100% | 100% | 0 | 0 | 0 | 0 | 0 | 0 | 0 | 0 | 0 | 0 | 0 | 0 | 0 | 0 | 0 | 0 | 0 | 0 | 0 | 0 | 0 | 0
| 0 | 0 | 0 | 0 | 0 | 0 | 0 | 0 | 0 | 0 | 0 | 0 | 0 | 0 | 0 | 0 | 0 | 0 | FALSE | FALSE | FALSE | FALSE | 0 | 0 | 0 | n/a | n/a | n/a | n/a | n/a | 0 | 0 | 100% | 100% | 0 | 0 | 0 | 0 | 0 | 0 | 0 | 0 | 0 | 0 | 0 | 0 | 0 | 0 | 0 | 0 | 0 | 0 | 0 | 0 | 0 | 0
| 0 | 0 | 0 | 0 | 0 | 0 | 0 | 0 | 0 | 0 | 0 | 0 | 0 | 0 | 0 | 0 | 0 | 0 | FALSE | FALSE | FALSE | FALSE | 0 | 0 | 0 | n/a | n/a | n/a | n/a | n/a | 0 | 0 | 100% | 100% | 0 | 0 | 0 | 0 | 0 | 0 | 0 | 0 | 0 | 0 | 0 | 0 | 0 | 0 | 0 | 0 | 0 | 0 | 0 | 0 | 0 | 0
| 0 | 0 | 0 | 0 | 0 | 0 | 0 | 0 | 0 | 0 | 0 | 0 | 0 | 0 | 0 | 0 | 0 | 0 | FALSE | FALSE | FALSE | FALSE | 0 | 0 | 0 | n/a | n/a | n/a | n/a | n/a | 0 | 0 | 100% | 100% | 0 | 0 | 0 | 0 | 0 | 0 | 0 | 0 | 0 | 0 | 0 | 0 | 0 | 0 | 0 | 0 | 0 | 0 | 0 | 0 | 0 | 0
| 0 | 0 | 0 | 0 | 0 | 0 | 0 | 0 | 0 | 0 | 0 | 0 | 0 | 0 | 0 | 0 | 0 | 0 | FALSE | FALSE | FALSE | FALSE | 0 | 0 | 0 | n/a | n/a | n/a | n/a | n/a | 0 | 0 | 100% | 100% | 0 | 0 | 0 | 0 | 0 | 0 | 0 | 0 | 0 | 0 | 0 | 0 | 0 | 0 | 0 | 0 | 0 | 0 | 0 | 0 | 0 | 0
| 0 | 0 | 0 | 0 | 0 | 0 | 0 | 0 | 0 | 0 | 0 | 0 | 0 | 0 | 0 | 0 | 0 | 0 | FALSE | FALSE | FALSE | FALSE | 0 | 0 | 0 | n/a | n/a | n/a | n/a | n/a | 0 | 0 | 100% | 100% | 0 | 0 | 0 | 0 | 0 | 0 | 0 | 0 | 0 | 0 | 0 | 0 | 0 | 0 | 0 | 0 | 0 | 0 | 0 | 0 | 0 | 0
| 0 | 0 | 0 | 0 | 0 | 0 | 0 | 0 | 0 | 0 | 0 | 0 | 0 | 0 | 0 | 0 | 0 | 0 | FALSE | FALSE | FALSE | FALSE | 0 | 0 | 0 | n/a | n/a | n/a | n/a | n/a | 0 | 0 | 100% | 100% | 0 | 0 | 0 | 0 | 0 | 0 | 0 | 0 | 0 | 0 | 0 | 0 | 0 | 0 | 0 | 0 | 0 | 0 | 0 | 0 | 0 | 0
| 0 | 0 | 0 | 0 | 0 | 0 | 0 | 0 | 0 | 0 | 0 | 0 | 0 | 0 | 0 | 0 | 0 | 0 | FALSE | FALSE | FALSE | FALSE | 0 | 0 | 0 | n/a | n/a | n/a | n/a | n/a | 0 | 0 | 100% | 100% | 0 | 0 | 0 | 0 | 0 | 0 | 0 | 0 | 0 | 0 | 0 | 0 | 0 | 0 | 0 | 0 | 0 | 0 | 0 | 0 | 0 | 0
| 0 | 0 | 0 | 0 | 0 | 0 | 0 | 0 | 0 | 0 | 0 | 0 | 0 | 0 | 0 | 0 | 0 | 0 | FALSE | FALSE | FALSE | FALSE | 0 | 0 | 0 | n/a | n/a | n/a | n/a | n/a | 0 | 0 | 100% | 100% | 0 | 0 | 0 | 0 | 0 | 0 | 0 | 0 | 0 | 0 | 0 | 0 | 0 | 0 | 0 | 0 | 0 | 0 | 0 | 0 | 0 | 0
| 0 | 0 | 0 | 0 | 0 | 0 | 0 | 0 | 0 | 0 | 0 | 0 | 0 | 0 | 0 | 0 | 0 | 0 | FALSE | FALSE | FALSE | FALSE | 0 | 0 | 0 | n/a | n/a | n/a | n/a | n/a | 0 | 0 | 100% | 100% | 0 | 0 | 0 | 0 | 0 | 0 | 0 | 0 | 0 | 0 | 0 | 0 | 0 | 0 | 0 | 0 | 0 | 0 | 0 | 0 | 0 | 0
| 0 | 0 | 0 | 0 | 0 | 0 | 0 | 0 | 0 | 0 | 0 | 0 | 0 | 0 | 0 | 0 | 0 | 0 | FALSE | FALSE | FALSE | FALSE | 0 | 0 | 0 | n/a | n/a | n/a | n/a | n/a | 0 | 0 | 100% | 100% | 0 | 0 | 0 | 0 | 0 | 0 | 0 | 0 | 0 | 0 | 0 | 0 | 0 | 0 | 0 | 0 | 0 | 0 | 0 | 0 | 0 | 0
| 0 | 0 | 0 | 0 | 0 | 0 | 0 | 0 | 0 | 0 | 0 | 0 | 0 | 0 | 0 | 0 | 0 | 0 | FALSE | FALSE | FALSE | FALSE | 0 | 0 | 0 | n/a | n/a | n/a | n/a | n/a | 0 | 0 | 100% | 100% | 0 | 0 | 0 | 0 | 0 | 0 | 0 | 0 | 0 | 0 | 0 | 0 | 0 | 0 | 0 | 0 | 0 | 0 | 0 | 0 | 0 | 0
| 0 | 0 | 0 | 0 | 0 | 0 | 0 | 0 | 0 | 0 | 0 | 0 | 0 | 0 | 0 | 0 | 0 | 0 | FALSE | FALSE | FALSE | FALSE | 0 | 0 | 0 | n/a | n/a | n/a | n/a | n/a | 0 | 0 | 100% | 100% | 0 | 0 | 0 | 0 | 0 | 0 | 0 | 0 | 0 | 0 | 0 | 0 | 0 | 0 | 0 | 0 | 0 | 0 | 0 | 0 | 0 | 0
| 0 | 0 | 0 | 0 | 0 | 0 | 0 | 0 | 0 | 0 | 0 | 0 | 0 | 0 | 0 | 0 | 0 | 0 | FALSE | FALSE | FALSE | FALSE | 0 | 0 | 0 | n/a | n/a | n/a | n/a | n/a | 0 | 0 | 100% | 100% | 0 | 0 | 0 | 0 | 0 | 0 | 0 | 0 | 0 | 0 | 0 | 0 | 0 | 0 | 0 | 0 | 0 | 0 | 0 | 0 | 0 | 0
| 0 | 0 | 0 | 0 | 0 | 0 | 0 | 0 | 0 | 0 | 0 | 0 | 0 | 0 | 0 | 0 | 0 | 0 | FALSE | FALSE | FALSE | FALSE | 0 | 0 | 0 | n/a | n/a | n/a | n/a | n/a | 0 | 0 | 100% | 100% | 0 | 0 | 0 | 0 | 0 | 0 | 0 | 0 | 0 | 0 | 0 | 0 | 0 | 0 | 0 | 0 | 0 | 0 | 0 | 0 | 0 | 0
| 0 | 0 | 0 | 0 | 0 | 0 | 0 | 0 | 0 | 0 | 0 | 0 | 0 | 0 | 0 | 0 | 0 | 0 | FALSE | FALSE | FALSE | FALSE | 0 | 0 | 0 | n/a | n/a | n/a | n/a | n/a | 0 | 0 | 100% | 100% | 0 | 0 | 0 | 0 | 0 | 0 | 0 | 0 | 0 | 0 | 0 | 0 | 0 | 0 | 0 | 0 | 0 | 0 | 0 | 0 | 0 | 0
| 0 | 0 | 0 | 0 | 0 | 0 | 0 | 0 | 0 | 0 | 0 | 0 | 0 | 0 | 0 | 0 | 0 | 0 | FALSE | FALSE | FALSE | FALSE | 0 | 0 | 0 | n/a | n/a | n/a | n/a | n/a | 0 | 0 | 100% | 100% | 0 | 0 | 0 | 0 | 0 | 0 | 0 | 0 | 0 | 0 | 0 | 0 | 0 | 0 | 0 | 0 | 0 | 0 | 0 | 0 | 0 | 0
| 0 | 0 | 0 | 0 | 0 | 0 | 0 | 0 | 0 | 0 | 0 | 0 | 0 | 0 | 0 | 0 | 0 | 0 | FALSE | FALSE | FALSE | FALSE | 0 | 0 | 0 | n/a | n/a | n/a | n/a | n/a | 0 | 0 | 100% | 100% | 0 | 0 | 0 | 0 | 0 | 0 | 0 | 0 | 0 | 0 | 0 | 0 | 0 | 0 | 0 | 0 | 0 | 0 | 0 | 0 | 0 | 0
| 0 | 0 | 0 | 0 | 0 | 0 | 0 | 0 | 0 | 0 | 0 | 0 | 0 | 0 | 0 | 0 | 0 | 0 | FALSE | FALSE | FALSE | FALSE | 0 | 0 | 0 | n/a | n/a | n/a | n/a | n/a | 0 | 0 | 100% | 100% | 0 | 0 | 0 | 0 | 0 | 0 | 0 | 0 | 0 | 0 | 0 | 0 | 0 | 0 | 0 | 0 | 0 | 0 | 0 | 0 | 0 | 0
| 0 | 0 | 0 | 0 | 0 | 0 | 0 | 0 | 0 | 0 | 0 | 0 | 0 | 0 | 0 | 0 | 0 | 0 | FALSE | FALSE | FALSE | FALSE | 0 | 0 | 0 | n/a | n/a | n/a | n/a | n/a | 0 | 0 | 100% | 100% | 0 | 0 | 0 | 0 | 0 | 0 | 0 | 0 | 0 | 0 | 0 | 0 | 0 | 0 | 0 | 0 | 0 | 0 | 0 | 0 | 0 | 0
| 0 | 0 | 0 | 0 | 0 | 0 | 0 | 0 | 0 | 0 | 0 | 0 | 0 | 0 | 0 | 0 | 0 | 0 | FALSE | FALSE | FALSE | FALSE | 0 | 0 | 0 | n/a | n/a | n/a | n/a | n/a | 0 | 0 | 100% | 100% | 0 | 0 | 0 | 0 | 0 | 0 | 0 | 0 | 0 | 0 | 0 | 0 | 0 | 0 | 0 | 0 | 0 | 0 | 0 | 0 | 0 | 0
| 0 | 0 | 0 | 0 | 0 | 0 | 0 | 0 | 0 | 0 | 0 | 0 | 0 | 0 | 0 | 0 | 0 | 0 | FALSE | FALSE | FALSE | FALSE | 0 | 0 | 0 | n/a | n/a | n/a | n/a | n/a | 0 | 0 | 100% | 100% | 0 | 0 | 0 | 0 | 0 | 0 | 0 | 0 | 0 | 0 | 0 | 0 | 0 | 0 | 0 | 0 | 0 | 0 | 0 | 0 | 0 | 0
| 0 | 0 | 0 | 0 | 0 | 0 | 0 | 0 | 0 | 0 | 0 | 0 | 0 | 0 | 0 | 0 | 0 | 0 | FALSE | FALSE | FALSE | FALSE | 0 | 0 | 0 | n/a | n/a | n/a | n/a | n/a | 0 | 0 | 100% | 100% | 0 | 0 | 0 | 0 | 0 | 0 | 0 | 0 | 0 | 0 | 0 | 0 | 0 | 0 | 0 | 0 | 0 | 0 | 0 | 0 | 0 | 0
| 0 | 0 | 0 | 0 | 0 | 0 | 0 | 0 | 0 | 0 | 0 | 0 | 0 | 0 | 0 | 0 | 0 | 0 | FALSE | FALSE | FALSE | FALSE | 0 | 0 | 0 | n/a | n/a | n/a | n/a | n/a | 0 | 0 | 100% | 100% | 0 | 0 | 0 | 0 | 0 | 0 | 0 | 0 | 0 | 0 | 0 | 0 | 0 | 0 | 0 | 0 | 0 | 0 | 0 | 0 | 0 | 0
| 0 | 0 | 0 | 0 | 0 | 0 | 0 | 0 | 0 | 0 | 0 | 0 | 0 | 0 | 0 | 0 | 0 | 0 | FALSE | FALSE | FALSE | FALSE | 0 | 0 | 0 | n/a | n/a | n/a | n/a | n/a | 0 | 0 | 100% | 100% | 0 | 0 | 0 | 0 | 0 | 0 | 0 | 0 | 0 | 0 | 0 | 0 | 0 | 0 | 0 | 0 | 0 | 0 | 0 | 0 | 0 | 0
| 0 | 0 | 0 | 0 | 0 | 0 | 0 | 0 | 0 | 0 | 0 | 0 | 0 | 0 | 0 | 0 | 0 | 0 | FALSE | FALSE | FALSE | FALSE | 0 | 0 | 0 | n/a | n/a | n/a | n/a | n/a | 0 | 0 | 100% | 100% | 0 | 0 | 0 | 0 | 0 | 0 | 0 | 0 | 0 | 0 | 0 | 0 | 0 | 0 | 0 | 0 | 0 | 0 | 0 | 0 | 0 | 0
| 0 | 0 | 0 | 0 | 0 | 0 | 0 | 0 | 0 | 0 | 0 | 0 | 0 | 0 | 0 | 0 | 0 | 0 | FALSE | FALSE | FALSE | FALSE | 0 | 0 | 0 | n/a | n/a | n/a | n/a | n/a | 0 | 0 | 100% | 100% | 0 | 0 | 0 | 0 | 0 | 0 | 0 | 0 | 0 | 0 | 0 | 0 | 0 | 0 | 0 | 0 | 0 | 0 | 0 | 0 | 0 | 0
| 0 | 0 | 0 | 0 | 0 | 0 | 0 | 0 | 0 | 0 | 0 | 0 | 0 | 0 | 0 | 0 | 0 | 0 | FALSE | FALSE | FALSE | FALSE | 0 | 0 | 0 | n/a | n/a | n/a | n/a | n/a | 0 | 0 | 100% | 100% | 0 | 0 | 0 | 0 | 0 | 0 | 0 | 0 | 0 | 0 | 0 | 0 | 0 | 0 | 0 | 0 | 0 | 0 | 0 | 0 | 0 | 0
| 0 | 0 | 0 | 0 | 0 | 0 | 0 | 0 | 0 | 0 | 0 | 0 | 0 | 0 | 0 | 0 | 0 | 0 | FALSE | FALSE | FALSE | FALSE | 0 | 0 | 0 | n/a | n/a | n/a | n/a | n/a | 0 | 0 | 100% | 100% | 0 | 0 | 0 | 0 | 0 | 0 | 0 | 0 | 0 | 0 | 0 | 0 | 0 | 0 | 0 | 0 | 0 | 0 | 0 | 0 | 0 | 0
| 0 | 0 | 0 | 0 | 0 | 0 | 0 | 0 | 0 | 0 | 0 | 0 | 0 | 0 | 0 | 0 | 0 | 0 | FALSE | FALSE | FALSE | FALSE | 0 | 0 | 0 | n/a | n/a | n/a | n/a | n/a | 0 | 0 | 100% | 100% | 0 | 0 | 0 | 0 | 0 | 0 | 0 | 0 | 0 | 0 | 0 | 0 | 0 | 0 | 0 | 0 | 0 | 0 | 0 | 0 | 0 | 0
| 0 | 0 | 0 | 0 | 0 | 0 | 0 | 0 | 0 | 0 | 0 | 0 | 0 | 0 | 0 | 0 | 0 | 0 | FALSE | FALSE | FALSE | FALSE | 0 | 0 | 0 | n/a | n/a | n/a | n/a | n/a | 0 | 0 | 100% | 100% | 0 | 0 | 0 | 0 | 0 | 0 | 0 | 0 | 0 | 0 | 0 | 0 | 0 | 0 | 0 | 0 | 0 | 0 | 0 | 0 | 0 | 0
| 0 | 0 | 0 | 0 | 0 | 0 | 0 | 0 | 0 | 0 | 0 | 0 | 0 | 0 | 0 | 0 | 0 | 0 | FALSE | FALSE | FALSE | FALSE | 0 | 0 | 0 | n/a | n/a | n/a | n/a | n/a | 0 | 0 | 100% | 100% | 0 | 0 | 0 | 0 | 0 | 0 | 0 | 0 | 0 | 0 | 0 | 0 | 0 | 0 | 0 | 0 | 0 | 0 | 0 | 0 | 0 | 0
| 0 | 0 | 0 | 0 | 0 | 0 | 0 | 0 | 0 | 0 | 0 | 0 | 0 | 0 | 0 | 0 | 0 | 0 | FALSE | FALSE | FALSE | FALSE | 0 | 0 | 0 | n/a | n/a | n/a | n/a | n/a | 0 | 0 | 100% | 100% | 0 | 0 | 0 | 0 | 0 | 0 | 0 | 0 | 0 | 0 | 0 | 0 | 0 | 0 | 0 | 0 | 0 | 0 | 0 | 0 | 0 | 0
| 0 | 0 | 0 | 0 | 0 | 0 | 0 | 0 | 0 | 0 | 0 | 0 | 0 | 0 | 0 | 0 | 0 | 0 | FALSE | FALSE | FALSE | FALSE | 0 | 0 | 0 | n/a | n/a | n/a | n/a | n/a | 0 | 0 | 100% | 100% | 0 | 0 | 0 | 0 | 0 | 0 | 0 | 0 | 0 | 0 | 0 | 0 | 0 | 0 | 0 | 0 | 0 | 0 | 0 | 0 | 0 | 0
| 0 | 0 | 0 | 0 | 0 | 0 | 0 | 0 | 0 | 0 | 0 | 0 | 0 | 0 | 0 | 0 | 0 | 0 | FALSE | FALSE | FALSE | FALSE | 0 | 0 | 0 | n/a | n/a | n/a | n/a | n/a | 0 | 0 | 100% | 100% | 0 | 0 | 0 | 0 | 0 | 0 | 0 | 0 | 0 | 0 | 0 | 0 | 0 | 0 | 0 | 0 | 0 | 0 | 0 | 0 | 0 | 0
| 0 | 0 | 0 | 0 | 0 | 0 | 0 | 0 | 0 | 0 | 0 | 0 | 0 | 0 | 0 | 0 | 0 | 0 | FALSE | FALSE | FALSE | FALSE | 0 | 0 | 0 | n/a | n/a | n/a | n/a | n/a | 0 | 0 | 100% | 100% | 0 | 0 | 0 | 0 | 0 | 0 | 0 | 0 | 0 | 0 | 0 | 0 | 0 | 0 | 0 | 0 | 0 | 0 | 0 | 0 | 0 | 0
| 0 | 0 | 0 | 0 | 0 | 0 | 0 | 0 | 0 | 0 | 0 | 0 | 0 | 0 | 0 | 0 | 0 | 0 | FALSE | FALSE | FALSE | FALSE | 0 | 0 | 0 | n/a | n/a | n/a | n/a | n/a | 0 | 0 | 100% | 100% | 0 | 0 | 0 | 0 | 0 | 0 | 0 | 0 | 0 | 0 | 0 | 0 | 0 | 0 | 0 | 0 | 0 | 0 | 0 | 0 | 0 | 0
| 0 | 0 | 0 | 0 | 0 | 0 | 0 | 0 | 0 | 0 | 0 | 0 | 0 | 0 | 0 | 0 | 0 | 0 | FALSE | FALSE | FALSE | FALSE | 0 | 0 | 0 | n/a | n/a | n/a | n/a | n/a | 0 | 0 | 100% | 100% | 0 | 0 | 0 | 0 | 0 | 0 | 0 | 0 | 0 | 0 | 0 | 0 | 0 | 0 | 0 | 0 | 0 | 0 | 0 | 0 | 0 | 0
| 0 | 0 | 0 | 0 | 0 | 0 | 0 | 0 | 0 | 0 | 0 | 0 | 0 | 0 | 0 | 0 | 0 | 0 | FALSE | FALSE | FALSE | FALSE | 0 | 0 | 0 | n/a | n/a | n/a | n/a | n/a | 0 | 0 | 100% | 100% | 0 | 0 | 0 | 0 | 0 | 0 | 0 | 0 | 0 | 0 | 0 | 0 | 0 | 0 | 0 | 0 | 0 | 0 | 0 | 0 | 0 | 0
| 0 | 0 | 0 | 0 | 0 | 0 | 0 | 0 | 0 | 0 | 0 | 0 | 0 | 0 | 0 | 0 | 0 | 0 | FALSE | FALSE | FALSE | FALSE | 0 | 0 | 0 | n/a | n/a | n/a | n/a | n/a | 0 | 0 | 100% | 100% | 0 | 0 | 0 | 0 | 0 | 0 | 0 | 0 | 0 | 0 | 0 | 0 | 0 | 0 | 0 | 0 | 0 | 0 | 0 | 0 | 0 | 0
| 0 | 0 | 0 | 0 | 0 | 0 | 0 | 0 | 0 | 0 | 0 | 0 | 0 | 0 | 0 | 0 | 0 | 0 | FALSE | FALSE | FALSE | FALSE | 0 | 0 | 0 | n/a | n/a | n/a | n/a | n/a | 0 | 0 | 100% | 100% | 0 | 0 | 0 | 0 | 0 | 0 | 0 | 0 | 0 | 0 | 0 | 0 | 0 | 0 | 0 | 0 | 0 | 0 | 0 | 0 | 0 | 0
| 0 | 0 | 0 | 0 | 0 | 0 | 0 | 0 | 0 | 0 | 0 | 0 | 0 | 0 | 0 | 0 | 0 | 0 | FALSE | FALSE | FALSE | FALSE | 0 | 0 | 0 | n/a | n/a | n/a | n/a | n/a | 0 | 0 | 100% | 100% | 0 | 0 | 0 | 0 | 0 | 0 | 0 | 0 | 0 | 0 | 0 | 0 | 0 | 0 | 0 | 0 | 0 | 0 | 0 | 0 | 0 | 0
| 0 | 0 | 0 | 0 | 0 | 0 | 0 | 0 | 0 | 0 | 0 | 0 | 0 | 0 | 0 | 0 | 0 | 0 | FALSE | FALSE | FALSE | FALSE | 0 | 0 | 0 | n/a | n/a | n/a | n/a | n/a | 0 | 0 | 100% | 100% | 0 | 0 | 0 | 0 | 0 | 0 | 0 | 0 | 0 | 0 | 0 | 0 | 0 | 0 | 0 | 0 | 0 | 0 | 0 | 0 | 0 | 0
| 0 | 0 | 0 | 0 | 0 | 0 | 0 | 0 | 0 | 0 | 0 | 0 | 0 | 0 | 0 | 0 | 0 | 0 | FALSE | FALSE | FALSE | FALSE | 0 | 0 | 0 | n/a | n/a | n/a | n/a | n/a | 0 | 0 | 100% | 100% | 0 | 0 | 0 | 0 | 0 | 0 | 0 | 0 | 0 | 0 | 0 | 0 | 0 | 0 | 0 | 0 | 0 | 0 | 0 | 0 | 0 | 0
| 0 | 0 | 0 | 0 | 0 | 0 | 0 | 0 | 0 | 0 | 0 | 0 | 0 | 0 | 0 | 0 | 0 | 0 | FALSE | FALSE | FALSE | FALSE | 0 | 0 | 0 | n/a | n/a | n/a | n/a | n/a | 0 | 0 | 100% | 100% | 0 | 0 | 0 | 0 | 0 | 0 | 0 | 0 | 0 | 0 | 0 | 0 | 0 | 0 | 0 | 0 | 0 | 0 | 0 | 0 | 0 | 0
| 0 | 0 | 0 | 0 | 0 | 0 | 0 | 0 | 0 | 0 | 0 | 0 | 0 | 0 | 0 | 0 | 0 | 0 | FALSE | FALSE | FALSE | FALSE | 0 | 0 | 0 | n/a | n/a | n/a | n/a | n/a | 0 | 0 | 100% | 100% | 0 | 0 | 0 | 0 | 0 | 0 | 0 | 0 | 0 | 0 | 0 | 0 | 0 | 0 | 0 | 0 | 0 | 0 | 0 | 0 | 0 | 0
| 0 | 0 | 0 | 0 | 0 | 0 | 0 | 0 | 0 | 0 | 0 | 0 | 0 | 0 | 0 | 0 | 0 | 0 | FALSE | FALSE | FALSE | FALSE | 0 | 0 | 0 | n/a | n/a | n/a | n/a | n/a | 0 | 0 | 100% | 100% | 0 | 0 | 0 | 0 | 0 | 0 | 0 | 0 | 0 | 0 | 0 | 0 | 0 | 0 | 0 | 0 | 0 | 0 | 0 | 0 | 0 | 0
| 0 | 0 | 0 | 0 | 0 | 0 | 0 | 0 | 0 | 0 | 0 | 0 | 0 | 0 | 0 | 0 | 0 | 0 | FALSE | FALSE | FALSE | FALSE | 0 | 0 | 0 | n/a | n/a | n/a | n/a | n/a | 0 | 0 | 100% | 100% | 0 | 0 | 0 | 0 | 0 | 0 | 0 | 0 | 0 | 0 | 0 | 0 | 0 | 0 | 0 | 0 | 0 | 0 | 0 | 0 | 0 | 0
| 0 | 0 | 0 | 0 | 0 | 0 | 0 | 0 | 0 | 0 | 0 | 0 | 0 | 0 | 0 | 0 | 0 | 0 | FALSE | FALSE | FALSE | FALSE | 0 | 0 | 0 | n/a | n/a | n/a | n/a | n/a | 0 | 0 | 100% | 100% | 0 | 0 | 0 | 0 | 0 | 0 | 0 | 0 | 0 | 0 | 0 | 0 | 0 | 0 | 0 | 0 | 0 | 0 | 0 | 0 | 0 | 0
| 0 | 0 | 0 | 0 | 0 | 0 | 0 | 0 | 0 | 0 | 0 | 0 | 0 | 0 | 0 | 0 | 0 | 0 | FALSE | FALSE | FALSE | FALSE | 0 | 0 | 0 | n/a | n/a | n/a | n/a | n/a | 0 | 0 | 100% | 100% | 0 | 0 | 0 | 0 | 0 | 0 | 0 | 0 | 0 | 0 | 0 | 0 | 0 | 0 | 0 | 0 | 0 | 0 | 0 | 0 | 0 | 0
| 0 | 0 | 0 | 0 | 0 | 0 | 0 | 0 | 0 | 0 | 0 | 0 | 0 | 0 | 0 | 0 | 0 | 0 | FALSE | FALSE | FALSE | FALSE | 0 | 0 | 0 | n/a | n/a | n/a | n/a | n/a | 0 | 0 | 100% | 100% | 0 | 0 | 0 | 0 | 0 | 0 | 0 | 0 | 0 | 0 | 0 | 0 | 0 | 0 | 0 | 0 | 0 | 0 | 0 | 0 | 0 | 0
| 0 | 0 | 0 | 0 | 0 | 0 | 0 | 0 | 0 | 0 | 0 | 0 | 0 | 0 | 0 | 0 | 0 | 0 | FALSE | FALSE | FALSE | FALSE | 0 | 0 | 0 | n/a | n/a | n/a | n/a | n/a | 0 | 0 | 100% | 100% | 0 | 0 | 0 | 0 | 0 | 0 | 0 | 0 | 0 | 0 | 0 | 0 | 0 | 0 | 0 | 0 | 0 | 0 | 0 | 0 | 0 | 0
| 0 | 0 | 0 | 0 | 0 | 0 | 0 | 0 | 0 | 0 | 0 | 0 | 0 | 0 | 0 | 0 | 0 | 0 | FALSE | FALSE | FALSE | FALSE | 0 | 0 | 0 | n/a | n/a | n/a | n/a | n/a | 0 | 0 | 100% | 100% | 0 | 0 | 0 | 0 | 0 | 0 | 0 | 0 | 0 | 0 | 0 | 0 | 0 | 0 | 0 | 0 | 0 | 0 | 0 | 0 | 0 | 0
| 0 | 0 | 0 | 0 | 0 | 0 | 0 | 0 | 0 | 0 | 0 | 0 | 0 | 0 | 0 | 0 | 0 | 0 | FALSE | FALSE | FALSE | FALSE | 0 | 0 | 0 | n/a | n/a | n/a | n/a | n/a | 0 | 0 | 100% | 100% | 0 | 0 | 0 | 0 | 0 | 0 | 0 | 0 | 0 | 0 | 0 | 0 | 0 | 0 | 0 | 0 | 0 | 0 | 0 | 0 | 0 | 0
| 0 | 0 | 0 | 0 | 0 | 0 | 0 | 0 | 0 | 0 | 0 | 0 | 0 | 0 | 0 | 0 | 0 | 0 | FALSE | FALSE | FALSE | FALSE | 0 | 0 | 0 | n/a | n/a | n/a | n/a | n/a | 0 | 0 | 100% | 100% | 0 | 0 | 0 | 0 | 0 | 0 | 0 | 0 | 0 | 0 | 0 | 0 | 0 | 0 | 0 | 0 | 0 | 0 | 0 | 0 | 0 | 0
| 0 | 0 | 0 | 0 | 0 | 0 | 0 | 0 | 0 | 0 | 0 | 0 | 0 | 0 | 0 | 0 | 0 | 0 | FALSE | FALSE | FALSE | FALSE | 0 | 0 | 0 | n/a | n/a | n/a | n/a | n/a | 0 | 0 | 100% | 100% | 0 | 0 | 0 | 0 | 0 | 0 | 0 | 0 | 0 | 0 | 0 | 0 | 0 | 0 | 0 | 0 | 0 | 0 | 0 | 0 | 0 | 0
| 0 | 0 | 0 | 0 | 0 | 0 | 0 | 0 | 0 | 0 | 0 | 0 | 0 | 0 | 0 | 0 | 0 | 0 | FALSE | FALSE | FALSE | FALSE | 0 | 0 | 0 | n/a | n/a | n/a | n/a | n/a | 0 | 0 | 100% | 100% | 0 | 0 | 0 | 0 | 0 | 0 | 0 | 0 | 0 | 0 | 0 | 0 | 0 | 0 | 0 | 0 | 0 | 0 | 0 | 0 | 0 | 0
| 0 | 0 | 0 | 0 | 0 | 0 | 0 | 0 | 0 | 0 | 0 | 0 | 0 | 0 | 0 | 0 | 0 | 0 | FALSE | FALSE | FALSE | FALSE | 0 | 0 | 0 | n/a | n/a | n/a | n/a | n/a | 0 | 0 | 100% | 100% | 0 | 0 | 0 | 0 | 0 | 0 | 0 | 0 | 0 | 0 | 0 | 0 | 0 | 0 | 0 | 0 | 0 | 0 | 0 | 0 | 0 | 0
| 0 | 0 | 0 | 0 | 0 | 0 | 0 | 0 | 0 | 0 | 0 | 0 | 0 | 0 | 0 | 0 | 0 | 0 | FALSE | FALSE | FALSE | FALSE | 0 | 0 | 0 | n/a | n/a | n/a | n/a | n/a | 0 | 0 | 100% | 100% | 0 | 0 | 0 | 0 | 0 | 0 | 0 | 0 | 0 | 0 | 0 | 0 | 0 | 0 | 0 | 0 | 0 | 0 | 0 | 0 | 0 | 0
| 0 | 0 | 0 | 0 | 0 | 0 | 0 | 0 | 0 | 0 | 0 | 0 | 0 | 0 | 0 | 0 | 0 | 0 | FALSE | FALSE | FALSE | FALSE | 0 | 0 | 0 | n/a | n/a | n/a | n/a | n/a | 0 | 0 | 100% | 100% | 0 | 0 | 0 | 0 | 0 | 0 | 0 | 0 | 0 | 0 | 0 | 0 | 0 | 0 | 0 | 0 | 0 | 0 | 0 | 0 | 0 | 0
| 0 | 0 | 0 | 0 | 0 | 0 | 0 | 0 | 0 | 0 | 0 | 0 | 0 | 0 | 0 | 0 | 0 | 0 | FALSE | FALSE | FALSE | FALSE | 0 | 0 | 0 | n/a | n/a | n/a | n/a | n/a | 0 | 0 | 100% | 100% | 0 | 0 | 0 | 0 | 0 | 0 | 0 | 0 | 0 | 0 | 0 | 0 | 0 | 0 | 0 | 0 | 0 | 0 | 0 | 0 | 0 | 0
| 0 | 0 | 0 | 0 | 0 | 0 | 0 | 0 | 0 | 0 | 0 | 0 | 0 | 0 | 0 | 0 | 0 | 0 | FALSE | FALSE | FALSE | FALSE | 0 | 0 | 0 | n/a | n/a | n/a | n/a | n/a | 0 | 0 | 100% | 100% | 0 | 0 | 0 | 0 | 0 | 0 | 0 | 0 | 0 | 0 | 0 | 0 | 0 | 0 | 0 | 0 | 0 | 0 | 0 | 0 | 0 | 0
| 0 | 0 | 0 | 0 | 0 | 0 | 0 | 0 | 0 | 0 | 0 | 0 | 0 | 0 | 0 | 0 | 0 | 0 | FALSE | FALSE | FALSE | FALSE | 0 | 0 | 0 | n/a | n/a | n/a | n/a | n/a | 0 | 0 | 100% | 100% | 0 | 0 | 0 | 0 | 0 | 0 | 0 | 0 | 0 | 0 | 0 | 0 | 0 | 0 | 0 | 0 | 0 | 0 | 0 | 0 | 0 | 0
| 0 | 0 | 0 | 0 | 0 | 0 | 0 | 0 | 0 | 0 | 0 | 0 | 0 | 0 | 0 | 0 | 0 | 0 | FALSE | FALSE | FALSE | FALSE | 0 | 0 | 0 | n/a | n/a | n/a | n/a | n/a | 0 | 0 | 100% | 100% | 0 | 0 | 0 | 0 | 0 | 0 | 0 | 0 | 0 | 0 | 0 | 0 | 0 | 0 | 0 | 0 | 0 | 0 | 0 | 0 | 0 | 0
| 0 | 0 | 0 | 0 | 0 | 0 | 0 | 0 | 0 | 0 | 0 | 0 | 0 | 0 | 0 | 0 | 0 | 0 | FALSE | FALSE | FALSE | FALSE | 0 | 0 | 0 | n/a | n/a | n/a | n/a | n/a | 0 | 0 | 100% | 100% | 0 | 0 | 0 | 0 | 0 | 0 | 0 | 0 | 0 | 0 | 0 | 0 | 0 | 0 | 0 | 0 | 0 | 0 | 0 | 0 | 0 | 0
| 0 | 0 | 0 | 0 | 0 | 0 | 0 | 0 | 0 | 0 | 0 | 0 | 0 | 0 | 0 | 0 | 0 | 0 | FALSE | FALSE | FALSE | FALSE | 0 | 0 | 0 | n/a | n/a | n/a | n/a | n/a | 0 | 0 | 100% | 100% | 0 | 0 | 0 | 0 | 0 | 0 | 0 | 0 | 0 | 0 | 0 | 0 | 0 | 0 | 0 | 0 | 0 | 0 | 0 | 0 | 0 | 0
| 0 | 0 | 0 | 0 | 0 | 0 | 0 | 0 | 0 | 0 | 0 | 0 | 0 | 0 | 0 | 0 | 0 | 0 | FALSE | FALSE | FALSE | FALSE | 0 | 0 | 0 | n/a | n/a | n/a | n/a | n/a | 0 | 0 | 100% | 100% | 0 | 0 | 0 | 0 | 0 | 0 | 0 | 0 | 0 | 0 | 0 | 0 | 0 | 0 | 0 | 0 | 0 | 0 | 0 | 0 | 0 | 0
| 0 | 0 | 0 | 0 | 0 | 0 | 0 | 0 | 0 | 0 | 0 | 0 | 0 | 0 | 0 | 0 | 0 | 0 | FALSE | FALSE | FALSE | FALSE | 0 | 0 | 0 | n/a | n/a | n/a | n/a | n/a | 0 | 0 | 100% | 100% | 0 | 0 | 0 | 0 | 0 | 0 | 0 | 0 | 0 | 0 | 0 | 0 | 0 | 0 | 0 | 0 | 0 | 0 | 0 | 0 | 0 | 0
| 0 | 0 | 0 | 0 | 0 | 0 | 0 | 0 | 0 | 0 | 0 | 0 | 0 | 0 | 0 | 0 | 0 | 0 | FALSE | FALSE | FALSE | FALSE | 0 | 0 | 0 | n/a | n/a | n/a | n/a | n/a | 0 | 0 | 100% | 100% | 0 | 0 | 0 | 0 | 0 | 0 | 0 | 0 | 0 | 0 | 0 | 0 | 0 | 0 | 0 | 0 | 0 | 0 | 0 | 0 | 0 | 0
| 0 | 0 | 0 | 0 | 0 | 0 | 0 | 0 | 0 | 0 | 0 | 0 | 0 | 0 | 0 | 0 | 0 | 0 | FALSE | FALSE | FALSE | FALSE | 0 | 0 | 0 | n/a | n/a | n/a | n/a | n/a | 0 | 0 | 100% | 100% | 0 | 0 | 0 | 0 | 0 | 0 | 0 | 0 | 0 | 0 | 0 | 0 | 0 | 0 | 0 | 0 | 0 | 0 | 0 | 0 | 0 | 0
| 0 | 0 | 0 | 0 | 0 | 0 | 0 | 0 | 0 | 0 | 0 | 0 | 0 | 0 | 0 | 0 | 0 | 0 | FALSE | FALSE | FALSE | FALSE | 0 | 0 | 0 | n/a | n/a | n/a | n/a | n/a | 0 | 0 | 100% | 100% | 0 | 0 | 0 | 0 | 0 | 0 | 0 | 0 | 0 | 0 | 0 | 0 | 0 | 0 | 0 | 0 | 0 | 0 | 0 | 0 | 0 | 0
| 0 | 0 | 0 | 0 | 0 | 0 | 0 | 0 | 0 | 0 | 0 | 0 | 0 | 0 | 0 | 0 | 0 | 0 | FALSE | FALSE | FALSE | FALSE | 0 | 0 | 0 | n/a | n/a | n/a | n/a | n/a | 0 | 0 | 100% | 100% | 0 | 0 | 0 | 0 | 0 | 0 | 0 | 0 | 0 | 0 | 0 | 0 | 0 | 0 | 0 | 0 | 0 | 0 | 0 | 0 | 0 | 0
| 0 | 0 | 0 | 0 | 0 | 0 | 0 | 0 | 0 | 0 | 0 | 0 | 0 | 0 | 0 | 0 | 0 | 0 | FALSE | FALSE | FALSE | FALSE | 0 | 0 | 0 | n/a | n/a | n/a | n/a | n/a | 0 | 0 | 100% | 100% | 0 | 0 | 0 | 0 | 0 | 0 | 0 | 0 | 0 | 0 | 0 | 0 | 0 | 0 | 0 | 0 | 0 | 0 | 0 | 0 | 0 | 0
| 0 | 0 | 0 | 0 | 0 | 0 | 0 | 0 | 0 | 0 | 0 | 0 | 0 | 0 | 0 | 0 | 0 | 0 | FALSE | FALSE | FALSE | FALSE | 0 | 0 | 0 | n/a | n/a | n/a | n/a | n/a | 0 | 0 | 100% | 100% | 0 | 0 | 0 | 0 | 0 | 0 | 0 | 0 | 0 | 0 | 0 | 0 | 0 | 0 | 0 | 0 | 0 | 0 | 0 | 0 | 0 | 0
| 0 | 0 | 0 | 0 | 0 | 0 | 0 | 0 | 0 | 0 | 0 | 0 | 0 | 0 | 0 | 0 | 0 | 0 | FALSE | FALSE | FALSE | FALSE | 0 | 0 | 0 | n/a | n/a | n/a | n/a | n/a | 0 | 0 | 100% | 100% | 0 | 0 | 0 | 0 | 0 | 0 | 0 | 0 | 0 | 0 | 0 | 0 | 0 | 0 | 0 | 0 | 0 | 0 | 0 | 0 | 0 | 0
| 0 | 0 | 0 | 0 | 0 | 0 | 0 | 0 | 0 | 0 | 0 | 0 | 0 | 0 | 0 | 0 | 0 | 0 | FALSE | FALSE | FALSE | FALSE | 0 | 0 | 0 | n/a | n/a | n/a | n/a | n/a | 0 | 0 | 100% | 100% | 0 | 0 | 0 | 0 | 0 | 0 | 0 | 0 | 0 | 0 | 0 | 0 | 0 | 0 | 0 | 0 | 0 | 0 | 0 | 0 | 0 | 0
| 0 | 0 | 0 | 0 | 0 | 0 | 0 | 0 | 0 | 0 | 0 | 0 | 0 | 0 | 0 | 0 | 0 | 0 | FALSE | FALSE | FALSE | FALSE | 0 | 0 | 0 | n/a | n/a | n/a | n/a | n/a | 0 | 0 | 100% | 100% | 0 | 0 | 0 | 0 | 0 | 0 | 0 | 0 | 0 | 0 | 0 | 0 | 0 | 0 | 0 | 0 | 0 | 0 | 0 | 0 | 0 | 0
| 0 | 0 | 0 | 0 | 0 | 0 | 0 | 0 | 0 | 0 | 0 | 0 | 0 | 0 | 0 | 0 | 0 | 0 | FALSE | FALSE | FALSE | FALSE | 0 | 0 | 0 | n/a | n/a | n/a | n/a | n/a | 0 | 0 | 100% | 100% | 0 | 0 | 0 | 0 | 0 | 0 | 0 | 0 | 0 | 0 | 0 | 0 | 0 | 0 | 0 | 0 | 0 | 0 | 0 | 0 | 0 | 0
| 0 | 0 | 0 | 0 | 0 | 0 | 0 | 0 | 0 | 0 | 0 | 0 | 0 | 0 | 0 | 0 | 0 | 0 | FALSE | FALSE | FALSE | FALSE | 0 | 0 | 0 | n/a | n/a | n/a | n/a | n/a | 0 | 0 | 100% | 100% | 0 | 0 | 0 | 0 | 0 | 0 | 0 | 0 | 0 | 0 | 0 | 0 | 0 | 0 | 0 | 0 | 0 | 0 | 0 | 0 | 0 | 0
| 0 | 0 | 0 | 0 | 0 | 0 | 0 | 0 | 0 | 0 | 0 | 0 | 0 | 0 | 0 | 0 | 0 | 0 | FALSE | FALSE | FALSE | FALSE | 0 | 0 | 0 | n/a | n/a | n/a | n/a | n/a | 0 | 0 | 100% | 100% | 0 | 0 | 0 | 0 | 0 | 0 | 0 | 0 | 0 | 0 | 0 | 0 | 0 | 0 | 0 | 0 | 0 | 0 | 0 | 0 | 0 | 0
| 0 | 0 | 0 | 0 | 0 | 0 | 0 | 0 | 0 | 0 | 0 | 0 | 0 | 0 | 0 | 0 | 0 | 0 | FALSE | FALSE | FALSE | FALSE | 0 | 0 | 0 | n/a | n/a | n/a | n/a | n/a | 0 | 0 | 100% | 100% | 0 | 0 | 0 | 0 | 0 | 0 | 0 | 0 | 0 | 0 | 0 | 0 | 0 | 0 | 0 | 0 | 0 | 0 | 0 | 0 | 0 | 0
| 0 | 0 | 0 | 0 | 0 | 0 | 0 | 0 | 0 | 0 | 0 | 0 | 0 | 0 | 0 | 0 | 0 | 0 | FALSE | FALSE | FALSE | FALSE | 0 | 0 | 0 | n/a | n/a | n/a | n/a | n/a | 0 | 0 | 100% | 100% | 0 | 0 | 0 | 0 | 0 | 0 | 0 | 0 | 0 | 0 | 0 | 0 | 0 | 0 | 0 | 0 | 0 | 0 | 0 | 0 | 0 | 0
| 0 | 0 | 0 | 0 | 0 | 0 | 0 | 0 | 0 | 0 | 0 | 0 | 0 | 0 | 0 | 0 | 0 | 0 | FALSE | FALSE | FALSE | FALSE | 0 | 0 | 0 | n/a | n/a | n/a | n/a | n/a | 0 | 0 | 100% | 100% | 0 | 0 | 0 | 0 | 0 | 0 | 0 | 0 | 0 | 0 | 0 | 0 | 0 | 0 | 0 | 0 | 0 | 0 | 0 | 0 | 0 | 0
| 0 | 0 | 0 | 0 | 0 | 0 | 0 | 0 | 0 | 0 | 0 | 0 | 0 | 0 | 0 | 0 | 0 | 0 | FALSE | FALSE | FALSE | FALSE | 0 | 0 | 0 | n/a | n/a | n/a | n/a | n/a | 0 | 0 | 100% | 100% | 0 | 0 | 0 | 0 | 0 | 0 | 0 | 0 | 0 | 0 | 0 | 0 | 0 | 0 | 0 | 0 | 0 | 0 | 0 | 0 | 0 | 0
| 0 | 0 | 0 | 0 | 0 | 0 | 0 | 0 | 0 | 0 | 0 | 0 | 0 | 0 | 0 | 0 | 0 | 0 | FALSE | FALSE | FALSE | FALSE | 0 | 0 | 0 | n/a | n/a | n/a | n/a | n/a | 0 | 0 | 100% | 100% | 0 | 0 | 0 | 0 | 0 | 0 | 0 | 0 | 0 | 0 | 0 | 0 | 0 | 0 | 0 | 0 | 0 | 0 | 0 | 0 | 0 | 0
| 0 | 0 | 0 | 0 | 0 | 0 | 0 | 0 | 0 | 0 | 0 | 0 | 0 | 0 | 0 | 0 | 0 | 0 | FALSE | FALSE | FALSE | FALSE | 0 | 0 | 0 | n/a | n/a | n/a | n/a | n/a | 0 | 0 | 100% | 100% | 0 | 0 | 0 | 0 | 0 | 0 | 0 | 0 | 0 | 0 | 0 | 0 | 0 | 0 | 0 | 0 | 0 | 0 | 0 | 0 | 0 | 0
| 0 | 0 | 0 | 0 | 0 | 0 | 0 | 0 | 0 | 0 | 0 | 0 | 0 | 0 | 0 | 0 | 0 | 0 | FALSE | FALSE | FALSE | FALSE | 0 | 0 | 0 | n/a | n/a | n/a | n/a | n/a | 0 | 0 | 100% | 100% | 0 | 0 | 0 | 0 | 0 | 0 | 0 | 0 | 0 | 0 | 0 | 0 | 0 | 0 | 0 | 0 | 0 | 0 | 0 | 0 | 0 | 0
| 0 | 0 | 0 | 0 | 0 | 0 | 0 | 0 | 0 | 0 | 0 | 0 | 0 | 0 | 0 | 0 | 0 | 0 | FALSE | FALSE | FALSE | FALSE | 0 | 0 | 0 | n/a | n/a | n/a | n/a | n/a | 0 | 0 | 100% | 100% | 0 | 0 | 0 | 0 | 0 | 0 | 0 | 0 | 0 | 0 | 0 | 0 | 0 | 0 | 0 | 0 | 0 | 0 | 0 | 0 | 0 | 0
| 0 | 0 | 0 | 0 | 0 | 0 | 0 | 0 | 0 | 0 | 0 | 0 | 0 | 0 | 0 | 0 | 0 | 0 | FALSE | FALSE | FALSE | FALSE | 0 | 0 | 0 | n/a | n/a | n/a | n/a | n/a | 0 | 0 | 100% | 100% | 0 | 0 | 0 | 0 | 0 | 0 | 0 | 0 | 0 | 0 | 0 | 0 | 0 | 0 | 0 | 0 | 0 | 0 | 0 | 0 | 0 | 0
| 0 | 0 | 0 | 0 | 0 | 0 | 0 | 0 | 0 | 0 | 0 | 0 | 0 | 0 | 0 | 0 | 0 | 0 | FALSE | FALSE | FALSE | FALSE | 0 | 0 | 0 | n/a | n/a | n/a | n/a | n/a | 0 | 0 | 100% | 100% | 0 | 0 | 0 | 0 | 0 | 0 | 0 | 0 | 0 | 0 | 0 | 0 | 0 | 0 | 0 | 0 | 0 | 0 | 0 | 0 | 0 | 0
| 0 | 0 | 0 | 0 | 0 | 0 | 0 | 0 | 0 | 0 | 0 | 0 | 0 | 0 | 0 | 0 | 0 | 0 | FALSE | FALSE | FALSE | FALSE | 0 | 0 | 0 | n/a | n/a | n/a | n/a | n/a | 0 | 0 | 100% | 100% | 0 | 0 | 0 | 0 | 0 | 0 | 0 | 0 | 0 | 0 | 0 | 0 | 0 | 0 | 0 | 0 | 0 | 0 | 0 | 0 | 0 | 0
| 0 | 0 | 0 | 0 | 0 | 0 | 0 | 0 | 0 | 0 | 0 | 0 | 0 | 0 | 0 | 0 | 0 | 0 | FALSE | FALSE | FALSE | FALSE | 0 | 0 | 0 | n/a | n/a | n/a | n/a | n/a | 0 | 0 | 100% | 100% | 0 | 0 | 0 | 0 | 0 | 0 | 0 | 0 | 0 | 0 | 0 | 0 | 0 | 0 | 0 | 0 | 0 | 0 | 0 | 0 | 0 | 0
| 0 | 0 | 0 | 0 | 0 | 0 | 0 | 0 | 0 | 0 | 0 | 0 | 0 | 0 | 0 | 0 | 0 | 0 | FALSE | FALSE | FALSE | FALSE | 0 | 0 | 0 | n/a | n/a | n/a | n/a | n/a | 0 | 0 | 100% | 100% | 0 | 0 | 0 | 0 | 0 | 0 | 0 | 0 | 0 | 0 | 0 | 0 | 0 | 0 | 0 | 0 | 0 | 0 | 0 | 0 | 0 | 0
| 0 | 0 | 0 | 0 | 0 | 0 | 0 | 0 | 0 | 0 | 0 | 0 | 0 | 0 | 0 | 0 | 0 | 0 | FALSE | FALSE | FALSE | FALSE | 0 | 0 | 0 | n/a | n/a | n/a | n/a | n/a | 0 | 0 | 100% | 100% | 0 | 0 | 0 | 0 | 0 | 0 | 0 | 0 | 0 | 0 | 0 | 0 | 0 | 0 | 0 | 0 | 0 | 0 | 0 | 0 | 0 | 0
| 0 | 0 | 0 | 0 | 0 | 0 | 0 | 0 | 0 | 0 | 0 | 0 | 0 | 0 | 0 | 0 | 0 | 0 | FALSE | FALSE | FALSE | FALSE | 0 | 0 | 0 | n/a | n/a | n/a | n/a | n/a | 0 | 0 | 100% | 100% | 0 | 0 | 0 | 0 | 0 | 0 | 0 | 0 | 0 | 0 | 0 | 0 | 0 | 0 | 0 | 0 | 0 | 0 | 0 | 0 | 0 | 0
| 0 | 0 | 0 | 0 | 0 | 0 | 0 | 0 | 0 | 0 | 0 | 0 | 0 | 0 | 0 | 0 | 0 | 0 | FALSE | FALSE | FALSE | FALSE | 0 | 0 | 0 | n/a | n/a | n/a | n/a | n/a | 0 | 0 | 100% | 100% | 0 | 0 | 0 | 0 | 0 | 0 | 0 | 0 | 0 | 0 | 0 | 0 | 0 | 0 | 0 | 0 | 0 | 0 | 0 | 0 | 0 | 0
| 0 | 0 | 0 | 0 | 0 | 0 | 0 | 0 | 0 | 0 | 0 | 0 | 0 | 0 | 0 | 0 | 0 | 0 | FALSE | FALSE | FALSE | FALSE | 0 | 0 | 0 | n/a | n/a | n/a | n/a | n/a | 0 | 0 | 100% | 100% | 0 | 0 | 0 | 0 | 0 | 0 | 0 | 0 | 0 | 0 | 0 | 0 | 0 | 0 | 0 | 0 | 0 | 0 | 0 | 0 | 0 | 0
| 0 | 0 | 0 | 0 | 0 | 0 | 0 | 0 | 0 | 0 | 0 | 0 | 0 | 0 | 0 | 0 | 0 | 0 | FALSE | FALSE | FALSE | FALSE | 0 | 0 | 0 | n/a | n/a | n/a | n/a | n/a | 0 | 0 | 100% | 100% | 0 | 0 | 0 | 0 | 0 | 0 | 0 | 0 | 0 | 0 | 0 | 0 | 0 | 0 | 0 | 0 | 0 | 0 | 0 | 0 | 0 | 0
| 0 | 0 | 0 | 0 | 0 | 0 | 0 | 0 | 0 | 0 | 0 | 0 | 0 | 0 | 0 | 0 | 0 | 0 | FALSE | FALSE | FALSE | FALSE | 0 | 0 | 0 | n/a | n/a | n/a | n/a | n/a | 0 | 0 | 100% | 100% | 0 | 0 | 0 | 0 | 0 | 0 | 0 | 0 | 0 | 0 | 0 | 0 | 0 | 0 | 0 | 0 | 0 | 0 | 0 | 0 | 0 | 0
| 0 | 0 | 0 | 0 | 0 | 0 | 0 | 0 | 0 | 0 | 0 | 0 | 0 | 0 | 0 | 0 | 0 | 0 | FALSE | FALSE | FALSE | FALSE | 0 | 0 | 0 | n/a | n/a | n/a | n/a | n/a | 0 | 0 | 100% | 100% | 0 | 0 | 0 | 0 | 0 | 0 | 0 | 0 | 0 | 0 | 0 | 0 | 0 | 0 | 0 | 0 | 0 | 0 | 0 | 0 | 0 | 0
| 0 | 0 | 0 | 0 | 0 | 0 | 0 | 0 | 0 | 0 | 0 | 0 | 0 | 0 | 0 | 0 | 0 | 0 | FALSE | FALSE | FALSE | FALSE | 0 | 0 | 0 | n/a | n/a | n/a | n/a | n/a | 0 | 0 | 100% | 100% | 0 | 0 | 0 | 0 | 0 | 0 | 0 | 0 | 0 | 0 | 0 | 0 | 0 | 0 | 0 | 0 | 0 | 0 | 0 | 0 | 0 | 0
| 0 | 0 | 0 | 0 | 0 | 0 | 0 | 0 | 0 | 0 | 0 | 0 | 0 | 0 | 0 | 0 | 0 | 0 | FALSE | FALSE | FALSE | FALSE | 0 | 0 | 0 | n/a | n/a | n/a | n/a | n/a | 0 | 0 | 100% | 100% | 0 | 0 | 0 | 0 | 0 | 0 | 0 | 0 | 0 | 0 | 0 | 0 | 0 | 0 | 0 | 0 | 0 | 0 | 0 | 0 | 0 | 0
| 0 | 0 | 0 | 0 | 0 | 0 | 0 | 0 | 0 | 0 | 0 | 0 | 0 | 0 | 0 | 0 | 0 | 0 | FALSE | FALSE | FALSE | FALSE | 0 | 0 | 0 | n/a | n/a | n/a | n/a | n/a | 0 | 0 | 100% | 100% | 0 | 0 | 0 | 0 | 0 | 0 | 0 | 0 | 0 | 0 | 0 | 0 | 0 | 0 | 0 | 0 | 0 | 0 | 0 | 0 | 0 | 0
| 0 | 0 | 0 | 0 | 0 | 0 | 0 | 0 | 0 | 0 | 0 | 0 | 0 | 0 | 0 | 0 | 0 | 0 | FALSE | FALSE | FALSE | FALSE | 0 | 0 | 0 | n/a | n/a | n/a | n/a | n/a | 0 | 0 | 100% | 100% | 0 | 0 | 0 | 0 | 0 | 0 | 0 | 0 | 0 | 0 | 0 | 0 | 0 | 0 | 0 | 0 | 0 | 0 | 0 | 0 | 0 | 0
| 0 | 0 | 0 | 0 | 0 | 0 | 0 | 0 | 0 | 0 | 0 | 0 | 0 | 0 | 0 | 0 | 0 | 0 | FALSE | FALSE | FALSE | FALSE | 0 | 0 | 0 | n/a | n/a | n/a | n/a | n/a | 0 | 0 | 100% | 100% | 0 | 0 | 0 | 0 | 0 | 0 | 0 | 0 | 0 | 0 | 0 | 0 | 0 | 0 | 0 | 0 | 0 | 0 | 0 | 0 | 0 | 0
| 0 | 0 | 0 | 0 | 0 | 0 | 0 | 0 | 0 | 0 | 0 | 0 | 0 | 0 | 0 | 0 | 0 | 0 | FALSE | FALSE | FALSE | FALSE | 0 | 0 | 0 | n/a | n/a | n/a | n/a | n/a | 0 | 0 | 100% | 100% | 0 | 0 | 0 | 0 | 0 | 0 | 0 | 0 | 0 | 0 | 0 | 0 | 0 | 0 | 0 | 0 | 0 | 0 | 0 | 0 | 0 | 0
| 0 | 0 | 0 | 0 | 0 | 0 | 0 | 0 | 0 | 0 | 0 | 0 | 0 | 0 | 0 | 0 | 0 | 0 | FALSE | FALSE | FALSE | FALSE | 0 | 0 | 0 | n/a | n/a | n/a | n/a | n/a | 0 | 0 | 100% | 100% | 0 | 0 | 0 | 0 | 0 | 0 | 0 | 0 | 0 | 0 | 0 | 0 | 0 | 0 | 0 | 0 | 0 | 0 | 0 | 0 | 0 | 0
| 0 | 0 | 0 | 0 | 0 | 0 | 0 | 0 | 0 | 0 | 0 | 0 | 0 | 0 | 0 | 0 | 0 | 0 | FALSE | FALSE | FALSE | FALSE | 0 | 0 | 0 | n/a | n/a | n/a | n/a | n/a | 0 | 0 | 100% | 100% | 0 | 0 | 0 | 0 | 0 | 0 | 0 | 0 | 0 | 0 | 0 | 0 | 0 | 0 | 0 | 0 | 0 | 0 | 0 | 0 | 0 | 0
| 0 | 0 | 0 | 0 | 0 | 0 | 0 | 0 | 0 | 0 | 0 | 0 | 0 | 0 | 0 | 0 | 0 | 0 | FALSE | FALSE | FALSE | FALSE | 0 | 0 | 0 | n/a | n/a | n/a | n/a | n/a | 0 | 0 | 100% | 100% | 0 | 0 | 0 | 0 | 0 | 0 | 0 | 0 | 0 | 0 | 0 | 0 | 0 | 0 | 0 | 0 | 0 | 0 | 0 | 0 | 0 | 0
| 0 | 0 | 0 | 0 | 0 | 0 | 0 | 0 | 0 | 0 | 0 | 0 | 0 | 0 | 0 | 0 | 0 | 0 | FALSE | FALSE | FALSE | FALSE | 0 | 0 | 0 | n/a | n/a | n/a | n/a | n/a | 0 | 0 | 100% | 100% | 0 | 0 | 0 | 0 | 0 | 0 | 0 | 0 | 0 | 0 | 0 | 0 | 0 | 0 | 0 | 0 | 0 | 0 | 0 | 0 | 0 | 0
| 0 | 0 | 0 | 0 | 0 | 0 | 0 | 0 | 0 | 0 | 0 | 0 | 0 | 0 | 0 | 0 | 0 | 0 | FALSE | FALSE | FALSE | FALSE | 0 | 0 | 0 | n/a | n/a | n/a | n/a | n/a | 0 | 0 | 100% | 100% | 0 | 0 | 0 | 0 | 0 | 0 | 0 | 0 | 0 | 0 | 0 | 0 | 0 | 0 | 0 | 0 | 0 | 0 | 0 | 0 | 0 | 0
| 0 | 0 | 0 | 0 | 0 | 0 | 0 | 0 | 0 | 0 | 0 | 0 | 0 | 0 | 0 | 0 | 0 | 0 | FALSE | FALSE | FALSE | FALSE | 0 | 0 | 0 | n/a | n/a | n/a | n/a | n/a | 0 | 0 | 100% | 100% | 0 | 0 | 0 | 0 | 0 | 0 | 0 | 0 | 0 | 0 | 0 | 0 | 0 | 0 | 0 | 0 | 0 | 0 | 0 | 0 | 0 | 0
| 0 | 0 | 0 | 0 | 0 | 0 | 0 | 0 | 0 | 0 | 0 | 0 | 0 | 0 | 0 | 0 | 0 | 0 | FALSE | FALSE | FALSE | FALSE | 0 | 0 | 0 | n/a | n/a | n/a | n/a | n/a | 0 | 0 | 100% | 100% | 0 | 0 | 0 | 0 | 0 | 0 | 0 | 0 | 0 | 0 | 0 | 0 | 0 | 0 | 0 | 0 | 0 | 0 | 0 | 0 | 0 | 0
| 0 | 0 | 0 | 0 | 0 | 0 | 0 | 0 | 0 | 0 | 0 | 0 | 0 | 0 | 0 | 0 | 0 | 0 | FALSE | FALSE | FALSE | FALSE | 0 | 0 | 0 | n/a | n/a | n/a | n/a | n/a | 0 | 0 | 100% | 100% | 0 | 0 | 0 | 0 | 0 | 0 | 0 | 0 | 0 | 0 | 0 | 0 | 0 | 0 | 0 | 0 | 0 | 0 | 0 | 0 | 0 | 0
| 0 | 0 | 0 | 0 | 0 | 0 | 0 | 0 | 0 | 0 | 0 | 0 | 0 | 0 | 0 | 0 | 0 | 0 | FALSE | FALSE | FALSE | FALSE | 0 | 0 | 0 | n/a | n/a | n/a | n/a | n/a | 0 | 0 | 100% | 100% | 0 | 0 | 0 | 0 | 0 | 0 | 0 | 0 | 0 | 0 | 0 | 0 | 0 | 0 | 0 | 0 | 0 | 0 | 0 | 0 | 0 | 0
| 0 | 0 | 0 | 0 | 0 | 0 | 0 | 0 | 0 | 0 | 0 | 0 | 0 | 0 | 0 | 0 | 0 | 0 | FALSE | FALSE | FALSE | FALSE | 0 | 0 | 0 | n/a | n/a | n/a | n/a | n/a | 0 | 0 | 100% | 100% | 0 | 0 | 0 | 0 | 0 | 0 | 0 | 0 | 0 | 0 | 0 | 0 | 0 | 0 | 0 | 0 | 0 | 0 | 0 | 0 | 0 | 0
| 0 | 0 | 0 | 0 | 0 | 0 | 0 | 0 | 0 | 0 | 0 | 0 | 0 | 0 | 0 | 0 | 0 | 0 | FALSE | FALSE | FALSE | FALSE | 0 | 0 | 0 | n/a | n/a | n/a | n/a | n/a | 0 | 0 | 100% | 100% | 0 | 0 | 0 | 0 | 0 | 0 | 0 | 0 | 0 | 0 | 0 | 0 | 0 | 0 | 0 | 0 | 0 | 0 | 0 | 0 | 0 | 0
| 0 | 0 | 0 | 0 | 0 | 0 | 0 | 0 | 0 | 0 | 0 | 0 | 0 | 0 | 0 | 0 | 0 | 0 | FALSE | FALSE | FALSE | FALSE | 0 | 0 | 0 | n/a | n/a | n/a | n/a | n/a | 0 | 0 | 100% | 100% | 0 | 0 | 0 | 0 | 0 | 0 | 0 | 0 | 0 | 0 | 0 | 0 | 0 | 0 | 0 | 0 | 0 | 0 | 0 | 0 | 0 | 0
| 0 | 0 | 0 | 0 | 0 | 0 | 0 | 0 | 0 | 0 | 0 | 0 | 0 | 0 | 0 | 0 | 0 | 0 | FALSE | FALSE | FALSE | FALSE | 0 | 0 | 0 | n/a | n/a | n/a | n/a | n/a | 0 | 0 | 100% | 100% | 0 | 0 | 0 | 0 | 0 | 0 | 0 | 0 | 0 | 0 | 0 | 0 | 0 | 0 | 0 | 0 | 0 | 0 | 0 | 0 | 0 | 0
| 0 | 0 | 0 | 0 | 0 | 0 | 0 | 0 | 0 | 0 | 0 | 0 | 0 | 0 | 0 | 0 | 0 | 0 | FALSE | FALSE | FALSE | FALSE | 0 | 0 | 0 | n/a | n/a | n/a | n/a | n/a | 0 | 0 | 100% | 100% | 0 | 0 | 0 | 0 | 0 | 0 | 0 | 0 | 0 | 0 | 0 | 0 | 0 | 0 | 0 | 0 | 0 | 0 | 0 | 0 | 0 | 0
| 0 | 0 | 0 | 0 | 0 | 0 | 0 | 0 | 0 | 0 | 0 | 0 | 0 | 0 | 0 | 0 | 0 | 0 | FALSE | FALSE | FALSE | FALSE | 0 | 0 | 0 | n/a | n/a | n/a | n/a | n/a | 0 | 0 | 100% | 100% | 0 | 0 | 0 | 0 | 0 | 0 | 0 | 0 | 0 | 0 | 0 | 0 | 0 | 0 | 0 | 0 | 0 | 0 | 0 | 0 | 0 | 0
| 0 | 0 | 0 | 0 | 0 | 0 | 0 | 0 | 0 | 0 | 0 | 0 | 0 | 0 | 0 | 0 | 0 | 0 | FALSE | FALSE | FALSE | FALSE | 0 | 0 | 0 | n/a | n/a | n/a | n/a | n/a | 0 | 0 | 100% | 100% | 0 | 0 | 0 | 0 | 0 | 0 | 0 | 0 | 0 | 0 | 0 | 0 | 0 | 0 | 0 | 0 | 0 | 0 | 0 | 0 | 0 | 0
| 0 | 0 | 0 | 0 | 0 | 0 | 0 | 0 | 0 | 0 | 0 | 0 | 0 | 0 | 0 | 0 | 0 | 0 | FALSE | FALSE | FALSE | FALSE | 0 | 0 | 0 | n/a | n/a | n/a | n/a | n/a | 0 | 0 | 100% | 100% | 0 | 0 | 0 | 0 | 0 | 0 | 0 | 0 | 0 | 0 | 0 | 0 | 0 | 0 | 0 | 0 | 0 | 0 | 0 | 0 | 0 | 0
| 0 | 0 | 0 | 0 | 0 | 0 | 0 | 0 | 0 | 0 | 0 | 0 | 0 | 0 | 0 | 0 | 0 | 0 | FALSE | FALSE | FALSE | FALSE | 0 | 0 | 0 | n/a | n/a | n/a | n/a | n/a | 0 | 0 | 100% | 100% | 0 | 0 | 0 | 0 | 0 | 0 | 0 | 0 | 0 | 0 | 0 | 0 | 0 | 0 | 0 | 0 | 0 | 0 | 0 | 0 | 0 | 0
| 0 | 0 | 0 | 0 | 0 | 0 | 0 | 0 | 0 | 0 | 0 | 0 | 0 | 0 | 0 | 0 | 0 | 0 | FALSE | FALSE | FALSE | FALSE | 0 | 0 | 0 | n/a | n/a | n/a | n/a | n/a | 0 | 0 | 100% | 100% | 0 | 0 | 0 | 0 | 0 | 0 | 0 | 0 | 0 | 0 | 0 | 0 | 0 | 0 | 0 | 0 | 0 | 0 | 0 | 0 | 0 | 0
| 0 | 0 | 0 | 0 | 0 | 0 | 0 | 0 | 0 | 0 | 0 | 0 | 0 | 0 | 0 | 0 | 0 | 0 | FALSE | FALSE | FALSE | FALSE | 0 | 0 | 0 | n/a | n/a | n/a | n/a | n/a | 0 | 0 | 100% | 100% | 0 | 0 | 0 | 0 | 0 | 0 | 0 | 0 | 0 | 0 | 0 | 0 | 0 | 0 | 0 | 0 | 0 | 0 | 0 | 0 | 0 | 0
| 0 | 0 | 0 | 0 | 0 | 0 | 0 | 0 | 0 | 0 | 0 | 0 | 0 | 0 | 0 | 0 | 0 | 0 | FALSE | FALSE | FALSE | FALSE | 0 | 0 | 0 | n/a | n/a | n/a | n/a | n/a | 0 | 0 | 100% | 100% | 0 | 0 | 0 | 0 | 0 | 0 | 0 | 0 | 0 | 0 | 0 | 0 | 0 | 0 | 0 | 0 | 0 | 0 | 0 | 0 | 0 | 0
| 0 | 0 | 0 | 0 | 0 | 0 | 0 | 0 | 0 | 0 | 0 | 0 | 0 | 0 | 0 | 0 | 0 | 0 | FALSE | FALSE | FALSE | FALSE | 0 | 0 | 0 | n/a | n/a | n/a | n/a | n/a | 0 | 0 | 100% | 100% | 0 | 0 | 0 | 0 | 0 | 0 | 0 | 0 | 0 | 0 | 0 | 0 | 0 | 0 | 0 | 0 | 0 | 0 | 0 | 0 | 0 | 0
| 0 | 0 | 0 | 0 | 0 | 0 | 0 | 0 | 0 | 0 | 0 | 0 | 0 | 0 | 0 | 0 | 0 | 0 | FALSE | FALSE | FALSE | FALSE | 0 | 0 | 0 | n/a | n/a | n/a | n/a | n/a | 0 | 0 | 100% | 100% | 0 | 0 | 0 | 0 | 0 | 0 | 0 | 0 | 0 | 0 | 0 | 0 | 0 | 0 | 0 | 0 | 0 | 0 | 0 | 0 | 0 | 0
| 0 | 0 | 0 | 0 | 0 | 0 | 0 | 0 | 0 | 0 | 0 | 0 | 0 | 0 | 0 | 0 | 0 | 0 | FALSE | FALSE | FALSE | FALSE | 0 | 0 | 0 | n/a | n/a | n/a | n/a | n/a | 0 | 0 | 100% | 100% | 0 | 0 | 0 | 0 | 0 | 0 | 0 | 0 | 0 | 0 | 0 | 0 | 0 | 0 | 0 | 0 | 0 | 0 | 0 | 0 | 0 | 0
| 0 | 0 | 0 | 0 | 0 | 0 | 0 | 0 | 0 | 0 | 0 | 0 | 0 | 0 | 0 | 0 | 0 | 0 | FALSE | FALSE | FALSE | FALSE | 0 | 0 | 0 | n/a | n/a | n/a | n/a | n/a | 0 | 0 | 100% | 100% | 0 | 0 | 0 | 0 | 0 | 0 | 0 | 0 | 0 | 0 | 0 | 0 | 0 | 0 | 0 | 0 | 0 | 0 | 0 | 0 | 0 | 0
| 0 | 0 | 0 | 0 | 0 | 0 | 0 | 0 | 0 | 0 | 0 | 0 | 0 | 0 | 0 | 0 | 0 | 0 | FALSE | FALSE | FALSE | FALSE | 0 | 0 | 0 | n/a | n/a | n/a | n/a | n/a | 0 | 0 | 100% | 100% | 0 | 0 | 0 | 0 | 0 | 0 | 0 | 0 | 0 | 0 | 0 | 0 | 0 | 0 | 0 | 0 | 0 | 0 | 0 | 0 | 0 | 0
| 0 | 0 | 0 | 0 | 0 | 0 | 0 | 0 | 0 | 0 | 0 | 0 | 0 | 0 | 0 | 0 | 0 | 0 | FALSE | FALSE | FALSE | FALSE | 0 | 0 | 0 | n/a | n/a | n/a | n/a | n/a | 0 | 0 | 100% | 100% | 0 | 0 | 0 | 0 | 0 | 0 | 0 | 0 | 0 | 0 | 0 | 0 | 0 | 0 | 0 | 0 | 0 | 0 | 0 | 0 | 0 | 0
| 0 | 0 | 0 | 0 | 0 | 0 | 0 | 0 | 0 | 0 | 0 | 0 | 0 | 0 | 0 | 0 | 0 | 0 | FALSE | FALSE | FALSE | FALSE | 0 | 0 | 0 | n/a | n/a | n/a | n/a | n/a | 0 | 0 | 100% | 100% | 0 | 0 | 0 | 0 | 0 | 0 | 0 | 0 | 0 | 0 | 0 | 0 | 0 | 0 | 0 | 0 | 0 | 0 | 0 | 0 | 0 | 0
| 0 | 0 | 0 | 0 | 0 | 0 | 0 | 0 | 0 | 0 | 0 | 0 | 0 | 0 | 0 | 0 | 0 | 0 | FALSE | FALSE | FALSE | FALSE | 0 | 0 | 0 | n/a | n/a | n/a | n/a | n/a | 0 | 0 | 100% | 100% | 0 | 0 | 0 | 0 | 0 | 0 | 0 | 0 | 0 | 0 | 0 | 0 | 0 | 0 | 0 | 0 | 0 | 0 | 0 | 0 | 0 | 0
| 0 | 0 | 0 | 0 | 0 | 0 | 0 | 0 | 0 | 0 | 0 | 0 | 0 | 0 | 0 | 0 | 0 | 0 | FALSE | FALSE | FALSE | FALSE | 0 | 0 | 0 | n/a | n/a | n/a | n/a | n/a | 0 | 0 | 100% | 100% | 0 | 0 | 0 | 0 | 0 | 0 | 0 | 0 | 0 | 0 | 0 | 0 | 0 | 0 | 0 | 0 | 0 | 0 | 0 | 0 | 0 | 0
| 0 | 0 | 0 | 0 | 0 | 0 | 0 | 0 | 0 | 0 | 0 | 0 | 0 | 0 | 0 | 0 | 0 | 0 | FALSE | FALSE | FALSE | FALSE | 0 | 0 | 0 | n/a | n/a | n/a | n/a | n/a | 0 | 0 | 100% | 100% | 0 | 0 | 0 | 0 | 0 | 0 | 0 | 0 | 0 | 0 | 0 | 0 | 0 | 0 | 0 | 0 | 0 | 0 | 0 | 0 | 0 | 0
| 0 | 0 | 0 | 0 | 0 | 0 | 0 | 0 | 0 | 0 | 0 | 0 | 0 | 0 | 0 | 0 | 0 | 0 | FALSE | FALSE | FALSE | FALSE | 0 | 0 | 0 | n/a | n/a | n/a | n/a | n/a | 0 | 0 | 100% | 100% | 0 | 0 | 0 | 0 | 0 | 0 | 0 | 0 | 0 | 0 | 0 | 0 | 0 | 0 | 0 | 0 | 0 | 0 | 0 | 0 | 0 | 0
| 0 | 0 | 0 | 0 | 0 | 0 | 0 | 0 | 0 | 0 | 0 | 0 | 0 | 0 | 0 | 0 | 0 | 0 | FALSE | FALSE | FALSE | FALSE | 0 | 0 | 0 | n/a | n/a | n/a | n/a | n/a | 0 | 0 | 100% | 100% | 0 | 0 | 0 | 0 | 0 | 0 | 0 | 0 | 0 | 0 | 0 | 0 | 0 | 0 | 0 | 0 | 0 | 0 | 0 | 0 | 0 | 0
| 0 | 0 | 0 | 0 | 0 | 0 | 0 | 0 | 0 | 0 | 0 | 0 | 0 | 0 | 0 | 0 | 0 | 0 | FALSE | FALSE | FALSE | FALSE | 0 | 0 | 0 | n/a | n/a | n/a | n/a | n/a | 0 | 0 | 100% | 100% | 0 | 0 | 0 | 0 | 0 | 0 | 0 | 0 | 0 | 0 | 0 | 0 | 0 | 0 | 0 | 0 | 0 | 0 | 0 | 0 | 0 | 0
| 0 | 0 | 0 | 0 | 0 | 0 | 0 | 0 | 0 | 0 | 0 | 0 | 0 | 0 | 0 | 0 | 0 | 0 | FALSE | FALSE | FALSE | FALSE | 0 | 0 | 0 | n/a | n/a | n/a | n/a | n/a | 0 | 0 | 100% | 100% | 0 | 0 | 0 | 0 | 0 | 0 | 0 | 0 | 0 | 0 | 0 | 0 | 0 | 0 | 0 | 0 | 0 | 0 | 0 | 0 | 0 | 0
| 0 | 0 | 0 | 0 | 0 | 0 | 0 | 0 | 0 | 0 | 0 | 0 | 0 | 0 | 0 | 0 | 0 | 0 | FALSE | FALSE | FALSE | FALSE | 0 | 0 | 0 | n/a | n/a | n/a | n/a | n/a | 0 | 0 | 100% | 100% | 0 | 0 | 0 | 0 | 0 | 0 | 0 | 0 | 0 | 0 | 0 | 0 | 0 | 0 | 0 | 0 | 0 | 0 | 0 | 0 | 0 | 0
| 0 | 0 | 0 | 0 | 0 | 0 | 0 | 0 | 0 | 0 | 0 | 0 | 0 | 0 | 0 | 0 | 0 | 0 | FALSE | FALSE | FALSE | FALSE | 0 | 0 | 0 | n/a | n/a | n/a | n/a | n/a | 0 | 0 | 100% | 100% | 0 | 0 | 0 | 0 | 0 | 0 | 0 | 0 | 0 | 0 | 0 | 0 | 0 | 0 | 0 | 0 | 0 | 0 | 0 | 0 | 0 | 0
| 0 | 0 | 0 | 0 | 0 | 0 | 0 | 0 | 0 | 0 | 0 | 0 | 0 | 0 | 0 | 0 | 0 | 0 | FALSE | FALSE | FALSE | FALSE | 0 | 0 | 0 | n/a | n/a | n/a | n/a | n/a | 0 | 0 | 100% | 100% | 0 | 0 | 0 | 0 | 0 | 0 | 0 | 0 | 0 | 0 | 0 | 0 | 0 | 0 | 0 | 0 | 0 | 0 | 0 | 0 | 0 | 0
| 0 | 0 | 0 | 0 | 0 | 0 | 0 | 0 | 0 | 0 | 0 | 0 | 0 | 0 | 0 | 0 | 0 | 0 | FALSE | FALSE | FALSE | FALSE | 0 | 0 | 0 | n/a | n/a | n/a | n/a | n/a | 0 | 0 | 100% | 100% | 0 | 0 | 0 | 0 | 0 | 0 | 0 | 0 | 0 | 0 | 0 | 0 | 0 | 0 | 0 | 0 | 0 | 0 | 0 | 0 | 0 | 0
| 0 | 0 | 0 | 0 | 0 | 0 | 0 | 0 | 0 | 0 | 0 | 0 | 0 | 0 | 0 | 0 | 0 | 0 | FALSE | FALSE | FALSE | FALSE | 0 | 0 | 0 | n/a | n/a | n/a | n/a | n/a | 0 | 0 | 100% | 100% | 0 | 0 | 0 | 0 | 0 | 0 | 0 | 0 | 0 | 0 | 0 | 0 | 0 | 0 | 0 | 0 | 0 | 0 | 0 | 0 | 0 | 0
| 0 | 0 | 0 | 0 | 0 | 0 | 0 | 0 | 0 | 0 | 0 | 0 | 0 | 0 | 0 | 0 | 0 | 0 | FALSE | FALSE | FALSE | FALSE | 0 | 0 | 0 | n/a | n/a | n/a | n/a | n/a | 0 | 0 | 100% | 100% | 0 | 0 | 0 | 0 | 0 | 0 | 0 | 0 | 0 | 0 | 0 | 0 | 0 | 0 | 0 | 0 | 0 | 0 | 0 | 0 | 0 | 0
| 0 | 0 | 0 | 0 | 0 | 0 | 0 | 0 | 0 | 0 | 0 | 0 | 0 | 0 | 0 | 0 | 0 | 0 | FALSE | FALSE | FALSE | FALSE | 0 | 0 | 0 | n/a | n/a | n/a | n/a | n/a | 0 | 0 | 100% | 100% | 0 | 0 | 0 | 0 | 0 | 0 | 0 | 0 | 0 | 0 | 0 | 0 | 0 | 0 | 0 | 0 | 0 | 0 | 0 | 0 | 0 | 0
| 0 | 0 | 0 | 0 | 0 | 0 | 0 | 0 | 0 | 0 | 0 | 0 | 0 | 0 | 0 | 0 | 0 | 0 | FALSE | FALSE | FALSE | FALSE | 0 | 0 | 0 | n/a | n/a | n/a | n/a | n/a | 0 | 0 | 100% | 100% | 0 | 0 | 0 | 0 | 0 | 0 | 0 | 0 | 0 | 0 | 0 | 0 | 0 | 0 | 0 | 0 | 0 | 0 | 0 | 0 | 0 | 0
| 0 | 0 | 0 | 0 | 0 | 0 | 0 | 0 | 0 | 0 | 0 | 0 | 0 | 0 | 0 | 0 | 0 | 0 | FALSE | FALSE | FALSE | FALSE | 0 | 0 | 0 | n/a | n/a | n/a | n/a | n/a | 0 | 0 | 100% | 100% | 0 | 0 | 0 | 0 | 0 | 0 | 0 | 0 | 0 | 0 | 0 | 0 | 0 | 0 | 0 | 0 | 0 | 0 | 0 | 0 | 0 | 0
| 0 | 0 | 0 | 0 | 0 | 0 | 0 | 0 | 0 | 0 | 0 | 0 | 0 | 0 | 0 | 0 | 0 | 0 | FALSE | FALSE | FALSE | FALSE | 0 | 0 | 0 | n/a | n/a | n/a | n/a | n/a | 0 | 0 | 100% | 100% | 0 | 0 | 0 | 0 | 0 | 0 | 0 | 0 | 0 | 0 | 0 | 0 | 0 | 0 | 0 | 0 | 0 | 0 | 0 | 0 | 0 | 0
| 0 | 0 | 0 | 0 | 0 | 0 | 0 | 0 | 0 | 0 | 0 | 0 | 0 | 0 | 0 | 0 | 0 | 0 | FALSE | FALSE | FALSE | FALSE | 0 | 0 | 0 | n/a | n/a | n/a | n/a | n/a | 0 | 0 | 100% | 100% | 0 | 0 | 0 | 0 | 0 | 0 | 0 | 0 | 0 | 0 | 0 | 0 | 0 | 0 | 0 | 0 | 0 | 0 | 0 | 0 | 0 | 0
| 0 | 0 | 0 | 0 | 0 | 0 | 0 | 0 | 0 | 0 | 0 | 0 | 0 | 0 | 0 | 0 | 0 | 0 | FALSE | FALSE | FALSE | FALSE | 0 | 0 | 0 | n/a | n/a | n/a | n/a | n/a | 0 | 0 | 100% | 100% | 0 | 0 | 0 | 0 | 0 | 0 | 0 | 0 | 0 | 0 | 0 | 0 | 0 | 0 | 0 | 0 | 0 | 0 | 0 | 0 | 0 | 0
| 0 | 0 | 0 | 0 | 0 | 0 | 0 | 0 | 0 | 0 | 0 | 0 | 0 | 0 | 0 | 0 | 0 | 0 | FALSE | FALSE | FALSE | FALSE | 0 | 0 | 0 | n/a | n/a | n/a | n/a | n/a | 0 | 0 | 100% | 100% | 0 | 0 | 0 | 0 | 0 | 0 | 0 | 0 | 0 | 0 | 0 | 0 | 0 | 0 | 0 | 0 | 0 | 0 | 0 | 0 | 0 | 0
| 0 | 0 | 0 | 0 | 0 | 0 | 0 | 0 | 0 | 0 | 0 | 0 | 0 | 0 | 0 | 0 | 0 | 0 | FALSE | FALSE | FALSE | FALSE | 0 | 0 | 0 | n/a | n/a | n/a | n/a | n/a | 0 | 0 | 100% | 100% | 0 | 0 | 0 | 0 | 0 | 0 | 0 | 0 | 0 | 0 | 0 | 0 | 0 | 0 | 0 | 0 | 0 | 0 | 0 | 0 | 0 | 0
| 0 | 0 | 0 | 0 | 0 | 0 | 0 | 0 | 0 | 0 | 0 | 0 | 0 | 0 | 0 | 0 | 0 | 0 | FALSE | FALSE | FALSE | FALSE | 0 | 0 | 0 | n/a | n/a | n/a | n/a | n/a | 0 | 0 | 100% | 100% | 0 | 0 | 0 | 0 | 0 | 0 | 0 | 0 | 0 | 0 | 0 | 0 | 0 | 0 | 0 | 0 | 0 | 0 | 0 | 0 | 0 | 0
| 0 | 0 | 0 | 0 | 0 | 0 | 0 | 0 | 0 | 0 | 0 | 0 | 0 | 0 | 0 | 0 | 0 | 0 | FALSE | FALSE | FALSE | FALSE | 0 | 0 | 0 | n/a | n/a | n/a | n/a | n/a | 0 | 0 | 100% | 100% | 0 | 0 | 0 | 0 | 0 | 0 | 0 | 0 | 0 | 0 | 0 | 0 | 0 | 0 | 0 | 0 | 0 | 0 | 0 | 0 | 0 | 0
| 0 | 0 | 0 | 0 | 0 | 0 | 0 | 0 | 0 | 0 | 0 | 0 | 0 | 0 | 0 | 0 | 0 | 0 | FALSE | FALSE | FALSE | FALSE | 0 | 0 | 0 | n/a | n/a | n/a | n/a | n/a | 0 | 0 | 100% | 100% | 0 | 0 | 0 | 0 | 0 | 0 | 0 | 0 | 0 | 0 | 0 | 0 | 0 | 0 | 0 | 0 | 0 | 0 | 0 | 0 | 0 | 0
| 0 | 0 | 0 | 0 | 0 | 0 | 0 | 0 | 0 | 0 | 0 | 0 | 0 | 0 | 0 | 0 | 0 | 0 | FALSE | FALSE | FALSE | FALSE | 0 | 0 | 0 | n/a | n/a | n/a | n/a | n/a | 0 | 0 | 100% | 100% | 0 | 0 | 0 | 0 | 0 | 0 | 0 | 0 | 0 | 0 | 0 | 0 | 0 | 0 | 0 | 0 | 0 | 0 | 0 | 0 | 0 | 0
| 0 | 0 | 0 | 0 | 0 | 0 | 0 | 0 | 0 | 0 | 0 | 0 | 0 | 0 | 0 | 0 | 0 | 0 | FALSE | FALSE | FALSE | FALSE | 0 | 0 | 0 | n/a | n/a | n/a | n/a | n/a | 0 | 0 | 100% | 100% | 0 | 0 | 0 | 0 | 0 | 0 | 0 | 0 | 0 | 0 | 0 | 0 | 0 | 0 | 0 | 0 | 0 | 0 | 0 | 0 | 0 | 0
| 0 | 0 | 0 | 0 | 0 | 0 | 0 | 0 | 0 | 0 | 0 | 0 | 0 | 0 | 0 | 0 | 0 | 0 | FALSE | FALSE | FALSE | FALSE | 0 | 0 | 0 | n/a | n/a | n/a | n/a | n/a | 0 | 0 | 100% | 100% | 0 | 0 | 0 | 0 | 0 | 0 | 0 | 0 | 0 | 0 | 0 | 0 | 0 | 0 | 0 | 0 | 0 | 0 | 0 | 0 | 0 | 0
| 0 | 0 | 0 | 0 | 0 | 0 | 0 | 0 | 0 | 0 | 0 | 0 | 0 | 0 | 0 | 0 | 0 | 0 | FALSE | FALSE | FALSE | FALSE | 0 | 0 | 0 | n/a | n/a | n/a | n/a | n/a | 0 | 0 | 100% | 100% | 0 | 0 | 0 | 0 | 0 | 0 | 0 | 0 | 0 | 0 | 0 | 0 | 0 | 0 | 0 | 0 | 0 | 0 | 0 | 0 | 0 | 0
| 0 | 0 | 0 | 0 | 0 | 0 | 0 | 0 | 0 | 0 | 0 | 0 | 0 | 0 | 0 | 0 | 0 | 0 | FALSE | FALSE | FALSE | FALSE | 0 | 0 | 0 | n/a | n/a | n/a | n/a | n/a | 0 | 0 | 100% | 100% | 0 | 0 | 0 | 0 | 0 | 0 | 0 | 0 | 0 | 0 | 0 | 0 | 0 | 0 | 0 | 0 | 0 | 0 | 0 | 0 | 0 | 0
| 0 | 0 | 0 | 0 | 0 | 0 | 0 | 0 | 0 | 0 | 0 | 0 | 0 | 0 | 0 | 0 | 0 | 0 | FALSE | FALSE | FALSE | FALSE | 0 | 0 | 0 | n/a | n/a | n/a | n/a | n/a | 0 | 0 | 100% | 100% | 0 | 0 | 0 | 0 | 0 | 0 | 0 | 0 | 0 | 0 | 0 | 0 | 0 | 0 | 0 | 0 | 0 | 0 | 0 | 0 | 0 | 0
| 0 | 0 | 0 | 0 | 0 | 0 | 0 | 0 | 0 | 0 | 0 | 0 | 0 | 0 | 0 | 0 | 0 | 0 | FALSE | FALSE | FALSE | FALSE | 0 | 0 | 0 | n/a | n/a | n/a | n/a | n/a | 0 | 0 | 100% | 100% | 0 | 0 | 0 | 0 | 0 | 0 | 0 | 0 | 0 | 0 | 0 | 0 | 0 | 0 | 0 | 0 | 0 | 0 | 0 | 0 | 0 | 0
| 0 | 0 | 0 | 0 | 0 | 0 | 0 | 0 | 0 | 0 | 0 | 0 | 0 | 0 | 0 | 0 | 0 | 0 | FALSE | FALSE | FALSE | FALSE | 0 | 0 | 0 | n/a | n/a | n/a | n/a | n/a | 0 | 0 | 100% | 100% | 0 | 0 | 0 | 0 | 0 | 0 | 0 | 0 | 0 | 0 | 0 | 0 | 0 | 0 | 0 | 0 | 0 | 0 | 0 | 0 | 0 | 0
| 0 | 0 | 0 | 0 | 0 | 0 | 0 | 0 | 0 | 0 | 0 | 0 | 0 | 0 | 0 | 0 | 0 | 0 | FALSE | FALSE | FALSE | FALSE | 0 | 0 | 0 | n/a | n/a | n/a | n/a | n/a | 0 | 0 | 100% | 100% | 0 | 0 | 0 | 0 | 0 | 0 | 0 | 0 | 0 | 0 | 0 | 0 | 0 | 0 | 0 | 0 | 0 | 0 | 0 | 0 | 0 | 0
| 0 | 0 | 0 | 0 | 0 | 0 | 0 | 0 | 0 | 0 | 0 | 0 | 0 | 0 | 0 | 0 | 0 | 0 | FALSE | FALSE | FALSE | FALSE | 0 | 0 | 0 | n/a | n/a | n/a | n/a | n/a | 0 | 0 | 100% | 100% | 0 | 0 | 0 | 0 | 0 | 0 | 0 | 0 | 0 | 0 | 0 | 0 | 0 | 0 | 0 | 0 | 0 | 0 | 0 | 0 | 0 | 0
| 0 | 0 | 0 | 0 | 0 | 0 | 0 | 0 | 0 | 0 | 0 | 0 | 0 | 0 | 0 | 0 | 0 | 0 | FALSE | FALSE | FALSE | FALSE | 0 | 0 | 0 | n/a | n/a | n/a | n/a | n/a | 0 | 0 | 100% | 100% | 0 | 0 | 0 | 0 | 0 | 0 | 0 | 0 | 0 | 0 | 0 | 0 | 0 | 0 | 0 | 0 | 0 | 0 | 0 | 0 | 0 | 0
| 0 | 0 | 0 | 0 | 0 | 0 | 0 | 0 | 0 | 0 | 0 | 0 | 0 | 0 | 0 | 0 | 0 | 0 | FALSE | FALSE | FALSE | FALSE | 0 | 0 | 0 | n/a | n/a | n/a | n/a | n/a | 0 | 0 | 100% | 100% | 0 | 0 | 0 | 0 | 0 | 0 | 0 | 0 | 0 | 0 | 0 | 0 | 0 | 0 | 0 | 0 | 0 | 0 | 0 | 0 | 0 | 0
| 0 | 0 | 0 | 0 | 0 | 0 | 0 | 0 | 0 | 0 | 0 | 0 | 0 | 0 | 0 | 0 | 0 | 0 | FALSE | FALSE | FALSE | FALSE | 0 | 0 | 0 | n/a | n/a | n/a | n/a | n/a | 0 | 0 | 100% | 100% | 0 | 0 | 0 | 0 | 0 | 0 | 0 | 0 | 0 | 0 | 0 | 0 | 0 | 0 | 0 | 0 | 0 | 0 | 0 | 0 | 0 | 0
| 0 | 0 | 0 | 0 | 0 | 0 | 0 | 0 | 0 | 0 | 0 | 0 | 0 | 0 | 0 | 0 | 0 | 0 | FALSE | FALSE | FALSE | FALSE | 0 | 0 | 0 | n/a | n/a | n/a | n/a | n/a | 0 | 0 | 100% | 100% | 0 | 0 | 0 | 0 | 0 | 0 | 0 | 0 | 0 | 0 | 0 | 0 | 0 | 0 | 0 | 0 | 0 | 0 | 0 | 0 | 0 | 0
| 0 | 0 | 0 | 0 | 0 | 0 | 0 | 0 | 0 | 0 | 0 | 0 | 0 | 0 | 0 | 0 | 0 | 0 | FALSE | FALSE | FALSE | FALSE | 0 | 0 | 0 | n/a | n/a | n/a | n/a | n/a | 0 | 0 | 100% | 100% | 0 | 0 | 0 | 0 | 0 | 0 | 0 | 0 | 0 | 0 | 0 | 0 | 0 | 0 | 0 | 0 | 0 | 0 | 0 | 0 | 0 | 0
| 0 | 0 | 0 | 0 | 0 | 0 | 0 | 0 | 0 | 0 | 0 | 0 | 0 | 0 | 0 | 0 | 0 | 0 | FALSE | FALSE | FALSE | FALSE | 0 | 0 | 0 | n/a | n/a | n/a | n/a | n/a | 0 | 0 | 100% | 100% | 0 | 0 | 0 | 0 | 0 | 0 | 0 | 0 | 0 | 0 | 0 | 0 | 0 | 0 | 0 | 0 | 0 | 0 | 0 | 0 | 0 | 0
| 0 | 0 | 0 | 0 | 0 | 0 | 0 | 0 | 0 | 0 | 0 | 0 | 0 | 0 | 0 | 0 | 0 | 0 | FALSE | FALSE | FALSE | FALSE | 0 | 0 | 0 | n/a | n/a | n/a | n/a | n/a | 0 | 0 | 100% | 100% | 0 | 0 | 0 | 0 | 0 | 0 | 0 | 0 | 0 | 0 | 0 | 0 | 0 | 0 | 0 | 0 | 0 | 0 | 0 | 0 | 0 | 0
| 0 | 0 | 0 | 0 | 0 | 0 | 0 | 0 | 0 | 0 | 0 | 0 | 0 | 0 | 0 | 0 | 0 | 0 | FALSE | FALSE | FALSE | FALSE | 0 | 0 | 0 | n/a | n/a | n/a | n/a | n/a | 0 | 0 | 100% | 100% | 0 | 0 | 0 | 0 | 0 | 0 | 0 | 0 | 0 | 0 | 0 | 0 | 0 | 0 | 0 | 0 | 0 | 0 | 0 | 0 | 0 | 0
| 0 | 0 | 0 | 0 | 0 | 0 | 0 | 0 | 0 | 0 | 0 | 0 | 0 | 0 | 0 | 0 | 0 | 0 | FALSE | FALSE | FALSE | FALSE | 0 | 0 | 0 | n/a | n/a | n/a | n/a | n/a | 0 | 0 | 100% | 100% | 0 | 0 | 0 | 0 | 0 | 0 | 0 | 0 | 0 | 0 | 0 | 0 | 0 | 0 | 0 | 0 | 0 | 0 | 0 | 0 | 0 | 0
| 0 | 0 | 0 | 0 | 0 | 0 | 0 | 0 | 0 | 0 | 0 | 0 | 0 | 0 | 0 | 0 | 0 | 0 | FALSE | FALSE | FALSE | FALSE | 0 | 0 | 0 | n/a | n/a | n/a | n/a | n/a | 0 | 0 | 100% | 100% | 0 | 0 | 0 | 0 | 0 | 0 | 0 | 0 | 0 | 0 | 0 | 0 | 0 | 0 | 0 | 0 | 0 | 0 | 0 | 0 | 0 | 0
| 0 | 0 | 0 | 0 | 0 | 0 | 0 | 0 | 0 | 0 | 0 | 0 | 0 | 0 | 0 | 0 | 0 | 0 | FALSE | FALSE | FALSE | FALSE | 0 | 0 | 0 | n/a | n/a | n/a | n/a | n/a | 0 | 0 | 100% | 100% | 0 | 0 | 0 | 0 | 0 | 0 | 0 | 0 | 0 | 0 | 0 | 0 | 0 | 0 | 0 | 0 | 0 | 0 | 0 | 0 | 0 | 0
| 0 | 0 | 0 | 0 | 0 | 0 | 0 | 0 | 0 | 0 | 0 | 0 | 0 | 0 | 0 | 0 | 0 | 0 | FALSE | FALSE | FALSE | FALSE | 0 | 0 | 0 | n/a | n/a | n/a | n/a | n/a | 0 | 0 | 100% | 100% | 0 | 0 | 0 | 0 | 0 | 0 | 0 | 0 | 0 | 0 | 0 | 0 | 0 | 0 | 0 | 0 | 0 | 0 | 0 | 0 | 0 | 0
| 0 | 0 | 0 | 0 | 0 | 0 | 0 | 0 | 0 | 0 | 0 | 0 | 0 | 0 | 0 | 0 | 0 | 0 | FALSE | FALSE | FALSE | FALSE | 0 | 0 | 0 | n/a | n/a | n/a | n/a | n/a | 0 | 0 | 100% | 100% | 0 | 0 | 0 | 0 | 0 | 0 | 0 | 0 | 0 | 0 | 0 | 0 | 0 | 0 | 0 | 0 | 0 | 0 | 0 | 0 | 0 | 0
| 0 | 0 | 0 | 0 | 0 | 0 | 0 | 0 | 0 | 0 | 0 | 0 | 0 | 0 | 0 | 0 | 0 | 0 | FALSE | FALSE | FALSE | FALSE | 0 | 0 | 0 | n/a | n/a | n/a | n/a | n/a | 0 | 0 | 100% | 100% | 0 | 0 | 0 | 0 | 0 | 0 | 0 | 0 | 0 | 0 | 0 | 0 | 0 | 0 | 0 | 0 | 0 | 0 | 0 | 0 | 0 | 0
| 0 | 0 | 0 | 0 | 0 | 0 | 0 | 0 | 0 | 0 | 0 | 0 | 0 | 0 | 0 | 0 | 0 | 0 | FALSE | FALSE | FALSE | FALSE | 0 | 0 | 0 | n/a | n/a | n/a | n/a | n/a | 0 | 0 | 100% | 100% | 0 | 0 | 0 | 0 | 0 | 0 | 0 | 0 | 0 | 0 | 0 | 0 | 0 | 0 | 0 | 0 | 0 | 0 | 0 | 0 | 0 | 0
| 0 | 0 | 0 | 0 | 0 | 0 | 0 | 0 | 0 | 0 | 0 | 0 | 0 | 0 | 0 | 0 | 0 | 0 | FALSE | FALSE | FALSE | FALSE | 0 | 0 | 0 | n/a | n/a | n/a | n/a | n/a | 0 | 0 | 100% | 100% | 0 | 0 | 0 | 0 | 0 | 0 | 0 | 0 | 0 | 0 | 0 | 0 | 0 | 0 | 0 | 0 | 0 | 0 | 0 | 0 | 0 | 0
| 0 | 0 | 0 | 0 | 0 | 0 | 0 | 0 | 0 | 0 | 0 | 0 | 0 | 0 | 0 | 0 | 0 | 0 | FALSE | FALSE | FALSE | FALSE | 0 | 0 | 0 | n/a | n/a | n/a | n/a | n/a | 0 | 0 | 100% | 100% | 0 | 0 | 0 | 0 | 0 | 0 | 0 | 0 | 0 | 0 | 0 | 0 | 0 | 0 | 0 | 0 | 0 | 0 | 0 | 0 | 0 | 0
| 0 | 0 | 0 | 0 | 0 | 0 | 0 | 0 | 0 | 0 | 0 | 0 | 0 | 0 | 0 | 0 | 0 | 0 | FALSE | FALSE | FALSE | FALSE | 0 | 0 | 0 | n/a | n/a | n/a | n/a | n/a | 0 | 0 | 100% | 100% | 0 | 0 | 0 | 0 | 0 | 0 | 0 | 0 | 0 | 0 | 0 | 0 | 0 | 0 | 0 | 0 | 0 | 0 | 0 | 0 | 0 | 0
| 0 | 0 | 0 | 0 | 0 | 0 | 0 | 0 | 0 | 0 | 0 | 0 | 0 | 0 | 0 | 0 | 0 | 0 | FALSE | FALSE | FALSE | FALSE | 0 | 0 | 0 | n/a | n/a | n/a | n/a | n/a | 0 | 0 | 100% | 100% | 0 | 0 | 0 | 0 | 0 | 0 | 0 | 0 | 0 | 0 | 0 | 0 | 0 | 0 | 0 | 0 | 0 | 0 | 0 | 0 | 0 | 0
| 0 | 0 | 0 | 0 | 0 | 0 | 0 | 0 | 0 | 0 | 0 | 0 | 0 | 0 | 0 | 0 | 0 | 0 | FALSE | FALSE | FALSE | FALSE | 0 | 0 | 0 | n/a | n/a | n/a | n/a | n/a | 0 | 0 | 100% | 100% | 0 | 0 | 0 | 0 | 0 | 0 | 0 | 0 | 0 | 0 | 0 | 0 | 0 | 0 | 0 | 0 | 0 | 0 | 0 | 0 | 0 | 0
| 0 | 0 | 0 | 0 | 0 | 0 | 0 | 0 | 0 | 0 | 0 | 0 | 0 | 0 | 0 | 0 | 0 | 0 | FALSE | FALSE | FALSE | FALSE | 0 | 0 | 0 | n/a | n/a | n/a | n/a | n/a | 0 | 0 | 100% | 100% | 0 | 0 | 0 | 0 | 0 | 0 | 0 | 0 | 0 | 0 | 0 | 0 | 0 | 0 | 0 | 0 | 0 | 0 | 0 | 0 | 0 | 0
| 0 | 0 | 0 | 0 | 0 | 0 | 0 | 0 | 0 | 0 | 0 | 0 | 0 | 0 | 0 | 0 | 0 | 0 | FALSE | FALSE | FALSE | FALSE | 0 | 0 | 0 | n/a | n/a | n/a | n/a | n/a | 0 | 0 | 100% | 100% | 0 | 0 | 0 | 0 | 0 | 0 | 0 | 0 | 0 | 0 | 0 | 0 | 0 | 0 | 0 | 0 | 0 | 0 | 0 | 0 | 0 | 0
| 0 | 0 | 0 | 0 | 0 | 0 | 0 | 0 | 0 | 0 | 0 | 0 | 0 | 0 | 0 | 0 | 0 | 0 | FALSE | FALSE | FALSE | FALSE | 0 | 0 | 0 | n/a | n/a | n/a | n/a | n/a | 0 | 0 | 100% | 100% | 0 | 0 | 0 | 0 | 0 | 0 | 0 | 0 | 0 | 0 | 0 | 0 | 0 | 0 | 0 | 0 | 0 | 0 | 0 | 0 | 0 | 0
| 0 | 0 | 0 | 0 | 0 | 0 | 0 | 0 | 0 | 0 | 0 | 0 | 0 | 0 | 0 | 0 | 0 | 0 | FALSE | FALSE | FALSE | FALSE | 0 | 0 | 0 | n/a | n/a | n/a | n/a | n/a | 0 | 0 | 100% | 100% | 0 | 0 | 0 | 0 | 0 | 0 | 0 | 0 | 0 | 0 | 0 | 0 | 0 | 0 | 0 | 0 | 0 | 0 | 0 | 0 | 0 | 0
| 0 | 0 | 0 | 0 | 0 | 0 | 0 | 0 | 0 | 0 | 0 | 0 | 0 | 0 | 0 | 0 | 0 | 0 | FALSE | FALSE | FALSE | FALSE | 0 | 0 | 0 | n/a | n/a | n/a | n/a | n/a | 0 | 0 | 100% | 100% | 0 | 0 | 0 | 0 | 0 | 0 | 0 | 0 | 0 | 0 | 0 | 0 | 0 | 0 | 0 | 0 | 0 | 0 | 0 | 0 | 0 | 0
| 0 | 0 | 0 | 0 | 0 | 0 | 0 | 0 | 0 | 0 | 0 | 0 | 0 | 0 | 0 | 0 | 0 | 0 | FALSE | FALSE | FALSE | FALSE | 0 | 0 | 0 | n/a | n/a | n/a | n/a | n/a | 0 | 0 | 100% | 100% | 0 | 0 | 0 | 0 | 0 | 0 | 0 | 0 | 0 | 0 | 0 | 0 | 0 | 0 | 0 | 0 | 0 | 0 | 0 | 0 | 0 | 0
| 0 | 0 | 0 | 0 | 0 | 0 | 0 | 0 | 0 | 0 | 0 | 0 | 0 | 0 | 0 | 0 | 0 | 0 | FALSE | FALSE | FALSE | FALSE | 0 | 0 | 0 | n/a | n/a | n/a | n/a | n/a | 0 | 0 | 100% | 100% | 0 | 0 | 0 | 0 | 0 | 0 | 0 | 0 | 0 | 0 | 0 | 0 | 0 | 0 | 0 | 0 | 0 | 0 | 0 | 0 | 0 | 0
| 0 | 0 | 0 | 0 | 0 | 0 | 0 | 0 | 0 | 0 | 0 | 0 | 0 | 0 | 0 | 0 | 0 | 0 | FALSE | FALSE | FALSE | FALSE | 0 | 0 | 0 | n/a | n/a | n/a | n/a | n/a | 0 | 0 | 100% | 100% | 0 | 0 | 0 | 0 | 0 | 0 | 0 | 0 | 0 | 0 | 0 | 0 | 0 | 0 | 0 | 0 | 0 | 0 | 0 | 0 | 0 | 0
| 0 | 0 | 0 | 0 | 0 | 0 | 0 | 0 | 0 | 0 | 0 | 0 | 0 | 0 | 0 | 0 | 0 | 0 | FALSE | FALSE | FALSE | FALSE | 0 | 0 | 0 | n/a | n/a | n/a | n/a | n/a | 0 | 0 | 100% | 100% | 0 | 0 | 0 | 0 | 0 | 0 | 0 | 0 | 0 | 0 | 0 | 0 | 0 | 0 | 0 | 0 | 0 | 0 | 0 | 0 | 0 | 0
| 0 | 0 | 0 | 0 | 0 | 0 | 0 | 0 | 0 | 0 | 0 | 0 | 0 | 0 | 0 | 0 | 0 | 0 | FALSE | FALSE | FALSE | FALSE | 0 | 0 | 0 | n/a | n/a | n/a | n/a | n/a | 0 | 0 | 100% | 100% | 0 | 0 | 0 | 0 | 0 | 0 | 0 | 0 | 0 | 0 | 0 | 0 | 0 | 0 | 0 | 0 | 0 | 0 | 0 | 0 | 0 | 0
| 0 | 0 | 0 | 0 | 0 | 0 | 0 | 0 | 0 | 0 | 0 | 0 | 0 | 0 | 0 | 0 | 0 | 0 | FALSE | FALSE | FALSE | FALSE | 0 | 0 | 0 | n/a | n/a | n/a | n/a | n/a | 0 | 0 | 100% | 100% | 0 | 0 | 0 | 0 | 0 | 0 | 0 | 0 | 0 | 0 | 0 | 0 | 0 | 0 | 0 | 0 | 0 | 0 | 0 | 0 | 0 | 0
| 0 | 0 | 0 | 0 | 0 | 0 | 0 | 0 | 0 | 0 | 0 | 0 | 0 | 0 | 0 | 0 | 0 | 0 | FALSE | FALSE | FALSE | FALSE | 0 | 0 | 0 | n/a | n/a | n/a | n/a | n/a | 0 | 0 | 100% | 100% | 0 | 0 | 0 | 0 | 0 | 0 | 0 | 0 | 0 | 0 | 0 | 0 | 0 | 0 | 0 | 0 | 0 | 0 | 0 | 0 | 0 | 0
| 0 | 0 | 0 | 0 | 0 | 0 | 0 | 0 | 0 | 0 | 0 | 0 | 0 | 0 | 0 | 0 | 0 | 0 | FALSE | FALSE | FALSE | FALSE | 0 | 0 | 0 | n/a | n/a | n/a | n/a | n/a | 0 | 0 | 100% | 100% | 0 | 0 | 0 | 0 | 0 | 0 | 0 | 0 | 0 | 0 | 0 | 0 | 0 | 0 | 0 | 0 | 0 | 0 | 0 | 0 | 0 | 0
| 0 | 0 | 0 | 0 | 0 | 0 | 0 | 0 | 0 | 0 | 0 | 0 | 0 | 0 | 0 | 0 | 0 | 0 | FALSE | FALSE | FALSE | FALSE | 0 | 0 | 0 | n/a | n/a | n/a | n/a | n/a | 0 | 0 | 100% | 100% | 0 | 0 | 0 | 0 | 0 | 0 | 0 | 0 | 0 | 0 | 0 | 0 | 0 | 0 | 0 | 0 | 0 | 0 | 0 | 0 | 0 | 0
| 0 | 0 | 0 | 0 | 0 | 0 | 0 | 0 | 0 | 0 | 0 | 0 | 0 | 0 | 0 | 0 | 0 | 0 | FALSE | FALSE | FALSE | FALSE | 0 | 0 | 0 | n/a | n/a | n/a | n/a | n/a | 0 | 0 | 100% | 100% | 0 | 0 | 0 | 0 | 0 | 0 | 0 | 0 | 0 | 0 | 0 | 0 | 0 | 0 | 0 | 0 | 0 | 0 | 0 | 0 | 0 | 0
| 0 | 0 | 0 | 0 | 0 | 0 | 0 | 0 | 0 | 0 | 0 | 0 | 0 | 0 | 0 | 0 | 0 | 0 | FALSE | FALSE | FALSE | FALSE | 0 | 0 | 0 | n/a | n/a | n/a | n/a | n/a | 0 | 0 | 100% | 100% | 0 | 0 | 0 | 0 | 0 | 0 | 0 | 0 | 0 | 0 | 0 | 0 | 0 | 0 | 0 | 0 | 0 | 0 | 0 | 0 | 0 | 0
| 0 | 0 | 0 | 0 | 0 | 0 | 0 | 0 | 0 | 0 | 0 | 0 | 0 | 0 | 0 | 0 | 0 | 0 | FALSE | FALSE | FALSE | FALSE | 0 | 0 | 0 | n/a | n/a | n/a | n/a | n/a | 0 | 0 | 100% | 100% | 0 | 0 | 0 | 0 | 0 | 0 | 0 | 0 | 0 | 0 | 0 | 0 | 0 | 0 | 0 | 0 | 0 | 0 | 0 | 0 | 0 | 0
| 0 | 0 | 0 | 0 | 0 | 0 | 0 | 0 | 0 | 0 | 0 | 0 | 0 | 0 | 0 | 0 | 0 | 0 | FALSE | FALSE | FALSE | FALSE | 0 | 0 | 0 | n/a | n/a | n/a | n/a | n/a | 0 | 0 | 100% | 100% | 0 | 0 | 0 | 0 | 0 | 0 | 0 | 0 | 0 | 0 | 0 | 0 | 0 | 0 | 0 | 0 | 0 | 0 | 0 | 0 | 0 | 0
| 0 | 0 | 0 | 0 | 0 | 0 | 0 | 0 | 0 | 0 | 0 | 0 | 0 | 0 | 0 | 0 | 0 | 0 | FALSE | FALSE | FALSE | FALSE | 0 | 0 | 0 | n/a | n/a | n/a | n/a | n/a | 0 | 0 | 100% | 100% | 0 | 0 | 0 | 0 | 0 | 0 | 0 | 0 | 0 | 0 | 0 | 0 | 0 | 0 | 0 | 0 | 0 | 0 | 0 | 0 | 0 | 0
| 0 | 0 | 0 | 0 | 0 | 0 | 0 | 0 | 0 | 0 | 0 | 0 | 0 | 0 | 0 | 0 | 0 | 0 | FALSE | FALSE | FALSE | FALSE | 0 | 0 | 0 | n/a | n/a | n/a | n/a | n/a | 0 | 0 | 100% | 100% | 0 | 0 | 0 | 0 | 0 | 0 | 0 | 0 | 0 | 0 | 0 | 0 | 0 | 0 | 0 | 0 | 0 | 0 | 0 | 0 | 0 | 0
| 0 | 0 | 0 | 0 | 0 | 0 | 0 | 0 | 0 | 0 | 0 | 0 | 0 | 0 | 0 | 0 | 0 | 0 | FALSE | FALSE | FALSE | FALSE | 0 | 0 | 0 | n/a | n/a | n/a | n/a | n/a | 0 | 0 | 100% | 100% | 0 | 0 | 0 | 0 | 0 | 0 | 0 | 0 | 0 | 0 | 0 | 0 | 0 | 0 | 0 | 0 | 0 | 0 | 0 | 0 | 0 | 0
| 0 | 0 | 0 | 0 | 0 | 0 | 0 | 0 | 0 | 0 | 0 | 0 | 0 | 0 | 0 | 0 | 0 | 0 | FALSE | FALSE | FALSE | FALSE | 0 | 0 | 0 | n/a | n/a | n/a | n/a | n/a | 0 | 0 | 100% | 100% | 0 | 0 | 0 | 0 | 0 | 0 | 0 | 0 | 0 | 0 | 0 | 0 | 0 | 0 | 0 | 0 | 0 | 0 | 0 | 0 | 0 | 0
| 0 | 0 | 0 | 0 | 0 | 0 | 0 | 0 | 0 | 0 | 0 | 0 | 0 | 0 | 0 | 0 | 0 | 0 | FALSE | FALSE | FALSE | FALSE | 0 | 0 | 0 | n/a | n/a | n/a | n/a | n/a | 0 | 0 | 100% | 100% | 0 | 0 | 0 | 0 | 0 | 0 | 0 | 0 | 0 | 0 | 0 | 0 | 0 | 0 | 0 | 0 | 0 | 0 | 0 | 0 | 0 | 0
| 0 | 0 | 0 | 0 | 0 | 0 | 0 | 0 | 0 | 0 | 0 | 0 | 0 | 0 | 0 | 0 | 0 | 0 | FALSE | FALSE | FALSE | FALSE | 0 | 0 | 0 | n/a | n/a | n/a | n/a | n/a | 0 | 0 | 100% | 100% | 0 | 0 | 0 | 0 | 0 | 0 | 0 | 0 | 0 | 0 | 0 | 0 | 0 | 0 | 0 | 0 | 0 | 0 | 0 | 0 | 0 | 0
| 0 | 0 | 0 | 0 | 0 | 0 | 0 | 0 | 0 | 0 | 0 | 0 | 0 | 0 | 0 | 0 | 0 | 0 | FALSE | FALSE | FALSE | FALSE | 0 | 0 | 0 | n/a | n/a | n/a | n/a | n/a | 0 | 0 | 100% | 100% | 0 | 0 | 0 | 0 | 0 | 0 | 0 | 0 | 0 | 0 | 0 | 0 | 0 | 0 | 0 | 0 | 0 | 0 | 0 | 0 | 0 | 0
| 0 | 0 | 0 | 0 | 0 | 0 | 0 | 0 | 0 | 0 | 0 | 0 | 0 | 0 | 0 | 0 | 0 | 0 | FALSE | FALSE | FALSE | FALSE | 0 | 0 | 0 | n/a | n/a | n/a | n/a | n/a | 0 | 0 | 100% | 100% | 0 | 0 | 0 | 0 | 0 | 0 | 0 | 0 | 0 | 0 | 0 | 0 | 0 | 0 | 0 | 0 | 0 | 0 | 0 | 0 | 0 | 0
| 0 | 0 | 0 | 0 | 0 | 0 | 0 | 0 | 0 | 0 | 0 | 0 | 0 | 0 | 0 | 0 | 0 | 0 | FALSE | FALSE | FALSE | FALSE | 0 | 0 | 0 | n/a | n/a | n/a | n/a | n/a | 0 | 0 | 100% | 100% | 0 | 0 | 0 | 0 | 0 | 0 | 0 | 0 | 0 | 0 | 0 | 0 | 0 | 0 | 0 | 0 | 0 | 0 | 0 | 0 | 0 | 0
| 0 | 0 | 0 | 0 | 0 | 0 | 0 | 0 | 0 | 0 | 0 | 0 | 0 | 0 | 0 | 0 | 0 | 0 | FALSE | FALSE | FALSE | FALSE | 0 | 0 | 0 | n/a | n/a | n/a | n/a | n/a | 0 | 0 | 100% | 100% | 0 | 0 | 0 | 0 | 0 | 0 | 0 | 0 | 0 | 0 | 0 | 0 | 0 | 0 | 0 | 0 | 0 | 0 | 0 | 0 | 0 | 0
| 0 | 0 | 0 | 0 | 0 | 0 | 0 | 0 | 0 | 0 | 0 | 0 | 0 | 0 | 0 | 0 | 0 | 0 | FALSE | FALSE | FALSE | FALSE | 0 | 0 | 0 | n/a | n/a | n/a | n/a | n/a | 0 | 0 | 100% | 100% | 0 | 0 | 0 | 0 | 0 | 0 | 0 | 0 | 0 | 0 | 0 | 0 | 0 | 0 | 0 | 0 | 0 | 0 | 0 | 0 | 0 | 0
| 0 | 0 | 0 | 0 | 0 | 0 | 0 | 0 | 0 | 0 | 0 | 0 | 0 | 0 | 0 | 0 | 0 | 0 | FALSE | FALSE | FALSE | FALSE | 0 | 0 | 0 | n/a | n/a | n/a | n/a | n/a | 0 | 0 | 100% | 100% | 0 | 0 | 0 | 0 | 0 | 0 | 0 | 0 | 0 | 0 | 0 | 0 | 0 | 0 | 0 | 0 | 0 | 0 | 0 | 0 | 0 | 0
| 0 | 0 | 0 | 0 | 0 | 0 | 0 | 0 | 0 | 0 | 0 | 0 | 0 | 0 | 0 | 0 | 0 | 0 | FALSE | FALSE | FALSE | FALSE | 0 | 0 | 0 | n/a | n/a | n/a | n/a | n/a | 0 | 0 | 100% | 100% | 0 | 0 | 0 | 0 | 0 | 0 | 0 | 0 | 0 | 0 | 0 | 0 | 0 | 0 | 0 | 0 | 0 | 0 | 0 | 0 | 0 | 0
| 0 | 0 | 0 | 0 | 0 | 0 | 0 | 0 | 0 | 0 | 0 | 0 | 0 | 0 | 0 | 0 | 0 | 0 | FALSE | FALSE | FALSE | FALSE | 0 | 0 | 0 | n/a | n/a | n/a | n/a | n/a | 0 | 0 | 100% | 100% | 0 | 0 | 0 | 0 | 0 | 0 | 0 | 0 | 0 | 0 | 0 | 0 | 0 | 0 | 0 | 0 | 0 | 0 | 0 | 0 | 0 | 0
| 0 | 0 | 0 | 0 | 0 | 0 | 0 | 0 | 0 | 0 | 0 | 0 | 0 | 0 | 0 | 0 | 0 | 0 | FALSE | FALSE | FALSE | FALSE | 0 | 0 | 0 | n/a | n/a | n/a | n/a | n/a | 0 | 0 | 100% | 100% | 0 | 0 | 0 | 0 | 0 | 0 | 0 | 0 | 0 | 0 | 0 | 0 | 0 | 0 | 0 | 0 | 0 | 0 | 0 | 0 | 0 | 0
| 0 | 0 | 0 | 0 | 0 | 0 | 0 | 0 | 0 | 0 | 0 | 0 | 0 | 0 | 0 | 0 | 0 | 0 | FALSE | FALSE | FALSE | FALSE | 0 | 0 | 0 | n/a | n/a | n/a | n/a | n/a | 0 | 0 | 100% | 100% | 0 | 0 | 0 | 0 | 0 | 0 | 0 | 0 | 0 | 0 | 0 | 0 | 0 | 0 | 0 | 0 | 0 | 0 | 0 | 0 | 0 | 0
| 0 | 0 | 0 | 0 | 0 | 0 | 0 | 0 | 0 | 0 | 0 | 0 | 0 | 0 | 0 | 0 | 0 | 0 | FALSE | FALSE | FALSE | FALSE | 0 | 0 | 0 | n/a | n/a | n/a | n/a | n/a | 0 | 0 | 100% | 100% | 0 | 0 | 0 | 0 | 0 | 0 | 0 | 0 | 0 | 0 | 0 | 0 | 0 | 0 | 0 | 0 | 0 | 0 | 0 | 0 | 0 | 0
| 0 | 0 | 0 | 0 | 0 | 0 | 0 | 0 | 0 | 0 | 0 | 0 | 0 | 0 | 0 | 0 | 0 | 0 | FALSE | FALSE | FALSE | FALSE | 0 | 0 | 0 | n/a | n/a | n/a | n/a | n/a | 0 | 0 | 100% | 100% | 0 | 0 | 0 | 0 | 0 | 0 | 0 | 0 | 0 | 0 | 0 | 0 | 0 | 0 | 0 | 0 | 0 | 0 | 0 | 0 | 0 | 0
| 0 | 0 | 0 | 0 | 0 | 0 | 0 | 0 | 0 | 0 | 0 | 0 | 0 | 0 | 0 | 0 | 0 | 0 | FALSE | FALSE | FALSE | FALSE | 0 | 0 | 0 | n/a | n/a | n/a | n/a | n/a | 0 | 0 | 100% | 100% | 0 | 0 | 0 | 0 | 0 | 0 | 0 | 0 | 0 | 0 | 0 | 0 | 0 | 0 | 0 | 0 | 0 | 0 | 0 | 0 | 0 | 0
| 0 | 0 | 0 | 0 | 0 | 0 | 0 | 0 | 0 | 0 | 0 | 0 | 0 | 0 | 0 | 0 | 0 | 0 | FALSE | FALSE | FALSE | FALSE | 0 | 0 | 0 | n/a | n/a | n/a | n/a | n/a | 0 | 0 | 100% | 100% | 0 | 0 | 0 | 0 | 0 | 0 | 0 | 0 | 0 | 0 | 0 | 0 | 0 | 0 | 0 | 0 | 0 | 0 | 0 | 0 | 0 | 0
| 0 | 0 | 0 | 0 | 0 | 0 | 0 | 0 | 0 | 0 | 0 | 0 | 0 | 0 | 0 | 0 | 0 | 0 | FALSE | FALSE | FALSE | FALSE | 0 | 0 | 0 | n/a | n/a | n/a | n/a | n/a | 0 | 0 | 100% | 100% | 0 | 0 | 0 | 0 | 0 | 0 | 0 | 0 | 0 | 0 | 0 | 0 | 0 | 0 | 0 | 0 | 0 | 0 | 0 | 0 | 0 | 0
| 0 | 0 | 0 | 0 | 0 | 0 | 0 | 0 | 0 | 0 | 0 | 0 | 0 | 0 | 0 | 0 | 0 | 0 | FALSE | FALSE | FALSE | FALSE | 0 | 0 | 0 | n/a | n/a | n/a | n/a | n/a | 0 | 0 | 100% | 100% | 0 | 0 | 0 | 0 | 0 | 0 | 0 | 0 | 0 | 0 | 0 | 0 | 0 | 0 | 0 | 0 | 0 | 0 | 0 | 0 | 0 | 0
| 0 | 0 | 0 | 0 | 0 | 0 | 0 | 0 | 0 | 0 | 0 | 0 | 0 | 0 | 0 | 0 | 0 | 0 | FALSE | FALSE | FALSE | FALSE | 0 | 0 | 0 | n/a | n/a | n/a | n/a | n/a | 0 | 0 | 100% | 100% | 0 | 0 | 0 | 0 | 0 | 0 | 0 | 0 | 0 | 0 | 0 | 0 | 0 | 0 | 0 | 0 | 0 | 0 | 0 | 0 | 0 | 0
| 0 | 0 | 0 | 0 | 0 | 0 | 0 | 0 | 0 | 0 | 0 | 0 | 0 | 0 | 0 | 0 | 0 | 0 | FALSE | FALSE | FALSE | FALSE | 0 | 0 | 0 | n/a | n/a | n/a | n/a | n/a | 0 | 0 | 100% | 100% | 0 | 0 | 0 | 0 | 0 | 0 | 0 | 0 | 0 | 0 | 0 | 0 | 0 | 0 | 0 | 0 | 0 | 0 | 0 | 0 | 0 | 0
| 0 | 0 | 0 | 0 | 0 | 0 | 0 | 0 | 0 | 0 | 0 | 0 | 0 | 0 | 0 | 0 | 0 | 0 | FALSE | FALSE | FALSE | FALSE | 0 | 0 | 0 | n/a | n/a | n/a | n/a | n/a | 0 | 0 | 100% | 100% | 0 | 0 | 0 | 0 | 0 | 0 | 0 | 0 | 0 | 0 | 0 | 0 | 0 | 0 | 0 | 0 | 0 | 0 | 0 | 0 | 0 | 0
| 0 | 0 | 0 | 0 | 0 | 0 | 0 | 0 | 0 | 0 | 0 | 0 | 0 | 0 | 0 | 0 | 0 | 0 | FALSE | FALSE | FALSE | FALSE | 0 | 0 | 0 | n/a | n/a | n/a | n/a | n/a | 0 | 0 | 100% | 100% | 0 | 0 | 0 | 0 | 0 | 0 | 0 | 0 | 0 | 0 | 0 | 0 | 0 | 0 | 0 | 0 | 0 | 0 | 0 | 0 | 0 | 0
| 0 | 0 | 0 | 0 | 0 | 0 | 0 | 0 | 0 | 0 | 0 | 0 | 0 | 0 | 0 | 0 | 0 | 0 | FALSE | FALSE | FALSE | FALSE | 0 | 0 | 0 | n/a | n/a | n/a | n/a | n/a | 0 | 0 | 100% | 100% | 0 | 0 | 0 | 0 | 0 | 0 | 0 | 0 | 0 | 0 | 0 | 0 | 0 | 0 | 0 | 0 | 0 | 0 | 0 | 0 | 0 | 0
| 0 | 0 | 0 | 0 | 0 | 0 | 0 | 0 | 0 | 0 | 0 | 0 | 0 | 0 | 0 | 0 | 0 | 0 | FALSE | FALSE | FALSE | FALSE | 0 | 0 | 0 | n/a | n/a | n/a | n/a | n/a | 0 | 0 | 100% | 100% | 0 | 0 | 0 | 0 | 0 | 0 | 0 | 0 | 0 | 0 | 0 | 0 | 0 | 0 | 0 | 0 | 0 | 0 | 0 | 0 | 0 | 0
| 0 | 0 | 0 | 0 | 0 | 0 | 0 | 0 | 0 | 0 | 0 | 0 | 0 | 0 | 0 | 0 | 0 | 0 | FALSE | FALSE | FALSE | FALSE | 0 | 0 | 0 | n/a | n/a | n/a | n/a | n/a | 0 | 0 | 100% | 100% | 0 | 0 | 0 | 0 | 0 | 0 | 0 | 0 | 0 | 0 | 0 | 0 | 0 | 0 | 0 | 0 | 0 | 0 | 0 | 0 | 0 | 0
| 0 | 0 | 0 | 0 | 0 | 0 | 0 | 0 | 0 | 0 | 0 | 0 | 0 | 0 | 0 | 0 | 0 | 0 | FALSE | FALSE | FALSE | FALSE | 0 | 0 | 0 | n/a | n/a | n/a | n/a | n/a | 0 | 0 | 100% | 100% | 0 | 0 | 0 | 0 | 0 | 0 | 0 | 0 | 0 | 0 | 0 | 0 | 0 | 0 | 0 | 0 | 0 | 0 | 0 | 0 | 0 | 0
| 0 | 0 | 0 | 0 | 0 | 0 | 0 | 0 | 0 | 0 | 0 | 0 | 0 | 0 | 0 | 0 | 0 | 0 | FALSE | FALSE | FALSE | FALSE | 0 | 0 | 0 | n/a | n/a | n/a | n/a | n/a | 0 | 0 | 100% | 100% | 0 | 0 | 0 | 0 | 0 | 0 | 0 | 0 | 0 | 0 | 0 | 0 | 0 | 0 | 0 | 0 | 0 | 0 | 0 | 0 | 0 | 0
| 0 | 0 | 0 | 0 | 0 | 0 | 0 | 0 | 0 | 0 | 0 | 0 | 0 | 0 | 0 | 0 | 0 | 0 | FALSE | FALSE | FALSE | FALSE | 0 | 0 | 0 | n/a | n/a | n/a | n/a | n/a | 0 | 0 | 100% | 100% | 0 | 0 | 0 | 0 | 0 | 0 | 0 | 0 | 0 | 0 | 0 | 0 | 0 | 0 | 0 | 0 | 0 | 0 | 0 | 0 | 0 | 0
| 0 | 0 | 0 | 0 | 0 | 0 | 0 | 0 | 0 | 0 | 0 | 0 | 0 | 0 | 0 | 0 | 0 | 0 | FALSE | FALSE | FALSE | FALSE | 0 | 0 | 0 | n/a | n/a | n/a | n/a | n/a | 0 | 0 | 100% | 100% | 0 | 0 | 0 | 0 | 0 | 0 | 0 | 0 | 0 | 0 | 0 | 0 | 0 | 0 | 0 | 0 | 0 | 0 | 0 | 0 | 0 | 0
| 0 | 0 | 0 | 0 | 0 | 0 | 0 | 0 | 0 | 0 | 0 | 0 | 0 | 0 | 0 | 0 | 0 | 0 | FALSE | FALSE | FALSE | FALSE | 0 | 0 | 0 | n/a | n/a | n/a | n/a | n/a | 0 | 0 | 100% | 100% | 0 | 0 | 0 | 0 | 0 | 0 | 0 | 0 | 0 | 0 | 0 | 0 | 0 | 0 | 0 | 0 | 0 | 0 | 0 | 0 | 0 | 0
| 0 | 0 | 0 | 0 | 0 | 0 | 0 | 0 | 0 | 0 | 0 | 0 | 0 | 0 | 0 | 0 | 0 | 0 | FALSE | FALSE | FALSE | FALSE | 0 | 0 | 0 | n/a | n/a | n/a | n/a | n/a | 0 | 0 | 100% | 100% | 0 | 0 | 0 | 0 | 0 | 0 | 0 | 0 | 0 | 0 | 0 | 0 | 0 | 0 | 0 | 0 | 0 | 0 | 0 | 0 | 0 | 0
| 0 | 0 | 0 | 0 | 0 | 0 | 0 | 0 | 0 | 0 | 0 | 0 | 0 | 0 | 0 | 0 | 0 | 0 | FALSE | FALSE | FALSE | FALSE | 0 | 0 | 0 | n/a | n/a | n/a | n/a | n/a | 0 | 0 | 100% | 100% | 0 | 0 | 0 | 0 | 0 | 0 | 0 | 0 | 0 | 0 | 0 | 0 | 0 | 0 | 0 | 0 | 0 | 0 | 0 | 0 | 0 | 0
| 0 | 0 | 0 | 0 | 0 | 0 | 0 | 0 | 0 | 0 | 0 | 0 | 0 | 0 | 0 | 0 | 0 | 0 | FALSE | FALSE | FALSE | FALSE | 0 | 0 | 0 | n/a | n/a | n/a | n/a | n/a | 0 | 0 | 100% | 100% | 0 | 0 | 0 | 0 | 0 | 0 | 0 | 0 | 0 | 0 | 0 | 0 | 0 | 0 | 0 | 0 | 0 | 0 | 0 | 0 | 0 | 0
| 0 | 0 | 0 | 0 | 0 | 0 | 0 | 0 | 0 | 0 | 0 | 0 | 0 | 0 | 0 | 0 | 0 | 0 | FALSE | FALSE | FALSE | FALSE | 0 | 0 | 0 | n/a | n/a | n/a | n/a | n/a | 0 | 0 | 100% | 100% | 0 | 0 | 0 | 0 | 0 | 0 | 0 | 0 | 0 | 0 | 0 | 0 | 0 | 0 | 0 | 0 | 0 | 0 | 0 | 0 | 0 | 0
| 0 | 0 | 0 | 0 | 0 | 0 | 0 | 0 | 0 | 0 | 0 | 0 | 0 | 0 | 0 | 0 | 0 | 0 | FALSE | FALSE | FALSE | FALSE | 0 | 0 | 0 | n/a | n/a | n/a | n/a | n/a | 0 | 0 | 100% | 100% | 0 | 0 | 0 | 0 | 0 | 0 | 0 | 0 | 0 | 0 | 0 | 0 | 0 | 0 | 0 | 0 | 0 | 0 | 0 | 0 | 0 | 0
| 0 | 0 | 0 | 0 | 0 | 0 | 0 | 0 | 0 | 0 | 0 | 0 | 0 | 0 | 0 | 0 | 0 | 0 | FALSE | FALSE | FALSE | FALSE | 0 | 0 | 0 | n/a | n/a | n/a | n/a | n/a | 0 | 0 | 100% | 100% | 0 | 0 | 0 | 0 | 0 | 0 | 0 | 0 | 0 | 0 | 0 | 0 | 0 | 0 | 0 | 0 | 0 | 0 | 0 | 0 | 0 | 0
| 0 | 0 | 0 | 0 | 0 | 0 | 0 | 0 | 0 | 0 | 0 | 0 | 0 | 0 | 0 | 0 | 0 | 0 | FALSE | FALSE | FALSE | FALSE | 0 | 0 | 0 | n/a | n/a | n/a | n/a | n/a | 0 | 0 | 100% | 100% | 0 | 0 | 0 | 0 | 0 | 0 | 0 | 0 | 0 | 0 | 0 | 0 | 0 | 0 | 0 | 0 | 0 | 0 | 0 | 0 | 0 | 0
| 0 | 0 | 0 | 0 | 0 | 0 | 0 | 0 | 0 | 0 | 0 | 0 | 0 | 0 | 0 | 0 | 0 | 0 | FALSE | FALSE | FALSE | FALSE | 0 | 0 | 0 | n/a | n/a | n/a | n/a | n/a | 0 | 0 | 100% | 100% | 0 | 0 | 0 | 0 | 0 | 0 | 0 | 0 | 0 | 0 | 0 | 0 | 0 | 0 | 0 | 0 | 0 | 0 | 0 | 0 | 0 | 0
| 0 | 0 | 0 | 0 | 0 | 0 | 0 | 0 | 0 | 0 | 0 | 0 | 0 | 0 | 0 | 0 | 0 | 0 | FALSE | FALSE | FALSE | FALSE | 0 | 0 | 0 | n/a | n/a | n/a | n/a | n/a | 0 | 0 | 100% | 100% | 0 | 0 | 0 | 0 | 0 | 0 | 0 | 0 | 0 | 0 | 0 | 0 | 0 | 0 | 0 | 0 | 0 | 0 | 0 | 0 | 0 | 0
| 0 | 0 | 0 | 0 | 0 | 0 | 0 | 0 | 0 | 0 | 0 | 0 | 0 | 0 | 0 | 0 | 0 | 0 | FALSE | FALSE | FALSE | FALSE | 0 | 0 | 0 | n/a | n/a | n/a | n/a | n/a | 0 | 0 | 100% | 100% | 0 | 0 | 0 | 0 | 0 | 0 | 0 | 0 | 0 | 0 | 0 | 0 | 0 | 0 | 0 | 0 | 0 | 0 | 0 | 0 | 0 | 0
| 0 | 0 | 0 | 0 | 0 | 0 | 0 | 0 | 0 | 0 | 0 | 0 | 0 | 0 | 0 | 0 | 0 | 0 | FALSE | FALSE | FALSE | FALSE | 0 | 0 | 0 | n/a | n/a | n/a | n/a | n/a | 0 | 0 | 100% | 100% | 0 | 0 | 0 | 0 | 0 | 0 | 0 | 0 | 0 | 0 | 0 | 0 | 0 | 0 | 0 | 0 | 0 | 0 | 0 | 0 | 0 | 0
| 0 | 0 | 0 | 0 | 0 | 0 | 0 | 0 | 0 | 0 | 0 | 0 | 0 | 0 | 0 | 0 | 0 | 0 | FALSE | FALSE | FALSE | FALSE | 0 | 0 | 0 | n/a | n/a | n/a | n/a | n/a | 0 | 0 | 100% | 100% | 0 | 0 | 0 | 0 | 0 | 0 | 0 | 0 | 0 | 0 | 0 | 0 | 0 | 0 | 0 | 0 | 0 | 0 | 0 | 0 | 0 | 0
| 0 | 0 | 0 | 0 | 0 | 0 | 0 | 0 | 0 | 0 | 0 | 0 | 0 | 0 | 0 | 0 | 0 | 0 | FALSE | FALSE | FALSE | FALSE | 0 | 0 | 0 | n/a | n/a | n/a | n/a | n/a | 0 | 0 | 100% | 100% | 0 | 0 | 0 | 0 | 0 | 0 | 0 | 0 | 0 | 0 | 0 | 0 | 0 | 0 | 0 | 0 | 0 | 0 | 0 | 0 | 0 | 0
| 0 | 0 | 0 | 0 | 0 | 0 | 0 | 0 | 0 | 0 | 0 | 0 | 0 | 0 | 0 | 0 | 0 | 0 | FALSE | FALSE | FALSE | FALSE | 0 | 0 | 0 | n/a | n/a | n/a | n/a | n/a | 0 | 0 | 100% | 100% | 0 | 0 | 0 | 0 | 0 | 0 | 0 | 0 | 0 | 0 | 0 | 0 | 0 | 0 | 0 | 0 | 0 | 0 | 0 | 0 | 0 | 0
| 0 | 0 | 0 | 0 | 0 | 0 | 0 | 0 | 0 | 0 | 0 | 0 | 0 | 0 | 0 | 0 | 0 | 0 | FALSE | FALSE | FALSE | FALSE | 0 | 0 | 0 | n/a | n/a | n/a | n/a | n/a | 0 | 0 | 100% | 100% | 0 | 0 | 0 | 0 | 0 | 0 | 0 | 0 | 0 | 0 | 0 | 0 | 0 | 0 | 0 | 0 | 0 | 0 | 0 | 0 | 0 | 0
| 0 | 0 | 0 | 0 | 0 | 0 | 0 | 0 | 0 | 0 | 0 | 0 | 0 | 0 | 0 | 0 | 0 | 0 | FALSE | FALSE | FALSE | FALSE | 0 | 0 | 0 | n/a | n/a | n/a | n/a | n/a | 0 | 0 | 100% | 100% | 0 | 0 | 0 | 0 | 0 | 0 | 0 | 0 | 0 | 0 | 0 | 0 | 0 | 0 | 0 | 0 | 0 | 0 | 0 | 0 | 0 | 0
| 0 | 0 | 0 | 0 | 0 | 0 | 0 | 0 | 0 | 0 | 0 | 0 | 0 | 0 | 0 | 0 | 0 | 0 | FALSE | FALSE | FALSE | FALSE | 0 | 0 | 0 | n/a | n/a | n/a | n/a | n/a | 0 | 0 | 100% | 100% | 0 | 0 | 0 | 0 | 0 | 0 | 0 | 0 | 0 | 0 | 0 | 0 | 0 | 0 | 0 | 0 | 0 | 0 | 0 | 0 | 0 | 0
| 0 | 0 | 0 | 0 | 0 | 0 | 0 | 0 | 0 | 0 | 0 | 0 | 0 | 0 | 0 | 0 | 0 | 0 | FALSE | FALSE | FALSE | FALSE | 0 | 0 | 0 | n/a | n/a | n/a | n/a | n/a | 0 | 0 | 100% | 100% | 0 | 0 | 0 | 0 | 0 | 0 | 0 | 0 | 0 | 0 | 0 | 0 | 0 | 0 | 0 | 0 | 0 | 0 | 0 | 0 | 0 | 0
| 0 | 0 | 0 | 0 | 0 | 0 | 0 | 0 | 0 | 0 | 0 | 0 | 0 | 0 | 0 | 0 | 0 | 0 | FALSE | FALSE | FALSE | FALSE | 0 | 0 | 0 | n/a | n/a | n/a | n/a | n/a | 0 | 0 | 100% | 100% | 0 | 0 | 0 | 0 | 0 | 0 | 0 | 0 | 0 | 0 | 0 | 0 | 0 | 0 | 0 | 0 | 0 | 0 | 0 | 0 | 0 | 0
| 0 | 0 | 0 | 0 | 0 | 0 | 0 | 0 | 0 | 0 | 0 | 0 | 0 | 0 | 0 | 0 | 0 | 0 | FALSE | FALSE | FALSE | FALSE | 0 | 0 | 0 | n/a | n/a | n/a | n/a | n/a | 0 | 0 | 100% | 100% | 0 | 0 | 0 | 0 | 0 | 0 | 0 | 0 | 0 | 0 | 0 | 0 | 0 | 0 | 0 | 0 | 0 | 0 | 0 | 0 | 0 | 0
| 0 | 0 | 0 | 0 | 0 | 0 | 0 | 0 | 0 | 0 | 0 | 0 | 0 | 0 | 0 | 0 | 0 | 0 | FALSE | FALSE | FALSE | FALSE | 0 | 0 | 0 | n/a | n/a | n/a | n/a | n/a | 0 | 0 | 100% | 100% | 0 | 0 | 0 | 0 | 0 | 0 | 0 | 0 | 0 | 0 | 0 | 0 | 0 | 0 | 0 | 0 | 0 | 0 | 0 | 0 | 0 | 0
| 0 | 0 | 0 | 0 | 0 | 0 | 0 | 0 | 0 | 0 | 0 | 0 | 0 | 0 | 0 | 0 | 0 | 0 | FALSE | FALSE | FALSE | FALSE | 0 | 0 | 0 | n/a | n/a | n/a | n/a | n/a | 0 | 0 | 100% | 100% | 0 | 0 | 0 | 0 | 0 | 0 | 0 | 0 | 0 | 0 | 0 | 0 | 0 | 0 | 0 | 0 | 0 | 0 | 0 | 0 | 0 | 0
| 0 | 0 | 0 | 0 | 0 | 0 | 0 | 0 | 0 | 0 | 0 | 0 | 0 | 0 | 0 | 0 | 0 | 0 | FALSE | FALSE | FALSE | FALSE | 0 | 0 | 0 | n/a | n/a | n/a | n/a | n/a | 0 | 0 | 100% | 100% | 0 | 0 | 0 | 0 | 0 | 0 | 0 | 0 | 0 | 0 | 0 | 0 | 0 | 0 | 0 | 0 | 0 | 0 | 0 | 0 | 0 | 0
| 0 | 0 | 0 | 0 | 0 | 0 | 0 | 0 | 0 | 0 | 0 | 0 | 0 | 0 | 0 | 0 | 0 | 0 | FALSE | FALSE | FALSE | FALSE | 0 | 0 | 0 | n/a | n/a | n/a | n/a | n/a | 0 | 0 | 100% | 100% | 0 | 0 | 0 | 0 | 0 | 0 | 0 | 0 | 0 | 0 | 0 | 0 | 0 | 0 | 0 | 0 | 0 | 0 | 0 | 0 | 0 | 0
| 0 | 0 | 0 | 0 | 0 | 0 | 0 | 0 | 0 | 0 | 0 | 0 | 0 | 0 | 0 | 0 | 0 | 0 | FALSE | FALSE | FALSE | FALSE | 0 | 0 | 0 | n/a | n/a | n/a | n/a | n/a | 0 | 0 | 100% | 100% | 0 | 0 | 0 | 0 | 0 | 0 | 0 | 0 | 0 | 0 | 0 | 0 | 0 | 0 | 0 | 0 | 0 | 0 | 0 | 0 | 0 | 0
| 0 | 0 | 0 | 0 | 0 | 0 | 0 | 0 | 0 | 0 | 0 | 0 | 0 | 0 | 0 | 0 | 0 | 0 | FALSE | FALSE | FALSE | FALSE | 0 | 0 | 0 | n/a | n/a | n/a | n/a | n/a | 0 | 0 | 100% | 100% | 0 | 0 | 0 | 0 | 0 | 0 | 0 | 0 | 0 | 0 | 0 | 0 | 0 | 0 | 0 | 0 | 0 | 0 | 0 | 0 | 0 | 0
| 0 | 0 | 0 | 0 | 0 | 0 | 0 | 0 | 0 | 0 | 0 | 0 | 0 | 0 | 0 | 0 | 0 | 0 | FALSE | FALSE | FALSE | FALSE | 0 | 0 | 0 | n/a | n/a | n/a | n/a | n/a | 0 | 0 | 100% | 100% | 0 | 0 | 0 | 0 | 0 | 0 | 0 | 0 | 0 | 0 | 0 | 0 | 0 | 0 | 0 | 0 | 0 | 0 | 0 | 0 | 0 | 0
| 0 | 0 | 0 | 0 | 0 | 0 | 0 | 0 | 0 | 0 | 0 | 0 | 0 | 0 | 0 | 0 | 0 | 0 | FALSE | FALSE | FALSE | FALSE | 0 | 0 | 0 | n/a | n/a | n/a | n/a | n/a | 0 | 0 | 100% | 100% | 0 | 0 | 0 | 0 | 0 | 0 | 0 | 0 | 0 | 0 | 0 | 0 | 0 | 0 | 0 | 0 | 0 | 0 | 0 | 0 | 0 | 0
| 0 | 0 | 0 | 0 | 0 | 0 | 0 | 0 | 0 | 0 | 0 | 0 | 0 | 0 | 0 | 0 | 0 | 0 | FALSE | FALSE | FALSE | FALSE | 0 | 0 | 0 | n/a | n/a | n/a | n/a | n/a | 0 | 0 | 100% | 100% | 0 | 0 | 0 | 0 | 0 | 0 | 0 | 0 | 0 | 0 | 0 | 0 | 0 | 0 | 0 | 0 | 0 | 0 | 0 | 0 | 0 | 0
| 0 | 0 | 0 | 0 | 0 | 0 | 0 | 0 | 0 | 0 | 0 | 0 | 0 | 0 | 0 | 0 | 0 | 0 | FALSE | FALSE | FALSE | FALSE | 0 | 0 | 0 | n/a | n/a | n/a | n/a | n/a | 0 | 0 | 100% | 100% | 0 | 0 | 0 | 0 | 0 | 0 | 0 | 0 | 0 | 0 | 0 | 0 | 0 | 0 | 0 | 0 | 0 | 0 | 0 | 0 | 0 | 0
| 0 | 0 | 0 | 0 | 0 | 0 | 0 | 0 | 0 | 0 | 0 | 0 | 0 | 0 | 0 | 0 | 0 | 0 | FALSE | FALSE | FALSE | FALSE | 0 | 0 | 0 | n/a | n/a | n/a | n/a | n/a | 0 | 0 | 100% | 100% | 0 | 0 | 0 | 0 | 0 | 0 | 0 | 0 | 0 | 0 | 0 | 0 | 0 | 0 | 0 | 0 | 0 | 0 | 0 | 0 | 0 | 0
| 0 | 0 | 0 | 0 | 0 | 0 | 0 | 0 | 0 | 0 | 0 | 0 | 0 | 0 | 0 | 0 | 0 | 0 | FALSE | FALSE | FALSE | FALSE | 0 | 0 | 0 | n/a | n/a | n/a | n/a | n/a | 0 | 0 | 100% | 100% | 0 | 0 | 0 | 0 | 0 | 0 | 0 | 0 | 0 | 0 | 0 | 0 | 0 | 0 | 0 | 0 | 0 | 0 | 0 | 0 | 0 | 0
| 0 | 0 | 0 | 0 | 0 | 0 | 0 | 0 | 0 | 0 | 0 | 0 | 0 | 0 | 0 | 0 | 0 | 0 | FALSE | FALSE | FALSE | FALSE | 0 | 0 | 0 | n/a | n/a | n/a | n/a | n/a | 0 | 0 | 100% | 100% | 0 | 0 | 0 | 0 | 0 | 0 | 0 | 0 | 0 | 0 | 0 | 0 | 0 | 0 | 0 | 0 | 0 | 0 | 0 | 0 | 0 | 0
| 0 | 0 | 0 | 0 | 0 | 0 | 0 | 0 | 0 | 0 | 0 | 0 | 0 | 0 | 0 | 0 | 0 | 0 | FALSE | FALSE | FALSE | FALSE | 0 | 0 | 0 | n/a | n/a | n/a | n/a | n/a | 0 | 0 | 100% | 100% | 0 | 0 | 0 | 0 | 0 | 0 | 0 | 0 | 0 | 0 | 0 | 0 | 0 | 0 | 0 | 0 | 0 | 0 | 0 | 0 | 0 | 0
| 0 | 0 | 0 | 0 | 0 | 0 | 0 | 0 | 0 | 0 | 0 | 0 | 0 | 0 | 0 | 0 | 0 | 0 | FALSE | FALSE | FALSE | FALSE | 0 | 0 | 0 | n/a | n/a | n/a | n/a | n/a | 0 | 0 | 100% | 100% | 0 | 0 | 0 | 0 | 0 | 0 | 0 | 0 | 0 | 0 | 0 | 0 | 0 | 0 | 0 | 0 | 0 | 0 | 0 | 0 | 0 | 0
| 0 | 0 | 0 | 0 | 0 | 0 | 0 | 0 | 0 | 0 | 0 | 0 | 0 | 0 | 0 | 0 | 0 | 0 | FALSE | FALSE | FALSE | FALSE | 0 | 0 | 0 | n/a | n/a | n/a | n/a | n/a | 0 | 0 | 100% | 100% | 0 | 0 | 0 | 0 | 0 | 0 | 0 | 0 | 0 | 0 | 0 | 0 | 0 | 0 | 0 | 0 | 0 | 0 | 0 | 0 | 0 | 0
| 0 | 0 | 0 | 0 | 0 | 0 | 0 | 0 | 0 | 0 | 0 | 0 | 0 | 0 | 0 | 0 | 0 | 0 | FALSE | FALSE | FALSE | FALSE | 0 | 0 | 0 | n/a | n/a | n/a | n/a | n/a | 0 | 0 | 100% | 100% | 0 | 0 | 0 | 0 | 0 | 0 | 0 | 0 | 0 | 0 | 0 | 0 | 0 | 0 | 0 | 0 | 0 | 0 | 0 | 0 | 0 | 0
| 0 | 0 | 0 | 0 | 0 | 0 | 0 | 0 | 0 | 0 | 0 | 0 | 0 | 0 | 0 | 0 | 0 | 0 | FALSE | FALSE | FALSE | FALSE | 0 | 0 | 0 | n/a | n/a | n/a | n/a | n/a | 0 | 0 | 100% | 100% | 0 | 0 | 0 | 0 | 0 | 0 | 0 | 0 | 0 | 0 | 0 | 0 | 0 | 0 | 0 | 0 | 0 | 0 | 0 | 0 | 0 | 0
| 0 | 0 | 0 | 0 | 0 | 0 | 0 | 0 | 0 | 0 | 0 | 0 | 0 | 0 | 0 | 0 | 0 | 0 | FALSE | FALSE | FALSE | FALSE | 0 | 0 | 0 | n/a | n/a | n/a | n/a | n/a | 0 | 0 | 100% | 100% | 0 | 0 | 0 | 0 | 0 | 0 | 0 | 0 | 0 | 0 | 0 | 0 | 0 | 0 | 0 | 0 | 0 | 0 | 0 | 0 | 0 | 0
| 0 | 0 | 0 | 0 | 0 | 0 | 0 | 0 | 0 | 0 | 0 | 0 | 0 | 0 | 0 | 0 | 0 | 0 | FALSE | FALSE | FALSE | FALSE | 0 | 0 | 0 | n/a | n/a | n/a | n/a | n/a | 0 | 0 | 100% | 100% | 0 | 0 | 0 | 0 | 0 | 0 | 0 | 0 | 0 | 0 | 0 | 0 | 0 | 0 | 0 | 0 | 0 | 0 | 0 | 0 | 0 | 0
| 0 | 0 | 0 | 0 | 0 | 0 | 0 | 0 | 0 | 0 | 0 | 0 | 0 | 0 | 0 | 0 | 0 | 0 | FALSE | FALSE | FALSE | FALSE | 0 | 0 | 0 | n/a | n/a | n/a | n/a | n/a | 0 | 0 | 100% | 100% | 0 | 0 | 0 | 0 | 0 | 0 | 0 | 0 | 0 | 0 | 0 | 0 | 0 | 0 | 0 | 0 | 0 | 0 | 0 | 0 | 0 | 0
| 0 | 0 | 0 | 0 | 0 | 0 | 0 | 0 | 0 | 0 | 0 | 0 | 0 | 0 | 0 | 0 | 0 | 0 | FALSE | FALSE | FALSE | FALSE | 0 | 0 | 0 | n/a | n/a | n/a | n/a | n/a | 0 | 0 | 100% | 100% | 0 | 0 | 0 | 0 | 0 | 0 | 0 | 0 | 0 | 0 | 0 | 0 | 0 | 0 | 0 | 0 | 0 | 0 | 0 | 0 | 0 | 0
| 0 | 0 | 0 | 0 | 0 | 0 | 0 | 0 | 0 | 0 | 0 | 0 | 0 | 0 | 0 | 0 | 0 | 0 | FALSE | FALSE | FALSE | FALSE | 0 | 0 | 0 | n/a | n/a | n/a | n/a | n/a | 0 | 0 | 100% | 100% | 0 | 0 | 0 | 0 | 0 | 0 | 0 | 0 | 0 | 0 | 0 | 0 | 0 | 0 | 0 | 0 | 0 | 0 | 0 | 0 | 0 | 0
| 0 | 0 | 0 | 0 | 0 | 0 | 0 | 0 | 0 | 0 | 0 | 0 | 0 | 0 | 0 | 0 | 0 | 0 | FALSE | FALSE | FALSE | FALSE | 0 | 0 | 0 | n/a | n/a | n/a | n/a | n/a | 0 | 0 | 100% | 100% | 0 | 0 | 0 | 0 | 0 | 0 | 0 | 0 | 0 | 0 | 0 | 0 | 0 | 0 | 0 | 0 | 0 | 0 | 0 | 0 | 0 | 0
| 0 | 0 | 0 | 0 | 0 | 0 | 0 | 0 | 0 | 0 | 0 | 0 | 0 | 0 | 0 | 0 | 0 | 0 | FALSE | FALSE | FALSE | FALSE | 0 | 0 | 0 | n/a | n/a | n/a | n/a | n/a | 0 | 0 | 100% | 100% | 0 | 0 | 0 | 0 | 0 | 0 | 0 | 0 | 0 | 0 | 0 | 0 | 0 | 0 | 0 | 0 | 0 | 0 | 0 | 0 | 0 | 0
| 0 | 0 | 0 | 0 | 0 | 0 | 0 | 0 | 0 | 0 | 0 | 0 | 0 | 0 | 0 | 0 | 0 | 0 | FALSE | FALSE | FALSE | FALSE | 0 | 0 | 0 | n/a | n/a | n/a | n/a | n/a | 0 | 0 | 100% | 100% | 0 | 0 | 0 | 0 | 0 | 0 | 0 | 0 | 0 | 0 | 0 | 0 | 0 | 0 | 0 | 0 | 0 | 0 | 0 | 0 | 0 | 0
| 0 | 0 | 0 | 0 | 0 | 0 | 0 | 0 | 0 | 0 | 0 | 0 | 0 | 0 | 0 | 0 | 0 | 0 | FALSE | FALSE | FALSE | FALSE | 0 | 0 | 0 | n/a | n/a | n/a | n/a | n/a | 0 | 0 | 100% | 100% | 0 | 0 | 0 | 0 | 0 | 0 | 0 | 0 | 0 | 0 | 0 | 0 | 0 | 0 | 0 | 0 | 0 | 0 | 0 | 0 | 0 | 0
| 0 | 0 | 0 | 0 | 0 | 0 | 0 | 0 | 0 | 0 | 0 | 0 | 0 | 0 | 0 | 0 | 0 | 0 | FALSE | FALSE | FALSE | FALSE | 0 | 0 | 0 | n/a | n/a | n/a | n/a | n/a | 0 | 0 | 100% | 100% | 0 | 0 | 0 | 0 | 0 | 0 | 0 | 0 | 0 | 0 | 0 | 0 | 0 | 0 | 0 | 0 | 0 | 0 | 0 | 0 | 0 | 0
| 0 | 0 | 0 | 0 | 0 | 0 | 0 | 0 | 0 | 0 | 0 | 0 | 0 | 0 | 0 | 0 | 0 | 0 | FALSE | FALSE | FALSE | FALSE | 0 | 0 | 0 | n/a | n/a | n/a | n/a | n/a | 0 | 0 | 100% | 100% | 0 | 0 | 0 | 0 | 0 | 0 | 0 | 0 | 0 | 0 | 0 | 0 | 0 | 0 | 0 | 0 | 0 | 0 | 0 | 0 | 0 | 0
| 0 | 0 | 0 | 0 | 0 | 0 | 0 | 0 | 0 | 0 | 0 | 0 | 0 | 0 | 0 | 0 | 0 | 0 | FALSE | FALSE | FALSE | FALSE | 0 | 0 | 0 | n/a | n/a | n/a | n/a | n/a | 0 | 0 | 100% | 100% | 0 | 0 | 0 | 0 | 0 | 0 | 0 | 0 | 0 | 0 | 0 | 0 | 0 | 0 | 0 | 0 | 0 | 0 | 0 | 0 | 0 | 0
| 0 | 0 | 0 | 0 | 0 | 0 | 0 | 0 | 0 | 0 | 0 | 0 | 0 | 0 | 0 | 0 | 0 | 0 | FALSE | FALSE | FALSE | FALSE | 0 | 0 | 0 | n/a | n/a | n/a | n/a | n/a | 0 | 0 | 100% | 100% | 0 | 0 | 0 | 0 | 0 | 0 | 0 | 0 | 0 | 0 | 0 | 0 | 0 | 0 | 0 | 0 | 0 | 0 | 0 | 0 | 0 | 0
| 0 | 0 | 0 | 0 | 0 | 0 | 0 | 0 | 0 | 0 | 0 | 0 | 0 | 0 | 0 | 0 | 0 | 0 | FALSE | FALSE | FALSE | FALSE | 0 | 0 | 0 | n/a | n/a | n/a | n/a | n/a | 0 | 0 | 100% | 100% | 0 | 0 | 0 | 0 | 0 | 0 | 0 | 0 | 0 | 0 | 0 | 0 | 0 | 0 | 0 | 0 | 0 | 0 | 0 | 0 | 0 | 0
| 0 | 0 | 0 | 0 | 0 | 0 | 0 | 0 | 0 | 0 | 0 | 0 | 0 | 0 | 0 | 0 | 0 | 0 | FALSE | FALSE | FALSE | FALSE | 0 | 0 | 0 | n/a | n/a | n/a | n/a | n/a | 0 | 0 | 100% | 100% | 0 | 0 | 0 | 0 | 0 | 0 | 0 | 0 | 0 | 0 | 0 | 0 | 0 | 0 | 0 | 0 | 0 | 0 | 0 | 0 | 0 | 0
| 0 | 0 | 0 | 0 | 0 | 0 | 0 | 0 | 0 | 0 | 0 | 0 | 0 | 0 | 0 | 0 | 0 | 0 | FALSE | FALSE | FALSE | FALSE | 0 | 0 | 0 | n/a | n/a | n/a | n/a | n/a | 0 | 0 | 100% | 100% | 0 | 0 | 0 | 0 | 0 | 0 | 0 | 0 | 0 | 0 | 0 | 0 | 0 | 0 | 0 | 0 | 0 | 0 | 0 | 0 | 0 | 0
| 0 | 0 | 0 | 0 | 0 | 0 | 0 | 0 | 0 | 0 | 0 | 0 | 0 | 0 | 0 | 0 | 0 | 0 | FALSE | FALSE | FALSE | FALSE | 0 | 0 | 0 | n/a | n/a | n/a | n/a | n/a | 0 | 0 | 100% | 100% | 0 | 0 | 0 | 0 | 0 | 0 | 0 | 0 | 0 | 0 | 0 | 0 | 0 | 0 | 0 | 0 | 0 | 0 | 0 | 0 | 0 | 0
| 0 | 0 | 0 | 0 | 0 | 0 | 0 | 0 | 0 | 0 | 0 | 0 | 0 | 0 | 0 | 0 | 0 | 0 | FALSE | FALSE | FALSE | FALSE | 0 | 0 | 0 | n/a | n/a | n/a | n/a | n/a | 0 | 0 | 100% | 100% | 0 | 0 | 0 | 0 | 0 | 0 | 0 | 0 | 0 | 0 | 0 | 0 | 0 | 0 | 0 | 0 | 0 | 0 | 0 | 0 | 0 | 0
| 0 | 0 | 0 | 0 | 0 | 0 | 0 | 0 | 0 | 0 | 0 | 0 | 0 | 0 | 0 | 0 | 0 | 0 | FALSE | FALSE | FALSE | FALSE | 0 | 0 | 0 | n/a | n/a | n/a | n/a | n/a | 0 | 0 | 100% | 100% | 0 | 0 | 0 | 0 | 0 | 0 | 0 | 0 | 0 | 0 | 0 | 0 | 0 | 0 | 0 | 0 | 0 | 0 | 0 | 0 | 0 | 0
| 0 | 0 | 0 | 0 | 0 | 0 | 0 | 0 | 0 | 0 | 0 | 0 | 0 | 0 | 0 | 0 | 0 | 0 | FALSE | FALSE | FALSE | FALSE | 0 | 0 | 0 | n/a | n/a | n/a | n/a | n/a | 0 | 0 | 100% | 100% | 0 | 0 | 0 | 0 | 0 | 0 | 0 | 0 | 0 | 0 | 0 | 0 | 0 | 0 | 0 | 0 | 0 | 0 | 0 | 0 | 0 | 0
| 0 | 0 | 0 | 0 | 0 | 0 | 0 | 0 | 0 | 0 | 0 | 0 | 0 | 0 | 0 | 0 | 0 | 0 | FALSE | FALSE | FALSE | FALSE | 0 | 0 | 0 | n/a | n/a | n/a | n/a | n/a | 0 | 0 | 100% | 100% | 0 | 0 | 0 | 0 | 0 | 0 | 0 | 0 | 0 | 0 | 0 | 0 | 0 | 0 | 0 | 0 | 0 | 0 | 0 | 0 | 0 | 0
| 0 | 0 | 0 | 0 | 0 | 0 | 0 | 0 | 0 | 0 | 0 | 0 | 0 | 0 | 0 | 0 | 0 | 0 | FALSE | FALSE | FALSE | FALSE | 0 | 0 | 0 | n/a | n/a | n/a | n/a | n/a | 0 | 0 | 100% | 100% | 0 | 0 | 0 | 0 | 0 | 0 | 0 | 0 | 0 | 0 | 0 | 0 | 0 | 0 | 0 | 0 | 0 | 0 | 0 | 0 | 0 | 0
| 0 | 0 | 0 | 0 | 0 | 0 | 0 | 0 | 0 | 0 | 0 | 0 | 0 | 0 | 0 | 0 | 0 | 0 | FALSE | FALSE | FALSE | FALSE | 0 | 0 | 0 | n/a | n/a | n/a | n/a | n/a | 0 | 0 | 100% | 100% | 0 | 0 | 0 | 0 | 0 | 0 | 0 | 0 | 0 | 0 | 0 | 0 | 0 | 0 | 0 | 0 | 0 | 0 | 0 | 0 | 0 | 0
| 0 | 0 | 0 | 0 | 0 | 0 | 0 | 0 | 0 | 0 | 0 | 0 | 0 | 0 | 0 | 0 | 0 | 0 | FALSE | FALSE | FALSE | FALSE | 0 | 0 | 0 | n/a | n/a | n/a | n/a | n/a | 0 | 0 | 100% | 100% | 0 | 0 | 0 | 0 | 0 | 0 | 0 | 0 | 0 | 0 | 0 | 0 | 0 | 0 | 0 | 0 | 0 | 0 | 0 | 0 | 0 | 0
| 0 | 0 | 0 | 0 | 0 | 0 | 0 | 0 | 0 | 0 | 0 | 0 | 0 | 0 | 0 | 0 | 0 | 0 | FALSE | FALSE | FALSE | FALSE | 0 | 0 | 0 | n/a | n/a | n/a | n/a | n/a | 0 | 0 | 100% | 100% | 0 | 0 | 0 | 0 | 0 | 0 | 0 | 0 | 0 | 0 | 0 | 0 | 0 | 0 | 0 | 0 | 0 | 0 | 0 | 0 | 0 | 0
| 0 | 0 | 0 | 0 | 0 | 0 | 0 | 0 | 0 | 0 | 0 | 0 | 0 | 0 | 0 | 0 | 0 | 0 | FALSE | FALSE | FALSE | FALSE | 0 | 0 | 0 | n/a | n/a | n/a | n/a | n/a | 0 | 0 | 100% | 100% | 0 | 0 | 0 | 0 | 0 | 0 | 0 | 0 | 0 | 0 | 0 | 0 | 0 | 0 | 0 | 0 | 0 | 0 | 0 | 0 | 0 | 0
| 0 | 0 | 0 | 0 | 0 | 0 | 0 | 0 | 0 | 0 | 0 | 0 | 0 | 0 | 0 | 0 | 0 | 0 | FALSE | FALSE | FALSE | FALSE | 0 | 0 | 0 | n/a | n/a | n/a | n/a | n/a | 0 | 0 | 100% | 100% | 0 | 0 | 0 | 0 | 0 | 0 | 0 | 0 | 0 | 0 | 0 | 0 | 0 | 0 | 0 | 0 | 0 | 0 | 0 | 0 | 0 | 0
| 0 | 0 | 0 | 0 | 0 | 0 | 0 | 0 | 0 | 0 | 0 | 0 | 0 | 0 | 0 | 0 | 0 | 0 | FALSE | FALSE | FALSE | FALSE | 0 | 0 | 0 | n/a | n/a | n/a | n/a | n/a | 0 | 0 | 100% | 100% | 0 | 0 | 0 | 0 | 0 | 0 | 0 | 0 | 0 | 0 | 0 | 0 | 0 | 0 | 0 | 0 | 0 | 0 | 0 | 0 | 0 | 0
| 0 | 0 | 0 | 0 | 0 | 0 | 0 | 0 | 0 | 0 | 0 | 0 | 0 | 0 | 0 | 0 | 0 | 0 | FALSE | FALSE | FALSE | FALSE | 0 | 0 | 0 | n/a | n/a | n/a | n/a | n/a | 0 | 0 | 100% | 100% | 0 | 0 | 0 | 0 | 0 | 0 | 0 | 0 | 0 | 0 | 0 | 0 | 0 | 0 | 0 | 0 | 0 | 0 | 0 | 0 | 0 | 0
| 0 | 0 | 0 | 0 | 0 | 0 | 0 | 0 | 0 | 0 | 0 | 0 | 0 | 0 | 0 | 0 | 0 | 0 | FALSE | FALSE | FALSE | FALSE | 0 | 0 | 0 | n/a | n/a | n/a | n/a | n/a | 0 | 0 | 100% | 100% | 0 | 0 | 0 | 0 | 0 | 0 | 0 | 0 | 0 | 0 | 0 | 0 | 0 | 0 | 0 | 0 | 0 | 0 | 0 | 0 | 0 | 0
| 0 | 0 | 0 | 0 | 0 | 0 | 0 | 0 | 0 | 0 | 0 | 0 | 0 | 0 | 0 | 0 | 0 | 0 | FALSE | FALSE | FALSE | FALSE | 0 | 0 | 0 | n/a | n/a | n/a | n/a | n/a | 0 | 0 | 100% | 100% | 0 | 0 | 0 | 0 | 0 | 0 | 0 | 0 | 0 | 0 | 0 | 0 | 0 | 0 | 0 | 0 | 0 | 0 | 0 | 0 | 0 | 0
| 0 | 0 | 0 | 0 | 0 | 0 | 0 | 0 | 0 | 0 | 0 | 0 | 0 | 0 | 0 | 0 | 0 | 0 | FALSE | FALSE | FALSE | FALSE | 0 | 0 | 0 | n/a | n/a | n/a | n/a | n/a | 0 | 0 | 100% | 100% | 0 | 0 | 0 | 0 | 0 | 0 | 0 | 0 | 0 | 0 | 0 | 0 | 0 | 0 | 0 | 0 | 0 | 0 | 0 | 0 | 0 | 0
| 0 | 0 | 0 | 0 | 0 | 0 | 0 | 0 | 0 | 0 | 0 | 0 | 0 | 0 | 0 | 0 | 0 | 0 | FALSE | FALSE | FALSE | FALSE | 0 | 0 | 0 | n/a | n/a | n/a | n/a | n/a | 0 | 0 | 100% | 100% | 0 | 0 | 0 | 0 | 0 | 0 | 0 | 0 | 0 | 0 | 0 | 0 | 0 | 0 | 0 | 0 | 0 | 0 | 0 | 0 | 0 | 0
| 0 | 0 | 0 | 0 | 0 | 0 | 0 | 0 | 0 | 0 | 0 | 0 | 0 | 0 | 0 | 0 | 0 | 0 | FALSE | FALSE | FALSE | FALSE | 0 | 0 | 0 | n/a | n/a | n/a | n/a | n/a | 0 | 0 | 100% | 100% | 0 | 0 | 0 | 0 | 0 | 0 | 0 | 0 | 0 | 0 | 0 | 0 | 0 | 0 | 0 | 0 | 0 | 0 | 0 | 0 | 0 | 0
| 0 | 0 | 0 | 0 | 0 | 0 | 0 | 0 | 0 | 0 | 0 | 0 | 0 | 0 | 0 | 0 | 0 | 0 | FALSE | FALSE | FALSE | FALSE | 0 | 0 | 0 | n/a | n/a | n/a | n/a | n/a | 0 | 0 | 100% | 100% | 0 | 0 | 0 | 0 | 0 | 0 | 0 | 0 | 0 | 0 | 0 | 0 | 0 | 0 | 0 | 0 | 0 | 0 | 0 | 0 | 0 | 0
| 0 | 0 | 0 | 0 | 0 | 0 | 0 | 0 | 0 | 0 | 0 | 0 | 0 | 0 | 0 | 0 | 0 | 0 | FALSE | FALSE | FALSE | FALSE | 0 | 0 | 0 | n/a | n/a | n/a | n/a | n/a | 0 | 0 | 100% | 100% | 0 | 0 | 0 | 0 | 0 | 0 | 0 | 0 | 0 | 0 | 0 | 0 | 0 | 0 | 0 | 0 | 0 | 0 | 0 | 0 | 0 | 0
| 0 | 0 | 0 | 0 | 0 | 0 | 0 | 0 | 0 | 0 | 0 | 0 | 0 | 0 | 0 | 0 | 0 | 0 | FALSE | FALSE | FALSE | FALSE | 0 | 0 | 0 | n/a | n/a | n/a | n/a | n/a | 0 | 0 | 100% | 100% | 0 | 0 | 0 | 0 | 0 | 0 | 0 | 0 | 0 | 0 | 0 | 0 | 0 | 0 | 0 | 0 | 0 | 0 | 0 | 0 | 0 | 0
| 0 | 0 | 0 | 0 | 0 | 0 | 0 | 0 | 0 | 0 | 0 | 0 | 0 | 0 | 0 | 0 | 0 | 0 | FALSE | FALSE | FALSE | FALSE | 0 | 0 | 0 | n/a | n/a | n/a | n/a | n/a | 0 | 0 | 100% | 100% | 0 | 0 | 0 | 0 | 0 | 0 | 0 | 0 | 0 | 0 | 0 | 0 | 0 | 0 | 0 | 0 | 0 | 0 | 0 | 0 | 0 | 0
| 0 | 0 | 0 | 0 | 0 | 0 | 0 | 0 | 0 | 0 | 0 | 0 | 0 | 0 | 0 | 0 | 0 | 0 | FALSE | FALSE | FALSE | FALSE | 0 | 0 | 0 | n/a | n/a | n/a | n/a | n/a | 0 | 0 | 100% | 100% | 0 | 0 | 0 | 0 | 0 | 0 | 0 | 0 | 0 | 0 | 0 | 0 | 0 | 0 | 0 | 0 | 0 | 0 | 0 | 0 | 0 | 0
| 0 | 0 | 0 | 0 | 0 | 0 | 0 | 0 | 0 | 0 | 0 | 0 | 0 | 0 | 0 | 0 | 0 | 0 | FALSE | FALSE | FALSE | FALSE | 0 | 0 | 0 | n/a | n/a | n/a | n/a | n/a | 0 | 0 | 100% | 100% | 0 | 0 | 0 | 0 | 0 | 0 | 0 | 0 | 0 | 0 | 0 | 0 | 0 | 0 | 0 | 0 | 0 | 0 | 0 | 0 | 0 | 0
| 0 | 0 | 0 | 0 | 0 | 0 | 0 | 0 | 0 | 0 | 0 | 0 | 0 | 0 | 0 | 0 | 0 | 0 | FALSE | FALSE | FALSE | FALSE | 0 | 0 | 0 | n/a | n/a | n/a | n/a | n/a | 0 | 0 | 100% | 100% | 0 | 0 | 0 | 0 | 0 | 0 | 0 | 0 | 0 | 0 | 0 | 0 | 0 | 0 | 0 | 0 | 0 | 0 | 0 | 0 | 0 | 0
| 0 | 0 | 0 | 0 | 0 | 0 | 0 | 0 | 0 | 0 | 0 | 0 | 0 | 0 | 0 | 0 | 0 | 0 | FALSE | FALSE | FALSE | FALSE | 0 | 0 | 0 | n/a | n/a | n/a | n/a | n/a | 0 | 0 | 100% | 100% | 0 | 0 | 0 | 0 | 0 | 0 | 0 | 0 | 0 | 0 | 0 | 0 | 0 | 0 | 0 | 0 | 0 | 0 | 0 | 0 | 0 | 0
| 0 | 0 | 0 | 0 | 0 | 0 | 0 | 0 | 0 | 0 | 0 | 0 | 0 | 0 | 0 | 0 | 0 | 0 | FALSE | FALSE | FALSE | FALSE | 0 | 0 | 0 | n/a | n/a | n/a | n/a | n/a | 0 | 0 | 100% | 100% | 0 | 0 | 0 | 0 | 0 | 0 | 0 | 0 | 0 | 0 | 0 | 0 | 0 | 0 | 0 | 0 | 0 | 0 | 0 | 0 | 0 | 0
| 0 | 0 | 0 | 0 | 0 | 0 | 0 | 0 | 0 | 0 | 0 | 0 | 0 | 0 | 0 | 0 | 0 | 0 | FALSE | FALSE | FALSE | FALSE | 0 | 0 | 0 | n/a | n/a | n/a | n/a | n/a | 0 | 0 | 100% | 100% | 0 | 0 | 0 | 0 | 0 | 0 | 0 | 0 | 0 | 0 | 0 | 0 | 0 | 0 | 0 | 0 | 0 | 0 | 0 | 0 | 0 | 0
| 0 | 0 | 0 | 0 | 0 | 0 | 0 | 0 | 0 | 0 | 0 | 0 | 0 | 0 | 0 | 0 | 0 | 0 | FALSE | FALSE | FALSE | FALSE | 0 | 0 | 0 | n/a | n/a | n/a | n/a | n/a | 0 | 0 | 100% | 100% | 0 | 0 | 0 | 0 | 0 | 0 | 0 | 0 | 0 | 0 | 0 | 0 | 0 | 0 | 0 | 0 | 0 | 0 | 0 | 0 | 0 | 0
| 0 | 0 | 0 | 0 | 0 | 0 | 0 | 0 | 0 | 0 | 0 | 0 | 0 | 0 | 0 | 0 | 0 | 0 | FALSE | FALSE | FALSE | FALSE | 0 | 0 | 0 | n/a | n/a | n/a | n/a | n/a | 0 | 0 | 100% | 100% | 0 | 0 | 0 | 0 | 0 | 0 | 0 | 0 | 0 | 0 | 0 | 0 | 0 | 0 | 0 | 0 | 0 | 0 | 0 | 0 | 0 | 0
| 0 | 0 | 0 | 0 | 0 | 0 | 0 | 0 | 0 | 0 | 0 | 0 | 0 | 0 | 0 | 0 | 0 | 0 | FALSE | FALSE | FALSE | FALSE | 0 | 0 | 0 | n/a | n/a | n/a | n/a | n/a | 0 | 0 | 100% | 100% | 0 | 0 | 0 | 0 | 0 | 0 | 0 | 0 | 0 | 0 | 0 | 0 | 0 | 0 | 0 | 0 | 0 | 0 | 0 | 0 | 0 | 0
| 0 | 0 | 0 | 0 | 0 | 0 | 0 | 0 | 0 | 0 | 0 | 0 | 0 | 0 | 0 | 0 | 0 | 0 | FALSE | FALSE | FALSE | FALSE | 0 | 0 | 0 | n/a | n/a | n/a | n/a | n/a | 0 | 0 | 100% | 100% | 0 | 0 | 0 | 0 | 0 | 0 | 0 | 0 | 0 | 0 | 0 | 0 | 0 | 0 | 0 | 0 | 0 | 0 | 0 | 0 | 0 | 0
| 0 | 0 | 0 | 0 | 0 | 0 | 0 | 0 | 0 | 0 | 0 | 0 | 0 | 0 | 0 | 0 | 0 | 0 | FALSE | FALSE | FALSE | FALSE | 0 | 0 | 0 | n/a | n/a | n/a | n/a | n/a | 0 | 0 | 100% | 100% | 0 | 0 | 0 | 0 | 0 | 0 | 0 | 0 | 0 | 0 | 0 | 0 | 0 | 0 | 0 | 0 | 0 | 0 | 0 | 0 | 0 | 0
| 0 | 0 | 0 | 0 | 0 | 0 | 0 | 0 | 0 | 0 | 0 | 0 | 0 | 0 | 0 | 0 | 0 | 0 | FALSE | FALSE | FALSE | FALSE | 0 | 0 | 0 | n/a | n/a | n/a | n/a | n/a | 0 | 0 | 100% | 100% | 0 | 0 | 0 | 0 | 0 | 0 | 0 | 0 | 0 | 0 | 0 | 0 | 0 | 0 | 0 | 0 | 0 | 0 | 0 | 0 | 0 | 0
| 0 | 0 | 0 | 0 | 0 | 0 | 0 | 0 | 0 | 0 | 0 | 0 | 0 | 0 | 0 | 0 | 0 | 0 | FALSE | FALSE | FALSE | FALSE | 0 | 0 | 0 | n/a | n/a | n/a | n/a | n/a | 0 | 0 | 100% | 100% | 0 | 0 | 0 | 0 | 0 | 0 | 0 | 0 | 0 | 0 | 0 | 0 | 0 | 0 | 0 | 0 | 0 | 0 | 0 | 0 | 0 | 0
| 0 | 0 | 0 | 0 | 0 | 0 | 0 | 0 | 0 | 0 | 0 | 0 | 0 | 0 | 0 | 0 | 0 | 0 | FALSE | FALSE | FALSE | FALSE | 0 | 0 | 0 | n/a | n/a | n/a | n/a | n/a | 0 | 0 | 100% | 100% | 0 | 0 | 0 | 0 | 0 | 0 | 0 | 0 | 0 | 0 | 0 | 0 | 0 | 0 | 0 | 0 | 0 | 0 | 0 | 0 | 0 | 0
| 0 | 0 | 0 | 0 | 0 | 0 | 0 | 0 | 0 | 0 | 0 | 0 | 0 | 0 | 0 | 0 | 0 | 0 | FALSE | FALSE | FALSE | FALSE | 0 | 0 | 0 | n/a | n/a | n/a | n/a | n/a | 0 | 0 | 100% | 100% | 0 | 0 | 0 | 0 | 0 | 0 | 0 | 0 | 0 | 0 | 0 | 0 | 0 | 0 | 0 | 0 | 0 | 0 | 0 | 0 | 0 | 0
| 0 | 0 | 0 | 0 | 0 | 0 | 0 | 0 | 0 | 0 | 0 | 0 | 0 | 0 | 0 | 0 | 0 | 0 | FALSE | FALSE | FALSE | FALSE | 0 | 0 | 0 | n/a | n/a | n/a | n/a | n/a | 0 | 0 | 100% | 100% | 0 | 0 | 0 | 0 | 0 | 0 | 0 | 0 | 0 | 0 | 0 | 0 | 0 | 0 | 0 | 0 | 0 | 0 | 0 | 0 | 0 | 0
| 0 | 0 | 0 | 0 | 0 | 0 | 0 | 0 | 0 | 0 | 0 | 0 | 0 | 0 | 0 | 0 | 0 | 0 | FALSE | FALSE | FALSE | FALSE | 0 | 0 | 0 | n/a | n/a | n/a | n/a | n/a | 0 | 0 | 100% | 100% | 0 | 0 | 0 | 0 | 0 | 0 | 0 | 0 | 0 | 0 | 0 | 0 | 0 | 0 | 0 | 0 | 0 | 0 | 0 | 0 | 0 | 0
| 0 | 0 | 0 | 0 | 0 | 0 | 0 | 0 | 0 | 0 | 0 | 0 | 0 | 0 | 0 | 0 | 0 | 0 | FALSE | FALSE | FALSE | FALSE | 0 | 0 | 0 | n/a | n/a | n/a | n/a | n/a | 0 | 0 | 100% | 100% | 0 | 0 | 0 | 0 | 0 | 0 | 0 | 0 | 0 | 0 | 0 | 0 | 0 | 0 | 0 | 0 | 0 | 0 | 0 | 0 | 0 | 0
| 0 | 0 | 0 | 0 | 0 | 0 | 0 | 0 | 0 | 0 | 0 | 0 | 0 | 0 | 0 | 0 | 0 | 0 | FALSE | FALSE | FALSE | FALSE | 0 | 0 | 0 | n/a | n/a | n/a | n/a | n/a | 0 | 0 | 100% | 100% | 0 | 0 | 0 | 0 | 0 | 0 | 0 | 0 | 0 | 0 | 0 | 0 | 0 | 0 | 0 | 0 | 0 | 0 | 0 | 0 | 0 | 0
| 0 | 0 | 0 | 0 | 0 | 0 | 0 | 0 | 0 | 0 | 0 | 0 | 0 | 0 | 0 | 0 | 0 | 0 | FALSE | FALSE | FALSE | FALSE | 0 | 0 | 0 | n/a | n/a | n/a | n/a | n/a | 0 | 0 | 100% | 100% | 0 | 0 | 0 | 0 | 0 | 0 | 0 | 0 | 0 | 0 | 0 | 0 | 0 | 0 | 0 | 0 | 0 | 0 | 0 | 0 | 0 | 0
| 0 | 0 | 0 | 0 | 0 | 0 | 0 | 0 | 0 | 0 | 0 | 0 | 0 | 0 | 0 | 0 | 0 | 0 | FALSE | FALSE | FALSE | FALSE | 0 | 0 | 0 | n/a | n/a | n/a | n/a | n/a | 0 | 0 | 100% | 100% | 0 | 0 | 0 | 0 | 0 | 0 | 0 | 0 | 0 | 0 | 0 | 0 | 0 | 0 | 0 | 0 | 0 | 0 | 0 | 0 | 0 | 0
| 0 | 0 | 0 | 0 | 0 | 0 | 0 | 0 | 0 | 0 | 0 | 0 | 0 | 0 | 0 | 0 | 0 | 0 | FALSE | FALSE | FALSE | FALSE | 0 | 0 | 0 | n/a | n/a | n/a | n/a | n/a | 0 | 0 | 100% | 100% | 0 | 0 | 0 | 0 | 0 | 0 | 0 | 0 | 0 | 0 | 0 | 0 | 0 | 0 | 0 | 0 | 0 | 0 | 0 | 0 | 0 | 0
| 0 | 0 | 0 | 0 | 0 | 0 | 0 | 0 | 0 | 0 | 0 | 0 | 0 | 0 | 0 | 0 | 0 | 0 | FALSE | FALSE | FALSE | FALSE | 0 | 0 | 0 | n/a | n/a | n/a | n/a | n/a | 0 | 0 | 100% | 100% | 0 | 0 | 0 | 0 | 0 | 0 | 0 | 0 | 0 | 0 | 0 | 0 | 0 | 0 | 0 | 0 | 0 | 0 | 0 | 0 | 0 | 0
| 0 | 0 | 0 | 0 | 0 | 0 | 0 | 0 | 0 | 0 | 0 | 0 | 0 | 0 | 0 | 0 | 0 | 0 | FALSE | FALSE | FALSE | FALSE | 0 | 0 | 0 | n/a | n/a | n/a | n/a | n/a | 0 | 0 | 100% | 100% | 0 | 0 | 0 | 0 | 0 | 0 | 0 | 0 | 0 | 0 | 0 | 0 | 0 | 0 | 0 | 0 | 0 | 0 | 0 | 0 | 0 | 0
| 0 | 0 | 0 | 0 | 0 | 0 | 0 | 0 | 0 | 0 | 0 | 0 | 0 | 0 | 0 | 0 | 0 | 0 | FALSE | FALSE | FALSE | FALSE | 0 | 0 | 0 | n/a | n/a | n/a | n/a | n/a | 0 | 0 | 100% | 100% | 0 | 0 | 0 | 0 | 0 | 0 | 0 | 0 | 0 | 0 | 0 | 0 | 0 | 0 | 0 | 0 | 0 | 0 | 0 | 0 | 0 | 0
| 0 | 0 | 0 | 0 | 0 | 0 | 0 | 0 | 0 | 0 | 0 | 0 | 0 | 0 | 0 | 0 | 0 | 0 | FALSE | FALSE | FALSE | FALSE | 0 | 0 | 0 | n/a | n/a | n/a | n/a | n/a | 0 | 0 | 100% | 100% | 0 | 0 | 0 | 0 | 0 | 0 | 0 | 0 | 0 | 0 | 0 | 0 | 0 | 0 | 0 | 0 | 0 | 0 | 0 | 0 | 0 | 0
| 0 | 0 | 0 | 0 | 0 | 0 | 0 | 0 | 0 | 0 | 0 | 0 | 0 | 0 | 0 | 0 | 0 | 0 | FALSE | FALSE | FALSE | FALSE | 0 | 0 | 0 | n/a | n/a | n/a | n/a | n/a | 0 | 0 | 100% | 100% | 0 | 0 | 0 | 0 | 0 | 0 | 0 | 0 | 0 | 0 | 0 | 0 | 0 | 0 | 0 | 0 | 0 | 0 | 0 | 0 | 0 | 0
| 0 | 0 | 0 | 0 | 0 | 0 | 0 | 0 | 0 | 0 | 0 | 0 | 0 | 0 | 0 | 0 | 0 | 0 | FALSE | FALSE | FALSE | FALSE | 0 | 0 | 0 | n/a | n/a | n/a | n/a | n/a | 0 | 0 | 100% | 100% | 0 | 0 | 0 | 0 | 0 | 0 | 0 | 0 | 0 | 0 | 0 | 0 | 0 | 0 | 0 | 0 | 0 | 0 | 0 | 0 | 0 | 0
| 0 | 0 | 0 | 0 | 0 | 0 | 0 | 0 | 0 | 0 | 0 | 0 | 0 | 0 | 0 | 0 | 0 | 0 | FALSE | FALSE | FALSE | FALSE | 0 | 0 | 0 | n/a | n/a | n/a | n/a | n/a | 0 | 0 | 100% | 100% | 0 | 0 | 0 | 0 | 0 | 0 | 0 | 0 | 0 | 0 | 0 | 0 | 0 | 0 | 0 | 0 | 0 | 0 | 0 | 0 | 0 | 0
| 0 | 0 | 0 | 0 | 0 | 0 | 0 | 0 | 0 | 0 | 0 | 0 | 0 | 0 | 0 | 0 | 0 | 0 | FALSE | FALSE | FALSE | FALSE | 0 | 0 | 0 | n/a | n/a | n/a | n/a | n/a | 0 | 0 | 100% | 100% | 0 | 0 | 0 | 0 | 0 | 0 | 0 | 0 | 0 | 0 | 0 | 0 | 0 | 0 | 0 | 0 | 0 | 0 | 0 | 0 | 0 | 0
| 0 | 0 | 0 | 0 | 0 | 0 | 0 | 0 | 0 | 0 | 0 | 0 | 0 | 0 | 0 | 0 | 0 | 0 | FALSE | FALSE | FALSE | FALSE | 0 | 0 | 0 | n/a | n/a | n/a | n/a | n/a | 0 | 0 | 100% | 100% | 0 | 0 | 0 | 0 | 0 | 0 | 0 | 0 | 0 | 0 | 0 | 0 | 0 | 0 | 0 | 0 | 0 | 0 | 0 | 0 | 0 | 0
| 0 | 0 | 0 | 0 | 0 | 0 | 0 | 0 | 0 | 0 | 0 | 0 | 0 | 0 | 0 | 0 | 0 | 0 | FALSE | FALSE | FALSE | FALSE | 0 | 0 | 0 | n/a | n/a | n/a | n/a | n/a | 0 | 0 | 100% | 100% | 0 | 0 | 0 | 0 | 0 | 0 | 0 | 0 | 0 | 0 | 0 | 0 | 0 | 0 | 0 | 0 | 0 | 0 | 0 | 0 | 0 | 0
| 0 | 0 | 0 | 0 | 0 | 0 | 0 | 0 | 0 | 0 | 0 | 0 | 0 | 0 | 0 | 0 | 0 | 0 | FALSE | FALSE | FALSE | FALSE | 0 | 0 | 0 | n/a | n/a | n/a | n/a | n/a | 0 | 0 | 100% | 100% | 0 | 0 | 0 | 0 | 0 | 0 | 0 | 0 | 0 | 0 | 0 | 0 | 0 | 0 | 0 | 0 | 0 | 0 | 0 | 0 | 0 | 0
| 0 | 0 | 0 | 0 | 0 | 0 | 0 | 0 | 0 | 0 | 0 | 0 | 0 | 0 | 0 | 0 | 0 | 0 | FALSE | FALSE | FALSE | FALSE | 0 | 0 | 0 | n/a | n/a | n/a | n/a | n/a | 0 | 0 | 100% | 100% | 0 | 0 | 0 | 0 | 0 | 0 | 0 | 0 | 0 | 0 | 0 | 0 | 0 | 0 | 0 | 0 | 0 | 0 | 0 | 0 | 0 | 0
| 0 | 0 | 0 | 0 | 0 | 0 | 0 | 0 | 0 | 0 | 0 | 0 | 0 | 0 | 0 | 0 | 0 | 0 | FALSE | FALSE | FALSE | FALSE | 0 | 0 | 0 | n/a | n/a | n/a | n/a | n/a | 0 | 0 | 100% | 100% | 0 | 0 | 0 | 0 | 0 | 0 | 0 | 0 | 0 | 0 | 0 | 0 | 0 | 0 | 0 | 0 | 0 | 0 | 0 | 0 | 0 | 0
| 0 | 0 | 0 | 0 | 0 | 0 | 0 | 0 | 0 | 0 | 0 | 0 | 0 | 0 | 0 | 0 | 0 | 0 | FALSE | FALSE | FALSE | FALSE | 0 | 0 | 0 | n/a | n/a | n/a | n/a | n/a | 0 | 0 | 100% | 100% | 0 | 0 | 0 | 0 | 0 | 0 | 0 | 0 | 0 | 0 | 0 | 0 | 0 | 0 | 0 | 0 | 0 | 0 | 0 | 0 | 0 | 0
| 0 | 0 | 0 | 0 | 0 | 0 | 0 | 0 | 0 | 0 | 0 | 0 | 0 | 0 | 0 | 0 | 0 | 0 | FALSE | FALSE | FALSE | FALSE | 0 | 0 | 0 | n/a | n/a | n/a | n/a | n/a | 0 | 0 | 100% | 100% | 0 | 0 | 0 | 0 | 0 | 0 | 0 | 0 | 0 | 0 | 0 | 0 | 0 | 0 | 0 | 0 | 0 | 0 | 0 | 0 | 0 | 0
| 0 | 0 | 0 | 0 | 0 | 0 | 0 | 0 | 0 | 0 | 0 | 0 | 0 | 0 | 0 | 0 | 0 | 0 | FALSE | FALSE | FALSE | FALSE | 0 | 0 | 0 | n/a | n/a | n/a | n/a | n/a | 0 | 0 | 100% | 100% | 0 | 0 | 0 | 0 | 0 | 0 | 0 | 0 | 0 | 0 | 0 | 0 | 0 | 0 | 0 | 0 | 0 | 0 | 0 | 0 | 0 | 0
| 0 | 0 | 0 | 0 | 0 | 0 | 0 | 0 | 0 | 0 | 0 | 0 | 0 | 0 | 0 | 0 | 0 | 0 | FALSE | FALSE | FALSE | FALSE | 0 | 0 | 0 | n/a | n/a | n/a | n/a | n/a | 0 | 0 | 100% | 100% | 0 | 0 | 0 | 0 | 0 | 0 | 0 | 0 | 0 | 0 | 0 | 0 | 0 | 0 | 0 | 0 | 0 | 0 | 0 | 0 | 0 | 0
| 0 | 0 | 0 | 0 | 0 | 0 | 0 | 0 | 0 | 0 | 0 | 0 | 0 | 0 | 0 | 0 | 0 | 0 | FALSE | FALSE | FALSE | FALSE | 0 | 0 | 0 | n/a | n/a | n/a | n/a | n/a | 0 | 0 | 100% | 100% | 0 | 0 | 0 | 0 | 0 | 0 | 0 | 0 | 0 | 0 | 0 | 0 | 0 | 0 | 0 | 0 | 0 | 0 | 0 | 0 | 0 | 0
| 0 | 0 | 0 | 0 | 0 | 0 | 0 | 0 | 0 | 0 | 0 | 0 | 0 | 0 | 0 | 0 | 0 | 0 | FALSE | FALSE | FALSE | FALSE | 0 | 0 | 0 | n/a | n/a | n/a | n/a | n/a | 0 | 0 | 100% | 100% | 0 | 0 | 0 | 0 | 0 | 0 | 0 | 0 | 0 | 0 | 0 | 0 | 0 | 0 | 0 | 0 | 0 | 0 | 0 | 0 | 0 | 0
| 0 | 0 | 0 | 0 | 0 | 0 | 0 | 0 | 0 | 0 | 0 | 0 | 0 | 0 | 0 | 0 | 0 | 0 | FALSE | FALSE | FALSE | FALSE | 0 | 0 | 0 | n/a | n/a | n/a | n/a | n/a | 0 | 0 | 100% | 100% | 0 | 0 | 0 | 0 | 0 | 0 | 0 | 0 | 0 | 0 | 0 | 0 | 0 | 0 | 0 | 0 | 0 | 0 | 0 | 0 | 0 | 0
| 0 | 0 | 0 | 0 | 0 | 0 | 0 | 0 | 0 | 0 | 0 | 0 | 0 | 0 | 0 | 0 | 0 | 0 | FALSE | FALSE | FALSE | FALSE | 0 | 0 | 0 | n/a | n/a | n/a | n/a | n/a | 0 | 0 | 100% | 100% | 0 | 0 | 0 | 0 | 0 | 0 | 0 | 0 | 0 | 0 | 0 | 0 | 0 | 0 | 0 | 0 | 0 | 0 | 0 | 0 | 0 | 0
| 0 | 0 | 0 | 0 | 0 | 0 | 0 | 0 | 0 | 0 | 0 | 0 | 0 | 0 | 0 | 0 | 0 | 0 | FALSE | FALSE | FALSE | FALSE | 0 | 0 | 0 | n/a | n/a | n/a | n/a | n/a | 0 | 0 | 100% | 100% | 0 | 0 | 0 | 0 | 0 | 0 | 0 | 0 | 0 | 0 | 0 | 0 | 0 | 0 | 0 | 0 | 0 | 0 | 0 | 0 | 0 | 0
| 0 | 0 | 0 | 0 | 0 | 0 | 0 | 0 | 0 | 0 | 0 | 0 | 0 | 0 | 0 | 0 | 0 | 0 | FALSE | FALSE | FALSE | FALSE | 0 | 0 | 0 | n/a | n/a | n/a | n/a | n/a | 0 | 0 | 100% | 100% | 0 | 0 | 0 | 0 | 0 | 0 | 0 | 0 | 0 | 0 | 0 | 0 | 0 | 0 | 0 | 0 | 0 | 0 | 0 | 0 | 0 | 0
| 0 | 0 | 0 | 0 | 0 | 0 | 0 | 0 | 0 | 0 | 0 | 0 | 0 | 0 | 0 | 0 | 0 | 0 | FALSE | FALSE | FALSE | FALSE | 0 | 0 | 0 | n/a | n/a | n/a | n/a | n/a | 0 | 0 | 100% | 100% | 0 | 0 | 0 | 0 | 0 | 0 | 0 | 0 | 0 | 0 | 0 | 0 | 0 | 0 | 0 | 0 | 0 | 0 | 0 | 0 | 0 | 0
| 0 | 0 | 0 | 0 | 0 | 0 | 0 | 0 | 0 | 0 | 0 | 0 | 0 | 0 | 0 | 0 | 0 | 0 | FALSE | FALSE | FALSE | FALSE | 0 | 0 | 0 | n/a | n/a | n/a | n/a | n/a | 0 | 0 | 100% | 100% | 0 | 0 | 0 | 0 | 0 | 0 | 0 | 0 | 0 | 0 | 0 | 0 | 0 | 0 | 0 | 0 | 0 | 0 | 0 | 0 | 0 | 0
| 0 | 0 | 0 | 0 | 0 | 0 | 0 | 0 | 0 | 0 | 0 | 0 | 0 | 0 | 0 | 0 | 0 | 0 | FALSE | FALSE | FALSE | FALSE | 0 | 0 | 0 | n/a | n/a | n/a | n/a | n/a | 0 | 0 | 100% | 100% | 0 | 0 | 0 | 0 | 0 | 0 | 0 | 0 | 0 | 0 | 0 | 0 | 0 | 0 | 0 | 0 | 0 | 0 | 0 | 0 | 0 | 0
| 0 | 0 | 0 | 0 | 0 | 0 | 0 | 0 | 0 | 0 | 0 | 0 | 0 | 0 | 0 | 0 | 0 | 0 | FALSE | FALSE | FALSE | FALSE | 0 | 0 | 0 | n/a | n/a | n/a | n/a | n/a | 0 | 0 | 100% | 100% | 0 | 0 | 0 | 0 | 0 | 0 | 0 | 0 | 0 | 0 | 0 | 0 | 0 | 0 | 0 | 0 | 0 | 0 | 0 | 0 | 0 | 0
| 0 | 0 | 0 | 0 | 0 | 0 | 0 | 0 | 0 | 0 | 0 | 0 | 0 | 0 | 0 | 0 | 0 | 0 | FALSE | FALSE | FALSE | FALSE | 0 | 0 | 0 | n/a | n/a | n/a | n/a | n/a | 0 | 0 | 100% | 100% | 0 | 0 | 0 | 0 | 0 | 0 | 0 | 0 | 0 | 0 | 0 | 0 | 0 | 0 | 0 | 0 | 0 | 0 | 0 | 0 | 0 | 0
| 0 | 0 | 0 | 0 | 0 | 0 | 0 | 0 | 0 | 0 | 0 | 0 | 0 | 0 | 0 | 0 | 0 | 0 | FALSE | FALSE | FALSE | FALSE | 0 | 0 | 0 | n/a | n/a | n/a | n/a | n/a | 0 | 0 | 100% | 100% | 0 | 0 | 0 | 0 | 0 | 0 | 0 | 0 | 0 | 0 | 0 | 0 | 0 | 0 | 0 | 0 | 0 | 0 | 0 | 0 | 0 | 0
| 0 | 0 | 0 | 0 | 0 | 0 | 0 | 0 | 0 | 0 | 0 | 0 | 0 | 0 | 0 | 0 | 0 | 0 | FALSE | FALSE | FALSE | FALSE | 0 | 0 | 0 | n/a | n/a | n/a | n/a | n/a | 0 | 0 | 100% | 100% | 0 | 0 | 0 | 0 | 0 | 0 | 0 | 0 | 0 | 0 | 0 | 0 | 0 | 0 | 0 | 0 | 0 | 0 | 0 | 0 | 0 | 0
| 0 | 0 | 0 | 0 | 0 | 0 | 0 | 0 | 0 | 0 | 0 | 0 | 0 | 0 | 0 | 0 | 0 | 0 | FALSE | FALSE | FALSE | FALSE | 0 | 0 | 0 | n/a | n/a | n/a | n/a | n/a | 0 | 0 | 100% | 100% | 0 | 0 | 0 | 0 | 0 | 0 | 0 | 0 | 0 | 0 | 0 | 0 | 0 | 0 | 0 | 0 | 0 | 0 | 0 | 0 | 0 | 0
| 0 | 0 | 0 | 0 | 0 | 0 | 0 | 0 | 0 | 0 | 0 | 0 | 0 | 0 | 0 | 0 | 0 | 0 | FALSE | FALSE | FALSE | FALSE | 0 | 0 | 0 | n/a | n/a | n/a | n/a | n/a | 0 | 0 | 100% | 100% | 0 | 0 | 0 | 0 | 0 | 0 | 0 | 0 | 0 | 0 | 0 | 0 | 0 | 0 | 0 | 0 | 0 | 0 | 0 | 0 | 0 | 0
| 0 | 0 | 0 | 0 | 0 | 0 | 0 | 0 | 0 | 0 | 0 | 0 | 0 | 0 | 0 | 0 | 0 | 0 | FALSE | FALSE | FALSE | FALSE | 0 | 0 | 0 | n/a | n/a | n/a | n/a | n/a | 0 | 0 | 100% | 100% | 0 | 0 | 0 | 0 | 0 | 0 | 0 | 0 | 0 | 0 | 0 | 0 | 0 | 0 | 0 | 0 | 0 | 0 | 0 | 0 | 0 | 0
| 0 | 0 | 0 | 0 | 0 | 0 | 0 | 0 | 0 | 0 | 0 | 0 | 0 | 0 | 0 | 0 | 0 | 0 | FALSE | FALSE | FALSE | FALSE | 0 | 0 | 0 | n/a | n/a | n/a | n/a | n/a | 0 | 0 | 100% | 100% | 0 | 0 | 0 | 0 | 0 | 0 | 0 | 0 | 0 | 0 | 0 | 0 | 0 | 0 | 0 | 0 | 0 | 0 | 0 | 0 | 0 | 0
| 0 | 0 | 0 | 0 | 0 | 0 | 0 | 0 | 0 | 0 | 0 | 0 | 0 | 0 | 0 | 0 | 0 | 0 | FALSE | FALSE | FALSE | FALSE | 0 | 0 | 0 | n/a | n/a | n/a | n/a | n/a | 0 | 0 | 100% | 100% | 0 | 0 | 0 | 0 | 0 | 0 | 0 | 0 | 0 | 0 | 0 | 0 | 0 | 0 | 0 | 0 | 0 | 0 | 0 | 0 | 0 | 0
| 0 | 0 | 0 | 0 | 0 | 0 | 0 | 0 | 0 | 0 | 0 | 0 | 0 | 0 | 0 | 0 | 0 | 0 | FALSE | FALSE | FALSE | FALSE | 0 | 0 | 0 | n/a | n/a | n/a | n/a | n/a | 0 | 0 | 100% | 100% | 0 | 0 | 0 | 0 | 0 | 0 | 0 | 0 | 0 | 0 | 0 | 0 | 0 | 0 | 0 | 0 | 0 | 0 | 0 | 0 | 0 | 0
| 0 | 0 | 0 | 0 | 0 | 0 | 0 | 0 | 0 | 0 | 0 | 0 | 0 | 0 | 0 | 0 | 0 | 0 | FALSE | FALSE | FALSE | FALSE | 0 | 0 | 0 | n/a | n/a | n/a | n/a | n/a | 0 | 0 | 100% | 100% | 0 | 0 | 0 | 0 | 0 | 0 | 0 | 0 | 0 | 0 | 0 | 0 | 0 | 0 | 0 | 0 | 0 | 0 | 0 | 0 | 0 | 0
| 0 | 0 | 0 | 0 | 0 | 0 | 0 | 0 | 0 | 0 | 0 | 0 | 0 | 0 | 0 | 0 | 0 | 0 | FALSE | FALSE | FALSE | FALSE | 0 | 0 | 0 | n/a | n/a | n/a | n/a | n/a | 0 | 0 | 100% | 100% | 0 | 0 | 0 | 0 | 0 | 0 | 0 | 0 | 0 | 0 | 0 | 0 | 0 | 0 | 0 | 0 | 0 | 0 | 0 | 0 | 0 | 0
| 0 | 0 | 0 | 0 | 0 | 0 | 0 | 0 | 0 | 0 | 0 | 0 | 0 | 0 | 0 | 0 | 0 | 0 | FALSE | FALSE | FALSE | FALSE | 0 | 0 | 0 | n/a | n/a | n/a | n/a | n/a | 0 | 0 | 100% | 100% | 0 | 0 | 0 | 0 | 0 | 0 | 0 | 0 | 0 | 0 | 0 | 0 | 0 | 0 | 0 | 0 | 0 | 0 | 0 | 0 | 0 | 0
| 0 | 0 | 0 | 0 | 0 | 0 | 0 | 0 | 0 | 0 | 0 | 0 | 0 | 0 | 0 | 0 | 0 | 0 | FALSE | FALSE | FALSE | FALSE | 0 | 0 | 0 | n/a | n/a | n/a | n/a | n/a | 0 | 0 | 100% | 100% | 0 | 0 | 0 | 0 | 0 | 0 | 0 | 0 | 0 | 0 | 0 | 0 | 0 | 0 | 0 | 0 | 0 | 0 | 0 | 0 | 0 | 0
| 0 | 0 | 0 | 0 | 0 | 0 | 0 | 0 | 0 | 0 | 0 | 0 | 0 | 0 | 0 | 0 | 0 | 0 | FALSE | FALSE | FALSE | FALSE | 0 | 0 | 0 | n/a | n/a | n/a | n/a | n/a | 0 | 0 | 100% | 100% | 0 | 0 | 0 | 0 | 0 | 0 | 0 | 0 | 0 | 0 | 0 | 0 | 0 | 0 | 0 | 0 | 0 | 0 | 0 | 0 | 0 | 0
| 0 | 0 | 0 | 0 | 0 | 0 | 0 | 0 | 0 | 0 | 0 | 0 | 0 | 0 | 0 | 0 | 0 | 0 | FALSE | FALSE | FALSE | FALSE | 0 | 0 | 0 | n/a | n/a | n/a | n/a | n/a | 0 | 0 | 100% | 100% | 0 | 0 | 0 | 0 | 0 | 0 | 0 | 0 | 0 | 0 | 0 | 0 | 0 | 0 | 0 | 0 | 0 | 0 | 0 | 0 | 0 | 0
| 0 | 0 | 0 | 0 | 0 | 0 | 0 | 0 | 0 | 0 | 0 | 0 | 0 | 0 | 0 | 0 | 0 | 0 | FALSE | FALSE | FALSE | FALSE | 0 | 0 | 0 | n/a | n/a | n/a | n/a | n/a | 0 | 0 | 100% | 100% | 0 | 0 | 0 | 0 | 0 | 0 | 0 | 0 | 0 | 0 | 0 | 0 | 0 | 0 | 0 | 0 | 0 | 0 | 0 | 0 | 0 | 0
| 0 | 0 | 0 | 0 | 0 | 0 | 0 | 0 | 0 | 0 | 0 | 0 | 0 | 0 | 0 | 0 | 0 | 0 | FALSE | FALSE | FALSE | FALSE | 0 | 0 | 0 | n/a | n/a | n/a | n/a | n/a | 0 | 0 | 100% | 100% | 0 | 0 | 0 | 0 | 0 | 0 | 0 | 0 | 0 | 0 | 0 | 0 | 0 | 0 | 0 | 0 | 0 | 0 | 0 | 0 | 0 | 0
| 0 | 0 | 0 | 0 | 0 | 0 | 0 | 0 | 0 | 0 | 0 | 0 | 0 | 0 | 0 | 0 | 0 | 0 | FALSE | FALSE | FALSE | FALSE | 0 | 0 | 0 | n/a | n/a | n/a | n/a | n/a | 0 | 0 | 100% | 100% | 0 | 0 | 0 | 0 | 0 | 0 | 0 | 0 | 0 | 0 | 0 | 0 | 0 | 0 | 0 | 0 | 0 | 0 | 0 | 0 | 0 | 0
| 0 | 0 | 0 | 0 | 0 | 0 | 0 | 0 | 0 | 0 | 0 | 0 | 0 | 0 | 0 | 0 | 0 | 0 | FALSE | FALSE | FALSE | FALSE | 0 | 0 | 0 | n/a | n/a | n/a | n/a | n/a | 0 | 0 | 100% | 100% | 0 | 0 | 0 | 0 | 0 | 0 | 0 | 0 | 0 | 0 | 0 | 0 | 0 | 0 | 0 | 0 | 0 | 0 | 0 | 0 | 0 | 0
| 0 | 0 | 0 | 0 | 0 | 0 | 0 | 0 | 0 | 0 | 0 | 0 | 0 | 0 | 0 | 0 | 0 | 0 | FALSE | FALSE | FALSE | FALSE | 0 | 0 | 0 | n/a | n/a | n/a | n/a | n/a | 0 | 0 | 100% | 100% | 0 | 0 | 0 | 0 | 0 | 0 | 0 | 0 | 0 | 0 | 0 | 0 | 0 | 0 | 0 | 0 | 0 | 0 | 0 | 0 | 0 | 0
| 0 | 0 | 0 | 0 | 0 | 0 | 0 | 0 | 0 | 0 | 0 | 0 | 0 | 0 | 0 | 0 | 0 | 0 | FALSE | FALSE | FALSE | FALSE | 0 | 0 | 0 | n/a | n/a | n/a | n/a | n/a | 0 | 0 | 100% | 100% | 0 | 0 | 0 | 0 | 0 | 0 | 0 | 0 | 0 | 0 | 0 | 0 | 0 | 0 | 0 | 0 | 0 | 0 | 0 | 0 | 0 | 0
| 0 | 0 | 0 | 0 | 0 | 0 | 0 | 0 | 0 | 0 | 0 | 0 | 0 | 0 | 0 | 0 | 0 | 0 | FALSE | FALSE | FALSE | FALSE | 0 | 0 | 0 | n/a | n/a | n/a | n/a | n/a | 0 | 0 | 100% | 100% | 0 | 0 | 0 | 0 | 0 | 0 | 0 | 0 | 0 | 0 | 0 | 0 | 0 | 0 | 0 | 0 | 0 | 0 | 0 | 0 | 0 | 0
| 0 | 0 | 0 | 0 | 0 | 0 | 0 | 0 | 0 | 0 | 0 | 0 | 0 | 0 | 0 | 0 | 0 | 0 | FALSE | FALSE | FALSE | FALSE | 0 | 0 | 0 | n/a | n/a | n/a | n/a | n/a | 0 | 0 | 100% | 100% | 0 | 0 | 0 | 0 | 0 | 0 | 0 | 0 | 0 | 0 | 0 | 0 | 0 | 0 | 0 | 0 | 0 | 0 | 0 | 0 | 0 | 0
| 0 | 0 | 0 | 0 | 0 | 0 | 0 | 0 | 0 | 0 | 0 | 0 | 0 | 0 | 0 | 0 | 0 | 0 | FALSE | FALSE | FALSE | FALSE | 0 | 0 | 0 | n/a | n/a | n/a | n/a | n/a | 0 | 0 | 100% | 100% | 0 | 0 | 0 | 0 | 0 | 0 | 0 | 0 | 0 | 0 | 0 | 0 | 0 | 0 | 0 | 0 | 0 | 0 | 0 | 0 | 0 | 0
| 0 | 0 | 0 | 0 | 0 | 0 | 0 | 0 | 0 | 0 | 0 | 0 | 0 | 0 | 0 | 0 | 0 | 0 | FALSE | FALSE | FALSE | FALSE | 0 | 0 | 0 | n/a | n/a | n/a | n/a | n/a | 0 | 0 | 100% | 100% | 0 | 0 | 0 | 0 | 0 | 0 | 0 | 0 | 0 | 0 | 0 | 0 | 0 | 0 | 0 | 0 | 0 | 0 | 0 | 0 | 0 | 0
| 0 | 0 | 0 | 0 | 0 | 0 | 0 | 0 | 0 | 0 | 0 | 0 | 0 | 0 | 0 | 0 | 0 | 0 | FALSE | FALSE | FALSE | FALSE | 0 | 0 | 0 | n/a | n/a | n/a | n/a | n/a | 0 | 0 | 100% | 100% | 0 | 0 | 0 | 0 | 0 | 0 | 0 | 0 | 0 | 0 | 0 | 0 | 0 | 0 | 0 | 0 | 0 | 0 | 0 | 0 | 0 | 0
| 0 | 0 | 0 | 0 | 0 | 0 | 0 | 0 | 0 | 0 | 0 | 0 | 0 | 0 | 0 | 0 | 0 | 0 | FALSE | FALSE | FALSE | FALSE | 0 | 0 | 0 | n/a | n/a | n/a | n/a | n/a | 0 | 0 | 100% | 100% | 0 | 0 | 0 | 0 | 0 | 0 | 0 | 0 | 0 | 0 | 0 | 0 | 0 | 0 | 0 | 0 | 0 | 0 | 0 | 0 | 0 | 0
| 0 | 0 | 0 | 0 | 0 | 0 | 0 | 0 | 0 | 0 | 0 | 0 | 0 | 0 | 0 | 0 | 0 | 0 | FALSE | FALSE | FALSE | FALSE | 0 | 0 | 0 | n/a | n/a | n/a | n/a | n/a | 0 | 0 | 100% | 100% | 0 | 0 | 0 | 0 | 0 | 0 | 0 | 0 | 0 | 0 | 0 | 0 | 0 | 0 | 0 | 0 | 0 | 0 | 0 | 0 | 0 | 0
| 0 | 0 | 0 | 0 | 0 | 0 | 0 | 0 | 0 | 0 | 0 | 0 | 0 | 0 | 0 | 0 | 0 | 0 | FALSE | FALSE | FALSE | FALSE | 0 | 0 | 0 | n/a | n/a | n/a | n/a | n/a | 0 | 0 | 100% | 100% | 0 | 0 | 0 | 0 | 0 | 0 | 0 | 0 | 0 | 0 | 0 | 0 | 0 | 0 | 0 | 0 | 0 | 0 | 0 | 0 | 0 | 0
| 0 | 0 | 0 | 0 | 0 | 0 | 0 | 0 | 0 | 0 | 0 | 0 | 0 | 0 | 0 | 0 | 0 | 0 | FALSE | FALSE | FALSE | FALSE | 0 | 0 | 0 | n/a | n/a | n/a | n/a | n/a | 0 | 0 | 100% | 100% | 0 | 0 | 0 | 0 | 0 | 0 | 0 | 0 | 0 | 0 | 0 | 0 | 0 | 0 | 0 | 0 | 0 | 0 | 0 | 0 | 0 | 0
| 0 | 0 | 0 | 0 | 0 | 0 | 0 | 0 | 0 | 0 | 0 | 0 | 0 | 0 | 0 | 0 | 0 | 0 | FALSE | FALSE | FALSE | FALSE | 0 | 0 | 0 | n/a | n/a | n/a | n/a | n/a | 0 | 0 | 100% | 100% | 0 | 0 | 0 | 0 | 0 | 0 | 0 | 0 | 0 | 0 | 0 | 0 | 0 | 0 | 0 | 0 | 0 | 0 | 0 | 0 | 0 | 0
| 0 | 0 | 0 | 0 | 0 | 0 | 0 | 0 | 0 | 0 | 0 | 0 | 0 | 0 | 0 | 0 | 0 | 0 | FALSE | FALSE | FALSE | FALSE | 0 | 0 | 0 | n/a | n/a | n/a | n/a | n/a | 0 | 0 | 100% | 100% | 0 | 0 | 0 | 0 | 0 | 0 | 0 | 0 | 0 | 0 | 0 | 0 | 0 | 0 | 0 | 0 | 0 | 0 | 0 | 0 | 0 | 0
| 0 | 0 | 0 | 0 | 0 | 0 | 0 | 0 | 0 | 0 | 0 | 0 | 0 | 0 | 0 | 0 | 0 | 0 | FALSE | FALSE | FALSE | FALSE | 0 | 0 | 0 | n/a | n/a | n/a | n/a | n/a | 0 | 0 | 100% | 100% | 0 | 0 | 0 | 0 | 0 | 0 | 0 | 0 | 0 | 0 | 0 | 0 | 0 | 0 | 0 | 0 | 0 | 0 | 0 | 0 | 0 | 0
| 0 | 0 | 0 | 0 | 0 | 0 | 0 | 0 | 0 | 0 | 0 | 0 | 0 | 0 | 0 | 0 | 0 | 0 | FALSE | FALSE | FALSE | FALSE | 0 | 0 | 0 | n/a | n/a | n/a | n/a | n/a | 0 | 0 | 100% | 100% | 0 | 0 | 0 | 0 | 0 | 0 | 0 | 0 | 0 | 0 | 0 | 0 | 0 | 0 | 0 | 0 | 0 | 0 | 0 | 0 | 0 | 0
| 0 | 0 | 0 | 0 | 0 | 0 | 0 | 0 | 0 | 0 | 0 | 0 | 0 | 0 | 0 | 0 | 0 | 0 | FALSE | FALSE | FALSE | FALSE | 0 | 0 | 0 | n/a | n/a | n/a | n/a | n/a | 0 | 0 | 100% | 100% | 0 | 0 | 0 | 0 | 0 | 0 | 0 | 0 | 0 | 0 | 0 | 0 | 0 | 0 | 0 | 0 | 0 | 0 | 0 | 0 | 0 | 0
| 0 | 0 | 0 | 0 | 0 | 0 | 0 | 0 | 0 | 0 | 0 | 0 | 0 | 0 | 0 | 0 | 0 | 0 | FALSE | FALSE | FALSE | FALSE | 0 | 0 | 0 | n/a | n/a | n/a | n/a | n/a | 0 | 0 | 100% | 100% | 0 | 0 | 0 | 0 | 0 | 0 | 0 | 0 | 0 | 0 | 0 | 0 | 0 | 0 | 0 | 0 | 0 | 0 | 0 | 0 | 0 | 0
| 0 | 0 | 0 | 0 | 0 | 0 | 0 | 0 | 0 | 0 | 0 | 0 | 0 | 0 | 0 | 0 | 0 | 0 | FALSE | FALSE | FALSE | FALSE | 0 | 0 | 0 | n/a | n/a | n/a | n/a | n/a | 0 | 0 | 100% | 100% | 0 | 0 | 0 | 0 | 0 | 0 | 0 | 0 | 0 | 0 | 0 | 0 | 0 | 0 | 0 | 0 | 0 | 0 | 0 | 0 | 0 | 0
| 0 | 0 | 0 | 0 | 0 | 0 | 0 | 0 | 0 | 0 | 0 | 0 | 0 | 0 | 0 | 0 | 0 | 0 | FALSE | FALSE | FALSE | FALSE | 0 | 0 | 0 | n/a | n/a | n/a | n/a | n/a | 0 | 0 | 100% | 100% | 0 | 0 | 0 | 0 | 0 | 0 | 0 | 0 | 0 | 0 | 0 | 0 | 0 | 0 | 0 | 0 | 0 | 0 | 0 | 0 | 0 | 0
| 0 | 0 | 0 | 0 | 0 | 0 | 0 | 0 | 0 | 0 | 0 | 0 | 0 | 0 | 0 | 0 | 0 | 0 | FALSE | FALSE | FALSE | FALSE | 0 | 0 | 0 | n/a | n/a | n/a | n/a | n/a | 0 | 0 | 100% | 100% | 0 | 0 | 0 | 0 | 0 | 0 | 0 | 0 | 0 | 0 | 0 | 0 | 0 | 0 | 0 | 0 | 0 | 0 | 0 | 0 | 0 | 0
| 0 | 0 | 0 | 0 | 0 | 0 | 0 | 0 | 0 | 0 | 0 | 0 | 0 | 0 | 0 | 0 | 0 | 0 | FALSE | FALSE | FALSE | FALSE | 0 | 0 | 0 | n/a | n/a | n/a | n/a | n/a | 0 | 0 | 100% | 100% | 0 | 0 | 0 | 0 | 0 | 0 | 0 | 0 | 0 | 0 | 0 | 0 | 0 | 0 | 0 | 0 | 0 | 0 | 0 | 0 | 0 | 0
| 0 | 0 | 0 | 0 | 0 | 0 | 0 | 0 | 0 | 0 | 0 | 0 | 0 | 0 | 0 | 0 | 0 | 0 | FALSE | FALSE | FALSE | FALSE | 0 | 0 | 0 | n/a | n/a | n/a | n/a | n/a | 0 | 0 | 100% | 100% | 0 | 0 | 0 | 0 | 0 | 0 | 0 | 0 | 0 | 0 | 0 | 0 | 0 | 0 | 0 | 0 | 0 | 0 | 0 | 0 | 0 | 0
| 0 | 0 | 0 | 0 | 0 | 0 | 0 | 0 | 0 | 0 | 0 | 0 | 0 | 0 | 0 | 0 | 0 | 0 | FALSE | FALSE | FALSE | FALSE | 0 | 0 | 0 | n/a | n/a | n/a | n/a | n/a | 0 | 0 | 100% | 100% | 0 | 0 | 0 | 0 | 0 | 0 | 0 | 0 | 0 | 0 | 0 | 0 | 0 | 0 | 0 | 0 | 0 | 0 | 0 | 0 | 0 | 0
| 0 | 0 | 0 | 0 | 0 | 0 | 0 | 0 | 0 | 0 | 0 | 0 | 0 | 0 | 0 | 0 | 0 | 0 | FALSE | FALSE | FALSE | FALSE | 0 | 0 | 0 | n/a | n/a | n/a | n/a | n/a | 0 | 0 | 100% | 100% | 0 | 0 | 0 | 0 | 0 | 0 | 0 | 0 | 0 | 0 | 0 | 0 | 0 | 0 | 0 | 0 | 0 | 0 | 0 | 0 | 0 | 0
| 0 | 0 | 0 | 0 | 0 | 0 | 0 | 0 | 0 | 0 | 0 | 0 | 0 | 0 | 0 | 0 | 0 | 0 | FALSE | FALSE | FALSE | FALSE | 0 | 0 | 0 | n/a | n/a | n/a | n/a | n/a | 0 | 0 | 100% | 100% | 0 | 0 | 0 | 0 | 0 | 0 | 0 | 0 | 0 | 0 | 0 | 0 | 0 | 0 | 0 | 0 | 0 | 0 | 0 | 0 | 0 | 0
| 0 | 0 | 0 | 0 | 0 | 0 | 0 | 0 | 0 | 0 | 0 | 0 | 0 | 0 | 0 | 0 | 0 | 0 | FALSE | FALSE | FALSE | FALSE | 0 | 0 | 0 | n/a | n/a | n/a | n/a | n/a | 0 | 0 | 100% | 100% | 0 | 0 | 0 | 0 | 0 | 0 | 0 | 0 | 0 | 0 | 0 | 0 | 0 | 0 | 0 | 0 | 0 | 0 | 0 | 0 | 0 | 0
| 0 | 0 | 0 | 0 | 0 | 0 | 0 | 0 | 0 | 0 | 0 | 0 | 0 | 0 | 0 | 0 | 0 | 0 | FALSE | FALSE | FALSE | FALSE | 0 | 0 | 0 | n/a | n/a | n/a | n/a | n/a | 0 | 0 | 100% | 100% | 0 | 0 | 0 | 0 | 0 | 0 | 0 | 0 | 0 | 0 | 0 | 0 | 0 | 0 | 0 | 0 | 0 | 0 | 0 | 0 | 0 | 0
| 0 | 0 | 0 | 0 | 0 | 0 | 0 | 0 | 0 | 0 | 0 | 0 | 0 | 0 | 0 | 0 | 0 | 0 | FALSE | FALSE | FALSE | FALSE | 0 | 0 | 0 | n/a | n/a | n/a | n/a | n/a | 0 | 0 | 100% | 100% | 0 | 0 | 0 | 0 | 0 | 0 | 0 | 0 | 0 | 0 | 0 | 0 | 0 | 0 | 0 | 0 | 0 | 0 | 0 | 0 | 0 | 0
| 0 | 0 | 0 | 0 | 0 | 0 | 0 | 0 | 0 | 0 | 0 | 0 | 0 | 0 | 0 | 0 | 0 | 0 | FALSE | FALSE | FALSE | FALSE | 0 | 0 | 0 | n/a | n/a | n/a | n/a | n/a | 0 | 0 | 100% | 100% | 0 | 0 | 0 | 0 | 0 | 0 | 0 | 0 | 0 | 0 | 0 | 0 | 0 | 0 | 0 | 0 | 0 | 0 | 0 | 0 | 0 | 0
| 0 | 0 | 0 | 0 | 0 | 0 | 0 | 0 | 0 | 0 | 0 | 0 | 0 | 0 | 0 | 0 | 0 | 0 | FALSE | FALSE | FALSE | FALSE | 0 | 0 | 0 | n/a | n/a | n/a | n/a | n/a | 0 | 0 | 100% | 100% | 0 | 0 | 0 | 0 | 0 | 0 | 0 | 0 | 0 | 0 | 0 | 0 | 0 | 0 | 0 | 0 | 0 | 0 | 0 | 0 | 0 | 0
| 0 | 0 | 0 | 0 | 0 | 0 | 0 | 0 | 0 | 0 | 0 | 0 | 0 | 0 | 0 | 0 | 0 | 0 | FALSE | FALSE | FALSE | FALSE | 0 | 0 | 0 | n/a | n/a | n/a | n/a | n/a | 0 | 0 | 100% | 100% | 0 | 0 | 0 | 0 | 0 | 0 | 0 | 0 | 0 | 0 | 0 | 0 | 0 | 0 | 0 | 0 | 0 | 0 | 0 | 0 | 0 | 0
| 0 | 0 | 0 | 0 | 0 | 0 | 0 | 0 | 0 | 0 | 0 | 0 | 0 | 0 | 0 | 0 | 0 | 0 | FALSE | FALSE | FALSE | FALSE | 0 | 0 | 0 | n/a | n/a | n/a | n/a | n/a | 0 | 0 | 100% | 100% | 0 | 0 | 0 | 0 | 0 | 0 | 0 | 0 | 0 | 0 | 0 | 0 | 0 | 0 | 0 | 0 | 0 | 0 | 0 | 0 | 0 | 0
| 0 | 0 | 0 | 0 | 0 | 0 | 0 | 0 | 0 | 0 | 0 | 0 | 0 | 0 | 0 | 0 | 0 | 0 | FALSE | FALSE | FALSE | FALSE | 0 | 0 | 0 | n/a | n/a | n/a | n/a | n/a | 0 | 0 | 100% | 100% | 0 | 0 | 0 | 0 | 0 | 0 | 0 | 0 | 0 | 0 | 0 | 0 | 0 | 0 | 0 | 0 | 0 | 0 | 0 | 0 | 0 | 0
| 0 | 0 | 0 | 0 | 0 | 0 | 0 | 0 | 0 | 0 | 0 | 0 | 0 | 0 | 0 | 0 | 0 | 0 | FALSE | FALSE | FALSE | FALSE | 0 | 0 | 0 | n/a | n/a | n/a | n/a | n/a | 0 | 0 | 100% | 100% | 0 | 0 | 0 | 0 | 0 | 0 | 0 | 0 | 0 | 0 | 0 | 0 | 0 | 0 | 0 | 0 | 0 | 0 | 0 | 0 | 0 | 0
| 0 | 0 | 0 | 0 | 0 | 0 | 0 | 0 | 0 | 0 | 0 | 0 | 0 | 0 | 0 | 0 | 0 | 0 | FALSE | FALSE | FALSE | FALSE | 0 | 0 | 0 | n/a | n/a | n/a | n/a | n/a | 0 | 0 | 100% | 100% | 0 | 0 | 0 | 0 | 0 | 0 | 0 | 0 | 0 | 0 | 0 | 0 | 0 | 0 | 0 | 0 | 0 | 0 | 0 | 0 | 0 | 0
| 0 | 0 | 0 | 0 | 0 | 0 | 0 | 0 | 0 | 0 | 0 | 0 | 0 | 0 | 0 | 0 | 0 | 0 | FALSE | FALSE | FALSE | FALSE | 0 | 0 | 0 | n/a | n/a | n/a | n/a | n/a | 0 | 0 | 100% | 100% | 0 | 0 | 0 | 0 | 0 | 0 | 0 | 0 | 0 | 0 | 0 | 0 | 0 | 0 | 0 | 0 | 0 | 0 | 0 | 0 | 0 | 0
| 0 | 0 | 0 | 0 | 0 | 0 | 0 | 0 | 0 | 0 | 0 | 0 | 0 | 0 | 0 | 0 | 0 | 0 | FALSE | FALSE | FALSE | FALSE | 0 | 0 | 0 | n/a | n/a | n/a | n/a | n/a | 0 | 0 | 100% | 100% | 0 | 0 | 0 | 0 | 0 | 0 | 0 | 0 | 0 | 0 | 0 | 0 | 0 | 0 | 0 | 0 | 0 | 0 | 0 | 0 | 0 | 0
| 0 | 0 | 0 | 0 | 0 | 0 | 0 | 0 | 0 | 0 | 0 | 0 | 0 | 0 | 0 | 0 | 0 | 0 | FALSE | FALSE | FALSE | FALSE | 0 | 0 | 0 | n/a | n/a | n/a | n/a | n/a | 0 | 0 | 100% | 100% | 0 | 0 | 0 | 0 | 0 | 0 | 0 | 0 | 0 | 0 | 0 | 0 | 0 | 0 | 0 | 0 | 0 | 0 | 0 | 0 | 0 | 0
| 0 | 0 | 0 | 0 | 0 | 0 | 0 | 0 | 0 | 0 | 0 | 0 | 0 | 0 | 0 | 0 | 0 | 0 | FALSE | FALSE | FALSE | FALSE | 0 | 0 | 0 | n/a | n/a | n/a | n/a | n/a | 0 | 0 | 100% | 100% | 0 | 0 | 0 | 0 | 0 | 0 | 0 | 0 | 0 | 0 | 0 | 0 | 0 | 0 | 0 | 0 | 0 | 0 | 0 | 0 | 0 | 0
| 0 | 0 | 0 | 0 | 0 | 0 | 0 | 0 | 0 | 0 | 0 | 0 | 0 | 0 | 0 | 0 | 0 | 0 | FALSE | FALSE | FALSE | FALSE | 0 | 0 | 0 | n/a | n/a | n/a | n/a | n/a | 0 | 0 | 100% | 100% | 0 | 0 | 0 | 0 | 0 | 0 | 0 | 0 | 0 | 0 | 0 | 0 | 0 | 0 | 0 | 0 | 0 | 0 | 0 | 0 | 0 | 0
| 0 | 0 | 0 | 0 | 0 | 0 | 0 | 0 | 0 | 0 | 0 | 0 | 0 | 0 | 0 | 0 | 0 | 0 | FALSE | FALSE | FALSE | FALSE | 0 | 0 | 0 | n/a | n/a | n/a | n/a | n/a | 0 | 0 | 100% | 100% | 0 | 0 | 0 | 0 | 0 | 0 | 0 | 0 | 0 | 0 | 0 | 0 | 0 | 0 | 0 | 0 | 0 | 0 | 0 | 0 | 0 | 0
| 0 | 0 | 0 | 0 | 0 | 0 | 0 | 0 | 0 | 0 | 0 | 0 | 0 | 0 | 0 | 0 | 0 | 0 | FALSE | FALSE | FALSE | FALSE | 0 | 0 | 0 | n/a | n/a | n/a | n/a | n/a | 0 | 0 | 100% | 100% | 0 | 0 | 0 | 0 | 0 | 0 | 0 | 0 | 0 | 0 | 0 | 0 | 0 | 0 | 0 | 0 | 0 | 0 | 0 | 0 | 0 | 0
| 0 | 0 | 0 | 0 | 0 | 0 | 0 | 0 | 0 | 0 | 0 | 0 | 0 | 0 | 0 | 0 | 0 | 0 | FALSE | FALSE | FALSE | FALSE | 0 | 0 | 0 | n/a | n/a | n/a | n/a | n/a | 0 | 0 | 100% | 100% | 0 | 0 | 0 | 0 | 0 | 0 | 0 | 0 | 0 | 0 | 0 | 0 | 0 | 0 | 0 | 0 | 0 | 0 | 0 | 0 | 0 | 0
| 0 | 0 | 0 | 0 | 0 | 0 | 0 | 0 | 0 | 0 | 0 | 0 | 0 | 0 | 0 | 0 | 0 | 0 | FALSE | FALSE | FALSE | FALSE | 0 | 0 | 0 | n/a | n/a | n/a | n/a | n/a | 0 | 0 | 100% | 100% | 0 | 0 | 0 | 0 | 0 | 0 | 0 | 0 | 0 | 0 | 0 | 0 | 0 | 0 | 0 | 0 | 0 | 0 | 0 | 0 | 0 | 0
| 0 | 0 | 0 | 0 | 0 | 0 | 0 | 0 | 0 | 0 | 0 | 0 | 0 | 0 | 0 | 0 | 0 | 0 | FALSE | FALSE | FALSE | FALSE | 0 | 0 | 0 | n/a | n/a | n/a | n/a | n/a | 0 | 0 | 100% | 100% | 0 | 0 | 0 | 0 | 0 | 0 | 0 | 0 | 0 | 0 | 0 | 0 | 0 | 0 | 0 | 0 | 0 | 0 | 0 | 0 | 0 | 0
| 0 | 0 | 0 | 0 | 0 | 0 | 0 | 0 | 0 | 0 | 0 | 0 | 0 | 0 | 0 | 0 | 0 | 0 | FALSE | FALSE | FALSE | FALSE | 0 | 0 | 0 | n/a | n/a | n/a | n/a | n/a | 0 | 0 | 100% | 100% | 0 | 0 | 0 | 0 | 0 | 0 | 0 | 0 | 0 | 0 | 0 | 0 | 0 | 0 | 0 | 0 | 0 | 0 | 0 | 0 | 0 | 0
| 0 | 0 | 0 | 0 | 0 | 0 | 0 | 0 | 0 | 0 | 0 | 0 | 0 | 0 | 0 | 0 | 0 | 0 | FALSE | FALSE | FALSE | FALSE | 0 | 0 | 0 | n/a | n/a | n/a | n/a | n/a | 0 | 0 | 100% | 100% | 0 | 0 | 0 | 0 | 0 | 0 | 0 | 0 | 0 | 0 | 0 | 0 | 0 | 0 | 0 | 0 | 0 | 0 | 0 | 0 | 0 | 0
| 0 | 0 | 0 | 0 | 0 | 0 | 0 | 0 | 0 | 0 | 0 | 0 | 0 | 0 | 0 | 0 | 0 | 0 | FALSE | FALSE | FALSE | FALSE | 0 | 0 | 0 | n/a | n/a | n/a | n/a | n/a | 0 | 0 | 100% | 100% | 0 | 0 | 0 | 0 | 0 | 0 | 0 | 0 | 0 | 0 | 0 | 0 | 0 | 0 | 0 | 0 | 0 | 0 | 0 | 0 | 0 | 0
| 0 | 0 | 0 | 0 | 0 | 0 | 0 | 0 | 0 | 0 | 0 | 0 | 0 | 0 | 0 | 0 | 0 | 0 | FALSE | FALSE | FALSE | FALSE | 0 | 0 | 0 | n/a | n/a | n/a | n/a | n/a | 0 | 0 | 100% | 100% | 0 | 0 | 0 | 0 | 0 | 0 | 0 | 0 | 0 | 0 | 0 | 0 | 0 | 0 | 0 | 0 | 0 | 0 | 0 | 0 | 0 | 0
| 0 | 0 | 0 | 0 | 0 | 0 | 0 | 0 | 0 | 0 | 0 | 0 | 0 | 0 | 0 | 0 | 0 | 0 | FALSE | FALSE | FALSE | FALSE | 0 | 0 | 0 | n/a | n/a | n/a | n/a | n/a | 0 | 0 | 100% | 100% | 0 | 0 | 0 | 0 | 0 | 0 | 0 | 0 | 0 | 0 | 0 | 0 | 0 | 0 | 0 | 0 | 0 | 0 | 0 | 0 | 0 | 0
| 0 | 0 | 0 | 0 | 0 | 0 | 0 | 0 | 0 | 0 | 0 | 0 | 0 | 0 | 0 | 0 | 0 | 0 | FALSE | FALSE | FALSE | FALSE | 0 | 0 | 0 | n/a | n/a | n/a | n/a | n/a | 0 | 0 | 100% | 100% | 0 | 0 | 0 | 0 | 0 | 0 | 0 | 0 | 0 | 0 | 0 | 0 | 0 | 0 | 0 | 0 | 0 | 0 | 0 | 0 | 0 | 0
| 0 | 0 | 0 | 0 | 0 | 0 | 0 | 0 | 0 | 0 | 0 | 0 | 0 | 0 | 0 | 0 | 0 | 0 | FALSE | FALSE | FALSE | FALSE | 0 | 0 | 0 | n/a | n/a | n/a | n/a | n/a | 0 | 0 | 100% | 100% | 0 | 0 | 0 | 0 | 0 | 0 | 0 | 0 | 0 | 0 | 0 | 0 | 0 | 0 | 0 | 0 | 0 | 0 | 0 | 0 | 0 | 0
| 0 | 0 | 0 | 0 | 0 | 0 | 0 | 0 | 0 | 0 | 0 | 0 | 0 | 0 | 0 | 0 | 0 | 0 | FALSE | FALSE | FALSE | FALSE | 0 | 0 | 0 | n/a | n/a | n/a | n/a | n/a | 0 | 0 | 100% | 100% | 0 | 0 | 0 | 0 | 0 | 0 | 0 | 0 | 0 | 0 | 0 | 0 | 0 | 0 | 0 | 0 | 0 | 0 | 0 | 0 | 0 | 0
| 0 | 0 | 0 | 0 | 0 | 0 | 0 | 0 | 0 | 0 | 0 | 0 | 0 | 0 | 0 | 0 | 0 | 0 | FALSE | FALSE | FALSE | FALSE | 0 | 0 | 0 | n/a | n/a | n/a | n/a | n/a | 0 | 0 | 100% | 100% | 0 | 0 | 0 | 0 | 0 | 0 | 0 | 0 | 0 | 0 | 0 | 0 | 0 | 0 | 0 | 0 | 0 | 0 | 0 | 0 | 0 | 0
| 0 | 0 | 0 | 0 | 0 | 0 | 0 | 0 | 0 | 0 | 0 | 0 | 0 | 0 | 0 | 0 | 0 | 0 | FALSE | FALSE | FALSE | FALSE | 0 | 0 | 0 | n/a | n/a | n/a | n/a | n/a | 0 | 0 | 100% | 100% | 0 | 0 | 0 | 0 | 0 | 0 | 0 | 0 | 0 | 0 | 0 | 0 | 0 | 0 | 0 | 0 | 0 | 0 | 0 | 0 | 0 | 0
| 0 | 0 | 0 | 0 | 0 | 0 | 0 | 0 | 0 | 0 | 0 | 0 | 0 | 0 | 0 | 0 | 0 | 0 | FALSE | FALSE | FALSE | FALSE | 0 | 0 | 0 | n/a | n/a | n/a | n/a | n/a | 0 | 0 | 100% | 100% | 0 | 0 | 0 | 0 | 0 | 0 | 0 | 0 | 0 | 0 | 0 | 0 | 0 | 0 | 0 | 0 | 0 | 0 | 0 | 0 | 0 | 0
| 0 | 0 | 0 | 0 | 0 | 0 | 0 | 0 | 0 | 0 | 0 | 0 | 0 | 0 | 0 | 0 | 0 | 0 | FALSE | FALSE | FALSE | FALSE | 0 | 0 | 0 | n/a | n/a | n/a | n/a | n/a | 0 | 0 | 100% | 100% | 0 | 0 | 0 | 0 | 0 | 0 | 0 | 0 | 0 | 0 | 0 | 0 | 0 | 0 | 0 | 0 | 0 | 0 | 0 | 0 | 0 | 0
| 0 | 0 | 0 | 0 | 0 | 0 | 0 | 0 | 0 | 0 | 0 | 0 | 0 | 0 | 0 | 0 | 0 | 0 | FALSE | FALSE | FALSE | FALSE | 0 | 0 | 0 | n/a | n/a | n/a | n/a | n/a | 0 | 0 | 100% | 100% | 0 | 0 | 0 | 0 | 0 | 0 | 0 | 0 | 0 | 0 | 0 | 0 | 0 | 0 | 0 | 0 | 0 | 0 | 0 | 0 | 0 | 0
| 0 | 0 | 0 | 0 | 0 | 0 | 0 | 0 | 0 | 0 | 0 | 0 | 0 | 0 | 0 | 0 | 0 | 0 | FALSE | FALSE | FALSE | FALSE | 0 | 0 | 0 | n/a | n/a | n/a | n/a | n/a | 0 | 0 | 100% | 100% | 0 | 0 | 0 | 0 | 0 | 0 | 0 | 0 | 0 | 0 | 0 | 0 | 0 | 0 | 0 | 0 | 0 | 0 | 0 | 0 | 0 | 0
| 0 | 0 | 0 | 0 | 0 | 0 | 0 | 0 | 0 | 0 | 0 | 0 | 0 | 0 | 0 | 0 | 0 | 0 | FALSE | FALSE | FALSE | FALSE | 0 | 0 | 0 | n/a | n/a | n/a | n/a | n/a | 0 | 0 | 100% | 100% | 0 | 0 | 0 | 0 | 0 | 0 | 0 | 0 | 0 | 0 | 0 | 0 | 0 | 0 | 0 | 0 | 0 | 0 | 0 | 0 | 0 | 0
| 0 | 0 | 0 | 0 | 0 | 0 | 0 | 0 | 0 | 0 | 0 | 0 | 0 | 0 | 0 | 0 | 0 | 0 | FALSE | FALSE | FALSE | FALSE | 0 | 0 | 0 | n/a | n/a | n/a | n/a | n/a | 0 | 0 | 100% | 100% | 0 | 0 | 0 | 0 | 0 | 0 | 0 | 0 | 0 | 0 | 0 | 0 | 0 | 0 | 0 | 0 | 0 | 0 | 0 | 0 | 0 | 0
| 0 | 0 | 0 | 0 | 0 | 0 | 0 | 0 | 0 | 0 | 0 | 0 | 0 | 0 | 0 | 0 | 0 | 0 | FALSE | FALSE | FALSE | FALSE | 0 | 0 | 0 | n/a | n/a | n/a | n/a | n/a | 0 | 0 | 100% | 100% | 0 | 0 | 0 | 0 | 0 | 0 | 0 | 0 | 0 | 0 | 0 | 0 | 0 | 0 | 0 | 0 | 0 | 0 | 0 | 0 | 0 | 0
| 0 | 0 | 0 | 0 | 0 | 0 | 0 | 0 | 0 | 0 | 0 | 0 | 0 | 0 | 0 | 0 | 0 | 0 | FALSE | FALSE | FALSE | FALSE | 0 | 0 | 0 | n/a | n/a | n/a | n/a | n/a | 0 | 0 | 100% | 100% | 0 | 0 | 0 | 0 | 0 | 0 | 0 | 0 | 0 | 0 | 0 | 0 | 0 | 0 | 0 | 0 | 0 | 0 | 0 | 0 | 0 | 0
| 0 | 0 | 0 | 0 | 0 | 0 | 0 | 0 | 0 | 0 | 0 | 0 | 0 | 0 | 0 | 0 | 0 | 0 | FALSE | FALSE | FALSE | FALSE | 0 | 0 | 0 | n/a | n/a | n/a | n/a | n/a | 0 | 0 | 100% | 100% | 0 | 0 | 0 | 0 | 0 | 0 | 0 | 0 | 0 | 0 | 0 | 0 | 0 | 0 | 0 | 0 | 0 | 0 | 0 | 0 | 0 | 0
| 0 | 0 | 0 | 0 | 0 | 0 | 0 | 0 | 0 | 0 | 0 | 0 | 0 | 0 | 0 | 0 | 0 | 0 | FALSE | FALSE | FALSE | FALSE | 0 | 0 | 0 | n/a | n/a | n/a | n/a | n/a | 0 | 0 | 100% | 100% | 0 | 0 | 0 | 0 | 0 | 0 | 0 | 0 | 0 | 0 | 0 | 0 | 0 | 0 | 0 | 0 | 0 | 0 | 0 | 0 | 0 | 0
| 0 | 0 | 0 | 0 | 0 | 0 | 0 | 0 | 0 | 0 | 0 | 0 | 0 | 0 | 0 | 0 | 0 | 0 | FALSE | FALSE | FALSE | FALSE | 0 | 0 | 0 | n/a | n/a | n/a | n/a | n/a | 0 | 0 | 100% | 100% | 0 | 0 | 0 | 0 | 0 | 0 | 0 | 0 | 0 | 0 | 0 | 0 | 0 | 0 | 0 | 0 | 0 | 0 | 0 | 0 | 0 | 0
| 0 | 0 | 0 | 0 | 0 | 0 | 0 | 0 | 0 | 0 | 0 | 0 | 0 | 0 | 0 | 0 | 0 | 0 | FALSE | FALSE | FALSE | FALSE | 0 | 0 | 0 | n/a | n/a | n/a | n/a | n/a | 0 | 0 | 100% | 100% | 0 | 0 | 0 | 0 | 0 | 0 | 0 | 0 | 0 | 0 | 0 | 0 | 0 | 0 | 0 | 0 | 0 | 0 | 0 | 0 | 0 | 0
| 0 | 0 | 0 | 0 | 0 | 0 | 0 | 0 | 0 | 0 | 0 | 0 | 0 | 0 | 0 | 0 | 0 | 0 | FALSE | FALSE | FALSE | FALSE | 0 | 0 | 0 | n/a | n/a | n/a | n/a | n/a | 0 | 0 | 100% | 100% | 0 | 0 | 0 | 0 | 0 | 0 | 0 | 0 | 0 | 0 | 0 | 0 | 0 | 0 | 0 | 0 | 0 | 0 | 0 | 0 | 0 | 0
| 0 | 0 | 0 | 0 | 0 | 0 | 0 | 0 | 0 | 0 | 0 | 0 | 0 | 0 | 0 | 0 | 0 | 0 | FALSE | FALSE | FALSE | FALSE | 0 | 0 | 0 | n/a | n/a | n/a | n/a | n/a | 0 | 0 | 100% | 100% | 0 | 0 | 0 | 0 | 0 | 0 | 0 | 0 | 0 | 0 | 0 | 0 | 0 | 0 | 0 | 0 | 0 | 0 | 0 | 0 | 0 | 0
| 0 | 0 | 0 | 0 | 0 | 0 | 0 | 0 | 0 | 0 | 0 | 0 | 0 | 0 | 0 | 0 | 0 | 0 | FALSE | FALSE | FALSE | FALSE | 0 | 0 | 0 | n/a | n/a | n/a | n/a | n/a | 0 | 0 | 100% | 100% | 0 | 0 | 0 | 0 | 0 | 0 | 0 | 0 | 0 | 0 | 0 | 0 | 0 | 0 | 0 | 0 | 0 | 0 | 0 | 0 | 0 | 0
| 0 | 0 | 0 | 0 | 0 | 0 | 0 | 0 | 0 | 0 | 0 | 0 | 0 | 0 | 0 | 0 | 0 | 0 | FALSE | FALSE | FALSE | FALSE | 0 | 0 | 0 | n/a | n/a | n/a | n/a | n/a | 0 | 0 | 100% | 100% | 0 | 0 | 0 | 0 | 0 | 0 | 0 | 0 | 0 | 0 | 0 | 0 | 0 | 0 | 0 | 0 | 0 | 0 | 0 | 0 | 0 | 0
| 0 | 0 | 0 | 0 | 0 | 0 | 0 | 0 | 0 | 0 | 0 | 0 | 0 | 0 | 0 | 0 | 0 | 0 | FALSE | FALSE | FALSE | FALSE | 0 | 0 | 0 | n/a | n/a | n/a | n/a | n/a | 0 | 0 | 100% | 100% | 0 | 0 | 0 | 0 | 0 | 0 | 0 | 0 | 0 | 0 | 0 | 0 | 0 | 0 | 0 | 0 | 0 | 0 | 0 | 0 | 0 | 0
| 0 | 0 | 0 | 0 | 0 | 0 | 0 | 0 | 0 | 0 | 0 | 0 | 0 | 0 | 0 | 0 | 0 | 0 | FALSE | FALSE | FALSE | FALSE | 0 | 0 | 0 | n/a | n/a | n/a | n/a | n/a | 0 | 0 | 100% | 100% | 0 | 0 | 0 | 0 | 0 | 0 | 0 | 0 | 0 | 0 | 0 | 0 | 0 | 0 | 0 | 0 | 0 | 0 | 0 | 0 | 0 | 0
| 0 | 0 | 0 | 0 | 0 | 0 | 0 | 0 | 0 | 0 | 0 | 0 | 0 | 0 | 0 | 0 | 0 | 0 | FALSE | FALSE | FALSE | FALSE | 0 | 0 | 0 | n/a | n/a | n/a | n/a | n/a | 0 | 0 | 100% | 100% | 0 | 0 | 0 | 0 | 0 | 0 | 0 | 0 | 0 | 0 | 0 | 0 | 0 | 0 | 0 | 0 | 0 | 0 | 0 | 0 | 0 | 0
| 0 | 0 | 0 | 0 | 0 | 0 | 0 | 0 | 0 | 0 | 0 | 0 | 0 | 0 | 0 | 0 | 0 | 0 | FALSE | FALSE | FALSE | FALSE | 0 | 0 | 0 | n/a | n/a | n/a | n/a | n/a | 0 | 0 | 100% | 100% | 0 | 0 | 0 | 0 | 0 | 0 | 0 | 0 | 0 | 0 | 0 | 0 | 0 | 0 | 0 | 0 | 0 | 0 | 0 | 0 | 0 | 0
| 0 | 0 | 0 | 0 | 0 | 0 | 0 | 0 | 0 | 0 | 0 | 0 | 0 | 0 | 0 | 0 | 0 | 0 | FALSE | FALSE | FALSE | FALSE | 0 | 0 | 0 | n/a | n/a | n/a | n/a | n/a | 0 | 0 | 100% | 100% | 0 | 0 | 0 | 0 | 0 | 0 | 0 | 0 | 0 | 0 | 0 | 0 | 0 | 0 | 0 | 0 | 0 | 0 | 0 | 0 | 0 | 0
| 0 | 0 | 0 | 0 | 0 | 0 | 0 | 0 | 0 | 0 | 0 | 0 | 0 | 0 | 0 | 0 | 0 | 0 | FALSE | FALSE | FALSE | FALSE | 0 | 0 | 0 | n/a | n/a | n/a | n/a | n/a | 0 | 0 | 100% | 100% | 0 | 0 | 0 | 0 | 0 | 0 | 0 | 0 | 0 | 0 | 0 | 0 | 0 | 0 | 0 | 0 | 0 | 0 | 0 | 0 | 0 | 0
| 0 | 0 | 0 | 0 | 0 | 0 | 0 | 0 | 0 | 0 | 0 | 0 | 0 | 0 | 0 | 0 | 0 | 0 | FALSE | FALSE | FALSE | FALSE | 0 | 0 | 0 | n/a | n/a | n/a | n/a | n/a | 0 | 0 | 100% | 100% | 0 | 0 | 0 | 0 | 0 | 0 | 0 | 0 | 0 | 0 | 0 | 0 | 0 | 0 | 0 | 0 | 0 | 0 | 0 | 0 | 0 | 0
| 0 | 0 | 0 | 0 | 0 | 0 | 0 | 0 | 0 | 0 | 0 | 0 | 0 | 0 | 0 | 0 | 0 | 0 | FALSE | FALSE | FALSE | FALSE | 0 | 0 | 0 | n/a | n/a | n/a | n/a | n/a | 0 | 0 | 100% | 100% | 0 | 0 | 0 | 0 | 0 | 0 | 0 | 0 | 0 | 0 | 0 | 0 | 0 | 0 | 0 | 0 | 0 | 0 | 0 | 0 | 0 | 0
| 0 | 0 | 0 | 0 | 0 | 0 | 0 | 0 | 0 | 0 | 0 | 0 | 0 | 0 | 0 | 0 | 0 | 0 | FALSE | FALSE | FALSE | FALSE | 0 | 0 | 0 | n/a | n/a | n/a | n/a | n/a | 0 | 0 | 100% | 100% | 0 | 0 | 0 | 0 | 0 | 0 | 0 | 0 | 0 | 0 | 0 | 0 | 0 | 0 | 0 | 0 | 0 | 0 | 0 | 0 | 0 | 0
| 0 | 0 | 0 | 0 | 0 | 0 | 0 | 0 | 0 | 0 | 0 | 0 | 0 | 0 | 0 | 0 | 0 | 0 | FALSE | FALSE | FALSE | FALSE | 0 | 0 | 0 | n/a | n/a | n/a | n/a | n/a | 0 | 0 | 100% | 100% | 0 | 0 | 0 | 0 | 0 | 0 | 0 | 0 | 0 | 0 | 0 | 0 | 0 | 0 | 0 | 0 | 0 | 0 | 0 | 0 | 0 | 0
| 0 | 0 | 0 | 0 | 0 | 0 | 0 | 0 | 0 | 0 | 0 | 0 | 0 | 0 | 0 | 0 | 0 | 0 | FALSE | FALSE | FALSE | FALSE | 0 | 0 | 0 | n/a | n/a | n/a | n/a | n/a | 0 | 0 | 100% | 100% | 0 | 0 | 0 | 0 | 0 | 0 | 0 | 0 | 0 | 0 | 0 | 0 | 0 | 0 | 0 | 0 | 0 | 0 | 0 | 0 | 0 | 0
| 0 | 0 | 0 | 0 | 0 | 0 | 0 | 0 | 0 | 0 | 0 | 0 | 0 | 0 | 0 | 0 | 0 | 0 | FALSE | FALSE | FALSE | FALSE | 0 | 0 | 0 | n/a | n/a | n/a | n/a | n/a | 0 | 0 | 100% | 100% | 0 | 0 | 0 | 0 | 0 | 0 | 0 | 0 | 0 | 0 | 0 | 0 | 0 | 0 | 0 | 0 | 0 | 0 | 0 | 0 | 0 | 0
| 0 | 0 | 0 | 0 | 0 | 0 | 0 | 0 | 0 | 0 | 0 | 0 | 0 | 0 | 0 | 0 | 0 | 0 | FALSE | FALSE | FALSE | FALSE | 0 | 0 | 0 | n/a | n/a | n/a | n/a | n/a | 0 | 0 | 100% | 100% | 0 | 0 | 0 | 0 | 0 | 0 | 0 | 0 | 0 | 0 | 0 | 0 | 0 | 0 | 0 | 0 | 0 | 0 | 0 | 0 | 0 | 0
| 0 | 0 | 0 | 0 | 0 | 0 | 0 | 0 | 0 | 0 | 0 | 0 | 0 | 0 | 0 | 0 | 0 | 0 | FALSE | FALSE | FALSE | FALSE | 0 | 0 | 0 | n/a | n/a | n/a | n/a | n/a | 0 | 0 | 100% | 100% | 0 | 0 | 0 | 0 | 0 | 0 | 0 | 0 | 0 | 0 | 0 | 0 | 0 | 0 | 0 | 0 | 0 | 0 | 0 | 0 | 0 | 0
| 0 | 0 | 0 | 0 | 0 | 0 | 0 | 0 | 0 | 0 | 0 | 0 | 0 | 0 | 0 | 0 | 0 | 0 | FALSE | FALSE | FALSE | FALSE | 0 | 0 | 0 | n/a | n/a | n/a | n/a | n/a | 0 | 0 | 100% | 100% | 0 | 0 | 0 | 0 | 0 | 0 | 0 | 0 | 0 | 0 | 0 | 0 | 0 | 0 | 0 | 0 | 0 | 0 | 0 | 0 | 0 | 0
| 0 | 0 | 0 | 0 | 0 | 0 | 0 | 0 | 0 | 0 | 0 | 0 | 0 | 0 | 0 | 0 | 0 | 0 | FALSE | FALSE | FALSE | FALSE | 0 | 0 | 0 | n/a | n/a | n/a | n/a | n/a | 0 | 0 | 100% | 100% | 0 | 0 | 0 | 0 | 0 | 0 | 0 | 0 | 0 | 0 | 0 | 0 | 0 | 0 | 0 | 0 | 0 | 0 | 0 | 0 | 0 | 0
| 0 | 0 | 0 | 0 | 0 | 0 | 0 | 0 | 0 | 0 | 0 | 0 | 0 | 0 | 0 | 0 | 0 | 0 | FALSE | FALSE | FALSE | FALSE | 0 | 0 | 0 | n/a | n/a | n/a | n/a | n/a | 0 | 0 | 100% | 100% | 0 | 0 | 0 | 0 | 0 | 0 | 0 | 0 | 0 | 0 | 0 | 0 | 0 | 0 | 0 | 0 | 0 | 0 | 0 | 0 | 0 | 0
| 0 | 0 | 0 | 0 | 0 | 0 | 0 | 0 | 0 | 0 | 0 | 0 | 0 | 0 | 0 | 0 | 0 | 0 | FALSE | FALSE | FALSE | FALSE | 0 | 0 | 0 | n/a | n/a | n/a | n/a | n/a | 0 | 0 | 100% | 100% | 0 | 0 | 0 | 0 | 0 | 0 | 0 | 0 | 0 | 0 | 0 | 0 | 0 | 0 | 0 | 0 | 0 | 0 | 0 | 0 | 0 | 0
| 0 | 0 | 0 | 0 | 0 | 0 | 0 | 0 | 0 | 0 | 0 | 0 | 0 | 0 | 0 | 0 | 0 | 0 | FALSE | FALSE | FALSE | FALSE | 0 | 0 | 0 | n/a | n/a | n/a | n/a | n/a | 0 | 0 | 100% | 100% | 0 | 0 | 0 | 0 | 0 | 0 | 0 | 0 | 0 | 0 | 0 | 0 | 0 | 0 | 0 | 0 | 0 | 0 | 0 | 0 | 0 | 0
| 0 | 0 | 0 | 0 | 0 | 0 | 0 | 0 | 0 | 0 | 0 | 0 | 0 | 0 | 0 | 0 | 0 | 0 | FALSE | FALSE | FALSE | FALSE | 0 | 0 | 0 | n/a | n/a | n/a | n/a | n/a | 0 | 0 | 100% | 100% | 0 | 0 | 0 | 0 | 0 | 0 | 0 | 0 | 0 | 0 | 0 | 0 | 0 | 0 | 0 | 0 | 0 | 0 | 0 | 0 | 0 | 0
| 0 | 0 | 0 | 0 | 0 | 0 | 0 | 0 | 0 | 0 | 0 | 0 | 0 | 0 | 0 | 0 | 0 | 0 | FALSE | FALSE | FALSE | FALSE | 0 | 0 | 0 | n/a | n/a | n/a | n/a | n/a | 0 | 0 | 100% | 100% | 0 | 0 | 0 | 0 | 0 | 0 | 0 | 0 | 0 | 0 | 0 | 0 | 0 | 0 | 0 | 0 | 0 | 0 | 0 | 0 | 0 | 0
| 0 | 0 | 0 | 0 | 0 | 0 | 0 | 0 | 0 | 0 | 0 | 0 | 0 | 0 | 0 | 0 | 0 | 0 | FALSE | FALSE | FALSE | FALSE | 0 | 0 | 0 | n/a | n/a | n/a | n/a | n/a | 0 | 0 | 100% | 100% | 0 | 0 | 0 | 0 | 0 | 0 | 0 | 0 | 0 | 0 | 0 | 0 | 0 | 0 | 0 | 0 | 0 | 0 | 0 | 0 | 0 | 0
| 0 | 0 | 0 | 0 | 0 | 0 | 0 | 0 | 0 | 0 | 0 | 0 | 0 | 0 | 0 | 0 | 0 | 0 | FALSE | FALSE | FALSE | FALSE | 0 | 0 | 0 | n/a | n/a | n/a | n/a | n/a | 0 | 0 | 100% | 100% | 0 | 0 | 0 | 0 | 0 | 0 | 0 | 0 | 0 | 0 | 0 | 0 | 0 | 0 | 0 | 0 | 0 | 0 | 0 | 0 | 0 | 0
| 0 | 0 | 0 | 0 | 0 | 0 | 0 | 0 | 0 | 0 | 0 | 0 | 0 | 0 | 0 | 0 | 0 | 0 | FALSE | FALSE | FALSE | FALSE | 0 | 0 | 0 | n/a | n/a | n/a | n/a | n/a | 0 | 0 | 100% | 100% | 0 | 0 | 0 | 0 | 0 | 0 | 0 | 0 | 0 | 0 | 0 | 0 | 0 | 0 | 0 | 0 | 0 | 0 | 0 | 0 | 0 | 0
| 0 | 0 | 0 | 0 | 0 | 0 | 0 | 0 | 0 | 0 | 0 | 0 | 0 | 0 | 0 | 0 | 0 | 0 | FALSE | FALSE | FALSE | FALSE | 0 | 0 | 0 | n/a | n/a | n/a | n/a | n/a | 0 | 0 | 100% | 100% | 0 | 0 | 0 | 0 | 0 | 0 | 0 | 0 | 0 | 0 | 0 | 0 | 0 | 0 | 0 | 0 | 0 | 0 | 0 | 0 | 0 | 0
| 0 | 0 | 0 | 0 | 0 | 0 | 0 | 0 | 0 | 0 | 0 | 0 | 0 | 0 | 0 | 0 | 0 | 0 | FALSE | FALSE | FALSE | FALSE | 0 | 0 | 0 | n/a | n/a | n/a | n/a | n/a | 0 | 0 | 100% | 100% | 0 | 0 | 0 | 0 | 0 | 0 | 0 | 0 | 0 | 0 | 0 | 0 | 0 | 0 | 0 | 0 | 0 | 0 | 0 | 0 | 0 | 0
| 0 | 0 | 0 | 0 | 0 | 0 | 0 | 0 | 0 | 0 | 0 | 0 | 0 | 0 | 0 | 0 | 0 | 0 | FALSE | FALSE | FALSE | FALSE | 0 | 0 | 0 | n/a | n/a | n/a | n/a | n/a | 0 | 0 | 100% | 100% | 0 | 0 | 0 | 0 | 0 | 0 | 0 | 0 | 0 | 0 | 0 | 0 | 0 | 0 | 0 | 0 | 0 | 0 | 0 | 0 | 0 | 0
| 0 | 0 | 0 | 0 | 0 | 0 | 0 | 0 | 0 | 0 | 0 | 0 | 0 | 0 | 0 | 0 | 0 | 0 | FALSE | FALSE | FALSE | FALSE | 0 | 0 | 0 | n/a | n/a | n/a | n/a | n/a | 0 | 0 | 100% | 100% | 0 | 0 | 0 | 0 | 0 | 0 | 0 | 0 | 0 | 0 | 0 | 0 | 0 | 0 | 0 | 0 | 0 | 0 | 0 | 0 | 0 | 0
| 0 | 0 | 0 | 0 | 0 | 0 | 0 | 0 | 0 | 0 | 0 | 0 | 0 | 0 | 0 | 0 | 0 | 0 | FALSE | FALSE | FALSE | FALSE | 0 | 0 | 0 | n/a | n/a | n/a | n/a | n/a | 0 | 0 | 100% | 100% | 0 | 0 | 0 | 0 | 0 | 0 | 0 | 0 | 0 | 0 | 0 | 0 | 0 | 0 | 0 | 0 | 0 | 0 | 0 | 0 | 0 | 0
| 0 | 0 | 0 | 0 | 0 | 0 | 0 | 0 | 0 | 0 | 0 | 0 | 0 | 0 | 0 | 0 | 0 | 0 | FALSE | FALSE | FALSE | FALSE | 0 | 0 | 0 | n/a | n/a | n/a | n/a | n/a | 0 | 0 | 100% | 100% | 0 | 0 | 0 | 0 | 0 | 0 | 0 | 0 | 0 | 0 | 0 | 0 | 0 | 0 | 0 | 0 | 0 | 0 | 0 | 0 | 0 | 0
| 0 | 0 | 0 | 0 | 0 | 0 | 0 | 0 | 0 | 0 | 0 | 0 | 0 | 0 | 0 | 0 | 0 | 0 | FALSE | FALSE | FALSE | FALSE | 0 | 0 | 0 | n/a | n/a | n/a | n/a | n/a | 0 | 0 | 100% | 100% | 0 | 0 | 0 | 0 | 0 | 0 | 0 | 0 | 0 | 0 | 0 | 0 | 0 | 0 | 0 | 0 | 0 | 0 | 0 | 0 | 0 | 0
| 0 | 0 | 0 | 0 | 0 | 0 | 0 | 0 | 0 | 0 | 0 | 0 | 0 | 0 | 0 | 0 | 0 | 0 | FALSE | FALSE | FALSE | FALSE | 0 | 0 | 0 | n/a | n/a | n/a | n/a | n/a | 0 | 0 | 100% | 100% | 0 | 0 | 0 | 0 | 0 | 0 | 0 | 0 | 0 | 0 | 0 | 0 | 0 | 0 | 0 | 0 | 0 | 0 | 0 | 0 | 0 | 0
| 0 | 0 | 0 | 0 | 0 | 0 | 0 | 0 | 0 | 0 | 0 | 0 | 0 | 0 | 0 | 0 | 0 | 0 | FALSE | FALSE | FALSE | FALSE | 0 | 0 | 0 | n/a | n/a | n/a | n/a | n/a | 0 | 0 | 100% | 100% | 0 | 0 | 0 | 0 | 0 | 0 | 0 | 0 | 0 | 0 | 0 | 0 | 0 | 0 | 0 | 0 | 0 | 0 | 0 | 0 | 0 | 0
| 0 | 0 | 0 | 0 | 0 | 0 | 0 | 0 | 0 | 0 | 0 | 0 | 0 | 0 | 0 | 0 | 0 | 0 | FALSE | FALSE | FALSE | FALSE | 0 | 0 | 0 | n/a | n/a | n/a | n/a | n/a | 0 | 0 | 100% | 100% | 0 | 0 | 0 | 0 | 0 | 0 | 0 | 0 | 0 | 0 | 0 | 0 | 0 | 0 | 0 | 0 | 0 | 0 | 0 | 0 | 0 | 0
| 0 | 0 | 0 | 0 | 0 | 0 | 0 | 0 | 0 | 0 | 0 | 0 | 0 | 0 | 0 | 0 | 0 | 0 | FALSE | FALSE | FALSE | FALSE | 0 | 0 | 0 | n/a | n/a | n/a | n/a | n/a | 0 | 0 | 100% | 100% | 0 | 0 | 0 | 0 | 0 | 0 | 0 | 0 | 0 | 0 | 0 | 0 | 0 | 0 | 0 | 0 | 0 | 0 | 0 | 0 | 0 | 0
| 0 | 0 | 0 | 0 | 0 | 0 | 0 | 0 | 0 | 0 | 0 | 0 | 0 | 0 | 0 | 0 | 0 | 0 | FALSE | FALSE | FALSE | FALSE | 0 | 0 | 0 | n/a | n/a | n/a | n/a | n/a | 0 | 0 | 100% | 100% | 0 | 0 | 0 | 0 | 0 | 0 | 0 | 0 | 0 | 0 | 0 | 0 | 0 | 0 | 0 | 0 | 0 | 0 | 0 | 0 | 0 | 0
| 0 | 0 | 0 | 0 | 0 | 0 | 0 | 0 | 0 | 0 | 0 | 0 | 0 | 0 | 0 | 0 | 0 | 0 | FALSE | FALSE | FALSE | FALSE | 0 | 0 | 0 | n/a | n/a | n/a | n/a | n/a | 0 | 0 | 100% | 100% | 0 | 0 | 0 | 0 | 0 | 0 | 0 | 0 | 0 | 0 | 0 | 0 | 0 | 0 | 0 | 0 | 0 | 0 | 0 | 0 | 0 | 0
| 0 | 0 | 0 | 0 | 0 | 0 | 0 | 0 | 0 | 0 | 0 | 0 | 0 | 0 | 0 | 0 | 0 | 0 | FALSE | FALSE | FALSE | FALSE | 0 | 0 | 0 | n/a | n/a | n/a | n/a | n/a | 0 | 0 | 100% | 100% | 0 | 0 | 0 | 0 | 0 | 0 | 0 | 0 | 0 | 0 | 0 | 0 | 0 | 0 | 0 | 0 | 0 | 0 | 0 | 0 | 0 | 0
| 0 | 0 | 0 | 0 | 0 | 0 | 0 | 0 | 0 | 0 | 0 | 0 | 0 | 0 | 0 | 0 | 0 | 0 | FALSE | FALSE | FALSE | FALSE | 0 | 0 | 0 | n/a | n/a | n/a | n/a | n/a | 0 | 0 | 100% | 100% | 0 | 0 | 0 | 0 | 0 | 0 | 0 | 0 | 0 | 0 | 0 | 0 | 0 | 0 | 0 | 0 | 0 | 0 | 0 | 0 | 0 | 0
| 0 | 0 | 0 | 0 | 0 | 0 | 0 | 0 | 0 | 0 | 0 | 0 | 0 | 0 | 0 | 0 | 0 | 0 | FALSE | FALSE | FALSE | FALSE | 0 | 0 | 0 | n/a | n/a | n/a | n/a | n/a | 0 | 0 | 100% | 100% | 0 | 0 | 0 | 0 | 0 | 0 | 0 | 0 | 0 | 0 | 0 | 0 | 0 | 0 | 0 | 0 | 0 | 0 | 0 | 0 | 0 | 0
| 0 | 0 | 0 | 0 | 0 | 0 | 0 | 0 | 0 | 0 | 0 | 0 | 0 | 0 | 0 | 0 | 0 | 0 | FALSE | FALSE | FALSE | FALSE | 0 | 0 | 0 | n/a | n/a | n/a | n/a | n/a | 0 | 0 | 100% | 100% | 0 | 0 | 0 | 0 | 0 | 0 | 0 | 0 | 0 | 0 | 0 | 0 | 0 | 0 | 0 | 0 | 0 | 0 | 0 | 0 | 0 | 0
| 0 | 0 | 0 | 0 | 0 | 0 | 0 | 0 | 0 | 0 | 0 | 0 | 0 | 0 | 0 | 0 | 0 | 0 | FALSE | FALSE | FALSE | FALSE | 0 | 0 | 0 | n/a | n/a | n/a | n/a | n/a | 0 | 0 | 100% | 100% | 0 | 0 | 0 | 0 | 0 | 0 | 0 | 0 | 0 | 0 | 0 | 0 | 0 | 0 | 0 | 0 | 0 | 0 | 0 | 0 | 0 | 0
| 0 | 0 | 0 | 0 | 0 | 0 | 0 | 0 | 0 | 0 | 0 | 0 | 0 | 0 | 0 | 0 | 0 | 0 | FALSE | FALSE | FALSE | FALSE | 0 | 0 | 0 | n/a | n/a | n/a | n/a | n/a | 0 | 0 | 100% | 100% | 0 | 0 | 0 | 0 | 0 | 0 | 0 | 0 | 0 | 0 | 0 | 0 | 0 | 0 | 0 | 0 | 0 | 0 | 0 | 0 | 0 | 0
| 0 | 0 | 0 | 0 | 0 | 0 | 0 | 0 | 0 | 0 | 0 | 0 | 0 | 0 | 0 | 0 | 0 | 0 | FALSE | FALSE | FALSE | FALSE | 0 | 0 | 0 | n/a | n/a | n/a | n/a | n/a | 0 | 0 | 100% | 100% | 0 | 0 | 0 | 0 | 0 | 0 | 0 | 0 | 0 | 0 | 0 | 0 | 0 | 0 | 0 | 0 | 0 | 0 | 0 | 0 | 0 | 0
| 0 | 0 | 0 | 0 | 0 | 0 | 0 | 0 | 0 | 0 | 0 | 0 | 0 | 0 | 0 | 0 | 0 | 0 | FALSE | FALSE | FALSE | FALSE | 0 | 0 | 0 | n/a | n/a | n/a | n/a | n/a | 0 | 0 | 100% | 100% | 0 | 0 | 0 | 0 | 0 | 0 | 0 | 0 | 0 | 0 | 0 | 0 | 0 | 0 | 0 | 0 | 0 | 0 | 0 | 0 | 0 | 0
| 0 | 0 | 0 | 0 | 0 | 0 | 0 | 0 | 0 | 0 | 0 | 0 | 0 | 0 | 0 | 0 | 0 | 0 | FALSE | FALSE | FALSE | FALSE | 0 | 0 | 0 | n/a | n/a | n/a | n/a | n/a | 0 | 0 | 100% | 100% | 0 | 0 | 0 | 0 | 0 | 0 | 0 | 0 | 0 | 0 | 0 | 0 | 0 | 0 | 0 | 0 | 0 | 0 | 0 | 0 | 0 | 0
| 0 | 0 | 0 | 0 | 0 | 0 | 0 | 0 | 0 | 0 | 0 | 0 | 0 | 0 | 0 | 0 | 0 | 0 | FALSE | FALSE | FALSE | FALSE | 0 | 0 | 0 | n/a | n/a | n/a | n/a | n/a | 0 | 0 | 100% | 100% | 0 | 0 | 0 | 0 | 0 | 0 | 0 | 0 | 0 | 0 | 0 | 0 | 0 | 0 | 0 | 0 | 0 | 0 | 0 | 0 | 0 | 0
| 0 | 0 | 0 | 0 | 0 | 0 | 0 | 0 | 0 | 0 | 0 | 0 | 0 | 0 | 0 | 0 | 0 | 0 | FALSE | FALSE | FALSE | FALSE | 0 | 0 | 0 | n/a | n/a | n/a | n/a | n/a | 0 | 0 | 100% | 100% | 0 | 0 | 0 | 0 | 0 | 0 | 0 | 0 | 0 | 0 | 0 | 0 | 0 | 0 | 0 | 0 | 0 | 0 | 0 | 0 | 0 | 0
| 0 | 0 | 0 | 0 | 0 | 0 | 0 | 0 | 0 | 0 | 0 | 0 | 0 | 0 | 0 | 0 | 0 | 0 | FALSE | FALSE | FALSE | FALSE | 0 | 0 | 0 | n/a | n/a | n/a | n/a | n/a | 0 | 0 | 100% | 100% | 0 | 0 | 0 | 0 | 0 | 0 | 0 | 0 | 0 | 0 | 0 | 0 | 0 | 0 | 0 | 0 | 0 | 0 | 0 | 0 | 0 | 0
| 0 | 0 | 0 | 0 | 0 | 0 | 0 | 0 | 0 | 0 | 0 | 0 | 0 | 0 | 0 | 0 | 0 | 0 | FALSE | FALSE | FALSE | FALSE | 0 | 0 | 0 | n/a | n/a | n/a | n/a | n/a | 0 | 0 | 100% | 100% | 0 | 0 | 0 | 0 | 0 | 0 | 0 | 0 | 0 | 0 | 0 | 0 | 0 | 0 | 0 | 0 | 0 | 0 | 0 | 0 | 0 | 0
| 0 | 0 | 0 | 0 | 0 | 0 | 0 | 0 | 0 | 0 | 0 | 0 | 0 | 0 | 0 | 0 | 0 | 0 | FALSE | FALSE | FALSE | FALSE | 0 | 0 | 0 | n/a | n/a | n/a | n/a | n/a | 0 | 0 | 100% | 100% | 0 | 0 | 0 | 0 | 0 | 0 | 0 | 0 | 0 | 0 | 0 | 0 | 0 | 0 | 0 | 0 | 0 | 0 | 0 | 0 | 0 | 0
| 0 | 0 | 0 | 0 | 0 | 0 | 0 | 0 | 0 | 0 | 0 | 0 | 0 | 0 | 0 | 0 | 0 | 0 | FALSE | FALSE | FALSE | FALSE | 0 | 0 | 0 | n/a | n/a | n/a | n/a | n/a | 0 | 0 | 100% | 100% | 0 | 0 | 0 | 0 | 0 | 0 | 0 | 0 | 0 | 0 | 0 | 0 | 0 | 0 | 0 | 0 | 0 | 0 | 0 | 0 | 0 | 0
| 0 | 0 | 0 | 0 | 0 | 0 | 0 | 0 | 0 | 0 | 0 | 0 | 0 | 0 | 0 | 0 | 0 | 0 | FALSE | FALSE | FALSE | FALSE | 0 | 0 | 0 | n/a | n/a | n/a | n/a | n/a | 0 | 0 | 100% | 100% | 0 | 0 | 0 | 0 | 0 | 0 | 0 | 0 | 0 | 0 | 0 | 0 | 0 | 0 | 0 | 0 | 0 | 0 | 0 | 0 | 0 | 0
| 0 | 0 | 0 | 0 | 0 | 0 | 0 | 0 | 0 | 0 | 0 | 0 | 0 | 0 | 0 | 0 | 0 | 0 | FALSE | FALSE | FALSE | FALSE | 0 | 0 | 0 | n/a | n/a | n/a | n/a | n/a | 0 | 0 | 100% | 100% | 0 | 0 | 0 | 0 | 0 | 0 | 0 | 0 | 0 | 0 | 0 | 0 | 0 | 0 | 0 | 0 | 0 | 0 | 0 | 0 | 0 | 0
| 0 | 0 | 0 | 0 | 0 | 0 | 0 | 0 | 0 | 0 | 0 | 0 | 0 | 0 | 0 | 0 | 0 | 0 | FALSE | FALSE | FALSE | FALSE | 0 | 0 | 0 | n/a | n/a | n/a | n/a | n/a | 0 | 0 | 100% | 100% | 0 | 0 | 0 | 0 | 0 | 0 | 0 | 0 | 0 | 0 | 0 | 0 | 0 | 0 | 0 | 0 | 0 | 0 | 0 | 0 | 0 | 0
| 0 | 0 | 0 | 0 | 0 | 0 | 0 | 0 | 0 | 0 | 0 | 0 | 0 | 0 | 0 | 0 | 0 | 0 | FALSE | FALSE | FALSE | FALSE | 0 | 0 | 0 | n/a | n/a | n/a | n/a | n/a | 0 | 0 | 100% | 100% | 0 | 0 | 0 | 0 | 0 | 0 | 0 | 0 | 0 | 0 | 0 | 0 | 0 | 0 | 0 | 0 | 0 | 0 | 0 | 0 | 0 | 0
| 0 | 0 | 0 | 0 | 0 | 0 | 0 | 0 | 0 | 0 | 0 | 0 | 0 | 0 | 0 | 0 | 0 | 0 | FALSE | FALSE | FALSE | FALSE | 0 | 0 | 0 | n/a | n/a | n/a | n/a | n/a | 0 | 0 | 100% | 100% | 0 | 0 | 0 | 0 | 0 | 0 | 0 | 0 | 0 | 0 | 0 | 0 | 0 | 0 | 0 | 0 | 0 | 0 | 0 | 0 | 0 | 0
| 0 | 0 | 0 | 0 | 0 | 0 | 0 | 0 | 0 | 0 | 0 | 0 | 0 | 0 | 0 | 0 | 0 | 0 | FALSE | FALSE | FALSE | FALSE | 0 | 0 | 0 | n/a | n/a | n/a | n/a | n/a | 0 | 0 | 100% | 100% | 0 | 0 | 0 | 0 | 0 | 0 | 0 | 0 | 0 | 0 | 0 | 0 | 0 | 0 | 0 | 0 | 0 | 0 | 0 | 0 | 0 | 0
| 0 | 0 | 0 | 0 | 0 | 0 | 0 | 0 | 0 | 0 | 0 | 0 | 0 | 0 | 0 | 0 | 0 | 0 | FALSE | FALSE | FALSE | FALSE | 0 | 0 | 0 | n/a | n/a | n/a | n/a | n/a | 0 | 0 | 100% | 100% | 0 | 0 | 0 | 0 | 0 | 0 | 0 | 0 | 0 | 0 | 0 | 0 | 0 | 0 | 0 | 0 | 0 | 0 | 0 | 0 | 0 | 0
| 0 | 0 | 0 | 0 | 0 | 0 | 0 | 0 | 0 | 0 | 0 | 0 | 0 | 0 | 0 | 0 | 0 | 0 | FALSE | FALSE | FALSE | FALSE | 0 | 0 | 0 | n/a | n/a | n/a | n/a | n/a | 0 | 0 | 100% | 100% | 0 | 0 | 0 | 0 | 0 | 0 | 0 | 0 | 0 | 0 | 0 | 0 | 0 | 0 | 0 | 0 | 0 | 0 | 0 | 0 | 0 | 0
| 0 | 0 | 0 | 0 | 0 | 0 | 0 | 0 | 0 | 0 | 0 | 0 | 0 | 0 | 0 | 0 | 0 | 0 | FALSE | FALSE | FALSE | FALSE | 0 | 0 | 0 | n/a | n/a | n/a | n/a | n/a | 0 | 0 | 100% | 100% | 0 | 0 | 0 | 0 | 0 | 0 | 0 | 0 | 0 | 0 | 0 | 0 | 0 | 0 | 0 | 0 | 0 | 0 | 0 | 0 | 0 | 0
| 0 | 0 | 0 | 0 | 0 | 0 | 0 | 0 | 0 | 0 | 0 | 0 | 0 | 0 | 0 | 0 | 0 | 0 | FALSE | FALSE | FALSE | FALSE | 0 | 0 | 0 | n/a | n/a | n/a | n/a | n/a | 0 | 0 | 100% | 100% | 0 | 0 | 0 | 0 | 0 | 0 | 0 | 0 | 0 | 0 | 0 | 0 | 0 | 0 | 0 | 0 | 0 | 0 | 0 | 0 | 0 | 0
| 0 | 0 | 0 | 0 | 0 | 0 | 0 | 0 | 0 | 0 | 0 | 0 | 0 | 0 | 0 | 0 | 0 | 0 | FALSE | FALSE | FALSE | FALSE | 0 | 0 | 0 | n/a | n/a | n/a | n/a | n/a | 0 | 0 | 100% | 100% | 0 | 0 | 0 | 0 | 0 | 0 | 0 | 0 | 0 | 0 | 0 | 0 | 0 | 0 | 0 | 0 | 0 | 0 | 0 | 0 | 0 | 0
| 0 | 0 | 0 | 0 | 0 | 0 | 0 | 0 | 0 | 0 | 0 | 0 | 0 | 0 | 0 | 0 | 0 | 0 | FALSE | FALSE | FALSE | FALSE | 0 | 0 | 0 | n/a | n/a | n/a | n/a | n/a | 0 | 0 | 100% | 100% | 0 | 0 | 0 | 0 | 0 | 0 | 0 | 0 | 0 | 0 | 0 | 0 | 0 | 0 | 0 | 0 | 0 | 0 | 0 | 0 | 0 | 0
| 0 | 0 | 0 | 0 | 0 | 0 | 0 | 0 | 0 | 0 | 0 | 0 | 0 | 0 | 0 | 0 | 0 | 0 | FALSE | FALSE | FALSE | FALSE | 0 | 0 | 0 | n/a | n/a | n/a | n/a | n/a | 0 | 0 | 100% | 100% | 0 | 0 | 0 | 0 | 0 | 0 | 0 | 0 | 0 | 0 | 0 | 0 | 0 | 0 | 0 | 0 | 0 | 0 | 0 | 0 | 0 | 0
| 0 | 0 | 0 | 0 | 0 | 0 | 0 | 0 | 0 | 0 | 0 | 0 | 0 | 0 | 0 | 0 | 0 | 0 | FALSE | FALSE | FALSE | FALSE | 0 | 0 | 0 | n/a | n/a | n/a | n/a | n/a | 0 | 0 | 100% | 100% | 0 | 0 | 0 | 0 | 0 | 0 | 0 | 0 | 0 | 0 | 0 | 0 | 0 | 0 | 0 | 0 | 0 | 0 | 0 | 0 | 0 | 0
| 0 | 0 | 0 | 0 | 0 | 0 | 0 | 0 | 0 | 0 | 0 | 0 | 0 | 0 | 0 | 0 | 0 | 0 | FALSE | FALSE | FALSE | FALSE | 0 | 0 | 0 | n/a | n/a | n/a | n/a | n/a | 0 | 0 | 100% | 100% | 0 | 0 | 0 | 0 | 0 | 0 | 0 | 0 | 0 | 0 | 0 | 0 | 0 | 0 | 0 | 0 | 0 | 0 | 0 | 0 | 0 | 0
| 0 | 0 | 0 | 0 | 0 | 0 | 0 | 0 | 0 | 0 | 0 | 0 | 0 | 0 | 0 | 0 | 0 | 0 | FALSE | FALSE | FALSE | FALSE | 0 | 0 | 0 | n/a | n/a | n/a | n/a | n/a | 0 | 0 | 100% | 100% | 0 | 0 | 0 | 0 | 0 | 0 | 0 | 0 | 0 | 0 | 0 | 0 | 0 | 0 | 0 | 0 | 0 | 0 | 0 | 0 | 0 | 0
| 0 | 0 | 0 | 0 | 0 | 0 | 0 | 0 | 0 | 0 | 0 | 0 | 0 | 0 | 0 | 0 | 0 | 0 | FALSE | FALSE | FALSE | FALSE | 0 | 0 | 0 | n/a | n/a | n/a | n/a | n/a | 0 | 0 | 100% | 100% | 0 | 0 | 0 | 0 | 0 | 0 | 0 | 0 | 0 | 0 | 0 | 0 | 0 | 0 | 0 | 0 | 0 | 0 | 0 | 0 | 0 | 0
| 0 | 0 | 0 | 0 | 0 | 0 | 0 | 0 | 0 | 0 | 0 | 0 | 0 | 0 | 0 | 0 | 0 | 0 | FALSE | FALSE | FALSE | FALSE | 0 | 0 | 0 | n/a | n/a | n/a | n/a | n/a | 0 | 0 | 100% | 100% | 0 | 0 | 0 | 0 | 0 | 0 | 0 | 0 | 0 | 0 | 0 | 0 | 0 | 0 | 0 | 0 | 0 | 0 | 0 | 0 | 0 | 0
| 0 | 0 | 0 | 0 | 0 | 0 | 0 | 0 | 0 | 0 | 0 | 0 | 0 | 0 | 0 | 0 | 0 | 0 | FALSE | FALSE | FALSE | FALSE | 0 | 0 | 0 | n/a | n/a | n/a | n/a | n/a | 0 | 0 | 100% | 100% | 0 | 0 | 0 | 0 | 0 | 0 | 0 | 0 | 0 | 0 | 0 | 0 | 0 | 0 | 0 | 0 | 0 | 0 | 0 | 0 | 0 | 0
| 0 | 0 | 0 | 0 | 0 | 0 | 0 | 0 | 0 | 0 | 0 | 0 | 0 | 0 | 0 | 0 | 0 | 0 | FALSE | FALSE | FALSE | FALSE | 0 | 0 | 0 | n/a | n/a | n/a | n/a | n/a | 0 | 0 | 100% | 100% | 0 | 0 | 0 | 0 | 0 | 0 | 0 | 0 | 0 | 0 | 0 | 0 | 0 | 0 | 0 | 0 | 0 | 0 | 0 | 0 | 0 | 0
| 0 | 0 | 0 | 0 | 0 | 0 | 0 | 0 | 0 | 0 | 0 | 0 | 0 | 0 | 0 | 0 | 0 | 0 | FALSE | FALSE | FALSE | FALSE | 0 | 0 | 0 | n/a | n/a | n/a | n/a | n/a | 0 | 0 | 100% | 100% | 0 | 0 | 0 | 0 | 0 | 0 | 0 | 0 | 0 | 0 | 0 | 0 | 0 | 0 | 0 | 0 | 0 | 0 | 0 | 0 | 0 | 0
| 0 | 0 | 0 | 0 | 0 | 0 | 0 | 0 | 0 | 0 | 0 | 0 | 0 | 0 | 0 | 0 | 0 | 0 | FALSE | FALSE | FALSE | FALSE | 0 | 0 | 0 | n/a | n/a | n/a | n/a | n/a | 0 | 0 | 100% | 100% | 0 | 0 | 0 | 0 | 0 | 0 | 0 | 0 | 0 | 0 | 0 | 0 | 0 | 0 | 0 | 0 | 0 | 0 | 0 | 0 | 0 | 0
| 0 | 0 | 0 | 0 | 0 | 0 | 0 | 0 | 0 | 0 | 0 | 0 | 0 | 0 | 0 | 0 | 0 | 0 | FALSE | FALSE | FALSE | FALSE | 0 | 0 | 0 | n/a | n/a | n/a | n/a | n/a | 0 | 0 | 100% | 100% | 0 | 0 | 0 | 0 | 0 | 0 | 0 | 0 | 0 | 0 | 0 | 0 | 0 | 0 | 0 | 0 | 0 | 0 | 0 | 0 | 0 | 0
| 0 | 0 | 0 | 0 | 0 | 0 | 0 | 0 | 0 | 0 | 0 | 0 | 0 | 0 | 0 | 0 | 0 | 0 | FALSE | FALSE | FALSE | FALSE | 0 | 0 | 0 | n/a | n/a | n/a | n/a | n/a | 0 | 0 | 100% | 100% | 0 | 0 | 0 | 0 | 0 | 0 | 0 | 0 | 0 | 0 | 0 | 0 | 0 | 0 | 0 | 0 | 0 | 0 | 0 | 0 | 0 | 0
| 0 | 0 | 0 | 0 | 0 | 0 | 0 | 0 | 0 | 0 | 0 | 0 | 0 | 0 | 0 | 0 | 0 | 0 | FALSE | FALSE | FALSE | FALSE | 0 | 0 | 0 | n/a | n/a | n/a | n/a | n/a | 0 | 0 | 100% | 100% | 0 | 0 | 0 | 0 | 0 | 0 | 0 | 0 | 0 | 0 | 0 | 0 | 0 | 0 | 0 | 0 | 0 | 0 | 0 | 0 | 0 | 0
| 0 | 0 | 0 | 0 | 0 | 0 | 0 | 0 | 0 | 0 | 0 | 0 | 0 | 0 | 0 | 0 | 0 | 0 | FALSE | FALSE | FALSE | FALSE | 0 | 0 | 0 | n/a | n/a | n/a | n/a | n/a | 0 | 0 | 100% | 100% | 0 | 0 | 0 | 0 | 0 | 0 | 0 | 0 | 0 | 0 | 0 | 0 | 0 | 0 | 0 | 0 | 0 | 0 | 0 | 0 | 0 | 0
| 0 | 0 | 0 | 0 | 0 | 0 | 0 | 0 | 0 | 0 | 0 | 0 | 0 | 0 | 0 | 0 | 0 | 0 | FALSE | FALSE | FALSE | FALSE | 0 | 0 | 0 | n/a | n/a | n/a | n/a | n/a | 0 | 0 | 100% | 100% | 0 | 0 | 0 | 0 | 0 | 0 | 0 | 0 | 0 | 0 | 0 | 0 | 0 | 0 | 0 | 0 | 0 | 0 | 0 | 0 | 0 | 0
| 0 | 0 | 0 | 0 | 0 | 0 | 0 | 0 | 0 | 0 | 0 | 0 | 0 | 0 | 0 | 0 | 0 | 0 | FALSE | FALSE | FALSE | FALSE | 0 | 0 | 0 | n/a | n/a | n/a | n/a | n/a | 0 | 0 | 100% | 100% | 0 | 0 | 0 | 0 | 0 | 0 | 0 | 0 | 0 | 0 | 0 | 0 | 0 | 0 | 0 | 0 | 0 | 0 | 0 | 0 | 0 | 0
| 0 | 0 | 0 | 0 | 0 | 0 | 0 | 0 | 0 | 0 | 0 | 0 | 0 | 0 | 0 | 0 | 0 | 0 | FALSE | FALSE | FALSE | FALSE | 0 | 0 | 0 | n/a | n/a | n/a | n/a | n/a | 0 | 0 | 100% | 100% | 0 | 0 | 0 | 0 | 0 | 0 | 0 | 0 | 0 | 0 | 0 | 0 | 0 | 0 | 0 | 0 | 0 | 0 | 0 | 0 | 0 | 0
| 0 | 0 | 0 | 0 | 0 | 0 | 0 | 0 | 0 | 0 | 0 | 0 | 0 | 0 | 0 | 0 | 0 | 0 | FALSE | FALSE | FALSE | FALSE | 0 | 0 | 0 | n/a | n/a | n/a | n/a | n/a | 0 | 0 | 100% | 100% | 0 | 0 | 0 | 0 | 0 | 0 | 0 | 0 | 0 | 0 | 0 | 0 | 0 | 0 | 0 | 0 | 0 | 0 | 0 | 0 | 0 | 0
| 0 | 0 | 0 | 0 | 0 | 0 | 0 | 0 | 0 | 0 | 0 | 0 | 0 | 0 | 0 | 0 | 0 | 0 | FALSE | FALSE | FALSE | FALSE | 0 | 0 | 0 | n/a | n/a | n/a | n/a | n/a | 0 | 0 | 100% | 100% | 0 | 0 | 0 | 0 | 0 | 0 | 0 | 0 | 0 | 0 | 0 | 0 | 0 | 0 | 0 | 0 | 0 | 0 | 0 | 0 | 0 | 0
| 0 | 0 | 0 | 0 | 0 | 0 | 0 | 0 | 0 | 0 | 0 | 0 | 0 | 0 | 0 | 0 | 0 | 0 | FALSE | FALSE | FALSE | FALSE | 0 | 0 | 0 | n/a | n/a | n/a | n/a | n/a | 0 | 0 | 100% | 100% | 0 | 0 | 0 | 0 | 0 | 0 | 0 | 0 | 0 | 0 | 0 | 0 | 0 | 0 | 0 | 0 | 0 | 0 | 0 | 0 | 0 | 0
| 0 | 0 | 0 | 0 | 0 | 0 | 0 | 0 | 0 | 0 | 0 | 0 | 0 | 0 | 0 | 0 | 0 | 0 | FALSE | FALSE | FALSE | FALSE | 0 | 0 | 0 | n/a | n/a | n/a | n/a | n/a | 0 | 0 | 100% | 100% | 0 | 0 | 0 | 0 | 0 | 0 | 0 | 0 | 0 | 0 | 0 | 0 | 0 | 0 | 0 | 0 | 0 | 0 | 0 | 0 | 0 | 0
| 0 | 0 | 0 | 0 | 0 | 0 | 0 | 0 | 0 | 0 | 0 | 0 | 0 | 0 | 0 | 0 | 0 | 0 | FALSE | FALSE | FALSE | FALSE | 0 | 0 | 0 | n/a | n/a | n/a | n/a | n/a | 0 | 0 | 100% | 100% | 0 | 0 | 0 | 0 | 0 | 0 | 0 | 0 | 0 | 0 | 0 | 0 | 0 | 0 | 0 | 0 | 0 | 0 | 0 | 0 | 0 | 0
| 0 | 0 | 0 | 0 | 0 | 0 | 0 | 0 | 0 | 0 | 0 | 0 | 0 | 0 | 0 | 0 | 0 | 0 | FALSE | FALSE | FALSE | FALSE | 0 | 0 | 0 | n/a | n/a | n/a | n/a | n/a | 0 | 0 | 100% | 100% | 0 | 0 | 0 | 0 | 0 | 0 | 0 | 0 | 0 | 0 | 0 | 0 | 0 | 0 | 0 | 0 | 0 | 0 | 0 | 0 | 0 | 0
| 0 | 0 | 0 | 0 | 0 | 0 | 0 | 0 | 0 | 0 | 0 | 0 | 0 | 0 | 0 | 0 | 0 | 0 | FALSE | FALSE | FALSE | FALSE | 0 | 0 | 0 | n/a | n/a | n/a | n/a | n/a | 0 | 0 | 100% | 100% | 0 | 0 | 0 | 0 | 0 | 0 | 0 | 0 | 0 | 0 | 0 | 0 | 0 | 0 | 0 | 0 | 0 | 0 | 0 | 0 | 0 | 0
| 0 | 0 | 0 | 0 | 0 | 0 | 0 | 0 | 0 | 0 | 0 | 0 | 0 | 0 | 0 | 0 | 0 | 0 | FALSE | FALSE | FALSE | FALSE | 0 | 0 | 0 | n/a | n/a | n/a | n/a | n/a | 0 | 0 | 100% | 100% | 0 | 0 | 0 | 0 | 0 | 0 | 0 | 0 | 0 | 0 | 0 | 0 | 0 | 0 | 0 | 0 | 0 | 0 | 0 | 0 | 0 | 0
| 0 | 0 | 0 | 0 | 0 | 0 | 0 | 0 | 0 | 0 | 0 | 0 | 0 | 0 | 0 | 0 | 0 | 0 | FALSE | FALSE | FALSE | FALSE | 0 | 0 | 0 | n/a | n/a | n/a | n/a | n/a | 0 | 0 | 100% | 100% | 0 | 0 | 0 | 0 | 0 | 0 | 0 | 0 | 0 | 0 | 0 | 0 | 0 | 0 | 0 | 0 | 0 | 0 | 0 | 0 | 0 | 0
| 0 | 0 | 0 | 0 | 0 | 0 | 0 | 0 | 0 | 0 | 0 | 0 | 0 | 0 | 0 | 0 | 0 | 0 | FALSE | FALSE | FALSE | FALSE | 0 | 0 | 0 | n/a | n/a | n/a | n/a | n/a | 0 | 0 | 100% | 100% | 0 | 0 | 0 | 0 | 0 | 0 | 0 | 0 | 0 | 0 | 0 | 0 | 0 | 0 | 0 | 0 | 0 | 0 | 0 | 0 | 0 | 0
| 0 | 0 | 0 | 0 | 0 | 0 | 0 | 0 | 0 | 0 | 0 | 0 | 0 | 0 | 0 | 0 | 0 | 0 | FALSE | FALSE | FALSE | FALSE | 0 | 0 | 0 | n/a | n/a | n/a | n/a | n/a | 0 | 0 | 100% | 100% | 0 | 0 | 0 | 0 | 0 | 0 | 0 | 0 | 0 | 0 | 0 | 0 | 0 | 0 | 0 | 0 | 0 | 0 | 0 | 0 | 0 | 0
| 0 | 0 | 0 | 0 | 0 | 0 | 0 | 0 | 0 | 0 | 0 | 0 | 0 | 0 | 0 | 0 | 0 | 0 | FALSE | FALSE | FALSE | FALSE | 0 | 0 | 0 | n/a | n/a | n/a | n/a | n/a | 0 | 0 | 100% | 100% | 0 | 0 | 0 | 0 | 0 | 0 | 0 | 0 | 0 | 0 | 0 | 0 | 0 | 0 | 0 | 0 | 0 | 0 | 0 | 0 | 0 | 0
| 0 | 0 | 0 | 0 | 0 | 0 | 0 | 0 | 0 | 0 | 0 | 0 | 0 | 0 | 0 | 0 | 0 | 0 | FALSE | FALSE | FALSE | FALSE | 0 | 0 | 0 | n/a | n/a | n/a | n/a | n/a | 0 | 0 | 100% | 100% | 0 | 0 | 0 | 0 | 0 | 0 | 0 | 0 | 0 | 0 | 0 | 0 | 0 | 0 | 0 | 0 | 0 | 0 | 0 | 0 | 0 | 0
| 0 | 0 | 0 | 0 | 0 | 0 | 0 | 0 | 0 | 0 | 0 | 0 | 0 | 0 | 0 | 0 | 0 | 0 | FALSE | FALSE | FALSE | FALSE | 0 | 0 | 0 | n/a | n/a | n/a | n/a | n/a | 0 | 0 | 100% | 100% | 0 | 0 | 0 | 0 | 0 | 0 | 0 | 0 | 0 | 0 | 0 | 0 | 0 | 0 | 0 | 0 | 0 | 0 | 0 | 0 | 0 | 0
| 0 | 0 | 0 | 0 | 0 | 0 | 0 | 0 | 0 | 0 | 0 | 0 | 0 | 0 | 0 | 0 | 0 | 0 | FALSE | FALSE | FALSE | FALSE | 0 | 0 | 0 | n/a | n/a | n/a | n/a | n/a | 0 | 0 | 100% | 100% | 0 | 0 | 0 | 0 | 0 | 0 | 0 | 0 | 0 | 0 | 0 | 0 | 0 | 0 | 0 | 0 | 0 | 0 | 0 | 0 | 0 | 0
| 0 | 0 | 0 | 0 | 0 | 0 | 0 | 0 | 0 | 0 | 0 | 0 | 0 | 0 | 0 | 0 | 0 | 0 | FALSE | FALSE | FALSE | FALSE | 0 | 0 | 0 | n/a | n/a | n/a | n/a | n/a | 0 | 0 | 100% | 100% | 0 | 0 | 0 | 0 | 0 | 0 | 0 | 0 | 0 | 0 | 0 | 0 | 0 | 0 | 0 | 0 | 0 | 0 | 0 | 0 | 0 | 0
| 0 | 0 | 0 | 0 | 0 | 0 | 0 | 0 | 0 | 0 | 0 | 0 | 0 | 0 | 0 | 0 | 0 | 0 | FALSE | FALSE | FALSE | FALSE | 0 | 0 | 0 | n/a | n/a | n/a | n/a | n/a | 0 | 0 | 100% | 100% | 0 | 0 | 0 | 0 | 0 | 0 | 0 | 0 | 0 | 0 | 0 | 0 | 0 | 0 | 0 | 0 | 0 | 0 | 0 | 0 | 0 | 0
| 0 | 0 | 0 | 0 | 0 | 0 | 0 | 0 | 0 | 0 | 0 | 0 | 0 | 0 | 0 | 0 | 0 | 0 | FALSE | FALSE | FALSE | FALSE | 0 | 0 | 0 | n/a | n/a | n/a | n/a | n/a | 0 | 0 | 100% | 100% | 0 | 0 | 0 | 0 | 0 | 0 | 0 | 0 | 0 | 0 | 0 | 0 | 0 | 0 | 0 | 0 | 0 | 0 | 0 | 0 | 0 | 0
| 0 | 0 | 0 | 0 | 0 | 0 | 0 | 0 | 0 | 0 | 0 | 0 | 0 | 0 | 0 | 0 | 0 | 0 | FALSE | FALSE | FALSE | FALSE | 0 | 0 | 0 | n/a | n/a | n/a | n/a | n/a | 0 | 0 | 100% | 100% | 0 | 0 | 0 | 0 | 0 | 0 | 0 | 0 | 0 | 0 | 0 | 0 | 0 | 0 | 0 | 0 | 0 | 0 | 0 | 0 | 0 | 0
| 0 | 0 | 0 | 0 | 0 | 0 | 0 | 0 | 0 | 0 | 0 | 0 | 0 | 0 | 0 | 0 | 0 | 0 | FALSE | FALSE | FALSE | FALSE | 0 | 0 | 0 | n/a | n/a | n/a | n/a | n/a | 0 | 0 | 100% | 100% | 0 | 0 | 0 | 0 | 0 | 0 | 0 | 0 | 0 | 0 | 0 | 0 | 0 | 0 | 0 | 0 | 0 | 0 | 0 | 0 | 0 | 0
| 0 | 0 | 0 | 0 | 0 | 0 | 0 | 0 | 0 | 0 | 0 | 0 | 0 | 0 | 0 | 0 | 0 | 0 | FALSE | FALSE | FALSE | FALSE | 0 | 0 | 0 | n/a | n/a | n/a | n/a | n/a | 0 | 0 | 100% | 100% | 0 | 0 | 0 | 0 | 0 | 0 | 0 | 0 | 0 | 0 | 0 | 0 | 0 | 0 | 0 | 0 | 0 | 0 | 0 | 0 | 0 | 0
| 0 | 0 | 0 | 0 | 0 | 0 | 0 | 0 | 0 | 0 | 0 | 0 | 0 | 0 | 0 | 0 | 0 | 0 | FALSE | FALSE | FALSE | FALSE | 0 | 0 | 0 | n/a | n/a | n/a | n/a | n/a | 0 | 0 | 100% | 100% | 0 | 0 | 0 | 0 | 0 | 0 | 0 | 0 | 0 | 0 | 0 | 0 | 0 | 0 | 0 | 0 | 0 | 0 | 0 | 0 | 0 | 0
| 0 | 0 | 0 | 0 | 0 | 0 | 0 | 0 | 0 | 0 | 0 | 0 | 0 | 0 | 0 | 0 | 0 | 0 | FALSE | FALSE | FALSE | FALSE | 0 | 0 | 0 | n/a | n/a | n/a | n/a | n/a | 0 | 0 | 100% | 100% | 0 | 0 | 0 | 0 | 0 | 0 | 0 | 0 | 0 | 0 | 0 | 0 | 0 | 0 | 0 | 0 | 0 | 0 | 0 | 0 | 0 | 0
| 0 | 0 | 0 | 0 | 0 | 0 | 0 | 0 | 0 | 0 | 0 | 0 | 0 | 0 | 0 | 0 | 0 | 0 | FALSE | FALSE | FALSE | FALSE | 0 | 0 | 0 | n/a | n/a | n/a | n/a | n/a | 0 | 0 | 100% | 100% | 0 | 0 | 0 | 0 | 0 | 0 | 0 | 0 | 0 | 0 | 0 | 0 | 0 | 0 | 0 | 0 | 0 | 0 | 0 | 0 | 0 | 0
| 0 | 0 | 0 | 0 | 0 | 0 | 0 | 0 | 0 | 0 | 0 | 0 | 0 | 0 | 0 | 0 | 0 | 0 | FALSE | FALSE | FALSE | FALSE | 0 | 0 | 0 | n/a | n/a | n/a | n/a | n/a | 0 | 0 | 100% | 100% | 0 | 0 | 0 | 0 | 0 | 0 | 0 | 0 | 0 | 0 | 0 | 0 | 0 | 0 | 0 | 0 | 0 | 0 | 0 | 0 | 0 | 0
| 0 | 0 | 0 | 0 | 0 | 0 | 0 | 0 | 0 | 0 | 0 | 0 | 0 | 0 | 0 | 0 | 0 | 0 | FALSE | FALSE | FALSE | FALSE | 0 | 0 | 0 | n/a | n/a | n/a | n/a | n/a | 0 | 0 | 100% | 100% | 0 | 0 | 0 | 0 | 0 | 0 | 0 | 0 | 0 | 0 | 0 | 0 | 0 | 0 | 0 | 0 | 0 | 0 | 0 | 0 | 0 | 0
| 0 | 0 | 0 | 0 | 0 | 0 | 0 | 0 | 0 | 0 | 0 | 0 | 0 | 0 | 0 | 0 | 0 | 0 | FALSE | FALSE | FALSE | FALSE | 0 | 0 | 0 | n/a | n/a | n/a | n/a | n/a | 0 | 0 | 100% | 100% | 0 | 0 | 0 | 0 | 0 | 0 | 0 | 0 | 0 | 0 | 0 | 0 | 0 | 0 | 0 | 0 | 0 | 0 | 0 | 0 | 0 | 0
| 0 | 0 | 0 | 0 | 0 | 0 | 0 | 0 | 0 | 0 | 0 | 0 | 0 | 0 | 0 | 0 | 0 | 0 | FALSE | FALSE | FALSE | FALSE | 0 | 0 | 0 | n/a | n/a | n/a | n/a | n/a | 0 | 0 | 100% | 100% | 0 | 0 | 0 | 0 | 0 | 0 | 0 | 0 | 0 | 0 | 0 | 0 | 0 | 0 | 0 | 0 | 0 | 0 | 0 | 0 | 0 | 0
| 0 | 0 | 0 | 0 | 0 | 0 | 0 | 0 | 0 | 0 | 0 | 0 | 0 | 0 | 0 | 0 | 0 | 0 | FALSE | FALSE | FALSE | FALSE | 0 | 0 | 0 | n/a | n/a | n/a | n/a | n/a | 0 | 0 | 100% | 100% | 0 | 0 | 0 | 0 | 0 | 0 | 0 | 0 | 0 | 0 | 0 | 0 | 0 | 0 | 0 | 0 | 0 | 0 | 0 | 0 | 0 | 0
| 0 | 0 | 0 | 0 | 0 | 0 | 0 | 0 | 0 | 0 | 0 | 0 | 0 | 0 | 0 | 0 | 0 | 0 | FALSE | FALSE | FALSE | FALSE | 0 | 0 | 0 | n/a | n/a | n/a | n/a | n/a | 0 | 0 | 100% | 100% | 0 | 0 | 0 | 0 | 0 | 0 | 0 | 0 | 0 | 0 | 0 | 0 | 0 | 0 | 0 | 0 | 0 | 0 | 0 | 0 | 0 | 0
| 0 | 0 | 0 | 0 | 0 | 0 | 0 | 0 | 0 | 0 | 0 | 0 | 0 | 0 | 0 | 0 | 0 | 0 | FALSE | FALSE | FALSE | FALSE | 0 | 0 | 0 | n/a | n/a | n/a | n/a | n/a | 0 | 0 | 100% | 100% | 0 | 0 | 0 | 0 | 0 | 0 | 0 | 0 | 0 | 0 | 0 | 0 | 0 | 0 | 0 | 0 | 0 | 0 | 0 | 0 | 0 | 0
| 0 | 0 | 0 | 0 | 0 | 0 | 0 | 0 | 0 | 0 | 0 | 0 | 0 | 0 | 0 | 0 | 0 | 0 | FALSE | FALSE | FALSE | FALSE | 0 | 0 | 0 | n/a | n/a | n/a | n/a | n/a | 0 | 0 | 100% | 100% | 0 | 0 | 0 | 0 | 0 | 0 | 0 | 0 | 0 | 0 | 0 | 0 | 0 | 0 | 0 | 0 | 0 | 0 | 0 | 0 | 0 | 0
| 0 | 0 | 0 | 0 | 0 | 0 | 0 | 0 | 0 | 0 | 0 | 0 | 0 | 0 | 0 | 0 | 0 | 0 | FALSE | FALSE | FALSE | FALSE | 0 | 0 | 0 | n/a | n/a | n/a | n/a | n/a | 0 | 0 | 100% | 100% | 0 | 0 | 0 | 0 | 0 | 0 | 0 | 0 | 0 | 0 | 0 | 0 | 0 | 0 | 0 | 0 | 0 | 0 | 0 | 0 | 0 | 0
| 0 | 0 | 0 | 0 | 0 | 0 | 0 | 0 | 0 | 0 | 0 | 0 | 0 | 0 | 0 | 0 | 0 | 0 | FALSE | FALSE | FALSE | FALSE | 0 | 0 | 0 | n/a | n/a | n/a | n/a | n/a | 0 | 0 | 100% | 100% | 0 | 0 | 0 | 0 | 0 | 0 | 0 | 0 | 0 | 0 | 0 | 0 | 0 | 0 | 0 | 0 | 0 | 0 | 0 | 0 | 0 | 0
| 0 | 0 | 0 | 0 | 0 | 0 | 0 | 0 | 0 | 0 | 0 | 0 | 0 | 0 | 0 | 0 | 0 | 0 | FALSE | FALSE | FALSE | FALSE | 0 | 0 | 0 | n/a | n/a | n/a | n/a | n/a | 0 | 0 | 100% | 100% | 0 | 0 | 0 | 0 | 0 | 0 | 0 | 0 | 0 | 0 | 0 | 0 | 0 | 0 | 0 | 0 | 0 | 0 | 0 | 0 | 0 | 0
| 0 | 0 | 0 | 0 | 0 | 0 | 0 | 0 | 0 | 0 | 0 | 0 | 0 | 0 | 0 | 0 | 0 | 0 | FALSE | FALSE | FALSE | FALSE | 0 | 0 | 0 | n/a | n/a | n/a | n/a | n/a | 0 | 0 | 100% | 100% | 0 | 0 | 0 | 0 | 0 | 0 | 0 | 0 | 0 | 0 | 0 | 0 | 0 | 0 | 0 | 0 | 0 | 0 | 0 | 0 | 0 | 0
| 0 | 0 | 0 | 0 | 0 | 0 | 0 | 0 | 0 | 0 | 0 | 0 | 0 | 0 | 0 | 0 | 0 | 0 | FALSE | FALSE | FALSE | FALSE | 0 | 0 | 0 | n/a | n/a | n/a | n/a | n/a | 0 | 0 | 100% | 100% | 0 | 0 | 0 | 0 | 0 | 0 | 0 | 0 | 0 | 0 | 0 | 0 | 0 | 0 | 0 | 0 | 0 | 0 | 0 | 0 | 0 | 0
| 0 | 0 | 0 | 0 | 0 | 0 | 0 | 0 | 0 | 0 | 0 | 0 | 0 | 0 | 0 | 0 | 0 | 0 | FALSE | FALSE | FALSE | FALSE | 0 | 0 | 0 | n/a | n/a | n/a | n/a | n/a | 0 | 0 | 100% | 100% | 0 | 0 | 0 | 0 | 0 | 0 | 0 | 0 | 0 | 0 | 0 | 0 | 0 | 0 | 0 | 0 | 0 | 0 | 0 | 0 | 0 | 0
| 0 | 0 | 0 | 0 | 0 | 0 | 0 | 0 | 0 | 0 | 0 | 0 | 0 | 0 | 0 | 0 | 0 | 0 | FALSE | FALSE | FALSE | FALSE | 0 | 0 | 0 | n/a | n/a | n/a | n/a | n/a | 0 | 0 | 100% | 100% | 0 | 0 | 0 | 0 | 0 | 0 | 0 | 0 | 0 | 0 | 0 | 0 | 0 | 0 | 0 | 0 | 0 | 0 | 0 | 0 | 0 | 0
| 0 | 0 | 0 | 0 | 0 | 0 | 0 | 0 | 0 | 0 | 0 | 0 | 0 | 0 | 0 | 0 | 0 | 0 | FALSE | FALSE | FALSE | FALSE | 0 | 0 | 0 | n/a | n/a | n/a | n/a | n/a | 0 | 0 | 100% | 100% | 0 | 0 | 0 | 0 | 0 | 0 | 0 | 0 | 0 | 0 | 0 | 0 | 0 | 0 | 0 | 0 | 0 | 0 | 0 | 0 | 0 | 0
| 0 | 0 | 0 | 0 | 0 | 0 | 0 | 0 | 0 | 0 | 0 | 0 | 0 | 0 | 0 | 0 | 0 | 0 | FALSE | FALSE | FALSE | FALSE | 0 | 0 | 0 | n/a | n/a | n/a | n/a | n/a | 0 | 0 | 100% | 100% | 0 | 0 | 0 | 0 | 0 | 0 | 0 | 0 | 0 | 0 | 0 | 0 | 0 | 0 | 0 | 0 | 0 | 0 | 0 | 0 | 0 | 0
| 0 | 0 | 0 | 0 | 0 | 0 | 0 | 0 | 0 | 0 | 0 | 0 | 0 | 0 | 0 | 0 | 0 | 0 | FALSE | FALSE | FALSE | FALSE | 0 | 0 | 0 | n/a | n/a | n/a | n/a | n/a | 0 | 0 | 100% | 100% | 0 | 0 | 0 | 0 | 0 | 0 | 0 | 0 | 0 | 0 | 0 | 0 | 0 | 0 | 0 | 0 | 0 | 0 | 0 | 0 | 0 | 0
| 0 | 0 | 0 | 0 | 0 | 0 | 0 | 0 | 0 | 0 | 0 | 0 | 0 | 0 | 0 | 0 | 0 | 0 | FALSE | FALSE | FALSE | FALSE | 0 | 0 | 0 | n/a | n/a | n/a | n/a | n/a | 0 | 0 | 100% | 100% | 0 | 0 | 0 | 0 | 0 | 0 | 0 | 0 | 0 | 0 | 0 | 0 | 0 | 0 | 0 | 0 | 0 | 0 | 0 | 0 | 0 | 0
| 0 | 0 | 0 | 0 | 0 | 0 | 0 | 0 | 0 | 0 | 0 | 0 | 0 | 0 | 0 | 0 | 0 | 0 | FALSE | FALSE | FALSE | FALSE | 0 | 0 | 0 | n/a | n/a | n/a | n/a | n/a | 0 | 0 | 100% | 100% | 0 | 0 | 0 | 0 | 0 | 0 | 0 | 0 | 0 | 0 | 0 | 0 | 0 | 0 | 0 | 0 | 0 | 0 | 0 | 0 | 0 | 0
| 0 | 0 | 0 | 0 | 0 | 0 | 0 | 0 | 0 | 0 | 0 | 0 | 0 | 0 | 0 | 0 | 0 | 0 | FALSE | FALSE | FALSE | FALSE | 0 | 0 | 0 | n/a | n/a | n/a | n/a | n/a | 0 | 0 | 100% | 100% | 0 | 0 | 0 | 0 | 0 | 0 | 0 | 0 | 0 | 0 | 0 | 0 | 0 | 0 | 0 | 0 | 0 | 0 | 0 | 0 | 0 | 0
| 0 | 0 | 0 | 0 | 0 | 0 | 0 | 0 | 0 | 0 | 0 | 0 | 0 | 0 | 0 | 0 | 0 | 0 | FALSE | FALSE | FALSE | FALSE | 0 | 0 | 0 | n/a | n/a | n/a | n/a | n/a | 0 | 0 | 100% | 100% | 0 | 0 | 0 | 0 | 0 | 0 | 0 | 0 | 0 | 0 | 0 | 0 | 0 | 0 | 0 | 0 | 0 | 0 | 0 | 0 | 0 | 0
| 0 | 0 | 0 | 0 | 0 | 0 | 0 | 0 | 0 | 0 | 0 | 0 | 0 | 0 | 0 | 0 | 0 | 0 | FALSE | FALSE | FALSE | FALSE | 0 | 0 | 0 | n/a | n/a | n/a | n/a | n/a | 0 | 0 | 100% | 100% | 0 | 0 | 0 | 0 | 0 | 0 | 0 | 0 | 0 | 0 | 0 | 0 | 0 | 0 | 0 | 0 | 0 | 0 | 0 | 0 | 0 | 0
| 0 | 0 | 0 | 0 | 0 | 0 | 0 | 0 | 0 | 0 | 0 | 0 | 0 | 0 | 0 | 0 | 0 | 0 | FALSE | FALSE | FALSE | FALSE | 0 | 0 | 0 | n/a | n/a | n/a | n/a | n/a | 0 | 0 | 100% | 100% | 0 | 0 | 0 | 0 | 0 | 0 | 0 | 0 | 0 | 0 | 0 | 0 | 0 | 0 | 0 | 0 | 0 | 0 | 0 | 0 | 0 | 0
| 0 | 0 | 0 | 0 | 0 | 0 | 0 | 0 | 0 | 0 | 0 | 0 | 0 | 0 | 0 | 0 | 0 | 0 | FALSE | FALSE | FALSE | FALSE | 0 | 0 | 0 | n/a | n/a | n/a | n/a | n/a | 0 | 0 | 100% | 100% | 0 | 0 | 0 | 0 | 0 | 0 | 0 | 0 | 0 | 0 | 0 | 0 | 0 | 0 | 0 | 0 | 0 | 0 | 0 | 0 | 0 | 0
| 0 | 0 | 0 | 0 | 0 | 0 | 0 | 0 | 0 | 0 | 0 | 0 | 0 | 0 | 0 | 0 | 0 | 0 | FALSE | FALSE | FALSE | FALSE | 0 | 0 | 0 | n/a | n/a | n/a | n/a | n/a | 0 | 0 | 100% | 100% | 0 | 0 | 0 | 0 | 0 | 0 | 0 | 0 | 0 | 0 | 0 | 0 | 0 | 0 | 0 | 0 | 0 | 0 | 0 | 0 | 0 | 0
| 0 | 0 | 0 | 0 | 0 | 0 | 0 | 0 | 0 | 0 | 0 | 0 | 0 | 0 | 0 | 0 | 0 | 0 | FALSE | FALSE | FALSE | FALSE | 0 | 0 | 0 | n/a | n/a | n/a | n/a | n/a | 0 | 0 | 100% | 100% | 0 | 0 | 0 | 0 | 0 | 0 | 0 | 0 | 0 | 0 | 0 | 0 | 0 | 0 | 0 | 0 | 0 | 0 | 0 | 0 | 0 | 0
| 0 | 0 | 0 | 0 | 0 | 0 | 0 | 0 | 0 | 0 | 0 | 0 | 0 | 0 | 0 | 0 | 0 | 0 | FALSE | FALSE | FALSE | FALSE | 0 | 0 | 0 | n/a | n/a | n/a | n/a | n/a | 0 | 0 | 100% | 100% | 0 | 0 | 0 | 0 | 0 | 0 | 0 | 0 | 0 | 0 | 0 | 0 | 0 | 0 | 0 | 0 | 0 | 0 | 0 | 0 | 0 | 0
| 0 | 0 | 0 | 0 | 0 | 0 | 0 | 0 | 0 | 0 | 0 | 0 | 0 | 0 | 0 | 0 | 0 | 0 | FALSE | FALSE | FALSE | FALSE | 0 | 0 | 0 | n/a | n/a | n/a | n/a | n/a | 0 | 0 | 100% | 100% | 0 | 0 | 0 | 0 | 0 | 0 | 0 | 0 | 0 | 0 | 0 | 0 | 0 | 0 | 0 | 0 | 0 | 0 | 0 | 0 | 0 | 0
| 0 | 0 | 0 | 0 | 0 | 0 | 0 | 0 | 0 | 0 | 0 | 0 | 0 | 0 | 0 | 0 | 0 | 0 | FALSE | FALSE | FALSE | FALSE | 0 | 0 | 0 | n/a | n/a | n/a | n/a | n/a | 0 | 0 | 100% | 100% | 0 | 0 | 0 | 0 | 0 | 0 | 0 | 0 | 0 | 0 | 0 | 0 | 0 | 0 | 0 | 0 | 0 | 0 | 0 | 0 | 0 | 0
| 0 | 0 | 0 | 0 | 0 | 0 | 0 | 0 | 0 | 0 | 0 | 0 | 0 | 0 | 0 | 0 | 0 | 0 | FALSE | FALSE | FALSE | FALSE | 0 | 0 | 0 | n/a | n/a | n/a | n/a | n/a | 0 | 0 | 100% | 100% | 0 | 0 | 0 | 0 | 0 | 0 | 0 | 0 | 0 | 0 | 0 | 0 | 0 | 0 | 0 | 0 | 0 | 0 | 0 | 0 | 0 | 0
| 0 | 0 | 0 | 0 | 0 | 0 | 0 | 0 | 0 | 0 | 0 | 0 | 0 | 0 | 0 | 0 | 0 | 0 | FALSE | FALSE | FALSE | FALSE | 0 | 0 | 0 | n/a | n/a | n/a | n/a | n/a | 0 | 0 | 100% | 100% | 0 | 0 | 0 | 0 | 0 | 0 | 0 | 0 | 0 | 0 | 0 | 0 | 0 | 0 | 0 | 0 | 0 | 0 | 0 | 0 | 0 | 0
| 0 | 0 | 0 | 0 | 0 | 0 | 0 | 0 | 0 | 0 | 0 | 0 | 0 | 0 | 0 | 0 | 0 | 0 | FALSE | FALSE | FALSE | FALSE | 0 | 0 | 0 | n/a | n/a | n/a | n/a | n/a | 0 | 0 | 100% | 100% | 0 | 0 | 0 | 0 | 0 | 0 | 0 | 0 | 0 | 0 | 0 | 0 | 0 | 0 | 0 | 0 | 0 | 0 | 0 | 0 | 0 | 0
| 0 | 0 | 0 | 0 | 0 | 0 | 0 | 0 | 0 | 0 | 0 | 0 | 0 | 0 | 0 | 0 | 0 | 0 | FALSE | FALSE | FALSE | FALSE | 0 | 0 | 0 | n/a | n/a | n/a | n/a | n/a | 0 | 0 | 100% | 100% | 0 | 0 | 0 | 0 | 0 | 0 | 0 | 0 | 0 | 0 | 0 | 0 | 0 | 0 | 0 | 0 | 0 | 0 | 0 | 0 | 0 | 0
| 0 | 0 | 0 | 0 | 0 | 0 | 0 | 0 | 0 | 0 | 0 | 0 | 0 | 0 | 0 | 0 | 0 | 0 | FALSE | FALSE | FALSE | FALSE | 0 | 0 | 0 | n/a | n/a | n/a | n/a | n/a | 0 | 0 | 100% | 100% | 0 | 0 | 0 | 0 | 0 | 0 | 0 | 0 | 0 | 0 | 0 | 0 | 0 | 0 | 0 | 0 | 0 | 0 | 0 | 0 | 0 | 0
| 0 | 0 | 0 | 0 | 0 | 0 | 0 | 0 | 0 | 0 | 0 | 0 | 0 | 0 | 0 | 0 | 0 | 0 | FALSE | FALSE | FALSE | FALSE | 0 | 0 | 0 | n/a | n/a | n/a | n/a | n/a | 0 | 0 | 100% | 100% | 0 | 0 | 0 | 0 | 0 | 0 | 0 | 0 | 0 | 0 | 0 | 0 | 0 | 0 | 0 | 0 | 0 | 0 | 0 | 0 | 0 | 0
| 0 | 0 | 0 | 0 | 0 | 0 | 0 | 0 | 0 | 0 | 0 | 0 | 0 | 0 | 0 | 0 | 0 | 0 | FALSE | FALSE | FALSE | FALSE | 0 | 0 | 0 | n/a | n/a | n/a | n/a | n/a | 0 | 0 | 100% | 100% | 0 | 0 | 0 | 0 | 0 | 0 | 0 | 0 | 0 | 0 | 0 | 0 | 0 | 0 | 0 | 0 | 0 | 0 | 0 | 0 | 0 | 0
| 0 | 0 | 0 | 0 | 0 | 0 | 0 | 0 | 0 | 0 | 0 | 0 | 0 | 0 | 0 | 0 | 0 | 0 | FALSE | FALSE | FALSE | FALSE | 0 | 0 | 0 | n/a | n/a | n/a | n/a | n/a | 0 | 0 | 100% | 100% | 0 | 0 | 0 | 0 | 0 | 0 | 0 | 0 | 0 | 0 | 0 | 0 | 0 | 0 | 0 | 0 | 0 | 0 | 0 | 0 | 0 | 0
| 0 | 0 | 0 | 0 | 0 | 0 | 0 | 0 | 0 | 0 | 0 | 0 | 0 | 0 | 0 | 0 | 0 | 0 | FALSE | FALSE | FALSE | FALSE | 0 | 0 | 0 | n/a | n/a | n/a | n/a | n/a | 0 | 0 | 100% | 100% | 0 | 0 | 0 | 0 | 0 | 0 | 0 | 0 | 0 | 0 | 0 | 0 | 0 | 0 | 0 | 0 | 0 | 0 | 0 | 0 | 0 | 0
| 0 | 0 | 0 | 0 | 0 | 0 | 0 | 0 | 0 | 0 | 0 | 0 | 0 | 0 | 0 | 0 | 0 | 0 | FALSE | FALSE | FALSE | FALSE | 0 | 0 | 0 | n/a | n/a | n/a | n/a | n/a | 0 | 0 | 100% | 100% | 0 | 0 | 0 | 0 | 0 | 0 | 0 | 0 | 0 | 0 | 0 | 0 | 0 | 0 | 0 | 0 | 0 | 0 | 0 | 0 | 0 | 0
| 0 | 0 | 0 | 0 | 0 | 0 | 0 | 0 | 0 | 0 | 0 | 0 | 0 | 0 | 0 | 0 | 0 | 0 | FALSE | FALSE | FALSE | FALSE | 0 | 0 | 0 | n/a | n/a | n/a | n/a | n/a | 0 | 0 | 100% | 100% | 0 | 0 | 0 | 0 | 0 | 0 | 0 | 0 | 0 | 0 | 0 | 0 | 0 | 0 | 0 | 0 | 0 | 0 | 0 | 0 | 0 | 0
| 0 | 0 | 0 | 0 | 0 | 0 | 0 | 0 | 0 | 0 | 0 | 0 | 0 | 0 | 0 | 0 | 0 | 0 | FALSE | FALSE | FALSE | FALSE | 0 | 0 | 0 | n/a | n/a | n/a | n/a | n/a | 0 | 0 | 100% | 100% | 0 | 0 | 0 | 0 | 0 | 0 | 0 | 0 | 0 | 0 | 0 | 0 | 0 | 0 | 0 | 0 | 0 | 0 | 0 | 0 | 0 | 0
| 0 | 0 | 0 | 0 | 0 | 0 | 0 | 0 | 0 | 0 | 0 | 0 | 0 | 0 | 0 | 0 | 0 | 0 | FALSE | FALSE | FALSE | FALSE | 0 | 0 | 0 | n/a | n/a | n/a | n/a | n/a | 0 | 0 | 100% | 100% | 0 | 0 | 0 | 0 | 0 | 0 | 0 | 0 | 0 | 0 | 0 | 0 | 0 | 0 | 0 | 0 | 0 | 0 | 0 | 0 | 0 | 0
| 0 | 0 | 0 | 0 | 0 | 0 | 0 | 0 | 0 | 0 | 0 | 0 | 0 | 0 | 0 | 0 | 0 | 0 | FALSE | FALSE | FALSE | FALSE | 0 | 0 | 0 | n/a | n/a | n/a | n/a | n/a | 0 | 0 | 100% | 100% | 0 | 0 | 0 | 0 | 0 | 0 | 0 | 0 | 0 | 0 | 0 | 0 | 0 | 0 | 0 | 0 | 0 | 0 | 0 | 0 | 0 | 0
| 0 | 0 | 0 | 0 | 0 | 0 | 0 | 0 | 0 | 0 | 0 | 0 | 0 | 0 | 0 | 0 | 0 | 0 | FALSE | FALSE | FALSE | FALSE | 0 | 0 | 0 | n/a | n/a | n/a | n/a | n/a | 0 | 0 | 100% | 100% | 0 | 0 | 0 | 0 | 0 | 0 | 0 | 0 | 0 | 0 | 0 | 0 | 0 | 0 | 0 | 0 | 0 | 0 | 0 | 0 | 0 | 0
| 0 | 0 | 0 | 0 | 0 | 0 | 0 | 0 | 0 | 0 | 0 | 0 | 0 | 0 | 0 | 0 | 0 | 0 | FALSE | FALSE | FALSE | FALSE | 0 | 0 | 0 | n/a | n/a | n/a | n/a | n/a | 0 | 0 | 100% | 100% | 0 | 0 | 0 | 0 | 0 | 0 | 0 | 0 | 0 | 0 | 0 | 0 | 0 | 0 | 0 | 0 | 0 | 0 | 0 | 0 | 0 | 0
| 0 | 0 | 0 | 0 | 0 | 0 | 0 | 0 | 0 | 0 | 0 | 0 | 0 | 0 | 0 | 0 | 0 | 0 | FALSE | FALSE | FALSE | FALSE | 0 | 0 | 0 | n/a | n/a | n/a | n/a | n/a | 0 | 0 | 100% | 100% | 0 | 0 | 0 | 0 | 0 | 0 | 0 | 0 | 0 | 0 | 0 | 0 | 0 | 0 | 0 | 0 | 0 | 0 | 0 | 0 | 0 | 0
| 0 | 0 | 0 | 0 | 0 | 0 | 0 | 0 | 0 | 0 | 0 | 0 | 0 | 0 | 0 | 0 | 0 | 0 | FALSE | FALSE | FALSE | FALSE | 0 | 0 | 0 | n/a | n/a | n/a | n/a | n/a | 0 | 0 | 100% | 100% | 0 | 0 | 0 | 0 | 0 | 0 | 0 | 0 | 0 | 0 | 0 | 0 | 0 | 0 | 0 | 0 | 0 | 0 | 0 | 0 | 0 | 0
| 0 | 0 | 0 | 0 | 0 | 0 | 0 | 0 | 0 | 0 | 0 | 0 | 0 | 0 | 0 | 0 | 0 | 0 | FALSE | FALSE | FALSE | FALSE | 0 | 0 | 0 | n/a | n/a | n/a | n/a | n/a | 0 | 0 | 100% | 100% | 0 | 0 | 0 | 0 | 0 | 0 | 0 | 0 | 0 | 0 | 0 | 0 | 0 | 0 | 0 | 0 | 0 | 0 | 0 | 0 | 0 | 0
| 0 | 0 | 0 | 0 | 0 | 0 | 0 | 0 | 0 | 0 | 0 | 0 | 0 | 0 | 0 | 0 | 0 | 0 | FALSE | FALSE | FALSE | FALSE | 0 | 0 | 0 | n/a | n/a | n/a | n/a | n/a | 0 | 0 | 100% | 100% | 0 | 0 | 0 | 0 | 0 | 0 | 0 | 0 | 0 | 0 | 0 | 0 | 0 | 0 | 0 | 0 | 0 | 0 | 0 | 0 | 0 | 0
| 0 | 0 | 0 | 0 | 0 | 0 | 0 | 0 | 0 | 0 | 0 | 0 | 0 | 0 | 0 | 0 | 0 | 0 | FALSE | FALSE | FALSE | FALSE | 0 | 0 | 0 | n/a | n/a | n/a | n/a | n/a | 0 | 0 | 100% | 100% | 0 | 0 | 0 | 0 | 0 | 0 | 0 | 0 | 0 | 0 | 0 | 0 | 0 | 0 | 0 | 0 | 0 | 0 | 0 | 0 | 0 | 0
| 0 | 0 | 0 | 0 | 0 | 0 | 0 | 0 | 0 | 0 | 0 | 0 | 0 | 0 | 0 | 0 | 0 | 0 | FALSE | FALSE | FALSE | FALSE | 0 | 0 | 0 | n/a | n/a | n/a | n/a | n/a | 0 | 0 | 100% | 100% | 0 | 0 | 0 | 0 | 0 | 0 | 0 | 0 | 0 | 0 | 0 | 0 | 0 | 0 | 0 | 0 | 0 | 0 | 0 | 0 | 0 | 0
| 0 | 0 | 0 | 0 | 0 | 0 | 0 | 0 | 0 | 0 | 0 | 0 | 0 | 0 | 0 | 0 | 0 | 0 | FALSE | FALSE | FALSE | FALSE | 0 | 0 | 0 | n/a | n/a | n/a | n/a | n/a | 0 | 0 | 100% | 100% | 0 | 0 | 0 | 0 | 0 | 0 | 0 | 0 | 0 | 0 | 0 | 0 | 0 | 0 | 0 | 0 | 0 | 0 | 0 | 0 | 0 | 0
| 0 | 0 | 0 | 0 | 0 | 0 | 0 | 0 | 0 | 0 | 0 | 0 | 0 | 0 | 0 | 0 | 0 | 0 | FALSE | FALSE | FALSE | FALSE | 0 | 0 | 0 | n/a | n/a | n/a | n/a | n/a | 0 | 0 | 100% | 100% | 0 | 0 | 0 | 0 | 0 | 0 | 0 | 0 | 0 | 0 | 0 | 0 | 0 | 0 | 0 | 0 | 0 | 0 | 0 | 0 | 0 | 0
| 0 | 0 | 0 | 0 | 0 | 0 | 0 | 0 | 0 | 0 | 0 | 0 | 0 | 0 | 0 | 0 | 0 | 0 | FALSE | FALSE | FALSE | FALSE | 0 | 0 | 0 | n/a | n/a | n/a | n/a | n/a | 0 | 0 | 100% | 100% | 0 | 0 | 0 | 0 | 0 | 0 | 0 | 0 | 0 | 0 | 0 | 0 | 0 | 0 | 0 | 0 | 0 | 0 | 0 | 0 | 0 | 0
| 0 | 0 | 0 | 0 | 0 | 0 | 0 | 0 | 0 | 0 | 0 | 0 | 0 | 0 | 0 | 0 | 0 | 0 | FALSE | FALSE | FALSE | FALSE | 0 | 0 | 0 | n/a | n/a | n/a | n/a | n/a | 0 | 0 | 100% | 100% | 0 | 0 | 0 | 0 | 0 | 0 | 0 | 0 | 0 | 0 | 0 | 0 | 0 | 0 | 0 | 0 | 0 | 0 | 0 | 0 | 0 | 0
| 0 | 0 | 0 | 0 | 0 | 0 | 0 | 0 | 0 | 0 | 0 | 0 | 0 | 0 | 0 | 0 | 0 | 0 | FALSE | FALSE | FALSE | FALSE | 0 | 0 | 0 | n/a | n/a | n/a | n/a | n/a | 0 | 0 | 100% | 100% | 0 | 0 | 0 | 0 | 0 | 0 | 0 | 0 | 0 | 0 | 0 | 0 | 0 | 0 | 0 | 0 | 0 | 0 | 0 | 0 | 0 | 0
| 0 | 0 | 0 | 0 | 0 | 0 | 0 | 0 | 0 | 0 | 0 | 0 | 0 | 0 | 0 | 0 | 0 | 0 | FALSE | FALSE | FALSE | FALSE | 0 | 0 | 0 | n/a | n/a | n/a | n/a | n/a | 0 | 0 | 100% | 100% | 0 | 0 | 0 | 0 | 0 | 0 | 0 | 0 | 0 | 0 | 0 | 0 | 0 | 0 | 0 | 0 | 0 | 0 | 0 | 0 | 0 | 0
| 0 | 0 | 0 | 0 | 0 | 0 | 0 | 0 | 0 | 0 | 0 | 0 | 0 | 0 | 0 | 0 | 0 | 0 | FALSE | FALSE | FALSE | FALSE | 0 | 0 | 0 | n/a | n/a | n/a | n/a | n/a | 0 | 0 | 100% | 100% | 0 | 0 | 0 | 0 | 0 | 0 | 0 | 0 | 0 | 0 | 0 | 0 | 0 | 0 | 0 | 0 | 0 | 0 | 0 | 0 | 0 | 0
| 0 | 0 | 0 | 0 | 0 | 0 | 0 | 0 | 0 | 0 | 0 | 0 | 0 | 0 | 0 | 0 | 0 | 0 | FALSE | FALSE | FALSE | FALSE | 0 | 0 | 0 | n/a | n/a | n/a | n/a | n/a | 0 | 0 | 100% | 100% | 0 | 0 | 0 | 0 | 0 | 0 | 0 | 0 | 0 | 0 | 0 | 0 | 0 | 0 | 0 | 0 | 0 | 0 | 0 | 0 | 0 | 0
| 0 | 0 | 0 | 0 | 0 | 0 | 0 | 0 | 0 | 0 | 0 | 0 | 0 | 0 | 0 | 0 | 0 | 0 | FALSE | FALSE | FALSE | FALSE | 0 | 0 | 0 | n/a | n/a | n/a | n/a | n/a | 0 | 0 | 100% | 100% | 0 | 0 | 0 | 0 | 0 | 0 | 0 | 0 | 0 | 0 | 0 | 0 | 0 | 0 | 0 | 0 | 0 | 0 | 0 | 0 | 0 | 0
| 0 | 0 | 0 | 0 | 0 | 0 | 0 | 0 | 0 | 0 | 0 | 0 | 0 | 0 | 0 | 0 | 0 | 0 | FALSE | FALSE | FALSE | FALSE | 0 | 0 | 0 | n/a | n/a | n/a | n/a | n/a | 0 | 0 | 100% | 100% | 0 | 0 | 0 | 0 | 0 | 0 | 0 | 0 | 0 | 0 | 0 | 0 | 0 | 0 | 0 | 0 | 0 | 0 | 0 | 0 | 0 | 0
| 0 | 0 | 0 | 0 | 0 | 0 | 0 | 0 | 0 | 0 | 0 | 0 | 0 | 0 | 0 | 0 | 0 | 0 | FALSE | FALSE | FALSE | FALSE | 0 | 0 | 0 | n/a | n/a | n/a | n/a | n/a | 0 | 0 | 100% | 100% | 0 | 0 | 0 | 0 | 0 | 0 | 0 | 0 | 0 | 0 | 0 | 0 | 0 | 0 | 0 | 0 | 0 | 0 | 0 | 0 | 0 | 0
| 0 | 0 | 0 | 0 | 0 | 0 | 0 | 0 | 0 | 0 | 0 | 0 | 0 | 0 | 0 | 0 | 0 | 0 | FALSE | FALSE | FALSE | FALSE | 0 | 0 | 0 | n/a | n/a | n/a | n/a | n/a | 0 | 0 | 100% | 100% | 0 | 0 | 0 | 0 | 0 | 0 | 0 | 0 | 0 | 0 | 0 | 0 | 0 | 0 | 0 | 0 | 0 | 0 | 0 | 0 | 0 | 0
| 0 | 0 | 0 | 0 | 0 | 0 | 0 | 0 | 0 | 0 | 0 | 0 | 0 | 0 | 0 | 0 | 0 | 0 | FALSE | FALSE | FALSE | FALSE | 0 | 0 | 0 | n/a | n/a | n/a | n/a | n/a | 0 | 0 | 100% | 100% | 0 | 0 | 0 | 0 | 0 | 0 | 0 | 0 | 0 | 0 | 0 | 0 | 0 | 0 | 0 | 0 | 0 | 0 | 0 | 0 | 0 | 0
| 0 | 0 | 0 | 0 | 0 | 0 | 0 | 0 | 0 | 0 | 0 | 0 | 0 | 0 | 0 | 0 | 0 | 0 | FALSE | FALSE | FALSE | FALSE | 0 | 0 | 0 | n/a | n/a | n/a | n/a | n/a | 0 | 0 | 100% | 100% | 0 | 0 | 0 | 0 | 0 | 0 | 0 | 0 | 0 | 0 | 0 | 0 | 0 | 0 | 0 | 0 | 0 | 0 | 0 | 0 | 0 | 0
| 0 | 0 | 0 | 0 | 0 | 0 | 0 | 0 | 0 | 0 | 0 | 0 | 0 | 0 | 0 | 0 | 0 | 0 | FALSE | FALSE | FALSE | FALSE | 0 | 0 | 0 | n/a | n/a | n/a | n/a | n/a | 0 | 0 | 100% | 100% | 0 | 0 | 0 | 0 | 0 | 0 | 0 | 0 | 0 | 0 | 0 | 0 | 0 | 0 | 0 | 0 | 0 | 0 | 0 | 0 | 0 | 0
| 0 | 0 | 0 | 0 | 0 | 0 | 0 | 0 | 0 | 0 | 0 | 0 | 0 | 0 | 0 | 0 | 0 | 0 | FALSE | FALSE | FALSE | FALSE | 0 | 0 | 0 | n/a | n/a | n/a | n/a | n/a | 0 | 0 | 100% | 100% | 0 | 0 | 0 | 0 | 0 | 0 | 0 | 0 | 0 | 0 | 0 | 0 | 0 | 0 | 0 | 0 | 0 | 0 | 0 | 0 | 0 | 0
| 0 | 0 | 0 | 0 | 0 | 0 | 0 | 0 | 0 | 0 | 0 | 0 | 0 | 0 | 0 | 0 | 0 | 0 | FALSE | FALSE | FALSE | FALSE | 0 | 0 | 0 | n/a | n/a | n/a | n/a | n/a | 0 | 0 | 100% | 100% | 0 | 0 | 0 | 0 | 0 | 0 | 0 | 0 | 0 | 0 | 0 | 0 | 0 | 0 | 0 | 0 | 0 | 0 | 0 | 0 | 0 | 0
| 0 | 0 | 0 | 0 | 0 | 0 | 0 | 0 | 0 | 0 | 0 | 0 | 0 | 0 | 0 | 0 | 0 | 0 | FALSE | FALSE | FALSE | FALSE | 0 | 0 | 0 | n/a | n/a | n/a | n/a | n/a | 0 | 0 | 100% | 100% | 0 | 0 | 0 | 0 | 0 | 0 | 0 | 0 | 0 | 0 | 0 | 0 | 0 | 0 | 0 | 0 | 0 | 0 | 0 | 0 | 0 | 0
| 0 | 0 | 0 | 0 | 0 | 0 | 0 | 0 | 0 | 0 | 0 | 0 | 0 | 0 | 0 | 0 | 0 | 0 | FALSE | FALSE | FALSE | FALSE | 0 | 0 | 0 | n/a | n/a | n/a | n/a | n/a | 0 | 0 | 100% | 100% | 0 | 0 | 0 | 0 | 0 | 0 | 0 | 0 | 0 | 0 | 0 | 0 | 0 | 0 | 0 | 0 | 0 | 0 | 0 | 0 | 0 | 0
| 0 | 0 | 0 | 0 | 0 | 0 | 0 | 0 | 0 | 0 | 0 | 0 | 0 | 0 | 0 | 0 | 0 | 0 | FALSE | FALSE | FALSE | FALSE | 0 | 0 | 0 | n/a | n/a | n/a | n/a | n/a | 0 | 0 | 100% | 100% | 0 | 0 | 0 | 0 | 0 | 0 | 0 | 0 | 0 | 0 | 0 | 0 | 0 | 0 | 0 | 0 | 0 | 0 | 0 | 0 | 0 | 0
| 0 | 0 | 0 | 0 | 0 | 0 | 0 | 0 | 0 | 0 | 0 | 0 | 0 | 0 | 0 | 0 | 0 | 0 | FALSE | FALSE | FALSE | FALSE | 0 | 0 | 0 | n/a | n/a | n/a | n/a | n/a | 0 | 0 | 100% | 100% | 0 | 0 | 0 | 0 | 0 | 0 | 0 | 0 | 0 | 0 | 0 | 0 | 0 | 0 | 0 | 0 | 0 | 0 | 0 | 0 | 0 | 0
| 0 | 0 | 0 | 0 | 0 | 0 | 0 | 0 | 0 | 0 | 0 | 0 | 0 | 0 | 0 | 0 | 0 | 0 | FALSE | FALSE | FALSE | FALSE | 0 | 0 | 0 | n/a | n/a | n/a | n/a | n/a | 0 | 0 | 100% | 100% | 0 | 0 | 0 | 0 | 0 | 0 | 0 | 0 | 0 | 0 | 0 | 0 | 0 | 0 | 0 | 0 | 0 | 0 | 0 | 0 | 0 | 0
| 0 | 0 | 0 | 0 | 0 | 0 | 0 | 0 | 0 | 0 | 0 | 0 | 0 | 0 | 0 | 0 | 0 | 0 | FALSE | FALSE | FALSE | FALSE | 0 | 0 | 0 | n/a | n/a | n/a | n/a | n/a | 0 | 0 | 100% | 100% | 0 | 0 | 0 | 0 | 0 | 0 | 0 | 0 | 0 | 0 | 0 | 0 | 0 | 0 | 0 | 0 | 0 | 0 | 0 | 0 | 0 | 0
| 0 | 0 | 0 | 0 | 0 | 0 | 0 | 0 | 0 | 0 | 0 | 0 | 0 | 0 | 0 | 0 | 0 | 0 | FALSE | FALSE | FALSE | FALSE | 0 | 0 | 0 | n/a | n/a | n/a | n/a | n/a | 0 | 0 | 100% | 100% | 0 | 0 | 0 | 0 | 0 | 0 | 0 | 0 | 0 | 0 | 0 | 0 | 0 | 0 | 0 | 0 | 0 | 0 | 0 | 0 | 0 | 0
| 0 | 0 | 0 | 0 | 0 | 0 | 0 | 0 | 0 | 0 | 0 | 0 | 0 | 0 | 0 | 0 | 0 | 0 | FALSE | FALSE | FALSE | FALSE | 0 | 0 | 0 | n/a | n/a | n/a | n/a | n/a | 0 | 0 | 100% | 100% | 0 | 0 | 0 | 0 | 0 | 0 | 0 | 0 | 0 | 0 | 0 | 0 | 0 | 0 | 0 | 0 | 0 | 0 | 0 | 0 | 0 | 0
| 0 | 0 | 0 | 0 | 0 | 0 | 0 | 0 | 0 | 0 | 0 | 0 | 0 | 0 | 0 | 0 | 0 | 0 | FALSE | FALSE | FALSE | FALSE | 0 | 0 | 0 | n/a | n/a | n/a | n/a | n/a | 0 | 0 | 100% | 100% | 0 | 0 | 0 | 0 | 0 | 0 | 0 | 0 | 0 | 0 | 0 | 0 | 0 | 0 | 0 | 0 | 0 | 0 | 0 | 0 | 0 | 0
| 0 | 0 | 0 | 0 | 0 | 0 | 0 | 0 | 0 | 0 | 0 | 0 | 0 | 0 | 0 | 0 | 0 | 0 | FALSE | FALSE | FALSE | FALSE | 0 | 0 | 0 | n/a | n/a | n/a | n/a | n/a | 0 | 0 | 100% | 100% | 0 | 0 | 0 | 0 | 0 | 0 | 0 | 0 | 0 | 0 | 0 | 0 | 0 | 0 | 0 | 0 | 0 | 0 | 0 | 0 | 0 | 0
| 0 | 0 | 0 | 0 | 0 | 0 | 0 | 0 | 0 | 0 | 0 | 0 | 0 | 0 | 0 | 0 | 0 | 0 | FALSE | FALSE | FALSE | FALSE | 0 | 0 | 0 | n/a | n/a | n/a | n/a | n/a | 0 | 0 | 100% | 100% | 0 | 0 | 0 | 0 | 0 | 0 | 0 | 0 | 0 | 0 | 0 | 0 | 0 | 0 | 0 | 0 | 0 | 0 | 0 | 0 | 0 | 0
| 0 | 0 | 0 | 0 | 0 | 0 | 0 | 0 | 0 | 0 | 0 | 0 | 0 | 0 | 0 | 0 | 0 | 0 | FALSE | FALSE | FALSE | FALSE | 0 | 0 | 0 | n/a | n/a | n/a | n/a | n/a | 0 | 0 | 100% | 100% | 0 | 0 | 0 | 0 | 0 | 0 | 0 | 0 | 0 | 0 | 0 | 0 | 0 | 0 | 0 | 0 | 0 | 0 | 0 | 0 | 0 | 0
| 0 | 0 | 0 | 0 | 0 | 0 | 0 | 0 | 0 | 0 | 0 | 0 | 0 | 0 | 0 | 0 | 0 | 0 | FALSE | FALSE | FALSE | FALSE | 0 | 0 | 0 | n/a | n/a | n/a | n/a | n/a | 0 | 0 | 100% | 100% | 0 | 0 | 0 | 0 | 0 | 0 | 0 | 0 | 0 | 0 | 0 | 0 | 0 | 0 | 0 | 0 | 0 | 0 | 0 | 0 | 0 | 0
| 0 | 0 | 0 | 0 | 0 | 0 | 0 | 0 | 0 | 0 | 0 | 0 | 0 | 0 | 0 | 0 | 0 | 0 | FALSE | FALSE | FALSE | FALSE | 0 | 0 | 0 | n/a | n/a | n/a | n/a | n/a | 0 | 0 | 100% | 100% | 0 | 0 | 0 | 0 | 0 | 0 | 0 | 0 | 0 | 0 | 0 | 0 | 0 | 0 | 0 | 0 | 0 | 0 | 0 | 0 | 0 | 0
| 0 | 0 | 0 | 0 | 0 | 0 | 0 | 0 | 0 | 0 | 0 | 0 | 0 | 0 | 0 | 0 | 0 | 0 | FALSE | FALSE | FALSE | FALSE | 0 | 0 | 0 | n/a | n/a | n/a | n/a | n/a | 0 | 0 | 100% | 100% | 0 | 0 | 0 | 0 | 0 | 0 | 0 | 0 | 0 | 0 | 0 | 0 | 0 | 0 | 0 | 0 | 0 | 0 | 0 | 0 | 0 | 0
| 0 | 0 | 0 | 0 | 0 | 0 | 0 | 0 | 0 | 0 | 0 | 0 | 0 | 0 | 0 | 0 | 0 | 0 | FALSE | FALSE | FALSE | FALSE | 0 | 0 | 0 | n/a | n/a | n/a | n/a | n/a | 0 | 0 | 100% | 100% | 0 | 0 | 0 | 0 | 0 | 0 | 0 | 0 | 0 | 0 | 0 | 0 | 0 | 0 | 0 | 0 | 0 | 0 | 0 | 0 | 0 | 0
| 0 | 0 | 0 | 0 | 0 | 0 | 0 | 0 | 0 | 0 | 0 | 0 | 0 | 0 | 0 | 0 | 0 | 0 | FALSE | FALSE | FALSE | FALSE | 0 | 0 | 0 | n/a | n/a | n/a | n/a | n/a | 0 | 0 | 100% | 100% | 0 | 0 | 0 | 0 | 0 | 0 | 0 | 0 | 0 | 0 | 0 | 0 | 0 | 0 | 0 | 0 | 0 | 0 | 0 | 0 | 0 | 0
| 0 | 0 | 0 | 0 | 0 | 0 | 0 | 0 | 0 | 0 | 0 | 0 | 0 | 0 | 0 | 0 | 0 | 0 | FALSE | FALSE | FALSE | FALSE | 0 | 0 | 0 | n/a | n/a | n/a | n/a | n/a | 0 | 0 | 100% | 100% | 0 | 0 | 0 | 0 | 0 | 0 | 0 | 0 | 0 | 0 | 0 | 0 | 0 | 0 | 0 | 0 | 0 | 0 | 0 | 0 | 0 | 0
| 0 | 0 | 0 | 0 | 0 | 0 | 0 | 0 | 0 | 0 | 0 | 0 | 0 | 0 | 0 | 0 | 0 | 0 | FALSE | FALSE | FALSE | FALSE | 0 | 0 | 0 | n/a | n/a | n/a | n/a | n/a | 0 | 0 | 100% | 100% | 0 | 0 | 0 | 0 | 0 | 0 | 0 | 0 | 0 | 0 | 0 | 0 | 0 | 0 | 0 | 0 | 0 | 0 | 0 | 0 | 0 | 0
| 0 | 0 | 0 | 0 | 0 | 0 | 0 | 0 | 0 | 0 | 0 | 0 | 0 | 0 | 0 | 0 | 0 | 0 | FALSE | FALSE | FALSE | FALSE | 0 | 0 | 0 | n/a | n/a | n/a | n/a | n/a | 0 | 0 | 100% | 100% | 0 | 0 | 0 | 0 | 0 | 0 | 0 | 0 | 0 | 0 | 0 | 0 | 0 | 0 | 0 | 0 | 0 | 0 | 0 | 0 | 0 | 0
| 0 | 0 | 0 | 0 | 0 | 0 | 0 | 0 | 0 | 0 | 0 | 0 | 0 | 0 | 0 | 0 | 0 | 0 | FALSE | FALSE | FALSE | FALSE | 0 | 0 | 0 | n/a | n/a | n/a | n/a | n/a | 0 | 0 | 100% | 100% | 0 | 0 | 0 | 0 | 0 | 0 | 0 | 0 | 0 | 0 | 0 | 0 | 0 | 0 | 0 | 0 | 0 | 0 | 0 | 0 | 0 | 0
| 0 | 0 | 0 | 0 | 0 | 0 | 0 | 0 | 0 | 0 | 0 | 0 | 0 | 0 | 0 | 0 | 0 | 0 | FALSE | FALSE | FALSE | FALSE | 0 | 0 | 0 | n/a | n/a | n/a | n/a | n/a | 0 | 0 | 100% | 100% | 0 | 0 | 0 | 0 | 0 | 0 | 0 | 0 | 0 | 0 | 0 | 0 | 0 | 0 | 0 | 0 | 0 | 0 | 0 | 0 | 0 | 0
| 0 | 0 | 0 | 0 | 0 | 0 | 0 | 0 | 0 | 0 | 0 | 0 | 0 | 0 | 0 | 0 | 0 | 0 | FALSE | FALSE | FALSE | FALSE | 0 | 0 | 0 | n/a | n/a | n/a | n/a | n/a | 0 | 0 | 100% | 100% | 0 | 0 | 0 | 0 | 0 | 0 | 0 | 0 | 0 | 0 | 0 | 0 | 0 | 0 | 0 | 0 | 0 | 0 | 0 | 0 | 0 | 0
| 0 | 0 | 0 | 0 | 0 | 0 | 0 | 0 | 0 | 0 | 0 | 0 | 0 | 0 | 0 | 0 | 0 | 0 | FALSE | FALSE | FALSE | FALSE | 0 | 0 | 0 | n/a | n/a | n/a | n/a | n/a | 0 | 0 | 100% | 100% | 0 | 0 | 0 | 0 | 0 | 0 | 0 | 0 | 0 | 0 | 0 | 0 | 0 | 0 | 0 | 0 | 0 | 0 | 0 | 0 | 0 | 0
| 0 | 0 | 0 | 0 | 0 | 0 | 0 | 0 | 0 | 0 | 0 | 0 | 0 | 0 | 0 | 0 | 0 | 0 | FALSE | FALSE | FALSE | FALSE | 0 | 0 | 0 | n/a | n/a | n/a | n/a | n/a | 0 | 0 | 100% | 100% | 0 | 0 | 0 | 0 | 0 | 0 | 0 | 0 | 0 | 0 | 0 | 0 | 0 | 0 | 0 | 0 | 0 | 0 | 0 | 0 | 0 | 0
| 0 | 0 | 0 | 0 | 0 | 0 | 0 | 0 | 0 | 0 | 0 | 0 | 0 | 0 | 0 | 0 | 0 | 0 | FALSE | FALSE | FALSE | FALSE | 0 | 0 | 0 | n/a | n/a | n/a | n/a | n/a | 0 | 0 | 100% | 100% | 0 | 0 | 0 | 0 | 0 | 0 | 0 | 0 | 0 | 0 | 0 | 0 | 0 | 0 | 0 | 0 | 0 | 0 | 0 | 0 | 0 | 0
| 0 | 0 | 0 | 0 | 0 | 0 | 0 | 0 | 0 | 0 | 0 | 0 | 0 | 0 | 0 | 0 | 0 | 0 | FALSE | FALSE | FALSE | FALSE | 0 | 0 | 0 | n/a | n/a | n/a | n/a | n/a | 0 | 0 | 100% | 100% | 0 | 0 | 0 | 0 | 0 | 0 | 0 | 0 | 0 | 0 | 0 | 0 | 0 | 0 | 0 | 0 | 0 | 0 | 0 | 0 | 0 | 0
| 0 | 0 | 0 | 0 | 0 | 0 | 0 | 0 | 0 | 0 | 0 | 0 | 0 | 0 | 0 | 0 | 0 | 0 | FALSE | FALSE | FALSE | FALSE | 0 | 0 | 0 | n/a | n/a | n/a | n/a | n/a | 0 | 0 | 100% | 100% | 0 | 0 | 0 | 0 | 0 | 0 | 0 | 0 | 0 | 0 | 0 | 0 | 0 | 0 | 0 | 0 | 0 | 0 | 0 | 0 | 0 | 0
| 0 | 0 | 0 | 0 | 0 | 0 | 0 | 0 | 0 | 0 | 0 | 0 | 0 | 0 | 0 | 0 | 0 | 0 | FALSE | FALSE | FALSE | FALSE | 0 | 0 | 0 | n/a | n/a | n/a | n/a | n/a | 0 | 0 | 100% | 100% | 0 | 0 | 0 | 0 | 0 | 0 | 0 | 0 | 0 | 0 | 0 | 0 | 0 | 0 | 0 | 0 | 0 | 0 | 0 | 0 | 0 | 0
| 0 | 0 | 0 | 0 | 0 | 0 | 0 | 0 | 0 | 0 | 0 | 0 | 0 | 0 | 0 | 0 | 0 | 0 | FALSE | FALSE | FALSE | FALSE | 0 | 0 | 0 | n/a | n/a | n/a | n/a | n/a | 0 | 0 | 100% | 100% | 0 | 0 | 0 | 0 | 0 | 0 | 0 | 0 | 0 | 0 | 0 | 0 | 0 | 0 | 0 | 0 | 0 | 0 | 0 | 0 | 0 | 0
| 0 | 0 | 0 | 0 | 0 | 0 | 0 | 0 | 0 | 0 | 0 | 0 | 0 | 0 | 0 | 0 | 0 | 0 | FALSE | FALSE | FALSE | FALSE | 0 | 0 | 0 | n/a | n/a | n/a | n/a | n/a | 0 | 0 | 100% | 100% | 0 | 0 | 0 | 0 | 0 | 0 | 0 | 0 | 0 | 0 | 0 | 0 | 0 | 0 | 0 | 0 | 0 | 0 | 0 | 0 | 0 | 0
| 0 | 0 | 0 | 0 | 0 | 0 | 0 | 0 | 0 | 0 | 0 | 0 | 0 | 0 | 0 | 0 | 0 | 0 | FALSE | FALSE | FALSE | FALSE | 0 | 0 | 0 | n/a | n/a | n/a | n/a | n/a | 0 | 0 | 100% | 100% | 0 | 0 | 0 | 0 | 0 | 0 | 0 | 0 | 0 | 0 | 0 | 0 | 0 | 0 | 0 | 0 | 0 | 0 | 0 | 0 | 0 | 0
| 0 | 0 | 0 | 0 | 0 | 0 | 0 | 0 | 0 | 0 | 0 | 0 | 0 | 0 | 0 | 0 | 0 | 0 | FALSE | FALSE | FALSE | FALSE | 0 | 0 | 0 | n/a | n/a | n/a | n/a | n/a | 0 | 0 | 100% | 100% | 0 | 0 | 0 | 0 | 0 | 0 | 0 | 0 | 0 | 0 | 0 | 0 | 0 | 0 | 0 | 0 | 0 | 0 | 0 | 0 | 0 | 0
| 0 | 0 | 0 | 0 | 0 | 0 | 0 | 0 | 0 | 0 | 0 | 0 | 0 | 0 | 0 | 0 | 0 | 0 | FALSE | FALSE | FALSE | FALSE | 0 | 0 | 0 | n/a | n/a | n/a | n/a | n/a | 0 | 0 | 100% | 100% | 0 | 0 | 0 | 0 | 0 | 0 | 0 | 0 | 0 | 0 | 0 | 0 | 0 | 0 | 0 | 0 | 0 | 0 | 0 | 0 | 0 | 0
| 0 | 0 | 0 | 0 | 0 | 0 | 0 | 0 | 0 | 0 | 0 | 0 | 0 | 0 | 0 | 0 | 0 | 0 | FALSE | FALSE | FALSE | FALSE | 0 | 0 | 0 | n/a | n/a | n/a | n/a | n/a | 0 | 0 | 100% | 100% | 0 | 0 | 0 | 0 | 0 | 0 | 0 | 0 | 0 | 0 | 0 | 0 | 0 | 0 | 0 | 0 | 0 | 0 | 0 | 0 | 0 | 0
| 0 | 0 | 0 | 0 | 0 | 0 | 0 | 0 | 0 | 0 | 0 | 0 | 0 | 0 | 0 | 0 | 0 | 0 | FALSE | FALSE | FALSE | FALSE | 0 | 0 | 0 | n/a | n/a | n/a | n/a | n/a | 0 | 0 | 100% | 100% | 0 | 0 | 0 | 0 | 0 | 0 | 0 | 0 | 0 | 0 | 0 | 0 | 0 | 0 | 0 | 0 | 0 | 0 | 0 | 0 | 0 | 0
| 0 | 0 | 0 | 0 | 0 | 0 | 0 | 0 | 0 | 0 | 0 | 0 | 0 | 0 | 0 | 0 | 0 | 0 | FALSE | FALSE | FALSE | FALSE | 0 | 0 | 0 | n/a | n/a | n/a | n/a | n/a | 0 | 0 | 100% | 100% | 0 | 0 | 0 | 0 | 0 | 0 | 0 | 0 | 0 | 0 | 0 | 0 | 0 | 0 | 0 | 0 | 0 | 0 | 0 | 0 | 0 | 0
| 0 | 0 | 0 | 0 | 0 | 0 | 0 | 0 | 0 | 0 | 0 | 0 | 0 | 0 | 0 | 0 | 0 | 0 | FALSE | FALSE | FALSE | FALSE | 0 | 0 | 0 | n/a | n/a | n/a | n/a | n/a | 0 | 0 | 100% | 100% | 0 | 0 | 0 | 0 | 0 | 0 | 0 | 0 | 0 | 0 | 0 | 0 | 0 | 0 | 0 | 0 | 0 | 0 | 0 | 0 | 0 | 0
| 0 | 0 | 0 | 0 | 0 | 0 | 0 | 0 | 0 | 0 | 0 | 0 | 0 | 0 | 0 | 0 | 0 | 0 | FALSE | FALSE | FALSE | FALSE | 0 | 0 | 0 | n/a | n/a | n/a | n/a | n/a | 0 | 0 | 100% | 100% | 0 | 0 | 0 | 0 | 0 | 0 | 0 | 0 | 0 | 0 | 0 | 0 | 0 | 0 | 0 | 0 | 0 | 0 | 0 | 0 | 0 | 0
| 0 | 0 | 0 | 0 | 0 | 0 | 0 | 0 | 0 | 0 | 0 | 0 | 0 | 0 | 0 | 0 | 0 | 0 | FALSE | FALSE | FALSE | FALSE | 0 | 0 | 0 | n/a | n/a | n/a | n/a | n/a | 0 | 0 | 100% | 100% | 0 | 0 | 0 | 0 | 0 | 0 | 0 | 0 | 0 | 0 | 0 | 0 | 0 | 0 | 0 | 0 | 0 | 0 | 0 | 0 | 0 | 0
| 0 | 0 | 0 | 0 | 0 | 0 | 0 | 0 | 0 | 0 | 0 | 0 | 0 | 0 | 0 | 0 | 0 | 0 | FALSE | FALSE | FALSE | FALSE | 0 | 0 | 0 | n/a | n/a | n/a | n/a | n/a | 0 | 0 | 100% | 100% | 0 | 0 | 0 | 0 | 0 | 0 | 0 | 0 | 0 | 0 | 0 | 0 | 0 | 0 | 0 | 0 | 0 | 0 | 0 | 0 | 0 | 0
| 0 | 0 | 0 | 0 | 0 | 0 | 0 | 0 | 0 | 0 | 0 | 0 | 0 | 0 | 0 | 0 | 0 | 0 | FALSE | FALSE | FALSE | FALSE | 0 | 0 | 0 | n/a | n/a | n/a | n/a | n/a | 0 | 0 | 100% | 100% | 0 | 0 | 0 | 0 | 0 | 0 | 0 | 0 | 0 | 0 | 0 | 0 | 0 | 0 | 0 | 0 | 0 | 0 | 0 | 0 | 0 | 0
| 0 | 0 | 0 | 0 | 0 | 0 | 0 | 0 | 0 | 0 | 0 | 0 | 0 | 0 | 0 | 0 | 0 | 0 | FALSE | FALSE | FALSE | FALSE | 0 | 0 | 0 | n/a | n/a | n/a | n/a | n/a | 0 | 0 | 100% | 100% | 0 | 0 | 0 | 0 | 0 | 0 | 0 | 0 | 0 | 0 | 0 | 0 | 0 | 0 | 0 | 0 | 0 | 0 | 0 | 0 | 0 | 0
| 0 | 0 | 0 | 0 | 0 | 0 | 0 | 0 | 0 | 0 | 0 | 0 | 0 | 0 | 0 | 0 | 0 | 0 | FALSE | FALSE | FALSE | FALSE | 0 | 0 | 0 | n/a | n/a | n/a | n/a | n/a | 0 | 0 | 100% | 100% | 0 | 0 | 0 | 0 | 0 | 0 | 0 | 0 | 0 | 0 | 0 | 0 | 0 | 0 | 0 | 0 | 0 | 0 | 0 | 0 | 0 | 0
| 0 | 0 | 0 | 0 | 0 | 0 | 0 | 0 | 0 | 0 | 0 | 0 | 0 | 0 | 0 | 0 | 0 | 0 | FALSE | FALSE | FALSE | FALSE | 0 | 0 | 0 | n/a | n/a | n/a | n/a | n/a | 0 | 0 | 100% | 100% | 0 | 0 | 0 | 0 | 0 | 0 | 0 | 0 | 0 | 0 | 0 | 0 | 0 | 0 | 0 | 0 | 0 | 0 | 0 | 0 | 0 | 0
| 0 | 0 | 0 | 0 | 0 | 0 | 0 | 0 | 0 | 0 | 0 | 0 | 0 | 0 | 0 | 0 | 0 | 0 | FALSE | FALSE | FALSE | FALSE | 0 | 0 | 0 | n/a | n/a | n/a | n/a | n/a | 0 | 0 | 100% | 100% | 0 | 0 | 0 | 0 | 0 | 0 | 0 | 0 | 0 | 0 | 0 | 0 | 0 | 0 | 0 | 0 | 0 | 0 | 0 | 0 | 0 | 0
| 0 | 0 | 0 | 0 | 0 | 0 | 0 | 0 | 0 | 0 | 0 | 0 | 0 | 0 | 0 | 0 | 0 | 0 | FALSE | FALSE | FALSE | FALSE | 0 | 0 | 0 | n/a | n/a | n/a | n/a | n/a | 0 | 0 | 100% | 100% | 0 | 0 | 0 | 0 | 0 | 0 | 0 | 0 | 0 | 0 | 0 | 0 | 0 | 0 | 0 | 0 | 0 | 0 | 0 | 0 | 0 | 0
| 0 | 0 | 0 | 0 | 0 | 0 | 0 | 0 | 0 | 0 | 0 | 0 | 0 | 0 | 0 | 0 | 0 | 0 | FALSE | FALSE | FALSE | FALSE | 0 | 0 | 0 | n/a | n/a | n/a | n/a | n/a | 0 | 0 | 100% | 100% | 0 | 0 | 0 | 0 | 0 | 0 | 0 | 0 | 0 | 0 | 0 | 0 | 0 | 0 | 0 | 0 | 0 | 0 | 0 | 0 | 0 | 0
| 0 | 0 | 0 | 0 | 0 | 0 | 0 | 0 | 0 | 0 | 0 | 0 | 0 | 0 | 0 | 0 | 0 | 0 | FALSE | FALSE | FALSE | FALSE | 0 | 0 | 0 | n/a | n/a | n/a | n/a | n/a | 0 | 0 | 100% | 100% | 0 | 0 | 0 | 0 | 0 | 0 | 0 | 0 | 0 | 0 | 0 | 0 | 0 | 0 | 0 | 0 | 0 | 0 | 0 | 0 | 0 | 0
| 0 | 0 | 0 | 0 | 0 | 0 | 0 | 0 | 0 | 0 | 0 | 0 | 0 | 0 | 0 | 0 | 0 | 0 | FALSE | FALSE | FALSE | FALSE | 0 | 0 | 0 | n/a | n/a | n/a | n/a | n/a | 0 | 0 | 100% | 100% | 0 | 0 | 0 | 0 | 0 | 0 | 0 | 0 | 0 | 0 | 0 | 0 | 0 | 0 | 0 | 0 | 0 | 0 | 0 | 0 | 0 | 0
| 0 | 0 | 0 | 0 | 0 | 0 | 0 | 0 | 0 | 0 | 0 | 0 | 0 | 0 | 0 | 0 | 0 | 0 | FALSE | FALSE | FALSE | FALSE | 0 | 0 | 0 | n/a | n/a | n/a | n/a | n/a | 0 | 0 | 100% | 100% | 0 | 0 | 0 | 0 | 0 | 0 | 0 | 0 | 0 | 0 | 0 | 0 | 0 | 0 | 0 | 0 | 0 | 0 | 0 | 0 | 0 | 0
| 0 | 0 | 0 | 0 | 0 | 0 | 0 | 0 | 0 | 0 | 0 | 0 | 0 | 0 | 0 | 0 | 0 | 0 | FALSE | FALSE | FALSE | FALSE | 0 | 0 | 0 | n/a | n/a | n/a | n/a | n/a | 0 | 0 | 100% | 100% | 0 | 0 | 0 | 0 | 0 | 0 | 0 | 0 | 0 | 0 | 0 | 0 | 0 | 0 | 0 | 0 | 0 | 0 | 0 | 0 | 0 | 0
| 0 | 0 | 0 | 0 | 0 | 0 | 0 | 0 | 0 | 0 | 0 | 0 | 0 | 0 | 0 | 0 | 0 | 0 | FALSE | FALSE | FALSE | FALSE | 0 | 0 | 0 | n/a | n/a | n/a | n/a | n/a | 0 | 0 | 100% | 100% | 0 | 0 | 0 | 0 | 0 | 0 | 0 | 0 | 0 | 0 | 0 | 0 | 0 | 0 | 0 | 0 | 0 | 0 | 0 | 0 | 0 | 0
| 0 | 0 | 0 | 0 | 0 | 0 | 0 | 0 | 0 | 0 | 0 | 0 | 0 | 0 | 0 | 0 | 0 | 0 | FALSE | FALSE | FALSE | FALSE | 0 | 0 | 0 | n/a | n/a | n/a | n/a | n/a | 0 | 0 | 100% | 100% | 0 | 0 | 0 | 0 | 0 | 0 | 0 | 0 | 0 | 0 | 0 | 0 | 0 | 0 | 0 | 0 | 0 | 0 | 0 | 0 | 0 | 0
| 0 | 0 | 0 | 0 | 0 | 0 | 0 | 0 | 0 | 0 | 0 | 0 | 0 | 0 | 0 | 0 | 0 | 0 | FALSE | FALSE | FALSE | FALSE | 0 | 0 | 0 | n/a | n/a | n/a | n/a | n/a | 0 | 0 | 100% | 100% | 0 | 0 | 0 | 0 | 0 | 0 | 0 | 0 | 0 | 0 | 0 | 0 | 0 | 0 | 0 | 0 | 0 | 0 | 0 | 0 | 0 | 0
| 0 | 0 | 0 | 0 | 0 | 0 | 0 | 0 | 0 | 0 | 0 | 0 | 0 | 0 | 0 | 0 | 0 | 0 | FALSE | FALSE | FALSE | FALSE | 0 | 0 | 0 | n/a | n/a | n/a | n/a | n/a | 0 | 0 | 100% | 100% | 0 | 0 | 0 | 0 | 0 | 0 | 0 | 0 | 0 | 0 | 0 | 0 | 0 | 0 | 0 | 0 | 0 | 0 | 0 | 0 | 0 | 0
| 0 | 0 | 0 | 0 | 0 | 0 | 0 | 0 | 0 | 0 | 0 | 0 | 0 | 0 | 0 | 0 | 0 | 0 | FALSE | FALSE | FALSE | FALSE | 0 | 0 | 0 | n/a | n/a | n/a | n/a | n/a | 0 | 0 | 100% | 100% | 0 | 0 | 0 | 0 | 0 | 0 | 0 | 0 | 0 | 0 | 0 | 0 | 0 | 0 | 0 | 0 | 0 | 0 | 0 | 0 | 0 | 0
| 0 | 0 | 0 | 0 | 0 | 0 | 0 | 0 | 0 | 0 | 0 | 0 | 0 | 0 | 0 | 0 | 0 | 0 | FALSE | FALSE | FALSE | FALSE | 0 | 0 | 0 | n/a | n/a | n/a | n/a | n/a | 0 | 0 | 100% | 100% | 0 | 0 | 0 | 0 | 0 | 0 | 0 | 0 | 0 | 0 | 0 | 0 | 0 | 0 | 0 | 0 | 0 | 0 | 0 | 0 | 0 | 0
| 0 | 0 | 0 | 0 | 0 | 0 | 0 | 0 | 0 | 0 | 0 | 0 | 0 | 0 | 0 | 0 | 0 | 0 | FALSE | FALSE | FALSE | FALSE | 0 | 0 | 0 | n/a | n/a | n/a | n/a | n/a | 0 | 0 | 100% | 100% | 0 | 0 | 0 | 0 | 0 | 0 | 0 | 0 | 0 | 0 | 0 | 0 | 0 | 0 | 0 | 0 | 0 | 0 | 0 | 0 | 0 | 0
| 0 | 0 | 0 | 0 | 0 | 0 | 0 | 0 | 0 | 0 | 0 | 0 | 0 | 0 | 0 | 0 | 0 | 0 | FALSE | FALSE | FALSE | FALSE | 0 | 0 | 0 | n/a | n/a | n/a | n/a | n/a | 0 | 0 | 100% | 100% | 0 | 0 | 0 | 0 | 0 | 0 | 0 | 0 | 0 | 0 | 0 | 0 | 0 | 0 | 0 | 0 | 0 | 0 | 0 | 0 | 0 | 0
| 0 | 0 | 0 | 0 | 0 | 0 | 0 | 0 | 0 | 0 | 0 | 0 | 0 | 0 | 0 | 0 | 0 | 0 | FALSE | FALSE | FALSE | FALSE | 0 | 0 | 0 | n/a | n/a | n/a | n/a | n/a | 0 | 0 | 100% | 100% | 0 | 0 | 0 | 0 | 0 | 0 | 0 | 0 | 0 | 0 | 0 | 0 | 0 | 0 | 0 | 0 | 0 | 0 | 0 | 0 | 0 | 0
| 0 | 0 | 0 | 0 | 0 | 0 | 0 | 0 | 0 | 0 | 0 | 0 | 0 | 0 | 0 | 0 | 0 | 0 | FALSE | FALSE | FALSE | FALSE | 0 | 0 | 0 | n/a | n/a | n/a | n/a | n/a | 0 | 0 | 100% | 100% | 0 | 0 | 0 | 0 | 0 | 0 | 0 | 0 | 0 | 0 | 0 | 0 | 0 | 0 | 0 | 0 | 0 | 0 | 0 | 0 | 0 | 0
| 0 | 0 | 0 | 0 | 0 | 0 | 0 | 0 | 0 | 0 | 0 | 0 | 0 | 0 | 0 | 0 | 0 | 0 | FALSE | FALSE | FALSE | FALSE | 0 | 0 | 0 | n/a | n/a | n/a | n/a | n/a | 0 | 0 | 100% | 100% | 0 | 0 | 0 | 0 | 0 | 0 | 0 | 0 | 0 | 0 | 0 | 0 | 0 | 0 | 0 | 0 | 0 | 0 | 0 | 0 | 0 | 0
| 0 | 0 | 0 | 0 | 0 | 0 | 0 | 0 | 0 | 0 | 0 | 0 | 0 | 0 | 0 | 0 | 0 | 0 | FALSE | FALSE | FALSE | FALSE | 0 | 0 | 0 | n/a | n/a | n/a | n/a | n/a | 0 | 0 | 100% | 100% | 0 | 0 | 0 | 0 | 0 | 0 | 0 | 0 | 0 | 0 | 0 | 0 | 0 | 0 | 0 | 0 | 0 | 0 | 0 | 0 | 0 | 0
| 0 | 0 | 0 | 0 | 0 | 0 | 0 | 0 | 0 | 0 | 0 | 0 | 0 | 0 | 0 | 0 | 0 | 0 | FALSE | FALSE | FALSE | FALSE | 0 | 0 | 0 | n/a | n/a | n/a | n/a | n/a | 0 | 0 | 100% | 100% | 0 | 0 | 0 | 0 | 0 | 0 | 0 | 0 | 0 | 0 | 0 | 0 | 0 | 0 | 0 | 0 | 0 | 0 | 0 | 0 | 0 | 0
| 0 | 0 | 0 | 0 | 0 | 0 | 0 | 0 | 0 | 0 | 0 | 0 | 0 | 0 | 0 | 0 | 0 | 0 | FALSE | FALSE | FALSE | FALSE | 0 | 0 | 0 | n/a | n/a | n/a | n/a | n/a | 0 | 0 | 100% | 100% | 0 | 0 | 0 | 0 | 0 | 0 | 0 | 0 | 0 | 0 | 0 | 0 | 0 | 0 | 0 | 0 | 0 | 0 | 0 | 0 | 0 | 0
| 0 | 0 | 0 | 0 | 0 | 0 | 0 | 0 | 0 | 0 | 0 | 0 | 0 | 0 | 0 | 0 | 0 | 0 | FALSE | FALSE | FALSE | FALSE | 0 | 0 | 0 | n/a | n/a | n/a | n/a | n/a | 0 | 0 | 100% | 100% | 0 | 0 | 0 | 0 | 0 | 0 | 0 | 0 | 0 | 0 | 0 | 0 | 0 | 0 | 0 | 0 | 0 | 0 | 0 | 0 | 0 | 0
| 0 | 0 | 0 | 0 | 0 | 0 | 0 | 0 | 0 | 0 | 0 | 0 | 0 | 0 | 0 | 0 | 0 | 0 | FALSE | FALSE | FALSE | FALSE | 0 | 0 | 0 | n/a | n/a | n/a | n/a | n/a | 0 | 0 | 100% | 100% | 0 | 0 | 0 | 0 | 0 | 0 | 0 | 0 | 0 | 0 | 0 | 0 | 0 | 0 | 0 | 0 | 0 | 0 | 0 | 0 | 0 | 0
| 0 | 0 | 0 | 0 | 0 | 0 | 0 | 0 | 0 | 0 | 0 | 0 | 0 | 0 | 0 | 0 | 0 | 0 | FALSE | FALSE | FALSE | FALSE | 0 | 0 | 0 | n/a | n/a | n/a | n/a | n/a | 0 | 0 | 100% | 100% | 0 | 0 | 0 | 0 | 0 | 0 | 0 | 0 | 0 | 0 | 0 | 0 | 0 | 0 | 0 | 0 | 0 | 0 | 0 | 0 | 0 | 0
| 0 | 0 | 0 | 0 | 0 | 0 | 0 | 0 | 0 | 0 | 0 | 0 | 0 | 0 | 0 | 0 | 0 | 0 | FALSE | FALSE | FALSE | FALSE | 0 | 0 | 0 | n/a | n/a | n/a | n/a | n/a | 0 | 0 | 100% | 100% | 0 | 0 | 0 | 0 | 0 | 0 | 0 | 0 | 0 | 0 | 0 | 0 | 0 | 0 | 0 | 0 | 0 | 0 | 0 | 0 | 0 | 0
| 0 | 0 | 0 | 0 | 0 | 0 | 0 | 0 | 0 | 0 | 0 | 0 | 0 | 0 | 0 | 0 | 0 | 0 | FALSE | FALSE | FALSE | FALSE | 0 | 0 | 0 | n/a | n/a | n/a | n/a | n/a | 0 | 0 | 100% | 100% | 0 | 0 | 0 | 0 | 0 | 0 | 0 | 0 | 0 | 0 | 0 | 0 | 0 | 0 | 0 | 0 | 0 | 0 | 0 | 0 | 0 | 0
| 0 | 0 | 0 | 0 | 0 | 0 | 0 | 0 | 0 | 0 | 0 | 0 | 0 | 0 | 0 | 0 | 0 | 0 | FALSE | FALSE | FALSE | FALSE | 0 | 0 | 0 | n/a | n/a | n/a | n/a | n/a | 0 | 0 | 100% | 100% | 0 | 0 | 0 | 0 | 0 | 0 | 0 | 0 | 0 | 0 | 0 | 0 | 0 | 0 | 0 | 0 | 0 | 0 | 0 | 0 | 0 | 0
| 0 | 0 | 0 | 0 | 0 | 0 | 0 | 0 | 0 | 0 | 0 | 0 | 0 | 0 | 0 | 0 | 0 | 0 | FALSE | FALSE | FALSE | FALSE | 0 | 0 | 0 | n/a | n/a | n/a | n/a | n/a | 0 | 0 | 100% | 100% | 0 | 0 | 0 | 0 | 0 | 0 | 0 | 0 | 0 | 0 | 0 | 0 | 0 | 0 | 0 | 0 | 0 | 0 | 0 | 0 | 0 | 0
| 0 | 0 | 0 | 0 | 0 | 0 | 0 | 0 | 0 | 0 | 0 | 0 | 0 | 0 | 0 | 0 | 0 | 0 | FALSE | FALSE | FALSE | FALSE | 0 | 0 | 0 | n/a | n/a | n/a | n/a | n/a | 0 | 0 | 100% | 100% | 0 | 0 | 0 | 0 | 0 | 0 | 0 | 0 | 0 | 0 | 0 | 0 | 0 | 0 | 0 | 0 | 0 | 0 | 0 | 0 | 0 | 0
| 0 | 0 | 0 | 0 | 0 | 0 | 0 | 0 | 0 | 0 | 0 | 0 | 0 | 0 | 0 | 0 | 0 | 0 | FALSE | FALSE | FALSE | FALSE | 0 | 0 | 0 | n/a | n/a | n/a | n/a | n/a | 0 | 0 | 100% | 100% | 0 | 0 | 0 | 0 | 0 | 0 | 0 | 0 | 0 | 0 | 0 | 0 | 0 | 0 | 0 | 0 | 0 | 0 | 0 | 0 | 0 | 0
| 0 | 0 | 0 | 0 | 0 | 0 | 0 | 0 | 0 | 0 | 0 | 0 | 0 | 0 | 0 | 0 | 0 | 0 | FALSE | FALSE | FALSE | FALSE | 0 | 0 | 0 | n/a | n/a | n/a | n/a | n/a | 0 | 0 | 100% | 100% | 0 | 0 | 0 | 0 | 0 | 0 | 0 | 0 | 0 | 0 | 0 | 0 | 0 | 0 | 0 | 0 | 0 | 0 | 0 | 0 | 0 | 0
| 0 | 0 | 0 | 0 | 0 | 0 | 0 | 0 | 0 | 0 | 0 | 0 | 0 | 0 | 0 | 0 | 0 | 0 | FALSE | FALSE | FALSE | FALSE | 0 | 0 | 0 | n/a | n/a | n/a | n/a | n/a | 0 | 0 | 100% | 100% | 0 | 0 | 0 | 0 | 0 | 0 | 0 | 0 | 0 | 0 | 0 | 0 | 0 | 0 | 0 | 0 | 0 | 0 | 0 | 0 | 0 | 0
| 0 | 0 | 0 | 0 | 0 | 0 | 0 | 0 | 0 | 0 | 0 | 0 | 0 | 0 | 0 | 0 | 0 | 0 | FALSE | FALSE | FALSE | FALSE | 0 | 0 | 0 | n/a | n/a | n/a | n/a | n/a | 0 | 0 | 100% | 100% | 0 | 0 | 0 | 0 | 0 | 0 | 0 | 0 | 0 | 0 | 0 | 0 | 0 | 0 | 0 | 0 | 0 | 0 | 0 | 0 | 0 | 0
| 0 | 0 | 0 | 0 | 0 | 0 | 0 | 0 | 0 | 0 | 0 | 0 | 0 | 0 | 0 | 0 | 0 | 0 | FALSE | FALSE | FALSE | FALSE | 0 | 0 | 0 | n/a | n/a | n/a | n/a | n/a | 0 | 0 | 100% | 100% | 0 | 0 | 0 | 0 | 0 | 0 | 0 | 0 | 0 | 0 | 0 | 0 | 0 | 0 | 0 | 0 | 0 | 0 | 0 | 0 | 0 | 0
| 0 | 0 | 0 | 0 | 0 | 0 | 0 | 0 | 0 | 0 | 0 | 0 | 0 | 0 | 0 | 0 | 0 | 0 | FALSE | FALSE | FALSE | FALSE | 0 | 0 | 0 | n/a | n/a | n/a | n/a | n/a | 0 | 0 | 100% | 100% | 0 | 0 | 0 | 0 | 0 | 0 | 0 | 0 | 0 | 0 | 0 | 0 | 0 | 0 | 0 | 0 | 0 | 0 | 0 | 0 | 0 | 0
| 0 | 0 | 0 | 0 | 0 | 0 | 0 | 0 | 0 | 0 | 0 | 0 | 0 | 0 | 0 | 0 | 0 | 0 | FALSE | FALSE | FALSE | FALSE | 0 | 0 | 0 | n/a | n/a | n/a | n/a | n/a | 0 | 0 | 100% | 100% | 0 | 0 | 0 | 0 | 0 | 0 | 0 | 0 | 0 | 0 | 0 | 0 | 0 | 0 | 0 | 0 | 0 | 0 | 0 | 0 | 0 | 0
| 0 | 0 | 0 | 0 | 0 | 0 | 0 | 0 | 0 | 0 | 0 | 0 | 0 | 0 | 0 | 0 | 0 | 0 | FALSE | FALSE | FALSE | FALSE | 0 | 0 | 0 | n/a | n/a | n/a | n/a | n/a | 0 | 0 | 100% | 100% | 0 | 0 | 0 | 0 | 0 | 0 | 0 | 0 | 0 | 0 | 0 | 0 | 0 | 0 | 0 | 0 | 0 | 0 | 0 | 0 | 0 | 0
| 0 | 0 | 0 | 0 | 0 | 0 | 0 | 0 | 0 | 0 | 0 | 0 | 0 | 0 | 0 | 0 | 0 | 0 | FALSE | FALSE | FALSE | FALSE | 0 | 0 | 0 | n/a | n/a | n/a | n/a | n/a | 0 | 0 | 100% | 100% | 0 | 0 | 0 | 0 | 0 | 0 | 0 | 0 | 0 | 0 | 0 | 0 | 0 | 0 | 0 | 0 | 0 | 0 | 0 | 0 | 0 | 0
| 0 | 0 | 0 | 0 | 0 | 0 | 0 | 0 | 0 | 0 | 0 | 0 | 0 | 0 | 0 | 0 | 0 | 0 | FALSE | FALSE | FALSE | FALSE | 0 | 0 | 0 | n/a | n/a | n/a | n/a | n/a | 0 | 0 | 100% | 100% | 0 | 0 | 0 | 0 | 0 | 0 | 0 | 0 | 0 | 0 | 0 | 0 | 0 | 0 | 0 | 0 | 0 | 0 | 0 | 0 | 0 | 0
| 0 | 0 | 0 | 0 | 0 | 0 | 0 | 0 | 0 | 0 | 0 | 0 | 0 | 0 | 0 | 0 | 0 | 0 | FALSE | FALSE | FALSE | FALSE | 0 | 0 | 0 | n/a | n/a | n/a | n/a | n/a | 0 | 0 | 100% | 100% | 0 | 0 | 0 | 0 | 0 | 0 | 0 | 0 | 0 | 0 | 0 | 0 | 0 | 0 | 0 | 0 | 0 | 0 | 0 | 0 | 0 | 0
| 0 | 0 | 0 | 0 | 0 | 0 | 0 | 0 | 0 | 0 | 0 | 0 | 0 | 0 | 0 | 0 | 0 | 0 | FALSE | FALSE | FALSE | FALSE | 0 | 0 | 0 | n/a | n/a | n/a | n/a | n/a | 0 | 0 | 100% | 100% | 0 | 0 | 0 | 0 | 0 | 0 | 0 | 0 | 0 | 0 | 0 | 0 | 0 | 0 | 0 | 0 | 0 | 0 | 0 | 0 | 0 | 0
| 0 | 0 | 0 | 0 | 0 | 0 | 0 | 0 | 0 | 0 | 0 | 0 | 0 | 0 | 0 | 0 | 0 | 0 | FALSE | FALSE | FALSE | FALSE | 0 | 0 | 0 | n/a | n/a | n/a | n/a | n/a | 0 | 0 | 100% | 100% | 0 | 0 | 0 | 0 | 0 | 0 | 0 | 0 | 0 | 0 | 0 | 0 | 0 | 0 | 0 | 0 | 0 | 0 | 0 | 0 | 0 | 0
| 0 | 0 | 0 | 0 | 0 | 0 | 0 | 0 | 0 | 0 | 0 | 0 | 0 | 0 | 0 | 0 | 0 | 0 | FALSE | FALSE | FALSE | FALSE | 0 | 0 | 0 | n/a | n/a | n/a | n/a | n/a | 0 | 0 | 100% | 100% | 0 | 0 | 0 | 0 | 0 | 0 | 0 | 0 | 0 | 0 | 0 | 0 | 0 | 0 | 0 | 0 | 0 | 0 | 0 | 0 | 0 | 0
| 0 | 0 | 0 | 0 | 0 | 0 | 0 | 0 | 0 | 0 | 0 | 0 | 0 | 0 | 0 | 0 | 0 | 0 | FALSE | FALSE | FALSE | FALSE | 0 | 0 | 0 | n/a | n/a | n/a | n/a | n/a | 0 | 0 | 100% | 100% | 0 | 0 | 0 | 0 | 0 | 0 | 0 | 0 | 0 | 0 | 0 | 0 | 0 | 0 | 0 | 0 | 0 | 0 | 0 | 0 | 0 | 0
| 0 | 0 | 0 | 0 | 0 | 0 | 0 | 0 | 0 | 0 | 0 | 0 | 0 | 0 | 0 | 0 | 0 | 0 | FALSE | FALSE | FALSE | FALSE | 0 | 0 | 0 | n/a | n/a | n/a | n/a | n/a | 0 | 0 | 100% | 100% | 0 | 0 | 0 | 0 | 0 | 0 | 0 | 0 | 0 | 0 | 0 | 0 | 0 | 0 | 0 | 0 | 0 | 0 | 0 | 0 | 0 | 0
| 0 | 0 | 0 | 0 | 0 | 0 | 0 | 0 | 0 | 0 | 0 | 0 | 0 | 0 | 0 | 0 | 0 | 0 | FALSE | FALSE | FALSE | FALSE | 0 | 0 | 0 | n/a | n/a | n/a | n/a | n/a | 0 | 0 | 100% | 100% | 0 | 0 | 0 | 0 | 0 | 0 | 0 | 0 | 0 | 0 | 0 | 0 | 0 | 0 | 0 | 0 | 0 | 0 | 0 | 0 | 0 | 0
| 0 | 0 | 0 | 0 | 0 | 0 | 0 | 0 | 0 | 0 | 0 | 0 | 0 | 0 | 0 | 0 | 0 | 0 | FALSE | FALSE | FALSE | FALSE | 0 | 0 | 0 | n/a | n/a | n/a | n/a | n/a | 0 | 0 | 100% | 100% | 0 | 0 | 0 | 0 | 0 | 0 | 0 | 0 | 0 | 0 | 0 | 0 | 0 | 0 | 0 | 0 | 0 | 0 | 0 | 0 | 0 | 0
| 0 | 0 | 0 | 0 | 0 | 0 | 0 | 0 | 0 | 0 | 0 | 0 | 0 | 0 | 0 | 0 | 0 | 0 | FALSE | FALSE | FALSE | FALSE | 0 | 0 | 0 | n/a | n/a | n/a | n/a | n/a | 0 | 0 | 100% | 100% | 0 | 0 | 0 | 0 | 0 | 0 | 0 | 0 | 0 | 0 | 0 | 0 | 0 | 0 | 0 | 0 | 0 | 0 | 0 | 0 | 0 | 0
| 0 | 0 | 0 | 0 | 0 | 0 | 0 | 0 | 0 | 0 | 0 | 0 | 0 | 0 | 0 | 0 | 0 | 0 | FALSE | FALSE | FALSE | FALSE | 0 | 0 | 0 | n/a | n/a | n/a | n/a | n/a | 0 | 0 | 100% | 100% | 0 | 0 | 0 | 0 | 0 | 0 | 0 | 0 | 0 | 0 | 0 | 0 | 0 | 0 | 0 | 0 | 0 | 0 | 0 | 0 | 0 | 0
| 0 | 0 | 0 | 0 | 0 | 0 | 0 | 0 | 0 | 0 | 0 | 0 | 0 | 0 | 0 | 0 | 0 | 0 | FALSE | FALSE | FALSE | FALSE | 0 | 0 | 0 | n/a | n/a | n/a | n/a | n/a | 0 | 0 | 100% | 100% | 0 | 0 | 0 | 0 | 0 | 0 | 0 | 0 | 0 | 0 | 0 | 0 | 0 | 0 | 0 | 0 | 0 | 0 | 0 | 0 | 0 | 0
| 0 | 0 | 0 | 0 | 0 | 0 | 0 | 0 | 0 | 0 | 0 | 0 | 0 | 0 | 0 | 0 | 0 | 0 | FALSE | FALSE | FALSE | FALSE | 0 | 0 | 0 | n/a | n/a | n/a | n/a | n/a | 0 | 0 | 100% | 100% | 0 | 0 | 0 | 0 | 0 | 0 | 0 | 0 | 0 | 0 | 0 | 0 | 0 | 0 | 0 | 0 | 0 | 0 | 0 | 0 | 0 | 0
| 0 | 0 | 0 | 0 | 0 | 0 | 0 | 0 | 0 | 0 | 0 | 0 | 0 | 0 | 0 | 0 | 0 | 0 | FALSE | FALSE | FALSE | FALSE | 0 | 0 | 0 | n/a | n/a | n/a | n/a | n/a | 0 | 0 | 100% | 100% | 0 | 0 | 0 | 0 | 0 | 0 | 0 | 0 | 0 | 0 | 0 | 0 | 0 | 0 | 0 | 0 | 0 | 0 | 0 | 0 | 0 | 0
| 0 | 0 | 0 | 0 | 0 | 0 | 0 | 0 | 0 | 0 | 0 | 0 | 0 | 0 | 0 | 0 | 0 | 0 | FALSE | FALSE | FALSE | FALSE | 0 | 0 | 0 | n/a | n/a | n/a | n/a | n/a | 0 | 0 | 100% | 100% | 0 | 0 | 0 | 0 | 0 | 0 | 0 | 0 | 0 | 0 | 0 | 0 | 0 | 0 | 0 | 0 | 0 | 0 | 0 | 0 | 0 | 0
| 0 | 0 | 0 | 0 | 0 | 0 | 0 | 0 | 0 | 0 | 0 | 0 | 0 | 0 | 0 | 0 | 0 | 0 | FALSE | FALSE | FALSE | FALSE | 0 | 0 | 0 | n/a | n/a | n/a | n/a | n/a | 0 | 0 | 100% | 100% | 0 | 0 | 0 | 0 | 0 | 0 | 0 | 0 | 0 | 0 | 0 | 0 | 0 | 0 | 0 | 0 | 0 | 0 | 0 | 0 | 0 | 0
| 0 | 0 | 0 | 0 | 0 | 0 | 0 | 0 | 0 | 0 | 0 | 0 | 0 | 0 | 0 | 0 | 0 | 0 | FALSE | FALSE | FALSE | FALSE | 0 | 0 | 0 | n/a | n/a | n/a | n/a | n/a | 0 | 0 | 100% | 100% | 0 | 0 | 0 | 0 | 0 | 0 | 0 | 0 | 0 | 0 | 0 | 0 | 0 | 0 | 0 | 0 | 0 | 0 | 0 | 0 | 0 | 0
| 0 | 0 | 0 | 0 | 0 | 0 | 0 | 0 | 0 | 0 | 0 | 0 | 0 | 0 | 0 | 0 | 0 | 0 | FALSE | FALSE | FALSE | FALSE | 0 | 0 | 0 | n/a | n/a | n/a | n/a | n/a | 0 | 0 | 100% | 100% | 0 | 0 | 0 | 0 | 0 | 0 | 0 | 0 | 0 | 0 | 0 | 0 | 0 | 0 | 0 | 0 | 0 | 0 | 0 | 0 | 0 | 0
| 0 | 0 | 0 | 0 | 0 | 0 | 0 | 0 | 0 | 0 | 0 | 0 | 0 | 0 | 0 | 0 | 0 | 0 | FALSE | FALSE | FALSE | FALSE | 0 | 0 | 0 | n/a | n/a | n/a | n/a | n/a | 0 | 0 | 100% | 100% | 0 | 0 | 0 | 0 | 0 | 0 | 0 | 0 | 0 | 0 | 0 | 0 | 0 | 0 | 0 | 0 | 0 | 0 | 0 | 0 | 0 | 0
| 0 | 0 | 0 | 0 | 0 | 0 | 0 | 0 | 0 | 0 | 0 | 0 | 0 | 0 | 0 | 0 | 0 | 0 | FALSE | FALSE | FALSE | FALSE | 0 | 0 | 0 | n/a | n/a | n/a | n/a | n/a | 0 | 0 | 100% | 100% | 0 | 0 | 0 | 0 | 0 | 0 | 0 | 0 | 0 | 0 | 0 | 0 | 0 | 0 | 0 | 0 | 0 | 0 | 0 | 0 | 0 | 0
| 0 | 0 | 0 | 0 | 0 | 0 | 0 | 0 | 0 | 0 | 0 | 0 | 0 | 0 | 0 | 0 | 0 | 0 | FALSE | FALSE | FALSE | FALSE | 0 | 0 | 0 | n/a | n/a | n/a | n/a | n/a | 0 | 0 | 100% | 100% | 0 | 0 | 0 | 0 | 0 | 0 | 0 | 0 | 0 | 0 | 0 | 0 | 0 | 0 | 0 | 0 | 0 | 0 | 0 | 0 | 0 | 0
| 0 | 0 | 0 | 0 | 0 | 0 | 0 | 0 | 0 | 0 | 0 | 0 | 0 | 0 | 0 | 0 | 0 | 0 | FALSE | FALSE | FALSE | FALSE | 0 | 0 | 0 | n/a | n/a | n/a | n/a | n/a | 0 | 0 | 100% | 100% | 0 | 0 | 0 | 0 | 0 | 0 | 0 | 0 | 0 | 0 | 0 | 0 | 0 | 0 | 0 | 0 | 0 | 0 | 0 | 0 | 0 | 0
| 0 | 0 | 0 | 0 | 0 | 0 | 0 | 0 | 0 | 0 | 0 | 0 | 0 | 0 | 0 | 0 | 0 | 0 | FALSE | FALSE | FALSE | FALSE | 0 | 0 | 0 | n/a | n/a | n/a | n/a | n/a | 0 | 0 | 100% | 100% | 0 | 0 | 0 | 0 | 0 | 0 | 0 | 0 | 0 | 0 | 0 | 0 | 0 | 0 | 0 | 0 | 0 | 0 | 0 | 0 | 0 | 0
| 0 | 0 | 0 | 0 | 0 | 0 | 0 | 0 | 0 | 0 | 0 | 0 | 0 | 0 | 0 | 0 | 0 | 0 | FALSE | FALSE | FALSE | FALSE | 0 | 0 | 0 | n/a | n/a | n/a | n/a | n/a | 0 | 0 | 100% | 100% | 0 | 0 | 0 | 0 | 0 | 0 | 0 | 0 | 0 | 0 | 0 | 0 | 0 | 0 | 0 | 0 | 0 | 0 | 0 | 0 | 0 | 0
| 0 | 0 | 0 | 0 | 0 | 0 | 0 | 0 | 0 | 0 | 0 | 0 | 0 | 0 | 0 | 0 | 0 | 0 | FALSE | FALSE | FALSE | FALSE | 0 | 0 | 0 | n/a | n/a | n/a | n/a | n/a | 0 | 0 | 100% | 100% | 0 | 0 | 0 | 0 | 0 | 0 | 0 | 0 | 0 | 0 | 0 | 0 | 0 | 0 | 0 | 0 | 0 | 0 | 0 | 0 | 0 | 0
| 0 | 0 | 0 | 0 | 0 | 0 | 0 | 0 | 0 | 0 | 0 | 0 | 0 | 0 | 0 | 0 | 0 | 0 | FALSE | FALSE | FALSE | FALSE | 0 | 0 | 0 | n/a | n/a | n/a | n/a | n/a | 0 | 0 | 100% | 100% | 0 | 0 | 0 | 0 | 0 | 0 | 0 | 0 | 0 | 0 | 0 | 0 | 0 | 0 | 0 | 0 | 0 | 0 | 0 | 0 | 0 | 0
| 0 | 0 | 0 | 0 | 0 | 0 | 0 | 0 | 0 | 0 | 0 | 0 | 0 | 0 | 0 | 0 | 0 | 0 | FALSE | FALSE | FALSE | FALSE | 0 | 0 | 0 | n/a | n/a | n/a | n/a | n/a | 0 | 0 | 100% | 100% | 0 | 0 | 0 | 0 | 0 | 0 | 0 | 0 | 0 | 0 | 0 | 0 | 0 | 0 | 0 | 0 | 0 | 0 | 0 | 0 | 0 | 0
| 0 | 0 | 0 | 0 | 0 | 0 | 0 | 0 | 0 | 0 | 0 | 0 | 0 | 0 | 0 | 0 | 0 | 0 | FALSE | FALSE | FALSE | FALSE | 0 | 0 | 0 | n/a | n/a | n/a | n/a | n/a | 0 | 0 | 100% | 100% | 0 | 0 | 0 | 0 | 0 | 0 | 0 | 0 | 0 | 0 | 0 | 0 | 0 | 0 | 0 | 0 | 0 | 0 | 0 | 0 | 0 | 0
| 0 | 0 | 0 | 0 | 0 | 0 | 0 | 0 | 0 | 0 | 0 | 0 | 0 | 0 | 0 | 0 | 0 | 0 | FALSE | FALSE | FALSE | FALSE | 0 | 0 | 0 | n/a | n/a | n/a | n/a | n/a | 0 | 0 | 100% | 100% | 0 | 0 | 0 | 0 | 0 | 0 | 0 | 0 | 0 | 0 | 0 | 0 | 0 | 0 | 0 | 0 | 0 | 0 | 0 | 0 | 0 | 0
| 0 | 0 | 0 | 0 | 0 | 0 | 0 | 0 | 0 | 0 | 0 | 0 | 0 | 0 | 0 | 0 | 0 | 0 | FALSE | FALSE | FALSE | FALSE | 0 | 0 | 0 | n/a | n/a | n/a | n/a | n/a | 0 | 0 | 100% | 100% | 0 | 0 | 0 | 0 | 0 | 0 | 0 | 0 | 0 | 0 | 0 | 0 | 0 | 0 | 0 | 0 | 0 | 0 | 0 | 0 | 0 | 0
| 0 | 0 | 0 | 0 | 0 | 0 | 0 | 0 | 0 | 0 | 0 | 0 | 0 | 0 | 0 | 0 | 0 | 0 | FALSE | FALSE | FALSE | FALSE | 0 | 0 | 0 | n/a | n/a | n/a | n/a | n/a | 0 | 0 | 100% | 100% | 0 | 0 | 0 | 0 | 0 | 0 | 0 | 0 | 0 | 0 | 0 | 0 | 0 | 0 | 0 | 0 | 0 | 0 | 0 | 0 | 0 | 0
| 0 | 0 | 0 | 0 | 0 | 0 | 0 | 0 | 0 | 0 | 0 | 0 | 0 | 0 | 0 | 0 | 0 | 0 | FALSE | FALSE | FALSE | FALSE | 0 | 0 | 0 | n/a | n/a | n/a | n/a | n/a | 0 | 0 | 100% | 100% | 0 | 0 | 0 | 0 | 0 | 0 | 0 | 0 | 0 | 0 | 0 | 0 | 0 | 0 | 0 | 0 | 0 | 0 | 0 | 0 | 0 | 0
| 0 | 0 | 0 | 0 | 0 | 0 | 0 | 0 | 0 | 0 | 0 | 0 | 0 | 0 | 0 | 0 | 0 | 0 | FALSE | FALSE | FALSE | FALSE | 0 | 0 | 0 | n/a | n/a | n/a | n/a | n/a | 0 | 0 | 100% | 100% | 0 | 0 | 0 | 0 | 0 | 0 | 0 | 0 | 0 | 0 | 0 | 0 | 0 | 0 | 0 | 0 | 0 | 0 | 0 | 0 | 0 | 0
| 0 | 0 | 0 | 0 | 0 | 0 | 0 | 0 | 0 | 0 | 0 | 0 | 0 | 0 | 0 | 0 | 0 | 0 | FALSE | FALSE | FALSE | FALSE | 0 | 0 | 0 | n/a | n/a | n/a | n/a | n/a | 0 | 0 | 100% | 100% | 0 | 0 | 0 | 0 | 0 | 0 | 0 | 0 | 0 | 0 | 0 | 0 | 0 | 0 | 0 | 0 | 0 | 0 | 0 | 0 | 0 | 0
| 0 | 0 | 0 | 0 | 0 | 0 | 0 | 0 | 0 | 0 | 0 | 0 | 0 | 0 | 0 | 0 | 0 | 0 | FALSE | FALSE | FALSE | FALSE | 0 | 0 | 0 | n/a | n/a | n/a | n/a | n/a | 0 | 0 | 100% | 100% | 0 | 0 | 0 | 0 | 0 | 0 | 0 | 0 | 0 | 0 | 0 | 0 | 0 | 0 | 0 | 0 | 0 | 0 | 0 | 0 | 0 | 0
| 0 | 0 | 0 | 0 | 0 | 0 | 0 | 0 | 0 | 0 | 0 | 0 | 0 | 0 | 0 | 0 | 0 | 0 | FALSE | FALSE | FALSE | FALSE | 0 | 0 | 0 | n/a | n/a | n/a | n/a | n/a | 0 | 0 | 100% | 100% | 0 | 0 | 0 | 0 | 0 | 0 | 0 | 0 | 0 | 0 | 0 | 0 | 0 | 0 | 0 | 0 | 0 | 0 | 0 | 0 | 0 | 0
| 0 | 0 | 0 | 0 | 0 | 0 | 0 | 0 | 0 | 0 | 0 | 0 | 0 | 0 | 0 | 0 | 0 | 0 | FALSE | FALSE | FALSE | FALSE | 0 | 0 | 0 | n/a | n/a | n/a | n/a | n/a | 0 | 0 | 100% | 100% | 0 | 0 | 0 | 0 | 0 | 0 | 0 | 0 | 0 | 0 | 0 | 0 | 0 | 0 | 0 | 0 | 0 | 0 | 0 | 0 | 0 | 0
| 0 | 0 | 0 | 0 | 0 | 0 | 0 | 0 | 0 | 0 | 0 | 0 | 0 | 0 | 0 | 0 | 0 | 0 | FALSE | FALSE | FALSE | FALSE | 0 | 0 | 0 | n/a | n/a | n/a | n/a | n/a | 0 | 0 | 100% | 100% | 0 | 0 | 0 | 0 | 0 | 0 | 0 | 0 | 0 | 0 | 0 | 0 | 0 | 0 | 0 | 0 | 0 | 0 | 0 | 0 | 0 | 0
| 0 | 0 | 0 | 0 | 0 | 0 | 0 | 0 | 0 | 0 | 0 | 0 | 0 | 0 | 0 | 0 | 0 | 0 | FALSE | FALSE | FALSE | FALSE | 0 | 0 | 0 | n/a | n/a | n/a | n/a | n/a | 0 | 0 | 100% | 100% | 0 | 0 | 0 | 0 | 0 | 0 | 0 | 0 | 0 | 0 | 0 | 0 | 0 | 0 | 0 | 0 | 0 | 0 | 0 | 0 | 0 | 0
| 0 | 0 | 0 | 0 | 0 | 0 | 0 | 0 | 0 | 0 | 0 | 0 | 0 | 0 | 0 | 0 | 0 | 0 | FALSE | FALSE | FALSE | FALSE | 0 | 0 | 0 | n/a | n/a | n/a | n/a | n/a | 0 | 0 | 100% | 100% | 0 | 0 | 0 | 0 | 0 | 0 | 0 | 0 | 0 | 0 | 0 | 0 | 0 | 0 | 0 | 0 | 0 | 0 | 0 | 0 | 0 | 0
| 0 | 0 | 0 | 0 | 0 | 0 | 0 | 0 | 0 | 0 | 0 | 0 | 0 | 0 | 0 | 0 | 0 | 0 | FALSE | FALSE | FALSE | FALSE | 0 | 0 | 0 | n/a | n/a | n/a | n/a | n/a | 0 | 0 | 100% | 100% | 0 | 0 | 0 | 0 | 0 | 0 | 0 | 0 | 0 | 0 | 0 | 0 | 0 | 0 | 0 | 0 | 0 | 0 | 0 | 0 | 0 | 0
| 0 | 0 | 0 | 0 | 0 | 0 | 0 | 0 | 0 | 0 | 0 | 0 | 0 | 0 | 0 | 0 | 0 | 0 | FALSE | FALSE | FALSE | FALSE | 0 | 0 | 0 | n/a | n/a | n/a | n/a | n/a | 0 | 0 | 100% | 100% | 0 | 0 | 0 | 0 | 0 | 0 | 0 | 0 | 0 | 0 | 0 | 0 | 0 | 0 | 0 | 0 | 0 | 0 | 0 | 0 | 0 | 0
| 0 | 0 | 0 | 0 | 0 | 0 | 0 | 0 | 0 | 0 | 0 | 0 | 0 | 0 | 0 | 0 | 0 | 0 | FALSE | FALSE | FALSE | FALSE | 0 | 0 | 0 | n/a | n/a | n/a | n/a | n/a | 0 | 0 | 100% | 100% | 0 | 0 | 0 | 0 | 0 | 0 | 0 | 0 | 0 | 0 | 0 | 0 | 0 | 0 | 0 | 0 | 0 | 0 | 0 | 0 | 0 | 0
| 0 | 0 | 0 | 0 | 0 | 0 | 0 | 0 | 0 | 0 | 0 | 0 | 0 | 0 | 0 | 0 | 0 | 0 | FALSE | FALSE | FALSE | FALSE | 0 | 0 | 0 | n/a | n/a | n/a | n/a | n/a | 0 | 0 | 100% | 100% | 0 | 0 | 0 | 0 | 0 | 0 | 0 | 0 | 0 | 0 | 0 | 0 | 0 | 0 | 0 | 0 | 0 | 0 | 0 | 0 | 0 | 0
| 0 | 0 | 0 | 0 | 0 | 0 | 0 | 0 | 0 | 0 | 0 | 0 | 0 | 0 | 0 | 0 | 0 | 0 | FALSE | FALSE | FALSE | FALSE | 0 | 0 | 0 | n/a | n/a | n/a | n/a | n/a | 0 | 0 | 100% | 100% | 0 | 0 | 0 | 0 | 0 | 0 | 0 | 0 | 0 | 0 | 0 | 0 | 0 | 0 | 0 | 0 | 0 | 0 | 0 | 0 | 0 | 0
| 0 | 0 | 0 | 0 | 0 | 0 | 0 | 0 | 0 | 0 | 0 | 0 | 0 | 0 | 0 | 0 | 0 | 0 | FALSE | FALSE | FALSE | FALSE | 0 | 0 | 0 | n/a | n/a | n/a | n/a | n/a | 0 | 0 | 100% | 100% | 0 | 0 | 0 | 0 | 0 | 0 | 0 | 0 | 0 | 0 | 0 | 0 | 0 | 0 | 0 | 0 | 0 | 0 | 0 | 0 | 0 | 0
| 0 | 0 | 0 | 0 | 0 | 0 | 0 | 0 | 0 | 0 | 0 | 0 | 0 | 0 | 0 | 0 | 0 | 0 | FALSE | FALSE | FALSE | FALSE | 0 | 0 | 0 | n/a | n/a | n/a | n/a | n/a | 0 | 0 | 100% | 100% | 0 | 0 | 0 | 0 | 0 | 0 | 0 | 0 | 0 | 0 | 0 | 0 | 0 | 0 | 0 | 0 | 0 | 0 | 0 | 0 | 0 | 0
| 0 | 0 | 0 | 0 | 0 | 0 | 0 | 0 | 0 | 0 | 0 | 0 | 0 | 0 | 0 | 0 | 0 | 0 | FALSE | FALSE | FALSE | FALSE | 0 | 0 | 0 | n/a | n/a | n/a | n/a | n/a | 0 | 0 | 100% | 100% | 0 | 0 | 0 | 0 | 0 | 0 | 0 | 0 | 0 | 0 | 0 | 0 | 0 | 0 | 0 | 0 | 0 | 0 | 0 | 0 | 0 | 0
| 0 | 0 | 0 | 0 | 0 | 0 | 0 | 0 | 0 | 0 | 0 | 0 | 0 | 0 | 0 | 0 | 0 | 0 | FALSE | FALSE | FALSE | FALSE | 0 | 0 | 0 | n/a | n/a | n/a | n/a | n/a | 0 | 0 | 100% | 100% | 0 | 0 | 0 | 0 | 0 | 0 | 0 | 0 | 0 | 0 | 0 | 0 | 0 | 0 | 0 | 0 | 0 | 0 | 0 | 0 | 0 | 0
| 0 | 0 | 0 | 0 | 0 | 0 | 0 | 0 | 0 | 0 | 0 | 0 | 0 | 0 | 0 | 0 | 0 | 0 | FALSE | FALSE | FALSE | FALSE | 0 | 0 | 0 | n/a | n/a | n/a | n/a | n/a | 0 | 0 | 100% | 100% | 0 | 0 | 0 | 0 | 0 | 0 | 0 | 0 | 0 | 0 | 0 | 0 | 0 | 0 | 0 | 0 | 0 | 0 | 0 | 0 | 0 | 0
| 0 | 0 | 0 | 0 | 0 | 0 | 0 | 0 | 0 | 0 | 0 | 0 | 0 | 0 | 0 | 0 | 0 | 0 | FALSE | FALSE | FALSE | FALSE | 0 | 0 | 0 | n/a | n/a | n/a | n/a | n/a | 0 | 0 | 100% | 100% | 0 | 0 | 0 | 0 | 0 | 0 | 0 | 0 | 0 | 0 | 0 | 0 | 0 | 0 | 0 | 0 | 0 | 0 | 0 | 0 | 0 | 0
| 0 | 0 | 0 | 0 | 0 | 0 | 0 | 0 | 0 | 0 | 0 | 0 | 0 | 0 | 0 | 0 | 0 | 0 | FALSE | FALSE | FALSE | FALSE | 0 | 0 | 0 | n/a | n/a | n/a | n/a | n/a | 0 | 0 | 100% | 100% | 0 | 0 | 0 | 0 | 0 | 0 | 0 | 0 | 0 | 0 | 0 | 0 | 0 | 0 | 0 | 0 | 0 | 0 | 0 | 0 | 0 | 0
| 0 | 0 | 0 | 0 | 0 | 0 | 0 | 0 | 0 | 0 | 0 | 0 | 0 | 0 | 0 | 0 | 0 | 0 | FALSE | FALSE | FALSE | FALSE | 0 | 0 | 0 | n/a | n/a | n/a | n/a | n/a | 0 | 0 | 100% | 100% | 0 | 0 | 0 | 0 | 0 | 0 | 0 | 0 | 0 | 0 | 0 | 0 | 0 | 0 | 0 | 0 | 0 | 0 | 0 | 0 | 0 | 0
| 0 | 0 | 0 | 0 | 0 | 0 | 0 | 0 | 0 | 0 | 0 | 0 | 0 | 0 | 0 | 0 | 0 | 0 | FALSE | FALSE | FALSE | FALSE | 0 | 0 | 0 | n/a | n/a | n/a | n/a | n/a | 0 | 0 | 100% | 100% | 0 | 0 | 0 | 0 | 0 | 0 | 0 | 0 | 0 | 0 | 0 | 0 | 0 | 0 | 0 | 0 | 0 | 0 | 0 | 0 | 0 | 0
| 0 | 0 | 0 | 0 | 0 | 0 | 0 | 0 | 0 | 0 | 0 | 0 | 0 | 0 | 0 | 0 | 0 | 0 | FALSE | FALSE | FALSE | FALSE | 0 | 0 | 0 | n/a | n/a | n/a | n/a | n/a | 0 | 0 | 100% | 100% | 0 | 0 | 0 | 0 | 0 | 0 | 0 | 0 | 0 | 0 | 0 | 0 | 0 | 0 | 0 | 0 | 0 | 0 | 0 | 0 | 0 | 0
| 0 | 0 | 0 | 0 | 0 | 0 | 0 | 0 | 0 | 0 | 0 | 0 | 0 | 0 | 0 | 0 | 0 | 0 | FALSE | FALSE | FALSE | FALSE | 0 | 0 | 0 | n/a | n/a | n/a | n/a | n/a | 0 | 0 | 100% | 100% | 0 | 0 | 0 | 0 | 0 | 0 | 0 | 0 | 0 | 0 | 0 | 0 | 0 | 0 | 0 | 0 | 0 | 0 | 0 | 0 | 0 | 0
| 0 | 0 | 0 | 0 | 0 | 0 | 0 | 0 | 0 | 0 | 0 | 0 | 0 | 0 | 0 | 0 | 0 | 0 | FALSE | FALSE | FALSE | FALSE | 0 | 0 | 0 | n/a | n/a | n/a | n/a | n/a | 0 | 0 | 100% | 100% | 0 | 0 | 0 | 0 | 0 | 0 | 0 | 0 | 0 | 0 | 0 | 0 | 0 | 0 | 0 | 0 | 0 | 0 | 0 | 0 | 0 | 0
| 0 | 0 | 0 | 0 | 0 | 0 | 0 | 0 | 0 | 0 | 0 | 0 | 0 | 0 | 0 | 0 | 0 | 0 | FALSE | FALSE | FALSE | FALSE | 0 | 0 | 0 | n/a | n/a | n/a | n/a | n/a | 0 | 0 | 100% | 100% | 0 | 0 | 0 | 0 | 0 | 0 | 0 | 0 | 0 | 0 | 0 | 0 | 0 | 0 | 0 | 0 | 0 | 0 | 0 | 0 | 0 | 0
| 0 | 0 | 0 | 0 | 0 | 0 | 0 | 0 | 0 | 0 | 0 | 0 | 0 | 0 | 0 | 0 | 0 | 0 | FALSE | FALSE | FALSE | FALSE | 0 | 0 | 0 | n/a | n/a | n/a | n/a | n/a | 0 | 0 | 100% | 100% | 0 | 0 | 0 | 0 | 0 | 0 | 0 | 0 | 0 | 0 | 0 | 0 | 0 | 0 | 0 | 0 | 0 | 0 | 0 | 0 | 0 | 0
| 0 | 0 | 0 | 0 | 0 | 0 | 0 | 0 | 0 | 0 | 0 | 0 | 0 | 0 | 0 | 0 | 0 | 0 | FALSE | FALSE | FALSE | FALSE | 0 | 0 | 0 | n/a | n/a | n/a | n/a | n/a | 0 | 0 | 100% | 100% | 0 | 0 | 0 | 0 | 0 | 0 | 0 | 0 | 0 | 0 | 0 | 0 | 0 | 0 | 0 | 0 | 0 | 0 | 0 | 0 | 0 | 0
| 0 | 0 | 0 | 0 | 0 | 0 | 0 | 0 | 0 | 0 | 0 | 0 | 0 | 0 | 0 | 0 | 0 | 0 | FALSE | FALSE | FALSE | FALSE | 0 | 0 | 0 | n/a | n/a | n/a | n/a | n/a | 0 | 0 | 100% | 100% | 0 | 0 | 0 | 0 | 0 | 0 | 0 | 0 | 0 | 0 | 0 | 0 | 0 | 0 | 0 | 0 | 0 | 0 | 0 | 0 | 0 | 0
| 0 | 0 | 0 | 0 | 0 | 0 | 0 | 0 | 0 | 0 | 0 | 0 | 0 | 0 | 0 | 0 | 0 | 0 | FALSE | FALSE | FALSE | FALSE | 0 | 0 | 0 | n/a | n/a | n/a | n/a | n/a | 0 | 0 | 100% | 100% | 0 | 0 | 0 | 0 | 0 | 0 | 0 | 0 | 0 | 0 | 0 | 0 | 0 | 0 | 0 | 0 | 0 | 0 | 0 | 0 | 0 | 0
| 0 | 0 | 0 | 0 | 0 | 0 | 0 | 0 | 0 | 0 | 0 | 0 | 0 | 0 | 0 | 0 | 0 | 0 | FALSE | FALSE | FALSE | FALSE | 0 | 0 | 0 | n/a | n/a | n/a | n/a | n/a | 0 | 0 | 100% | 100% | 0 | 0 | 0 | 0 | 0 | 0 | 0 | 0 | 0 | 0 | 0 | 0 | 0 | 0 | 0 | 0 | 0 | 0 | 0 | 0 | 0 | 0
| 0 | 0 | 0 | 0 | 0 | 0 | 0 | 0 | 0 | 0 | 0 | 0 | 0 | 0 | 0 | 0 | 0 | 0 | FALSE | FALSE | FALSE | FALSE | 0 | 0 | 0 | n/a | n/a | n/a | n/a | n/a | 0 | 0 | 100% | 100% | 0 | 0 | 0 | 0 | 0 | 0 | 0 | 0 | 0 | 0 | 0 | 0 | 0 | 0 | 0 | 0 | 0 | 0 | 0 | 0 | 0 | 0
| 0 | 0 | 0 | 0 | 0 | 0 | 0 | 0 | 0 | 0 | 0 | 0 | 0 | 0 | 0 | 0 | 0 | 0 | FALSE | FALSE | FALSE | FALSE | 0 | 0 | 0 | n/a | n/a | n/a | n/a | n/a | 0 | 0 | 100% | 100% | 0 | 0 | 0 | 0 | 0 | 0 | 0 | 0 | 0 | 0 | 0 | 0 | 0 | 0 | 0 | 0 | 0 | 0 | 0 | 0 | 0 | 0
| 0 | 0 | 0 | 0 | 0 | 0 | 0 | 0 | 0 | 0 | 0 | 0 | 0 | 0 | 0 | 0 | 0 | 0 | FALSE | FALSE | FALSE | FALSE | 0 | 0 | 0 | n/a | n/a | n/a | n/a | n/a | 0 | 0 | 100% | 100% | 0 | 0 | 0 | 0 | 0 | 0 | 0 | 0 | 0 | 0 | 0 | 0 | 0 | 0 | 0 | 0 | 0 | 0 | 0 | 0 | 0 | 0
| 0 | 0 | 0 | 0 | 0 | 0 | 0 | 0 | 0 | 0 | 0 | 0 | 0 | 0 | 0 | 0 | 0 | 0 | FALSE | FALSE | FALSE | FALSE | 0 | 0 | 0 | n/a | n/a | n/a | n/a | n/a | 0 | 0 | 100% | 100% | 0 | 0 | 0 | 0 | 0 | 0 | 0 | 0 | 0 | 0 | 0 | 0 | 0 | 0 | 0 | 0 | 0 | 0 | 0 | 0 | 0 | 0
| 0 | 0 | 0 | 0 | 0 | 0 | 0 | 0 | 0 | 0 | 0 | 0 | 0 | 0 | 0 | 0 | 0 | 0 | FALSE | FALSE | FALSE | FALSE | 0 | 0 | 0 | n/a | n/a | n/a | n/a | n/a | 0 | 0 | 100% | 100% | 0 | 0 | 0 | 0 | 0 | 0 | 0 | 0 | 0 | 0 | 0 | 0 | 0 | 0 | 0 | 0 | 0 | 0 | 0 | 0 | 0 | 0
| 0 | 0 | 0 | 0 | 0 | 0 | 0 | 0 | 0 | 0 | 0 | 0 | 0 | 0 | 0 | 0 | 0 | 0 | FALSE | FALSE | FALSE | FALSE | 0 | 0 | 0 | n/a | n/a | n/a | n/a | n/a | 0 | 0 | 100% | 100% | 0 | 0 | 0 | 0 | 0 | 0 | 0 | 0 | 0 | 0 | 0 | 0 | 0 | 0 | 0 | 0 | 0 | 0 | 0 | 0 | 0 | 0
| 0 | 0 | 0 | 0 | 0 | 0 | 0 | 0 | 0 | 0 | 0 | 0 | 0 | 0 | 0 | 0 | 0 | 0 | FALSE | FALSE | FALSE | FALSE | 0 | 0 | 0 | n/a | n/a | n/a | n/a | n/a | 0 | 0 | 100% | 100% | 0 | 0 | 0 | 0 | 0 | 0 | 0 | 0 | 0 | 0 | 0 | 0 | 0 | 0 | 0 | 0 | 0 | 0 | 0 | 0 | 0 | 0
| 0 | 0 | 0 | 0 | 0 | 0 | 0 | 0 | 0 | 0 | 0 | 0 | 0 | 0 | 0 | 0 | 0 | 0 | FALSE | FALSE | FALSE | FALSE | 0 | 0 | 0 | n/a | n/a | n/a | n/a | n/a | 0 | 0 | 100% | 100% | 0 | 0 | 0 | 0 | 0 | 0 | 0 | 0 | 0 | 0 | 0 | 0 | 0 | 0 | 0 | 0 | 0 | 0 | 0 | 0 | 0 | 0
| 0 | 0 | 0 | 0 | 0 | 0 | 0 | 0 | 0 | 0 | 0 | 0 | 0 | 0 | 0 | 0 | 0 | 0 | FALSE | FALSE | FALSE | FALSE | 0 | 0 | 0 | n/a | n/a | n/a | n/a | n/a | 0 | 0 | 100% | 100% | 0 | 0 | 0 | 0 | 0 | 0 | 0 | 0 | 0 | 0 | 0 | 0 | 0 | 0 | 0 | 0 | 0 | 0 | 0 | 0 | 0 | 0
| 0 | 0 | 0 | 0 | 0 | 0 | 0 | 0 | 0 | 0 | 0 | 0 | 0 | 0 | 0 | 0 | 0 | 0 | FALSE | FALSE | FALSE | FALSE | 0 | 0 | 0 | n/a | n/a | n/a | n/a | n/a | 0 | 0 | 100% | 100% | 0 | 0 | 0 | 0 | 0 | 0 | 0 | 0 | 0 | 0 | 0 | 0 | 0 | 0 | 0 | 0 | 0 | 0 | 0 | 0 | 0 | 0
| 0 | 0 | 0 | 0 | 0 | 0 | 0 | 0 | 0 | 0 | 0 | 0 | 0 | 0 | 0 | 0 | 0 | 0 | FALSE | FALSE | FALSE | FALSE | 0 | 0 | 0 | n/a | n/a | n/a | n/a | n/a | 0 | 0 | 100% | 100% | 0 | 0 | 0 | 0 | 0 | 0 | 0 | 0 | 0 | 0 | 0 | 0 | 0 | 0 | 0 | 0 | 0 | 0 | 0 | 0 | 0 | 0
| 0 | 0 | 0 | 0 | 0 | 0 | 0 | 0 | 0 | 0 | 0 | 0 | 0 | 0 | 0 | 0 | 0 | 0 | FALSE | FALSE | FALSE | FALSE | 0 | 0 | 0 | n/a | n/a | n/a | n/a | n/a | 0 | 0 | 100% | 100% | 0 | 0 | 0 | 0 | 0 | 0 | 0 | 0 | 0 | 0 | 0 | 0 | 0 | 0 | 0 | 0 | 0 | 0 | 0 | 0 | 0 | 0
| 0 | 0 | 0 | 0 | 0 | 0 | 0 | 0 | 0 | 0 | 0 | 0 | 0 | 0 | 0 | 0 | 0 | 0 | FALSE | FALSE | FALSE | FALSE | 0 | 0 | 0 | n/a | n/a | n/a | n/a | n/a | 0 | 0 | 100% | 100% | 0 | 0 | 0 | 0 | 0 | 0 | 0 | 0 | 0 | 0 | 0 | 0 | 0 | 0 | 0 | 0 | 0 | 0 | 0 | 0 | 0 | 0
| 0 | 0 | 0 | 0 | 0 | 0 | 0 | 0 | 0 | 0 | 0 | 0 | 0 | 0 | 0 | 0 | 0 | 0 | FALSE | FALSE | FALSE | FALSE | 0 | 0 | 0 | n/a | n/a | n/a | n/a | n/a | 0 | 0 | 100% | 100% | 0 | 0 | 0 | 0 | 0 | 0 | 0 | 0 | 0 | 0 | 0 | 0 | 0 | 0 | 0 | 0 | 0 | 0 | 0 | 0 | 0 | 0
| 0 | 0 | 0 | 0 | 0 | 0 | 0 | 0 | 0 | 0 | 0 | 0 | 0 | 0 | 0 | 0 | 0 | 0 | FALSE | FALSE | FALSE | FALSE | 0 | 0 | 0 | n/a | n/a | n/a | n/a | n/a | 0 | 0 | 100% | 100% | 0 | 0 | 0 | 0 | 0 | 0 | 0 | 0 | 0 | 0 | 0 | 0 | 0 | 0 | 0 | 0 | 0 | 0 | 0 | 0 | 0 | 0
| 0 | 0 | 0 | 0 | 0 | 0 | 0 | 0 | 0 | 0 | 0 | 0 | 0 | 0 | 0 | 0 | 0 | 0 | FALSE | FALSE | FALSE | FALSE | 0 | 0 | 0 | n/a | n/a | n/a | n/a | n/a | 0 | 0 | 100% | 100% | 0 | 0 | 0 | 0 | 0 | 0 | 0 | 0 | 0 | 0 | 0 | 0 | 0 | 0 | 0 | 0 | 0 | 0 | 0 | 0 | 0 | 0
| 0 | 0 | 0 | 0 | 0 | 0 | 0 | 0 | 0 | 0 | 0 | 0 | 0 | 0 | 0 | 0 | 0 | 0 | FALSE | FALSE | FALSE | FALSE | 0 | 0 | 0 | n/a | n/a | n/a | n/a | n/a | 0 | 0 | 100% | 100% | 0 | 0 | 0 | 0 | 0 | 0 | 0 | 0 | 0 | 0 | 0 | 0 | 0 | 0 | 0 | 0 | 0 | 0 | 0 | 0 | 0 | 0
| 0 | 0 | 0 | 0 | 0 | 0 | 0 | 0 | 0 | 0 | 0 | 0 | 0 | 0 | 0 | 0 | 0 | 0 | FALSE | FALSE | FALSE | FALSE | 0 | 0 | 0 | n/a | n/a | n/a | n/a | n/a | 0 | 0 | 100% | 100% | 0 | 0 | 0 | 0 | 0 | 0 | 0 | 0 | 0 | 0 | 0 | 0 | 0 | 0 | 0 | 0 | 0 | 0 | 0 | 0 | 0 | 0
| 0 | 0 | 0 | 0 | 0 | 0 | 0 | 0 | 0 | 0 | 0 | 0 | 0 | 0 | 0 | 0 | 0 | 0 | FALSE | FALSE | FALSE | FALSE | 0 | 0 | 0 | n/a | n/a | n/a | n/a | n/a | 0 | 0 | 100% | 100% | 0 | 0 | 0 | 0 | 0 | 0 | 0 | 0 | 0 | 0 | 0 | 0 | 0 | 0 | 0 | 0 | 0 | 0 | 0 | 0 | 0 | 0
| 0 | 0 | 0 | 0 | 0 | 0 | 0 | 0 | 0 | 0 | 0 | 0 | 0 | 0 | 0 | 0 | 0 | 0 | FALSE | FALSE | FALSE | FALSE | 0 | 0 | 0 | n/a | n/a | n/a | n/a | n/a | 0 | 0 | 100% | 100% | 0 | 0 | 0 | 0 | 0 | 0 | 0 | 0 | 0 | 0 | 0 | 0 | 0 | 0 | 0 | 0 | 0 | 0 | 0 | 0 | 0 | 0
| 0 | 0 | 0 | 0 | 0 | 0 | 0 | 0 | 0 | 0 | 0 | 0 | 0 | 0 | 0 | 0 | 0 | 0 | FALSE | FALSE | FALSE | FALSE | 0 | 0 | 0 | n/a | n/a | n/a | n/a | n/a | 0 | 0 | 100% | 100% | 0 | 0 | 0 | 0 | 0 | 0 | 0 | 0 | 0 | 0 | 0 | 0 | 0 | 0 | 0 | 0 | 0 | 0 | 0 | 0 | 0 | 0
| 0 | 0 | 0 | 0 | 0 | 0 | 0 | 0 | 0 | 0 | 0 | 0 | 0 | 0 | 0 | 0 | 0 | 0 | FALSE | FALSE | FALSE | FALSE | 0 | 0 | 0 | n/a | n/a | n/a | n/a | n/a | 0 | 0 | 100% | 100% | 0 | 0 | 0 | 0 | 0 | 0 | 0 | 0 | 0 | 0 | 0 | 0 | 0 | 0 | 0 | 0 | 0 | 0 | 0 | 0 | 0 | 0
| 0 | 0 | 0 | 0 | 0 | 0 | 0 | 0 | 0 | 0 | 0 | 0 | 0 | 0 | 0 | 0 | 0 | 0 | FALSE | FALSE | FALSE | FALSE | 0 | 0 | 0 | n/a | n/a | n/a | n/a | n/a | 0 | 0 | 100% | 100% | 0 | 0 | 0 | 0 | 0 | 0 | 0 | 0 | 0 | 0 | 0 | 0 | 0 | 0 | 0 | 0 | 0 | 0 | 0 | 0 | 0 | 0
| 0 | 0 | 0 | 0 | 0 | 0 | 0 | 0 | 0 | 0 | 0 | 0 | 0 | 0 | 0 | 0 | 0 | 0 | FALSE | FALSE | FALSE | FALSE | 0 | 0 | 0 | n/a | n/a | n/a | n/a | n/a | 0 | 0 | 100% | 100% | 0 | 0 | 0 | 0 | 0 | 0 | 0 | 0 | 0 | 0 | 0 | 0 | 0 | 0 | 0 | 0 | 0 | 0 | 0 | 0 | 0 | 0
| 0 | 0 | 0 | 0 | 0 | 0 | 0 | 0 | 0 | 0 | 0 | 0 | 0 | 0 | 0 | 0 | 0 | 0 | FALSE | FALSE | FALSE | FALSE | 0 | 0 | 0 | n/a | n/a | n/a | n/a | n/a | 0 | 0 | 100% | 100% | 0 | 0 | 0 | 0 | 0 | 0 | 0 | 0 | 0 | 0 | 0 | 0 | 0 | 0 | 0 | 0 | 0 | 0 | 0 | 0 | 0 | 0
| 0 | 0 | 0 | 0 | 0 | 0 | 0 | 0 | 0 | 0 | 0 | 0 | 0 | 0 | 0 | 0 | 0 | 0 | FALSE | FALSE | FALSE | FALSE | 0 | 0 | 0 | n/a | n/a | n/a | n/a | n/a | 0 | 0 | 100% | 100% | 0 | 0 | 0 | 0 | 0 | 0 | 0 | 0 | 0 | 0 | 0 | 0 | 0 | 0 | 0 | 0 | 0 | 0 | 0 | 0 | 0 | 0
| 0 | 0 | 0 | 0 | 0 | 0 | 0 | 0 | 0 | 0 | 0 | 0 | 0 | 0 | 0 | 0 | 0 | 0 | FALSE | FALSE | FALSE | FALSE | 0 | 0 | 0 | n/a | n/a | n/a | n/a | n/a | 0 | 0 | 100% | 100% | 0 | 0 | 0 | 0 | 0 | 0 | 0 | 0 | 0 | 0 | 0 | 0 | 0 | 0 | 0 | 0 | 0 | 0 | 0 | 0 | 0 | 0
| 0 | 0 | 0 | 0 | 0 | 0 | 0 | 0 | 0 | 0 | 0 | 0 | 0 | 0 | 0 | 0 | 0 | 0 | FALSE | FALSE | FALSE | FALSE | 0 | 0 | 0 | n/a | n/a | n/a | n/a | n/a | 0 | 0 | 100% | 100% | 0 | 0 | 0 | 0 | 0 | 0 | 0 | 0 | 0 | 0 | 0 | 0 | 0 | 0 | 0 | 0 | 0 | 0 | 0 | 0 | 0 | 0
| 0 | 0 | 0 | 0 | 0 | 0 | 0 | 0 | 0 | 0 | 0 | 0 | 0 | 0 | 0 | 0 | 0 | 0 | FALSE | FALSE | FALSE | FALSE | 0 | 0 | 0 | n/a | n/a | n/a | n/a | n/a | 0 | 0 | 100% | 100% | 0 | 0 | 0 | 0 | 0 | 0 | 0 | 0 | 0 | 0 | 0 | 0 | 0 | 0 | 0 | 0 | 0 | 0 | 0 | 0 | 0 | 0
| 0 | 0 | 0 | 0 | 0 | 0 | 0 | 0 | 0 | 0 | 0 | 0 | 0 | 0 | 0 | 0 | 0 | 0 | FALSE | FALSE | FALSE | FALSE | 0 | 0 | 0 | n/a | n/a | n/a | n/a | n/a | 0 | 0 | 100% | 100% | 0 | 0 | 0 | 0 | 0 | 0 | 0 | 0 | 0 | 0 | 0 | 0 | 0 | 0 | 0 | 0 | 0 | 0 | 0 | 0 | 0 | 0
| 0 | 0 | 0 | 0 | 0 | 0 | 0 | 0 | 0 | 0 | 0 | 0 | 0 | 0 | 0 | 0 | 0 | 0 | FALSE | FALSE | FALSE | FALSE | 0 | 0 | 0 | n/a | n/a | n/a | n/a | n/a | 0 | 0 | 100% | 100% | 0 | 0 | 0 | 0 | 0 | 0 | 0 | 0 | 0 | 0 | 0 | 0 | 0 | 0 | 0 | 0 | 0 | 0 | 0 | 0 | 0 | 0
| 0 | 0 | 0 | 0 | 0 | 0 | 0 | 0 | 0 | 0 | 0 | 0 | 0 | 0 | 0 | 0 | 0 | 0 | FALSE | FALSE | FALSE | FALSE | 0 | 0 | 0 | n/a | n/a | n/a | n/a | n/a | 0 | 0 | 100% | 100% | 0 | 0 | 0 | 0 | 0 | 0 | 0 | 0 | 0 | 0 | 0 | 0 | 0 | 0 | 0 | 0 | 0 | 0 | 0 | 0 | 0 | 0
| 0 | 0 | 0 | 0 | 0 | 0 | 0 | 0 | 0 | 0 | 0 | 0 | 0 | 0 | 0 | 0 | 0 | 0 | FALSE | FALSE | FALSE | FALSE | 0 | 0 | 0 | n/a | n/a | n/a | n/a | n/a | 0 | 0 | 100% | 100% | 0 | 0 | 0 | 0 | 0 | 0 | 0 | 0 | 0 | 0 | 0 | 0 | 0 | 0 | 0 | 0 | 0 | 0 | 0 | 0 | 0 | 0
| 0 | 0 | 0 | 0 | 0 | 0 | 0 | 0 | 0 | 0 | 0 | 0 | 0 | 0 | 0 | 0 | 0 | 0 | FALSE | FALSE | FALSE | FALSE | 0 | 0 | 0 | n/a | n/a | n/a | n/a | n/a | 0 | 0 | 100% | 100% | 0 | 0 | 0 | 0 | 0 | 0 | 0 | 0 | 0 | 0 | 0 | 0 | 0 | 0 | 0 | 0 | 0 | 0 | 0 | 0 | 0 | 0
| 0 | 0 | 0 | 0 | 0 | 0 | 0 | 0 | 0 | 0 | 0 | 0 | 0 | 0 | 0 | 0 | 0 | 0 | FALSE | FALSE | FALSE | FALSE | 0 | 0 | 0 | n/a | n/a | n/a | n/a | n/a | 0 | 0 | 100% | 100% | 0 | 0 | 0 | 0 | 0 | 0 | 0 | 0 | 0 | 0 | 0 | 0 | 0 | 0 | 0 | 0 | 0 | 0 | 0 | 0 | 0 | 0
| 0 | 0 | 0 | 0 | 0 | 0 | 0 | 0 | 0 | 0 | 0 | 0 | 0 | 0 | 0 | 0 | 0 | 0 | FALSE | FALSE | FALSE | FALSE | 0 | 0 | 0 | n/a | n/a | n/a | n/a | n/a | 0 | 0 | 100% | 100% | 0 | 0 | 0 | 0 | 0 | 0 | 0 | 0 | 0 | 0 | 0 | 0 | 0 | 0 | 0 | 0 | 0 | 0 | 0 | 0 | 0 | 0
| 0 | 0 | 0 | 0 | 0 | 0 | 0 | 0 | 0 | 0 | 0 | 0 | 0 | 0 | 0 | 0 | 0 | 0 | FALSE | FALSE | FALSE | FALSE | 0 | 0 | 0 | n/a | n/a | n/a | n/a | n/a | 0 | 0 | 100% | 100% | 0 | 0 | 0 | 0 | 0 | 0 | 0 | 0 | 0 | 0 | 0 | 0 | 0 | 0 | 0 | 0 | 0 | 0 | 0 | 0 | 0 | 0
| 0 | 0 | 0 | 0 | 0 | 0 | 0 | 0 | 0 | 0 | 0 | 0 | 0 | 0 | 0 | 0 | 0 | 0 | FALSE | FALSE | FALSE | FALSE | 0 | 0 | 0 | n/a | n/a | n/a | n/a | n/a | 0 | 0 | 100% | 100% | 0 | 0 | 0 | 0 | 0 | 0 | 0 | 0 | 0 | 0 | 0 | 0 | 0 | 0 | 0 | 0 | 0 | 0 | 0 | 0 | 0 | 0
| 0 | 0 | 0 | 0 | 0 | 0 | 0 | 0 | 0 | 0 | 0 | 0 | 0 | 0 | 0 | 0 | 0 | 0 | FALSE | FALSE | FALSE | FALSE | 0 | 0 | 0 | n/a | n/a | n/a | n/a | n/a | 0 | 0 | 100% | 100% | 0 | 0 | 0 | 0 | 0 | 0 | 0 | 0 | 0 | 0 | 0 | 0 | 0 | 0 | 0 | 0 | 0 | 0 | 0 | 0 | 0 | 0
| 0 | 0 | 0 | 0 | 0 | 0 | 0 | 0 | 0 | 0 | 0 | 0 | 0 | 0 | 0 | 0 | 0 | 0 | FALSE | FALSE | FALSE | FALSE | 0 | 0 | 0 | n/a | n/a | n/a | n/a | n/a | 0 | 0 | 100% | 100% | 0 | 0 | 0 | 0 | 0 | 0 | 0 | 0 | 0 | 0 | 0 | 0 | 0 | 0 | 0 | 0 | 0 | 0 | 0 | 0 | 0 | 0
| 0 | 0 | 0 | 0 | 0 | 0 | 0 | 0 | 0 | 0 | 0 | 0 | 0 | 0 | 0 | 0 | 0 | 0 | FALSE | FALSE | FALSE | FALSE | 0 | 0 | 0 | n/a | n/a | n/a | n/a | n/a | 0 | 0 | 100% | 100% | 0 | 0 | 0 | 0 | 0 | 0 | 0 | 0 | 0 | 0 | 0 | 0 | 0 | 0 | 0 | 0 | 0 | 0 | 0 | 0 | 0 | 0
| 0 | 0 | 0 | 0 | 0 | 0 | 0 | 0 | 0 | 0 | 0 | 0 | 0 | 0 | 0 | 0 | 0 | 0 | FALSE | FALSE | FALSE | FALSE | 0 | 0 | 0 | n/a | n/a | n/a | n/a | n/a | 0 | 0 | 100% | 100% | 0 | 0 | 0 | 0 | 0 | 0 | 0 | 0 | 0 | 0 | 0 | 0 | 0 | 0 | 0 | 0 | 0 | 0 | 0 | 0 | 0 | 0
| 0 | 0 | 0 | 0 | 0 | 0 | 0 | 0 | 0 | 0 | 0 | 0 | 0 | 0 | 0 | 0 | 0 | 0 | FALSE | FALSE | FALSE | FALSE | 0 | 0 | 0 | n/a | n/a | n/a | n/a | n/a | 0 | 0 | 100% | 100% | 0 | 0 | 0 | 0 | 0 | 0 | 0 | 0 | 0 | 0 | 0 | 0 | 0 | 0 | 0 | 0 | 0 | 0 | 0 | 0 | 0 | 0
| 0 | 0 | 0 | 0 | 0 | 0 | 0 | 0 | 0 | 0 | 0 | 0 | 0 | 0 | 0 | 0 | 0 | 0 | FALSE | FALSE | FALSE | FALSE | 0 | 0 | 0 | n/a | n/a | n/a | n/a | n/a | 0 | 0 | 100% | 100% | 0 | 0 | 0 | 0 | 0 | 0 | 0 | 0 | 0 | 0 | 0 | 0 | 0 | 0 | 0 | 0 | 0 | 0 | 0 | 0 | 0 | 0
| 0 | 0 | 0 | 0 | 0 | 0 | 0 | 0 | 0 | 0 | 0 | 0 | 0 | 0 | 0 | 0 | 0 | 0 | FALSE | FALSE | FALSE | FALSE | 0 | 0 | 0 | n/a | n/a | n/a | n/a | n/a | 0 | 0 | 100% | 100% | 0 | 0 | 0 | 0 | 0 | 0 | 0 | 0 | 0 | 0 | 0 | 0 | 0 | 0 | 0 | 0 | 0 | 0 | 0 | 0 | 0 | 0
| 0 | 0 | 0 | 0 | 0 | 0 | 0 | 0 | 0 | 0 | 0 | 0 | 0 | 0 | 0 | 0 | 0 | 0 | FALSE | FALSE | FALSE | FALSE | 0 | 0 | 0 | n/a | n/a | n/a | n/a | n/a | 0 | 0 | 100% | 100% | 0 | 0 | 0 | 0 | 0 | 0 | 0 | 0 | 0 | 0 | 0 | 0 | 0 | 0 | 0 | 0 | 0 | 0 | 0 | 0 | 0 | 0
| 0 | 0 | 0 | 0 | 0 | 0 | 0 | 0 | 0 | 0 | 0 | 0 | 0 | 0 | 0 | 0 | 0 | 0 | FALSE | FALSE | FALSE | FALSE | 0 | 0 | 0 | n/a | n/a | n/a | n/a | n/a | 0 | 0 | 100% | 100% | 0 | 0 | 0 | 0 | 0 | 0 | 0 | 0 | 0 | 0 | 0 | 0 | 0 | 0 | 0 | 0 | 0 | 0 | 0 | 0 | 0 | 0
| 0 | 0 | 0 | 0 | 0 | 0 | 0 | 0 | 0 | 0 | 0 | 0 | 0 | 0 | 0 | 0 | 0 | 0 | FALSE | FALSE | FALSE | FALSE | 0 | 0 | 0 | n/a | n/a | n/a | n/a | n/a | 0 | 0 | 100% | 100% | 0 | 0 | 0 | 0 | 0 | 0 | 0 | 0 | 0 | 0 | 0 | 0 | 0 | 0 | 0 | 0 | 0 | 0 | 0 | 0 | 0 | 0
| 0 | 0 | 0 | 0 | 0 | 0 | 0 | 0 | 0 | 0 | 0 | 0 | 0 | 0 | 0 | 0 | 0 | 0 | FALSE | FALSE | FALSE | FALSE | 0 | 0 | 0 | n/a | n/a | n/a | n/a | n/a | 0 | 0 | 100% | 100% | 0 | 0 | 0 | 0 | 0 | 0 | 0 | 0 | 0 | 0 | 0 | 0 | 0 | 0 | 0 | 0 | 0 | 0 | 0 | 0 | 0 | 0
| 0 | 0 | 0 | 0 | 0 | 0 | 0 | 0 | 0 | 0 | 0 | 0 | 0 | 0 | 0 | 0 | 0 | 0 | FALSE | FALSE | FALSE | FALSE | 0 | 0 | 0 | n/a | n/a | n/a | n/a | n/a | 0 | 0 | 100% | 100% | 0 | 0 | 0 | 0 | 0 | 0 | 0 | 0 | 0 | 0 | 0 | 0 | 0 | 0 | 0 | 0 | 0 | 0 | 0 | 0 | 0 | 0
| 0 | 0 | 0 | 0 | 0 | 0 | 0 | 0 | 0 | 0 | 0 | 0 | 0 | 0 | 0 | 0 | 0 | 0 | FALSE | FALSE | FALSE | FALSE | 0 | 0 | 0 | n/a | n/a | n/a | n/a | n/a | 0 | 0 | 100% | 100% | 0 | 0 | 0 | 0 | 0 | 0 | 0 | 0 | 0 | 0 | 0 | 0 | 0 | 0 | 0 | 0 | 0 | 0 | 0 | 0 | 0 | 0
| 0 | 0 | 0 | 0 | 0 | 0 | 0 | 0 | 0 | 0 | 0 | 0 | 0 | 0 | 0 | 0 | 0 | 0 | FALSE | FALSE | FALSE | FALSE | 0 | 0 | 0 | n/a | n/a | n/a | n/a | n/a | 0 | 0 | 100% | 100% | 0 | 0 | 0 | 0 | 0 | 0 | 0 | 0 | 0 | 0 | 0 | 0 | 0 | 0 | 0 | 0 | 0 | 0 | 0 | 0 | 0 | 0
| 0 | 0 | 0 | 0 | 0 | 0 | 0 | 0 | 0 | 0 | 0 | 0 | 0 | 0 | 0 | 0 | 0 | 0 | FALSE | FALSE | FALSE | FALSE | 0 | 0 | 0 | n/a | n/a | n/a | n/a | n/a | 0 | 0 | 100% | 100% | 0 | 0 | 0 | 0 | 0 | 0 | 0 | 0 | 0 | 0 | 0 | 0 | 0 | 0 | 0 | 0 | 0 | 0 | 0 | 0 | 0 | 0
| 0 | 0 | 0 | 0 | 0 | 0 | 0 | 0 | 0 | 0 | 0 | 0 | 0 | 0 | 0 | 0 | 0 | 0 | FALSE | FALSE | FALSE | FALSE | 0 | 0 | 0 | n/a | n/a | n/a | n/a | n/a | 0 | 0 | 100% | 100% | 0 | 0 | 0 | 0 | 0 | 0 | 0 | 0 | 0 | 0 | 0 | 0 | 0 | 0 | 0 | 0 | 0 | 0 | 0 | 0 | 0 | 0
| 0 | 0 | 0 | 0 | 0 | 0 | 0 | 0 | 0 | 0 | 0 | 0 | 0 | 0 | 0 | 0 | 0 | 0 | FALSE | FALSE | FALSE | FALSE | 0 | 0 | 0 | n/a | n/a | n/a | n/a | n/a | 0 | 0 | 100% | 100% | 0 | 0 | 0 | 0 | 0 | 0 | 0 | 0 | 0 | 0 | 0 | 0 | 0 | 0 | 0 | 0 | 0 | 0 | 0 | 0 | 0 | 0
| 0 | 0 | 0 | 0 | 0 | 0 | 0 | 0 | 0 | 0 | 0 | 0 | 0 | 0 | 0 | 0 | 0 | 0 | FALSE | FALSE | FALSE | FALSE | 0 | 0 | 0 | n/a | n/a | n/a | n/a | n/a | 0 | 0 | 100% | 100% | 0 | 0 | 0 | 0 | 0 | 0 | 0 | 0 | 0 | 0 | 0 | 0 | 0 | 0 | 0 | 0 | 0 | 0 | 0 | 0 | 0 | 0
| 0 | 0 | 0 | 0 | 0 | 0 | 0 | 0 | 0 | 0 | 0 | 0 | 0 | 0 | 0 | 0 | 0 | 0 | FALSE | FALSE | FALSE | FALSE | 0 | 0 | 0 | n/a | n/a | n/a | n/a | n/a | 0 | 0 | 100% | 100% | 0 | 0 | 0 | 0 | 0 | 0 | 0 | 0 | 0 | 0 | 0 | 0 | 0 | 0 | 0 | 0 | 0 | 0 | 0 | 0 | 0 | 0
| 0 | 0 | 0 | 0 | 0 | 0 | 0 | 0 | 0 | 0 | 0 | 0 | 0 | 0 | 0 | 0 | 0 | 0 | FALSE | FALSE | FALSE | FALSE | 0 | 0 | 0 | n/a | n/a | n/a | n/a | n/a | 0 | 0 | 100% | 100% | 0 | 0 | 0 | 0 | 0 | 0 | 0 | 0 | 0 | 0 | 0 | 0 | 0 | 0 | 0 | 0 | 0 | 0 | 0 | 0 | 0 | 0
| 0 | 0 | 0 | 0 | 0 | 0 | 0 | 0 | 0 | 0 | 0 | 0 | 0 | 0 | 0 | 0 | 0 | 0 | FALSE | FALSE | FALSE | FALSE | 0 | 0 | 0 | n/a | n/a | n/a | n/a | n/a | 0 | 0 | 100% | 100% | 0 | 0 | 0 | 0 | 0 | 0 | 0 | 0 | 0 | 0 | 0 | 0 | 0 | 0 | 0 | 0 | 0 | 0 | 0 | 0 | 0 | 0
| 0 | 0 | 0 | 0 | 0 | 0 | 0 | 0 | 0 | 0 | 0 | 0 | 0 | 0 | 0 | 0 | 0 | 0 | FALSE | FALSE | FALSE | FALSE | 0 | 0 | 0 | n/a | n/a | n/a | n/a | n/a | 0 | 0 | 100% | 100% | 0 | 0 | 0 | 0 | 0 | 0 | 0 | 0 | 0 | 0 | 0 | 0 | 0 | 0 | 0 | 0 | 0 | 0 | 0 | 0 | 0 | 0
| 0 | 0 | 0 | 0 | 0 | 0 | 0 | 0 | 0 | 0 | 0 | 0 | 0 | 0 | 0 | 0 | 0 | 0 | FALSE | FALSE | FALSE | FALSE | 0 | 0 | 0 | n/a | n/a | n/a | n/a | n/a | 0 | 0 | 100% | 100% | 0 | 0 | 0 | 0 | 0 | 0 | 0 | 0 | 0 | 0 | 0 | 0 | 0 | 0 | 0 | 0 | 0 | 0 | 0 | 0 | 0 | 0
| 0 | 0 | 0 | 0 | 0 | 0 | 0 | 0 | 0 | 0 | 0 | 0 | 0 | 0 | 0 | 0 | 0 | 0 | FALSE | FALSE | FALSE | FALSE | 0 | 0 | 0 | n/a | n/a | n/a | n/a | n/a | 0 | 0 | 100% | 100% | 0 | 0 | 0 | 0 | 0 | 0 | 0 | 0 | 0 | 0 | 0 | 0 | 0 | 0 | 0 | 0 | 0 | 0 | 0 | 0 | 0 | 0
| 0 | 0 | 0 | 0 | 0 | 0 | 0 | 0 | 0 | 0 | 0 | 0 | 0 | 0 | 0 | 0 | 0 | 0 | FALSE | FALSE | FALSE | FALSE | 0 | 0 | 0 | n/a | n/a | n/a | n/a | n/a | 0 | 0 | 100% | 100% | 0 | 0 | 0 | 0 | 0 | 0 | 0 | 0 | 0 | 0 | 0 | 0 | 0 | 0 | 0 | 0 | 0 | 0 | 0 | 0 | 0 | 0
| 0 | 0 | 0 | 0 | 0 | 0 | 0 | 0 | 0 | 0 | 0 | 0 | 0 | 0 | 0 | 0 | 0 | 0 | FALSE | FALSE | FALSE | FALSE | 0 | 0 | 0 | n/a | n/a | n/a | n/a | n/a | 0 | 0 | 100% | 100% | 0 | 0 | 0 | 0 | 0 | 0 | 0 | 0 | 0 | 0 | 0 | 0 | 0 | 0 | 0 | 0 | 0 | 0 | 0 | 0 | 0 | 0
| 0 | 0 | 0 | 0 | 0 | 0 | 0 | 0 | 0 | 0 | 0 | 0 | 0 | 0 | 0 | 0 | 0 | 0 | FALSE | FALSE | FALSE | FALSE | 0 | 0 | 0 | n/a | n/a | n/a | n/a | n/a | 0 | 0 | 100% | 100% | 0 | 0 | 0 | 0 | 0 | 0 | 0 | 0 | 0 | 0 | 0 | 0 | 0 | 0 | 0 | 0 | 0 | 0 | 0 | 0 | 0 | 0
| 0 | 0 | 0 | 0 | 0 | 0 | 0 | 0 | 0 | 0 | 0 | 0 | 0 | 0 | 0 | 0 | 0 | 0 | FALSE | FALSE | FALSE | FALSE | 0 | 0 | 0 | n/a | n/a | n/a | n/a | n/a | 0 | 0 | 100% | 100% | 0 | 0 | 0 | 0 | 0 | 0 | 0 | 0 | 0 | 0 | 0 | 0 | 0 | 0 | 0 | 0 | 0 | 0 | 0 | 0 | 0 | 0
| 0 | 0 | 0 | 0 | 0 | 0 | 0 | 0 | 0 | 0 | 0 | 0 | 0 | 0 | 0 | 0 | 0 | 0 | FALSE | FALSE | FALSE | FALSE | 0 | 0 | 0 | n/a | n/a | n/a | n/a | n/a | 0 | 0 | 100% | 100% | 0 | 0 | 0 | 0 | 0 | 0 | 0 | 0 | 0 | 0 | 0 | 0 | 0 | 0 | 0 | 0 | 0 | 0 | 0 | 0 | 0 | 0
| 0 | 0 | 0 | 0 | 0 | 0 | 0 | 0 | 0 | 0 | 0 | 0 | 0 | 0 | 0 | 0 | 0 | 0 | FALSE | FALSE | FALSE | FALSE | 0 | 0 | 0 | n/a | n/a | n/a | n/a | n/a | 0 | 0 | 100% | 100% | 0 | 0 | 0 | 0 | 0 | 0 | 0 | 0 | 0 | 0 | 0 | 0 | 0 | 0 | 0 | 0 | 0 | 0 | 0 | 0 | 0 | 0
| 0 | 0 | 0 | 0 | 0 | 0 | 0 | 0 | 0 | 0 | 0 | 0 | 0 | 0 | 0 | 0 | 0 | 0 | FALSE | FALSE | FALSE | FALSE | 0 | 0 | 0 | n/a | n/a | n/a | n/a | n/a | 0 | 0 | 100% | 100% | 0 | 0 | 0 | 0 | 0 | 0 | 0 | 0 | 0 | 0 | 0 | 0 | 0 | 0 | 0 | 0 | 0 | 0 | 0 | 0 | 0 | 0
| 0 | 0 | 0 | 0 | 0 | 0 | 0 | 0 | 0 | 0 | 0 | 0 | 0 | 0 | 0 | 0 | 0 | 0 | FALSE | FALSE | FALSE | FALSE | 0 | 0 | 0 | n/a | n/a | n/a | n/a | n/a | 0 | 0 | 100% | 100% | 0 | 0 | 0 | 0 | 0 | 0 | 0 | 0 | 0 | 0 | 0 | 0 | 0 | 0 | 0 | 0 | 0 | 0 | 0 | 0 | 0 | 0
| 0 | 0 | 0 | 0 | 0 | 0 | 0 | 0 | 0 | 0 | 0 | 0 | 0 | 0 | 0 | 0 | 0 | 0 | FALSE | FALSE | FALSE | FALSE | 0 | 0 | 0 | n/a | n/a | n/a | n/a | n/a | 0 | 0 | 100% | 100% | 0 | 0 | 0 | 0 | 0 | 0 | 0 | 0 | 0 | 0 | 0 | 0 | 0 | 0 | 0 | 0 | 0 | 0 | 0 | 0 | 0 | 0
| 0 | 0 | 0 | 0 | 0 | 0 | 0 | 0 | 0 | 0 | 0 | 0 | 0 | 0 | 0 | 0 | 0 | 0 | FALSE | FALSE | FALSE | FALSE | 0 | 0 | 0 | n/a | n/a | n/a | n/a | n/a | 0 | 0 | 100% | 100% | 0 | 0 | 0 | 0 | 0 | 0 | 0 | 0 | 0 | 0 | 0 | 0 | 0 | 0 | 0 | 0 | 0 | 0 | 0 | 0 | 0 | 0
| 0 | 0 | 0 | 0 | 0 | 0 | 0 | 0 | 0 | 0 | 0 | 0 | 0 | 0 | 0 | 0 | 0 | 0 | FALSE | FALSE | FALSE | FALSE | 0 | 0 | 0 | n/a | n/a | n/a | n/a | n/a | 0 | 0 | 100% | 100% | 0 | 0 | 0 | 0 | 0 | 0 | 0 | 0 | 0 | 0 | 0 | 0 | 0 | 0 | 0 | 0 | 0 | 0 | 0 | 0 | 0 | 0
| 0 | 0 | 0 | 0 | 0 | 0 | 0 | 0 | 0 | 0 | 0 | 0 | 0 | 0 | 0 | 0 | 0 | 0 | FALSE | FALSE | FALSE | FALSE | 0 | 0 | 0 | n/a | n/a | n/a | n/a | n/a | 0 | 0 | 100% | 100% | 0 | 0 | 0 | 0 | 0 | 0 | 0 | 0 | 0 | 0 | 0 | 0 | 0 | 0 | 0 | 0 | 0 | 0 | 0 | 0 | 0 | 0
| 0 | 0 | 0 | 0 | 0 | 0 | 0 | 0 | 0 | 0 | 0 | 0 | 0 | 0 | 0 | 0 | 0 | 0 | FALSE | FALSE | FALSE | FALSE | 0 | 0 | 0 | n/a | n/a | n/a | n/a | n/a | 0 | 0 | 100% | 100% | 0 | 0 | 0 | 0 | 0 | 0 | 0 | 0 | 0 | 0 | 0 | 0 | 0 | 0 | 0 | 0 | 0 | 0 | 0 | 0 | 0 | 0
| 0 | 0 | 0 | 0 | 0 | 0 | 0 | 0 | 0 | 0 | 0 | 0 | 0 | 0 | 0 | 0 | 0 | 0 | FALSE | FALSE | FALSE | FALSE | 0 | 0 | 0 | n/a | n/a | n/a | n/a | n/a | 0 | 0 | 100% | 100% | 0 | 0 | 0 | 0 | 0 | 0 | 0 | 0 | 0 | 0 | 0 | 0 | 0 | 0 | 0 | 0 | 0 | 0 | 0 | 0 | 0 | 0
| 0 | 0 | 0 | 0 | 0 | 0 | 0 | 0 | 0 | 0 | 0 | 0 | 0 | 0 | 0 | 0 | 0 | 0 | FALSE | FALSE | FALSE | FALSE | 0 | 0 | 0 | n/a | n/a | n/a | n/a | n/a | 0 | 0 | 100% | 100% | 0 | 0 | 0 | 0 | 0 | 0 | 0 | 0 | 0 | 0 | 0 | 0 | 0 | 0 | 0 | 0 | 0 | 0 | 0 | 0 | 0 | 0
| 0 | 0 | 0 | 0 | 0 | 0 | 0 | 0 | 0 | 0 | 0 | 0 | 0 | 0 | 0 | 0 | 0 | 0 | FALSE | FALSE | FALSE | FALSE | 0 | 0 | 0 | n/a | n/a | n/a | n/a | n/a | 0 | 0 | 100% | 100% | 0 | 0 | 0 | 0 | 0 | 0 | 0 | 0 | 0 | 0 | 0 | 0 | 0 | 0 | 0 | 0 | 0 | 0 | 0 | 0 | 0 | 0
| 0 | 0 | 0 | 0 | 0 | 0 | 0 | 0 | 0 | 0 | 0 | 0 | 0 | 0 | 0 | 0 | 0 | 0 | FALSE | FALSE | FALSE | FALSE | 0 | 0 | 0 | n/a | n/a | n/a | n/a | n/a | 0 | 0 | 100% | 100% | 0 | 0 | 0 | 0 | 0 | 0 | 0 | 0 | 0 | 0 | 0 | 0 | 0 | 0 | 0 | 0 | 0 | 0 | 0 | 0 | 0 | 0
| 0 | 0 | 0 | 0 | 0 | 0 | 0 | 0 | 0 | 0 | 0 | 0 | 0 | 0 | 0 | 0 | 0 | 0 | FALSE | FALSE | FALSE | FALSE | 0 | 0 | 0 | n/a | n/a | n/a | n/a | n/a | 0 | 0 | 100% | 100% | 0 | 0 | 0 | 0 | 0 | 0 | 0 | 0 | 0 | 0 | 0 | 0 | 0 | 0 | 0 | 0 | 0 | 0 | 0 | 0 | 0 | 0
| 0 | 0 | 0 | 0 | 0 | 0 | 0 | 0 | 0 | 0 | 0 | 0 | 0 | 0 | 0 | 0 | 0 | 0 | FALSE | FALSE | FALSE | FALSE | 0 | 0 | 0 | n/a | n/a | n/a | n/a | n/a | 0 | 0 | 100% | 100% | 0 | 0 | 0 | 0 | 0 | 0 | 0 | 0 | 0 | 0 | 0 | 0 | 0 | 0 | 0 | 0 | 0 | 0 | 0 | 0 | 0 | 0
| 0 | 0 | 0 | 0 | 0 | 0 | 0 | 0 | 0 | 0 | 0 | 0 | 0 | 0 | 0 | 0 | 0 | 0 | FALSE | FALSE | FALSE | FALSE | 0 | 0 | 0 | n/a | n/a | n/a | n/a | n/a | 0 | 0 | 100% | 100% | 0 | 0 | 0 | 0 | 0 | 0 | 0 | 0 | 0 | 0 | 0 | 0 | 0 | 0 | 0 | 0 | 0 | 0 | 0 | 0 | 0 | 0
| 0 | 0 | 0 | 0 | 0 | 0 | 0 | 0 | 0 | 0 | 0 | 0 | 0 | 0 | 0 | 0 | 0 | 0 | FALSE | FALSE | FALSE | FALSE | 0 | 0 | 0 | n/a | n/a | n/a | n/a | n/a | 0 | 0 | 100% | 100% | 0 | 0 | 0 | 0 | 0 | 0 | 0 | 0 | 0 | 0 | 0 | 0 | 0 | 0 | 0 | 0 | 0 | 0 | 0 | 0 | 0 | 0
| 0 | 0 | 0 | 0 | 0 | 0 | 0 | 0 | 0 | 0 | 0 | 0 | 0 | 0 | 0 | 0 | 0 | 0 | FALSE | FALSE | FALSE | FALSE | 0 | 0 | 0 | n/a | n/a | n/a | n/a | n/a | 0 | 0 | 100% | 100% | 0 | 0 | 0 | 0 | 0 | 0 | 0 | 0 | 0 | 0 | 0 | 0 | 0 | 0 | 0 | 0 | 0 | 0 | 0 | 0 | 0 | 0
| 0 | 0 | 0 | 0 | 0 | 0 | 0 | 0 | 0 | 0 | 0 | 0 | 0 | 0 | 0 | 0 | 0 | 0 | FALSE | FALSE | FALSE | FALSE | 0 | 0 | 0 | n/a | n/a | n/a | n/a | n/a | 0 | 0 | 100% | 100% | 0 | 0 | 0 | 0 | 0 | 0 | 0 | 0 | 0 | 0 | 0 | 0 | 0 | 0 | 0 | 0 | 0 | 0 | 0 | 0 | 0 | 0
| 0 | 0 | 0 | 0 | 0 | 0 | 0 | 0 | 0 | 0 | 0 | 0 | 0 | 0 | 0 | 0 | 0 | 0 | FALSE | FALSE | FALSE | FALSE | 0 | 0 | 0 | n/a | n/a | n/a | n/a | n/a | 0 | 0 | 100% | 100% | 0 | 0 | 0 | 0 | 0 | 0 | 0 | 0 | 0 | 0 | 0 | 0 | 0 | 0 | 0 | 0 | 0 | 0 | 0 | 0 | 0 | 0
| 0 | 0 | 0 | 0 | 0 | 0 | 0 | 0 | 0 | 0 | 0 | 0 | 0 | 0 | 0 | 0 | 0 | 0 | FALSE | FALSE | FALSE | FALSE | 0 | 0 | 0 | n/a | n/a | n/a | n/a | n/a | 0 | 0 | 100% | 100% | 0 | 0 | 0 | 0 | 0 | 0 | 0 | 0 | 0 | 0 | 0 | 0 | 0 | 0 | 0 | 0 | 0 | 0 | 0 | 0 | 0 | 0
| 0 | 0 | 0 | 0 | 0 | 0 | 0 | 0 | 0 | 0 | 0 | 0 | 0 | 0 | 0 | 0 | 0 | 0 | FALSE | FALSE | FALSE | FALSE | 0 | 0 | 0 | n/a | n/a | n/a | n/a | n/a | 0 | 0 | 100% | 100% | 0 | 0 | 0 | 0 | 0 | 0 | 0 | 0 | 0 | 0 | 0 | 0 | 0 | 0 | 0 | 0 | 0 | 0 | 0 | 0 | 0 | 0
| 0 | 0 | 0 | 0 | 0 | 0 | 0 | 0 | 0 | 0 | 0 | 0 | 0 | 0 | 0 | 0 | 0 | 0 | FALSE | FALSE | FALSE | FALSE | 0 | 0 | 0 | n/a | n/a | n/a | n/a | n/a | 0 | 0 | 100% | 100% | 0 | 0 | 0 | 0 | 0 | 0 | 0 | 0 | 0 | 0 | 0 | 0 | 0 | 0 | 0 | 0 | 0 | 0 | 0 | 0 | 0 | 0
| 0 | 0 | 0 | 0 | 0 | 0 | 0 | 0 | 0 | 0 | 0 | 0 | 0 | 0 | 0 | 0 | 0 | 0 | FALSE | FALSE | FALSE | FALSE | 0 | 0 | 0 | n/a | n/a | n/a | n/a | n/a | 0 | 0 | 100% | 100% | 0 | 0 | 0 | 0 | 0 | 0 | 0 | 0 | 0 | 0 | 0 | 0 | 0 | 0 | 0 | 0 | 0 | 0 | 0 | 0 | 0 | 0
| 0 | 0 | 0 | 0 | 0 | 0 | 0 | 0 | 0 | 0 | 0 | 0 | 0 | 0 | 0 | 0 | 0 | 0 | FALSE | FALSE | FALSE | FALSE | 0 | 0 | 0 | n/a | n/a | n/a | n/a | n/a | 0 | 0 | 100% | 100% | 0 | 0 | 0 | 0 | 0 | 0 | 0 | 0 | 0 | 0 | 0 | 0 | 0 | 0 | 0 | 0 | 0 | 0 | 0 | 0 | 0 | 0
| 0 | 0 | 0 | 0 | 0 | 0 | 0 | 0 | 0 | 0 | 0 | 0 | 0 | 0 | 0 | 0 | 0 | 0 | FALSE | FALSE | FALSE | FALSE | 0 | 0 | 0 | n/a | n/a | n/a | n/a | n/a | 0 | 0 | 100% | 100% | 0 | 0 | 0 | 0 | 0 | 0 | 0 | 0 | 0 | 0 | 0 | 0 | 0 | 0 | 0 | 0 | 0 | 0 | 0 | 0 | 0 | 0
| 0 | 0 | 0 | 0 | 0 | 0 | 0 | 0 | 0 | 0 | 0 | 0 | 0 | 0 | 0 | 0 | 0 | 0 | FALSE | FALSE | FALSE | FALSE | 0 | 0 | 0 | n/a | n/a | n/a | n/a | n/a | 0 | 0 | 100% | 100% | 0 | 0 | 0 | 0 | 0 | 0 | 0 | 0 | 0 | 0 | 0 | 0 | 0 | 0 | 0 | 0 | 0 | 0 | 0 | 0 | 0 | 0
| 0 | 0 | 0 | 0 | 0 | 0 | 0 | 0 | 0 | 0 | 0 | 0 | 0 | 0 | 0 | 0 | 0 | 0 | FALSE | FALSE | FALSE | FALSE | 0 | 0 | 0 | n/a | n/a | n/a | n/a | n/a | 0 | 0 | 100% | 100% | 0 | 0 | 0 | 0 | 0 | 0 | 0 | 0 | 0 | 0 | 0 | 0 | 0 | 0 | 0 | 0 | 0 | 0 | 0 | 0 | 0 | 0
| 0 | 0 | 0 | 0 | 0 | 0 | 0 | 0 | 0 | 0 | 0 | 0 | 0 | 0 | 0 | 0 | 0 | 0 | FALSE | FALSE | FALSE | FALSE | 0 | 0 | 0 | n/a | n/a | n/a | n/a | n/a | 0 | 0 | 100% | 100% | 0 | 0 | 0 | 0 | 0 | 0 | 0 | 0 | 0 | 0 | 0 | 0 | 0 | 0 | 0 | 0 | 0 | 0 | 0 | 0 | 0 | 0
| 0 | 0 | 0 | 0 | 0 | 0 | 0 | 0 | 0 | 0 | 0 | 0 | 0 | 0 | 0 | 0 | 0 | 0 | FALSE | FALSE | FALSE | FALSE | 0 | 0 | 0 | n/a | n/a | n/a | n/a | n/a | 0 | 0 | 100% | 100% | 0 | 0 | 0 | 0 | 0 | 0 | 0 | 0 | 0 | 0 | 0 | 0 | 0 | 0 | 0 | 0 | 0 | 0 | 0 | 0 | 0 | 0
| 0 | 0 | 0 | 0 | 0 | 0 | 0 | 0 | 0 | 0 | 0 | 0 | 0 | 0 | 0 | 0 | 0 | 0 | FALSE | FALSE | FALSE | FALSE | 0 | 0 | 0 | n/a | n/a | n/a | n/a | n/a | 0 | 0 | 100% | 100% | 0 | 0 | 0 | 0 | 0 | 0 | 0 | 0 | 0 | 0 | 0 | 0 | 0 | 0 | 0 | 0 | 0 | 0 | 0 | 0 | 0 | 0
| 0 | 0 | 0 | 0 | 0 | 0 | 0 | 0 | 0 | 0 | 0 | 0 | 0 | 0 | 0 | 0 | 0 | 0 | FALSE | FALSE | FALSE | FALSE | 0 | 0 | 0 | n/a | n/a | n/a | n/a | n/a | 0 | 0 | 100% | 100% | 0 | 0 | 0 | 0 | 0 | 0 | 0 | 0 | 0 | 0 | 0 | 0 | 0 | 0 | 0 | 0 | 0 | 0 | 0 | 0 | 0 | 0
| 0 | 0 | 0 | 0 | 0 | 0 | 0 | 0 | 0 | 0 | 0 | 0 | 0 | 0 | 0 | 0 | 0 | 0 | FALSE | FALSE | FALSE | FALSE | 0 | 0 | 0 | n/a | n/a | n/a | n/a | n/a | 0 | 0 | 100% | 100% | 0 | 0 | 0 | 0 | 0 | 0 | 0 | 0 | 0 | 0 | 0 | 0 | 0 | 0 | 0 | 0 | 0 | 0 | 0 | 0 | 0 | 0
| 0 | 0 | 0 | 0 | 0 | 0 | 0 | 0 | 0 | 0 | 0 | 0 | 0 | 0 | 0 | 0 | 0 | 0 | FALSE | FALSE | FALSE | FALSE | 0 | 0 | 0 | n/a | n/a | n/a | n/a | n/a | 0 | 0 | 100% | 100% | 0 | 0 | 0 | 0 | 0 | 0 | 0 | 0 | 0 | 0 | 0 | 0 | 0 | 0 | 0 | 0 | 0 | 0 | 0 | 0 | 0 | 0
| 0 | 0 | 0 | 0 | 0 | 0 | 0 | 0 | 0 | 0 | 0 | 0 | 0 | 0 | 0 | 0 | 0 | 0 | FALSE | FALSE | FALSE | FALSE | 0 | 0 | 0 | n/a | n/a | n/a | n/a | n/a | 0 | 0 | 100% | 100% | 0 | 0 | 0 | 0 | 0 | 0 | 0 | 0 | 0 | 0 | 0 | 0 | 0 | 0 | 0 | 0 | 0 | 0 | 0 | 0 | 0 | 0
| 0 | 0 | 0 | 0 | 0 | 0 | 0 | 0 | 0 | 0 | 0 | 0 | 0 | 0 | 0 | 0 | 0 | 0 | FALSE | FALSE | FALSE | FALSE | 0 | 0 | 0 | n/a | n/a | n/a | n/a | n/a | 0 | 0 | 100% | 100% | 0 | 0 | 0 | 0 | 0 | 0 | 0 | 0 | 0 | 0 | 0 | 0 | 0 | 0 | 0 | 0 | 0 | 0 | 0 | 0 | 0 | 0
| 0 | 0 | 0 | 0 | 0 | 0 | 0 | 0 | 0 | 0 | 0 | 0 | 0 | 0 | 0 | 0 | 0 | 0 | FALSE | FALSE | FALSE | FALSE | 0 | 0 | 0 | n/a | n/a | n/a | n/a | n/a | 0 | 0 | 100% | 100% | 0 | 0 | 0 | 0 | 0 | 0 | 0 | 0 | 0 | 0 | 0 | 0 | 0 | 0 | 0 | 0 | 0 | 0 | 0 | 0 | 0 | 0
| 0 | 0 | 0 | 0 | 0 | 0 | 0 | 0 | 0 | 0 | 0 | 0 | 0 | 0 | 0 | 0 | 0 | 0 | FALSE | FALSE | FALSE | FALSE | 0 | 0 | 0 | n/a | n/a | n/a | n/a | n/a | 0 | 0 | 100% | 100% | 0 | 0 | 0 | 0 | 0 | 0 | 0 | 0 | 0 | 0 | 0 | 0 | 0 | 0 | 0 | 0 | 0 | 0 | 0 | 0 | 0 | 0
| 0 | 0 | 0 | 0 | 0 | 0 | 0 | 0 | 0 | 0 | 0 | 0 | 0 | 0 | 0 | 0 | 0 | 0 | FALSE | FALSE | FALSE | FALSE | 0 | 0 | 0 | n/a | n/a | n/a | n/a | n/a | 0 | 0 | 100% | 100% | 0 | 0 | 0 | 0 | 0 | 0 | 0 | 0 | 0 | 0 | 0 | 0 | 0 | 0 | 0 | 0 | 0 | 0 | 0 | 0 | 0 | 0
| 0 | 0 | 0 | 0 | 0 | 0 | 0 | 0 | 0 | 0 | 0 | 0 | 0 | 0 | 0 | 0 | 0 | 0 | FALSE | FALSE | FALSE | FALSE | 0 | 0 | 0 | n/a | n/a | n/a | n/a | n/a | 0 | 0 | 100% | 100% | 0 | 0 | 0 | 0 | 0 | 0 | 0 | 0 | 0 | 0 | 0 | 0 | 0 | 0 | 0 | 0 | 0 | 0 | 0 | 0 | 0 | 0
| 0 | 0 | 0 | 0 | 0 | 0 | 0 | 0 | 0 | 0 | 0 | 0 | 0 | 0 | 0 | 0 | 0 | 0 | FALSE | FALSE | FALSE | FALSE | 0 | 0 | 0 | n/a | n/a | n/a | n/a | n/a | 0 | 0 | 100% | 100% | 0 | 0 | 0 | 0 | 0 | 0 | 0 | 0 | 0 | 0 | 0 | 0 | 0 | 0 | 0 | 0 | 0 | 0 | 0 | 0 | 0 | 0
| 0 | 0 | 0 | 0 | 0 | 0 | 0 | 0 | 0 | 0 | 0 | 0 | 0 | 0 | 0 | 0 | 0 | 0 | FALSE | FALSE | FALSE | FALSE | 0 | 0 | 0 | n/a | n/a | n/a | n/a | n/a | 0 | 0 | 100% | 100% | 0 | 0 | 0 | 0 | 0 | 0 | 0 | 0 | 0 | 0 | 0 | 0 | 0 | 0 | 0 | 0 | 0 | 0 | 0 | 0 | 0 | 0
| 0 | 0 | 0 | 0 | 0 | 0 | 0 | 0 | 0 | 0 | 0 | 0 | 0 | 0 | 0 | 0 | 0 | 0 | FALSE | FALSE | FALSE | FALSE | 0 | 0 | 0 | n/a | n/a | n/a | n/a | n/a | 0 | 0 | 100% | 100% | 0 | 0 | 0 | 0 | 0 | 0 | 0 | 0 | 0 | 0 | 0 | 0 | 0 | 0 | 0 | 0 | 0 | 0 | 0 | 0 | 0 | 0
| 0 | 0 | 0 | 0 | 0 | 0 | 0 | 0 | 0 | 0 | 0 | 0 | 0 | 0 | 0 | 0 | 0 | 0 | FALSE | FALSE | FALSE | FALSE | 0 | 0 | 0 | n/a | n/a | n/a | n/a | n/a | 0 | 0 | 100% | 100% | 0 | 0 | 0 | 0 | 0 | 0 | 0 | 0 | 0 | 0 | 0 | 0 | 0 | 0 | 0 | 0 | 0 | 0 | 0 | 0 | 0 | 0
| 0 | 0 | 0 | 0 | 0 | 0 | 0 | 0 | 0 | 0 | 0 | 0 | 0 | 0 | 0 | 0 | 0 | 0 | FALSE | FALSE | FALSE | FALSE | 0 | 0 | 0 | n/a | n/a | n/a | n/a | n/a | 0 | 0 | 100% | 100% | 0 | 0 | 0 | 0 | 0 | 0 | 0 | 0 | 0 | 0 | 0 | 0 | 0 | 0 | 0 | 0 | 0 | 0 | 0 | 0 | 0 | 0
| 0 | 0 | 0 | 0 | 0 | 0 | 0 | 0 | 0 | 0 | 0 | 0 | 0 | 0 | 0 | 0 | 0 | 0 | FALSE | FALSE | FALSE | FALSE | 0 | 0 | 0 | n/a | n/a | n/a | n/a | n/a | 0 | 0 | 100% | 100% | 0 | 0 | 0 | 0 | 0 | 0 | 0 | 0 | 0 | 0 | 0 | 0 | 0 | 0 | 0 | 0 | 0 | 0 | 0 | 0 | 0 | 0
| 0 | 0 | 0 | 0 | 0 | 0 | 0 | 0 | 0 | 0 | 0 | 0 | 0 | 0 | 0 | 0 | 0 | 0 | FALSE | FALSE | FALSE | FALSE | 0 | 0 | 0 | n/a | n/a | n/a | n/a | n/a | 0 | 0 | 100% | 100% | 0 | 0 | 0 | 0 | 0 | 0 | 0 | 0 | 0 | 0 | 0 | 0 | 0 | 0 | 0 | 0 | 0 | 0 | 0 | 0 | 0 | 0
| 0 | 0 | 0 | 0 | 0 | 0 | 0 | 0 | 0 | 0 | 0 | 0 | 0 | 0 | 0 | 0 | 0 | 0 | FALSE | FALSE | FALSE | FALSE | 0 | 0 | 0 | n/a | n/a | n/a | n/a | n/a | 0 | 0 | 100% | 100% | 0 | 0 | 0 | 0 | 0 | 0 | 0 | 0 | 0 | 0 | 0 | 0 | 0 | 0 | 0 | 0 | 0 | 0 | 0 | 0 | 0 | 0
| 0 | 0 | 0 | 0 | 0 | 0 | 0 | 0 | 0 | 0 | 0 | 0 | 0 | 0 | 0 | 0 | 0 | 0 | FALSE | FALSE | FALSE | FALSE | 0 | 0 | 0 | n/a | n/a | n/a | n/a | n/a | 0 | 0 | 100% | 100% | 0 | 0 | 0 | 0 | 0 | 0 | 0 | 0 | 0 | 0 | 0 | 0 | 0 | 0 | 0 | 0 | 0 | 0 | 0 | 0 | 0 | 0
| 0 | 0 | 0 | 0 | 0 | 0 | 0 | 0 | 0 | 0 | 0 | 0 | 0 | 0 | 0 | 0 | 0 | 0 | FALSE | FALSE | FALSE | FALSE | 0 | 0 | 0 | n/a | n/a | n/a | n/a | n/a | 0 | 0 | 100% | 100% | 0 | 0 | 0 | 0 | 0 | 0 | 0 | 0 | 0 | 0 | 0 | 0 | 0 | 0 | 0 | 0 | 0 | 0 | 0 | 0 | 0 | 0
| 0 | 0 | 0 | 0 | 0 | 0 | 0 | 0 | 0 | 0 | 0 | 0 | 0 | 0 | 0 | 0 | 0 | 0 | FALSE | FALSE | FALSE | FALSE | 0 | 0 | 0 | n/a | n/a | n/a | n/a | n/a | 0 | 0 | 100% | 100% | 0 | 0 | 0 | 0 | 0 | 0 | 0 | 0 | 0 | 0 | 0 | 0 | 0 | 0 | 0 | 0 | 0 | 0 | 0 | 0 | 0 | 0
| 0 | 0 | 0 | 0 | 0 | 0 | 0 | 0 | 0 | 0 | 0 | 0 | 0 | 0 | 0 | 0 | 0 | 0 | FALSE | FALSE | FALSE | FALSE | 0 | 0 | 0 | n/a | n/a | n/a | n/a | n/a | 0 | 0 | 100% | 100% | 0 | 0 | 0 | 0 | 0 | 0 | 0 | 0 | 0 | 0 | 0 | 0 | 0 | 0 | 0 | 0 | 0 | 0 | 0 | 0 | 0 | 0
| 0 | 0 | 0 | 0 | 0 | 0 | 0 | 0 | 0 | 0 | 0 | 0 | 0 | 0 | 0 | 0 | 0 | 0 | FALSE | FALSE | FALSE | FALSE | 0 | 0 | 0 | n/a | n/a | n/a | n/a | n/a | 0 | 0 | 100% | 100% | 0 | 0 | 0 | 0 | 0 | 0 | 0 | 0 | 0 | 0 | 0 | 0 | 0 | 0 | 0 | 0 | 0 | 0 | 0 | 0 | 0 | 0
| 0 | 0 | 0 | 0 | 0 | 0 | 0 | 0 | 0 | 0 | 0 | 0 | 0 | 0 | 0 | 0 | 0 | 0 | FALSE | FALSE | FALSE | FALSE | 0 | 0 | 0 | n/a | n/a | n/a | n/a | n/a | 0 | 0 | 100% | 100% | 0 | 0 | 0 | 0 | 0 | 0 | 0 | 0 | 0 | 0 | 0 | 0 | 0 | 0 | 0 | 0 | 0 | 0 | 0 | 0 | 0 | 0
| 0 | 0 | 0 | 0 | 0 | 0 | 0 | 0 | 0 | 0 | 0 | 0 | 0 | 0 | 0 | 0 | 0 | 0 | FALSE | FALSE | FALSE | FALSE | 0 | 0 | 0 | n/a | n/a | n/a | n/a | n/a | 0 | 0 | 100% | 100% | 0 | 0 | 0 | 0 | 0 | 0 | 0 | 0 | 0 | 0 | 0 | 0 | 0 | 0 | 0 | 0 | 0 | 0 | 0 | 0 | 0 | 0
| 0 | 0 | 0 | 0 | 0 | 0 | 0 | 0 | 0 | 0 | 0 | 0 | 0 | 0 | 0 | 0 | 0 | 0 | FALSE | FALSE | FALSE | FALSE | 0 | 0 | 0 | n/a | n/a | n/a | n/a | n/a | 0 | 0 | 100% | 100% | 0 | 0 | 0 | 0 | 0 | 0 | 0 | 0 | 0 | 0 | 0 | 0 | 0 | 0 | 0 | 0 | 0 | 0 | 0 | 0 | 0 | 0
| 0 | 0 | 0 | 0 | 0 | 0 | 0 | 0 | 0 | 0 | 0 | 0 | 0 | 0 | 0 | 0 | 0 | 0 | FALSE | FALSE | FALSE | FALSE | 0 | 0 | 0 | n/a | n/a | n/a | n/a | n/a | 0 | 0 | 100% | 100% | 0 | 0 | 0 | 0 | 0 | 0 | 0 | 0 | 0 | 0 | 0 | 0 | 0 | 0 | 0 | 0 | 0 | 0 | 0 | 0 | 0 | 0
| 0 | 0 | 0 | 0 | 0 | 0 | 0 | 0 | 0 | 0 | 0 | 0 | 0 | 0 | 0 | 0 | 0 | 0 | FALSE | FALSE | FALSE | FALSE | 0 | 0 | 0 | n/a | n/a | n/a | n/a | n/a | 0 | 0 | 100% | 100% | 0 | 0 | 0 | 0 | 0 | 0 | 0 | 0 | 0 | 0 | 0 | 0 | 0 | 0 | 0 | 0 | 0 | 0 | 0 | 0 | 0 | 0
| 0 | 0 | 0 | 0 | 0 | 0 | 0 | 0 | 0 | 0 | 0 | 0 | 0 | 0 | 0 | 0 | 0 | 0 | FALSE | FALSE | FALSE | FALSE | 0 | 0 | 0 | n/a | n/a | n/a | n/a | n/a | 0 | 0 | 100% | 100% | 0 | 0 | 0 | 0 | 0 | 0 | 0 | 0 | 0 | 0 | 0 | 0 | 0 | 0 | 0 | 0 | 0 | 0 | 0 | 0 | 0 | 0
| 0 | 0 | 0 | 0 | 0 | 0 | 0 | 0 | 0 | 0 | 0 | 0 | 0 | 0 | 0 | 0 | 0 | 0 | FALSE | FALSE | FALSE | FALSE | 0 | 0 | 0 | n/a | n/a | n/a | n/a | n/a | 0 | 0 | 100% | 100% | 0 | 0 | 0 | 0 | 0 | 0 | 0 | 0 | 0 | 0 | 0 | 0 | 0 | 0 | 0 | 0 | 0 | 0 | 0 | 0 | 0 | 0
| 0 | 0 | 0 | 0 | 0 | 0 | 0 | 0 | 0 | 0 | 0 | 0 | 0 | 0 | 0 | 0 | 0 | 0 | FALSE | FALSE | FALSE | FALSE | 0 | 0 | 0 | n/a | n/a | n/a | n/a | n/a | 0 | 0 | 100% | 100% | 0 | 0 | 0 | 0 | 0 | 0 | 0 | 0 | 0 | 0 | 0 | 0 | 0 | 0 | 0 | 0 | 0 | 0 | 0 | 0 | 0 | 0
| 0 | 0 | 0 | 0 | 0 | 0 | 0 | 0 | 0 | 0 | 0 | 0 | 0 | 0 | 0 | 0 | 0 | 0 | FALSE | FALSE | FALSE | FALSE | 0 | 0 | 0 | n/a | n/a | n/a | n/a | n/a | 0 | 0 | 100% | 100% | 0 | 0 | 0 | 0 | 0 | 0 | 0 | 0 | 0 | 0 | 0 | 0 | 0 | 0 | 0 | 0 | 0 | 0 | 0 | 0 | 0 | 0
| 0 | 0 | 0 | 0 | 0 | 0 | 0 | 0 | 0 | 0 | 0 | 0 | 0 | 0 | 0 | 0 | 0 | 0 | FALSE | FALSE | FALSE | FALSE | 0 | 0 | 0 | n/a | n/a | n/a | n/a | n/a | 0 | 0 | 100% | 100% | 0 | 0 | 0 | 0 | 0 | 0 | 0 | 0 | 0 | 0 | 0 | 0 | 0 | 0 | 0 | 0 | 0 | 0 | 0 | 0 | 0 | 0
| 0 | 0 | 0 | 0 | 0 | 0 | 0 | 0 | 0 | 0 | 0 | 0 | 0 | 0 | 0 | 0 | 0 | 0 | FALSE | FALSE | FALSE | FALSE | 0 | 0 | 0 | n/a | n/a | n/a | n/a | n/a | 0 | 0 | 100% | 100% | 0 | 0 | 0 | 0 | 0 | 0 | 0 | 0 | 0 | 0 | 0 | 0 | 0 | 0 | 0 | 0 | 0 | 0 | 0 | 0 | 0 | 0
| 0 | 0 | 0 | 0 | 0 | 0 | 0 | 0 | 0 | 0 | 0 | 0 | 0 | 0 | 0 | 0 | 0 | 0 | FALSE | FALSE | FALSE | FALSE | 0 | 0 | 0 | n/a | n/a | n/a | n/a | n/a | 0 | 0 | 100% | 100% | 0 | 0 | 0 | 0 | 0 | 0 | 0 | 0 | 0 | 0 | 0 | 0 | 0 | 0 | 0 | 0 | 0 | 0 | 0 | 0 | 0 | 0
| 0 | 0 | 0 | 0 | 0 | 0 | 0 | 0 | 0 | 0 | 0 | 0 | 0 | 0 | 0 | 0 | 0 | 0 | FALSE | FALSE | FALSE | FALSE | 0 | 0 | 0 | n/a | n/a | n/a | n/a | n/a | 0 | 0 | 100% | 100% | 0 | 0 | 0 | 0 | 0 | 0 | 0 | 0 | 0 | 0 | 0 | 0 | 0 | 0 | 0 | 0 | 0 | 0 | 0 | 0 | 0 | 0
| 0 | 0 | 0 | 0 | 0 | 0 | 0 | 0 | 0 | 0 | 0 | 0 | 0 | 0 | 0 | 0 | 0 | 0 | FALSE | FALSE | FALSE | FALSE | 0 | 0 | 0 | n/a | n/a | n/a | n/a | n/a | 0 | 0 | 100% | 100% | 0 | 0 | 0 | 0 | 0 | 0 | 0 | 0 | 0 | 0 | 0 | 0 | 0 | 0 | 0 | 0 | 0 | 0 | 0 | 0 | 0 | 0
| 0 | 0 | 0 | 0 | 0 | 0 | 0 | 0 | 0 | 0 | 0 | 0 | 0 | 0 | 0 | 0 | 0 | 0 | FALSE | FALSE | FALSE | FALSE | 0 | 0 | 0 | n/a | n/a | n/a | n/a | n/a | 0 | 0 | 100% | 100% | 0 | 0 | 0 | 0 | 0 | 0 | 0 | 0 | 0 | 0 | 0 | 0 | 0 | 0 | 0 | 0 | 0 | 0 | 0 | 0 | 0 | 0
| 0 | 0 | 0 | 0 | 0 | 0 | 0 | 0 | 0 | 0 | 0 | 0 | 0 | 0 | 0 | 0 | 0 | 0 | FALSE | FALSE | FALSE | FALSE | 0 | 0 | 0 | n/a | n/a | n/a | n/a | n/a | 0 | 0 | 100% | 100% | 0 | 0 | 0 | 0 | 0 | 0 | 0 | 0 | 0 | 0 | 0 | 0 | 0 | 0 | 0 | 0 | 0 | 0 | 0 | 0 | 0 | 0
| 0 | 0 | 0 | 0 | 0 | 0 | 0 | 0 | 0 | 0 | 0 | 0 | 0 | 0 | 0 | 0 | 0 | 0 | FALSE | FALSE | FALSE | FALSE | 0 | 0 | 0 | n/a | n/a | n/a | n/a | n/a | 0 | 0 | 100% | 100% | 0 | 0 | 0 | 0 | 0 | 0 | 0 | 0 | 0 | 0 | 0 | 0 | 0 | 0 | 0 | 0 | 0 | 0 | 0 | 0 | 0 | 0
| 0 | 0 | 0 | 0 | 0 | 0 | 0 | 0 | 0 | 0 | 0 | 0 | 0 | 0 | 0 | 0 | 0 | 0 | FALSE | FALSE | FALSE | FALSE | 0 | 0 | 0 | n/a | n/a | n/a | n/a | n/a | 0 | 0 | 100% | 100% | 0 | 0 | 0 | 0 | 0 | 0 | 0 | 0 | 0 | 0 | 0 | 0 | 0 | 0 | 0 | 0 | 0 | 0 | 0 | 0 | 0 | 0
| 0 | 0 | 0 | 0 | 0 | 0 | 0 | 0 | 0 | 0 | 0 | 0 | 0 | 0 | 0 | 0 | 0 | 0 | FALSE | FALSE | FALSE | FALSE | 0 | 0 | 0 | n/a | n/a | n/a | n/a | n/a | 0 | 0 | 100% | 100% | 0 | 0 | 0 | 0 | 0 | 0 | 0 | 0 | 0 | 0 | 0 | 0 | 0 | 0 | 0 | 0 | 0 | 0 | 0 | 0 | 0 | 0
| 0 | 0 | 0 | 0 | 0 | 0 | 0 | 0 | 0 | 0 | 0 | 0 | 0 | 0 | 0 | 0 | 0 | 0 | FALSE | FALSE | FALSE | FALSE | 0 | 0 | 0 | n/a | n/a | n/a | n/a | n/a | 0 | 0 | 100% | 100% | 0 | 0 | 0 | 0 | 0 | 0 | 0 | 0 | 0 | 0 | 0 | 0 | 0 | 0 | 0 | 0 | 0 | 0 | 0 | 0 | 0 | 0
| 0 | 0 | 0 | 0 | 0 | 0 | 0 | 0 | 0 | 0 | 0 | 0 | 0 | 0 | 0 | 0 | 0 | 0 | FALSE | FALSE | FALSE | FALSE | 0 | 0 | 0 | n/a | n/a | n/a | n/a | n/a | 0 | 0 | 100% | 100% | 0 | 0 | 0 | 0 | 0 | 0 | 0 | 0 | 0 | 0 | 0 | 0 | 0 | 0 | 0 | 0 | 0 | 0 | 0 | 0 | 0 | 0
| 0 | 0 | 0 | 0 | 0 | 0 | 0 | 0 | 0 | 0 | 0 | 0 | 0 | 0 | 0 | 0 | 0 | 0 | FALSE | FALSE | FALSE | FALSE | 0 | 0 | 0 | n/a | n/a | n/a | n/a | n/a | 0 | 0 | 100% | 100% | 0 | 0 | 0 | 0 | 0 | 0 | 0 | 0 | 0 | 0 | 0 | 0 | 0 | 0 | 0 | 0 | 0 | 0 | 0 | 0 | 0 | 0
| 0 | 0 | 0 | 0 | 0 | 0 | 0 | 0 | 0 | 0 | 0 | 0 | 0 | 0 | 0 | 0 | 0 | 0 | FALSE | FALSE | FALSE | FALSE | 0 | 0 | 0 | n/a | n/a | n/a | n/a | n/a | 0 | 0 | 100% | 100% | 0 | 0 | 0 | 0 | 0 | 0 | 0 | 0 | 0 | 0 | 0 | 0 | 0 | 0 | 0 | 0 | 0 | 0 | 0 | 0 | 0 | 0
| 0 | 0 | 0 | 0 | 0 | 0 | 0 | 0 | 0 | 0 | 0 | 0 | 0 | 0 | 0 | 0 | 0 | 0 | FALSE | FALSE | FALSE | FALSE | 0 | 0 | 0 | n/a | n/a | n/a | n/a | n/a | 0 | 0 | 100% | 100% | 0 | 0 | 0 | 0 | 0 | 0 | 0 | 0 | 0 | 0 | 0 | 0 | 0 | 0 | 0 | 0 | 0 | 0 | 0 | 0 | 0 | 0
| 0 | 0 | 0 | 0 | 0 | 0 | 0 | 0 | 0 | 0 | 0 | 0 | 0 | 0 | 0 | 0 | 0 | 0 | FALSE | FALSE | FALSE | FALSE | 0 | 0 | 0 | n/a | n/a | n/a | n/a | n/a | 0 | 0 | 100% | 100% | 0 | 0 | 0 | 0 | 0 | 0 | 0 | 0 | 0 | 0 | 0 | 0 | 0 | 0 | 0 | 0 | 0 | 0 | 0 | 0 | 0 | 0
| 0 | 0 | 0 | 0 | 0 | 0 | 0 | 0 | 0 | 0 | 0 | 0 | 0 | 0 | 0 | 0 | 0 | 0 | FALSE | FALSE | FALSE | FALSE | 0 | 0 | 0 | n/a | n/a | n/a | n/a | n/a | 0 | 0 | 100% | 100% | 0 | 0 | 0 | 0 | 0 | 0 | 0 | 0 | 0 | 0 | 0 | 0 | 0 | 0 | 0 | 0 | 0 | 0 | 0 | 0 | 0 | 0
| 0 | 0 | 0 | 0 | 0 | 0 | 0 | 0 | 0 | 0 | 0 | 0 | 0 | 0 | 0 | 0 | 0 | 0 | FALSE | FALSE | FALSE | FALSE | 0 | 0 | 0 | n/a | n/a | n/a | n/a | n/a | 0 | 0 | 100% | 100% | 0 | 0 | 0 | 0 | 0 | 0 | 0 | 0 | 0 | 0 | 0 | 0 | 0 | 0 | 0 | 0 | 0 | 0 | 0 | 0 | 0 | 0
| 0 | 0 | 0 | 0 | 0 | 0 | 0 | 0 | 0 | 0 | 0 | 0 | 0 | 0 | 0 | 0 | 0 | 0 | FALSE | FALSE | FALSE | FALSE | 0 | 0 | 0 | n/a | n/a | n/a | n/a | n/a | 0 | 0 | 100% | 100% | 0 | 0 | 0 | 0 | 0 | 0 | 0 | 0 | 0 | 0 | 0 | 0 | 0 | 0 | 0 | 0 | 0 | 0 | 0 | 0 | 0 | 0
| 0 | 0 | 0 | 0 | 0 | 0 | 0 | 0 | 0 | 0 | 0 | 0 | 0 | 0 | 0 | 0 | 0 | 0 | FALSE | FALSE | FALSE | FALSE | 0 | 0 | 0 | n/a | n/a | n/a | n/a | n/a | 0 | 0 | 100% | 100% | 0 | 0 | 0 | 0 | 0 | 0 | 0 | 0 | 0 | 0 | 0 | 0 | 0 | 0 | 0 | 0 | 0 | 0 | 0 | 0 | 0 | 0
| 0 | 0 | 0 | 0 | 0 | 0 | 0 | 0 | 0 | 0 | 0 | 0 | 0 | 0 | 0 | 0 | 0 | 0 | FALSE | FALSE | FALSE | FALSE | 0 | 0 | 0 | n/a | n/a | n/a | n/a | n/a | 0 | 0 | 100% | 100% | 0 | 0 | 0 | 0 | 0 | 0 | 0 | 0 | 0 | 0 | 0 | 0 | 0 | 0 | 0 | 0 | 0 | 0 | 0 | 0 | 0 | 0
| 0 | 0 | 0 | 0 | 0 | 0 | 0 | 0 | 0 | 0 | 0 | 0 | 0 | 0 | 0 | 0 | 0 | 0 | FALSE | FALSE | FALSE | FALSE | 0 | 0 | 0 | n/a | n/a | n/a | n/a | n/a | 0 | 0 | 100% | 100% | 0 | 0 | 0 | 0 | 0 | 0 | 0 | 0 | 0 | 0 | 0 | 0 | 0 | 0 | 0 | 0 | 0 | 0 | 0 | 0 | 0 | 0
| 0 | 0 | 0 | 0 | 0 | 0 | 0 | 0 | 0 | 0 | 0 | 0 | 0 | 0 | 0 | 0 | 0 | 0 | FALSE | FALSE | FALSE | FALSE | 0 | 0 | 0 | n/a | n/a | n/a | n/a | n/a | 0 | 0 | 100% | 100% | 0 | 0 | 0 | 0 | 0 | 0 | 0 | 0 | 0 | 0 | 0 | 0 | 0 | 0 | 0 | 0 | 0 | 0 | 0 | 0 | 0 | 0
| 0 | 0 | 0 | 0 | 0 | 0 | 0 | 0 | 0 | 0 | 0 | 0 | 0 | 0 | 0 | 0 | 0 | 0 | FALSE | FALSE | FALSE | FALSE | 0 | 0 | 0 | n/a | n/a | n/a | n/a | n/a | 0 | 0 | 100% | 100% | 0 | 0 | 0 | 0 | 0 | 0 | 0 | 0 | 0 | 0 | 0 | 0 | 0 | 0 | 0 | 0 | 0 | 0 | 0 | 0 | 0 | 0
| 0 | 0 | 0 | 0 | 0 | 0 | 0 | 0 | 0 | 0 | 0 | 0 | 0 | 0 | 0 | 0 | 0 | 0 | FALSE | FALSE | FALSE | FALSE | 0 | 0 | 0 | n/a | n/a | n/a | n/a | n/a | 0 | 0 | 100% | 100% | 0 | 0 | 0 | 0 | 0 | 0 | 0 | 0 | 0 | 0 | 0 | 0 | 0 | 0 | 0 | 0 | 0 | 0 | 0 | 0 | 0 | 0
| 0 | 0 | 0 | 0 | 0 | 0 | 0 | 0 | 0 | 0 | 0 | 0 | 0 | 0 | 0 | 0 | 0 | 0 | FALSE | FALSE | FALSE | FALSE | 0 | 0 | 0 | n/a | n/a | n/a | n/a | n/a | 0 | 0 | 100% | 100% | 0 | 0 | 0 | 0 | 0 | 0 | 0 | 0 | 0 | 0 | 0 | 0 | 0 | 0 | 0 | 0 | 0 | 0 | 0 | 0 | 0 | 0
| 0 | 0 | 0 | 0 | 0 | 0 | 0 | 0 | 0 | 0 | 0 | 0 | 0 | 0 | 0 | 0 | 0 | 0 | FALSE | FALSE | FALSE | FALSE | 0 | 0 | 0 | n/a | n/a | n/a | n/a | n/a | 0 | 0 | 100% | 100% | 0 | 0 | 0 | 0 | 0 | 0 | 0 | 0 | 0 | 0 | 0 | 0 | 0 | 0 | 0 | 0 | 0 | 0 | 0 | 0 | 0 | 0
| 0 | 0 | 0 | 0 | 0 | 0 | 0 | 0 | 0 | 0 | 0 | 0 | 0 | 0 | 0 | 0 | 0 | 0 | FALSE | FALSE | FALSE | FALSE | 0 | 0 | 0 | n/a | n/a | n/a | n/a | n/a | 0 | 0 | 100% | 100% | 0 | 0 | 0 | 0 | 0 | 0 | 0 | 0 | 0 | 0 | 0 | 0 | 0 | 0 | 0 | 0 | 0 | 0 | 0 | 0 | 0 | 0
| 0 | 0 | 0 | 0 | 0 | 0 | 0 | 0 | 0 | 0 | 0 | 0 | 0 | 0 | 0 | 0 | 0 | 0 | FALSE | FALSE | FALSE | FALSE | 0 | 0 | 0 | n/a | n/a | n/a | n/a | n/a | 0 | 0 | 100% | 100% | 0 | 0 | 0 | 0 | 0 | 0 | 0 | 0 | 0 | 0 | 0 | 0 | 0 | 0 | 0 | 0 | 0 | 0 | 0 | 0 | 0 | 0
| 0 | 0 | 0 | 0 | 0 | 0 | 0 | 0 | 0 | 0 | 0 | 0 | 0 | 0 | 0 | 0 | 0 | 0 | FALSE | FALSE | FALSE | FALSE | 0 | 0 | 0 | n/a | n/a | n/a | n/a | n/a | 0 | 0 | 100% | 100% | 0 | 0 | 0 | 0 | 0 | 0 | 0 | 0 | 0 | 0 | 0 | 0 | 0 | 0 | 0 | 0 | 0 | 0 | 0 | 0 | 0 | 0
| 0 | 0 | 0 | 0 | 0 | 0 | 0 | 0 | 0 | 0 | 0 | 0 | 0 | 0 | 0 | 0 | 0 | 0 | FALSE | FALSE | FALSE | FALSE | 0 | 0 | 0 | n/a | n/a | n/a | n/a | n/a | 0 | 0 | 100% | 100% | 0 | 0 | 0 | 0 | 0 | 0 | 0 | 0 | 0 | 0 | 0 | 0 | 0 | 0 | 0 | 0 | 0 | 0 | 0 | 0 | 0 | 0
| 0 | 0 | 0 | 0 | 0 | 0 | 0 | 0 | 0 | 0 | 0 | 0 | 0 | 0 | 0 | 0 | 0 | 0 | FALSE | FALSE | FALSE | FALSE | 0 | 0 | 0 | n/a | n/a | n/a | n/a | n/a | 0 | 0 | 100% | 100% | 0 | 0 | 0 | 0 | 0 | 0 | 0 | 0 | 0 | 0 | 0 | 0 | 0 | 0 | 0 | 0 | 0 | 0 | 0 | 0 | 0 | 0
| 0 | 0 | 0 | 0 | 0 | 0 | 0 | 0 | 0 | 0 | 0 | 0 | 0 | 0 | 0 | 0 | 0 | 0 | FALSE | FALSE | FALSE | FALSE | 0 | 0 | 0 | n/a | n/a | n/a | n/a | n/a | 0 | 0 | 100% | 100% | 0 | 0 | 0 | 0 | 0 | 0 | 0 | 0 | 0 | 0 | 0 | 0 | 0 | 0 | 0 | 0 | 0 | 0 | 0 | 0 | 0 | 0
| 0 | 0 | 0 | 0 | 0 | 0 | 0 | 0 | 0 | 0 | 0 | 0 | 0 | 0 | 0 | 0 | 0 | 0 | FALSE | FALSE | FALSE | FALSE | 0 | 0 | 0 | n/a | n/a | n/a | n/a | n/a | 0 | 0 | 100% | 100% | 0 | 0 | 0 | 0 | 0 | 0 | 0 | 0 | 0 | 0 | 0 | 0 | 0 | 0 | 0 | 0 | 0 | 0 | 0 | 0 | 0 | 0
| 0 | 0 | 0 | 0 | 0 | 0 | 0 | 0 | 0 | 0 | 0 | 0 | 0 | 0 | 0 | 0 | 0 | 0 | FALSE | FALSE | FALSE | FALSE | 0 | 0 | 0 | n/a | n/a | n/a | n/a | n/a | 0 | 0 | 100% | 100% | 0 | 0 | 0 | 0 | 0 | 0 | 0 | 0 | 0 | 0 | 0 | 0 | 0 | 0 | 0 | 0 | 0 | 0 | 0 | 0 | 0 | 0
| 0 | 0 | 0 | 0 | 0 | 0 | 0 | 0 | 0 | 0 | 0 | 0 | 0 | 0 | 0 | 0 | 0 | 0 | FALSE | FALSE | FALSE | FALSE | 0 | 0 | 0 | n/a | n/a | n/a | n/a | n/a | 0 | 0 | 100% | 100% | 0 | 0 | 0 | 0 | 0 | 0 | 0 | 0 | 0 | 0 | 0 | 0 | 0 | 0 | 0 | 0 | 0 | 0 | 0 | 0 | 0 | 0
| 0 | 0 | 0 | 0 | 0 | 0 | 0 | 0 | 0 | 0 | 0 | 0 | 0 | 0 | 0 | 0 | 0 | 0 | FALSE | FALSE | FALSE | FALSE | 0 | 0 | 0 | n/a | n/a | n/a | n/a | n/a | 0 | 0 | 100% | 100% | 0 | 0 | 0 | 0 | 0 | 0 | 0 | 0 | 0 | 0 | 0 | 0 | 0 | 0 | 0 | 0 | 0 | 0 | 0 | 0 | 0 | 0
| 0 | 0 | 0 | 0 | 0 | 0 | 0 | 0 | 0 | 0 | 0 | 0 | 0 | 0 | 0 | 0 | 0 | 0 | FALSE | FALSE | FALSE | FALSE | 0 | 0 | 0 | n/a | n/a | n/a | n/a | n/a | 0 | 0 | 100% | 100% | 0 | 0 | 0 | 0 | 0 | 0 | 0 | 0 | 0 | 0 | 0 | 0 | 0 | 0 | 0 | 0 | 0 | 0 | 0 | 0 | 0 | 0
| 0 | 0 | 0 | 0 | 0 | 0 | 0 | 0 | 0 | 0 | 0 | 0 | 0 | 0 | 0 | 0 | 0 | 0 | FALSE | FALSE | FALSE | FALSE | 0 | 0 | 0 | n/a | n/a | n/a | n/a | n/a | 0 | 0 | 100% | 100% | 0 | 0 | 0 | 0 | 0 | 0 | 0 | 0 | 0 | 0 | 0 | 0 | 0 | 0 | 0 | 0 | 0 | 0 | 0 | 0 | 0 | 0
| 0 | 0 | 0 | 0 | 0 | 0 | 0 | 0 | 0 | 0 | 0 | 0 | 0 | 0 | 0 | 0 | 0 | 0 | FALSE | FALSE | FALSE | FALSE | 0 | 0 | 0 | n/a | n/a | n/a | n/a | n/a | 0 | 0 | 100% | 100% | 0 | 0 | 0 | 0 | 0 | 0 | 0 | 0 | 0 | 0 | 0 | 0 | 0 | 0 | 0 | 0 | 0 | 0 | 0 | 0 | 0 | 0
| 0 | 0 | 0 | 0 | 0 | 0 | 0 | 0 | 0 | 0 | 0 | 0 | 0 | 0 | 0 | 0 | 0 | 0 | FALSE | FALSE | FALSE | FALSE | 0 | 0 | 0 | n/a | n/a | n/a | n/a | n/a | 0 | 0 | 100% | 100% | 0 | 0 | 0 | 0 | 0 | 0 | 0 | 0 | 0 | 0 | 0 | 0 | 0 | 0 | 0 | 0 | 0 | 0 | 0 | 0 | 0 | 0
| 0 | 0 | 0 | 0 | 0 | 0 | 0 | 0 | 0 | 0 | 0 | 0 | 0 | 0 | 0 | 0 | 0 | 0 | FALSE | FALSE | FALSE | FALSE | 0 | 0 | 0 | n/a | n/a | n/a | n/a | n/a | 0 | 0 | 100% | 100% | 0 | 0 | 0 | 0 | 0 | 0 | 0 | 0 | 0 | 0 | 0 | 0 | 0 | 0 | 0 | 0 | 0 | 0 | 0 | 0 | 0 | 0
| 0 | 0 | 0 | 0 | 0 | 0 | 0 | 0 | 0 | 0 | 0 | 0 | 0 | 0 | 0 | 0 | 0 | 0 | FALSE | FALSE | FALSE | FALSE | 0 | 0 | 0 | n/a | n/a | n/a | n/a | n/a | 0 | 0 | 100% | 100% | 0 | 0 | 0 | 0 | 0 | 0 | 0 | 0 | 0 | 0 | 0 | 0 | 0 | 0 | 0 | 0 | 0 | 0 | 0 | 0 | 0 | 0
| 0 | 0 | 0 | 0 | 0 | 0 | 0 | 0 | 0 | 0 | 0 | 0 | 0 | 0 | 0 | 0 | 0 | 0 | FALSE | FALSE | FALSE | FALSE | 0 | 0 | 0 | n/a | n/a | n/a | n/a | n/a | 0 | 0 | 100% | 100% | 0 | 0 | 0 | 0 | 0 | 0 | 0 | 0 | 0 | 0 | 0 | 0 | 0 | 0 | 0 | 0 | 0 | 0 | 0 | 0 | 0 | 0
| 0 | 0 | 0 | 0 | 0 | 0 | 0 | 0 | 0 | 0 | 0 | 0 | 0 | 0 | 0 | 0 | 0 | 0 | FALSE | FALSE | FALSE | FALSE | 0 | 0 | 0 | n/a | n/a | n/a | n/a | n/a | 0 | 0 | 100% | 100% | 0 | 0 | 0 | 0 | 0 | 0 | 0 | 0 | 0 | 0 | 0 | 0 | 0 | 0 | 0 | 0 | 0 | 0 | 0 | 0 | 0 | 0
| 0 | 0 | 0 | 0 | 0 | 0 | 0 | 0 | 0 | 0 | 0 | 0 | 0 | 0 | 0 | 0 | 0 | 0 | FALSE | FALSE | FALSE | FALSE | 0 | 0 | 0 | n/a | n/a | n/a | n/a | n/a | 0 | 0 | 100% | 100% | 0 | 0 | 0 | 0 | 0 | 0 | 0 | 0 | 0 | 0 | 0 | 0 | 0 | 0 | 0 | 0 | 0 | 0 | 0 | 0 | 0 | 0
| 0 | 0 | 0 | 0 | 0 | 0 | 0 | 0 | 0 | 0 | 0 | 0 | 0 | 0 | 0 | 0 | 0 | 0 | FALSE | FALSE | FALSE | FALSE | 0 | 0 | 0 | n/a | n/a | n/a | n/a | n/a | 0 | 0 | 100% | 100% | 0 | 0 | 0 | 0 | 0 | 0 | 0 | 0 | 0 | 0 | 0 | 0 | 0 | 0 | 0 | 0 | 0 | 0 | 0 | 0 | 0 | 0
| 0 | 0 | 0 | 0 | 0 | 0 | 0 | 0 | 0 | 0 | 0 | 0 | 0 | 0 | 0 | 0 | 0 | 0 | FALSE | FALSE | FALSE | FALSE | 0 | 0 | 0 | n/a | n/a | n/a | n/a | n/a | 0 | 0 | 100% | 100% | 0 | 0 | 0 | 0 | 0 | 0 | 0 | 0 | 0 | 0 | 0 | 0 | 0 | 0 | 0 | 0 | 0 | 0 | 0 | 0 | 0 | 0
| 0 | 0 | 0 | 0 | 0 | 0 | 0 | 0 | 0 | 0 | 0 | 0 | 0 | 0 | 0 | 0 | 0 | 0 | FALSE | FALSE | FALSE | FALSE | 0 | 0 | 0 | n/a | n/a | n/a | n/a | n/a | 0 | 0 | 100% | 100% | 0 | 0 | 0 | 0 | 0 | 0 | 0 | 0 | 0 | 0 | 0 | 0 | 0 | 0 | 0 | 0 | 0 | 0 | 0 | 0 | 0 | 0
| 0 | 0 | 0 | 0 | 0 | 0 | 0 | 0 | 0 | 0 | 0 | 0 | 0 | 0 | 0 | 0 | 0 | 0 | FALSE | FALSE | FALSE | FALSE | 0 | 0 | 0 | n/a | n/a | n/a | n/a | n/a | 0 | 0 | 100% | 100% | 0 | 0 | 0 | 0 | 0 | 0 | 0 | 0 | 0 | 0 | 0 | 0 | 0 | 0 | 0 | 0 | 0 | 0 | 0 | 0 | 0 | 0
| 0 | 0 | 0 | 0 | 0 | 0 | 0 | 0 | 0 | 0 | 0 | 0 | 0 | 0 | 0 | 0 | 0 | 0 | FALSE | FALSE | FALSE | FALSE | 0 | 0 | 0 | n/a | n/a | n/a | n/a | n/a | 0 | 0 | 100% | 100% | 0 | 0 | 0 | 0 | 0 | 0 | 0 | 0 | 0 | 0 | 0 | 0 | 0 | 0 | 0 | 0 | 0 | 0 | 0 | 0 | 0 | 0
| 0 | 0 | 0 | 0 | 0 | 0 | 0 | 0 | 0 | 0 | 0 | 0 | 0 | 0 | 0 | 0 | 0 | 0 | FALSE | FALSE | FALSE | FALSE | 0 | 0 | 0 | n/a | n/a | n/a | n/a | n/a | 0 | 0 | 100% | 100% | 0 | 0 | 0 | 0 | 0 | 0 | 0 | 0 | 0 | 0 | 0 | 0 | 0 | 0 | 0 | 0 | 0 | 0 | 0 | 0 | 0 | 0
| 0 | 0 | 0 | 0 | 0 | 0 | 0 | 0 | 0 | 0 | 0 | 0 | 0 | 0 | 0 | 0 | 0 | 0 | FALSE | FALSE | FALSE | FALSE | 0 | 0 | 0 | n/a | n/a | n/a | n/a | n/a | 0 | 0 | 100% | 100% | 0 | 0 | 0 | 0 | 0 | 0 | 0 | 0 | 0 | 0 | 0 | 0 | 0 | 0 | 0 | 0 | 0 | 0 | 0 | 0 | 0 | 0
| 0 | 0 | 0 | 0 | 0 | 0 | 0 | 0 | 0 | 0 | 0 | 0 | 0 | 0 | 0 | 0 | 0 | 0 | FALSE | FALSE | FALSE | FALSE | 0 | 0 | 0 | n/a | n/a | n/a | n/a | n/a | 0 | 0 | 100% | 100% | 0 | 0 | 0 | 0 | 0 | 0 | 0 | 0 | 0 | 0 | 0 | 0 | 0 | 0 | 0 | 0 | 0 | 0 | 0 | 0 | 0 | 0
| 0 | 0 | 0 | 0 | 0 | 0 | 0 | 0 | 0 | 0 | 0 | 0 | 0 | 0 | 0 | 0 | 0 | 0 | FALSE | FALSE | FALSE | FALSE | 0 | 0 | 0 | n/a | n/a | n/a | n/a | n/a | 0 | 0 | 100% | 100% | 0 | 0 | 0 | 0 | 0 | 0 | 0 | 0 | 0 | 0 | 0 | 0 | 0 | 0 | 0 | 0 | 0 | 0 | 0 | 0 | 0 | 0
| 0 | 0 | 0 | 0 | 0 | 0 | 0 | 0 | 0 | 0 | 0 | 0 | 0 | 0 | 0 | 0 | 0 | 0 | FALSE | FALSE | FALSE | FALSE | 0 | 0 | 0 | n/a | n/a | n/a | n/a | n/a | 0 | 0 | 100% | 100% | 0 | 0 | 0 | 0 | 0 | 0 | 0 | 0 | 0 | 0 | 0 | 0 | 0 | 0 | 0 | 0 | 0 | 0 | 0 | 0 | 0 | 0
| 0 | 0 | 0 | 0 | 0 | 0 | 0 | 0 | 0 | 0 | 0 | 0 | 0 | 0 | 0 | 0 | 0 | 0 | FALSE | FALSE | FALSE | FALSE | 0 | 0 | 0 | n/a | n/a | n/a | n/a | n/a | 0 | 0 | 100% | 100% | 0 | 0 | 0 | 0 | 0 | 0 | 0 | 0 | 0 | 0 | 0 | 0 | 0 | 0 | 0 | 0 | 0 | 0 | 0 | 0 | 0 | 0
| 0 | 0 | 0 | 0 | 0 | 0 | 0 | 0 | 0 | 0 | 0 | 0 | 0 | 0 | 0 | 0 | 0 | 0 | FALSE | FALSE | FALSE | FALSE | 0 | 0 | 0 | n/a | n/a | n/a | n/a | n/a | 0 | 0 | 100% | 100% | 0 | 0 | 0 | 0 | 0 | 0 | 0 | 0 | 0 | 0 | 0 | 0 | 0 | 0 | 0 | 0 | 0 | 0 | 0 | 0 | 0 | 0
| 0 | 0 | 0 | 0 | 0 | 0 | 0 | 0 | 0 | 0 | 0 | 0 | 0 | 0 | 0 | 0 | 0 | 0 | FALSE | FALSE | FALSE | FALSE | 0 | 0 | 0 | n/a | n/a | n/a | n/a | n/a | 0 | 0 | 100% | 100% | 0 | 0 | 0 | 0 | 0 | 0 | 0 | 0 | 0 | 0 | 0 | 0 | 0 | 0 | 0 | 0 | 0 | 0 | 0 | 0 | 0 | 0
| 0 | 0 | 0 | 0 | 0 | 0 | 0 | 0 | 0 | 0 | 0 | 0 | 0 | 0 | 0 | 0 | 0 | 0 | FALSE | FALSE | FALSE | FALSE | 0 | 0 | 0 | n/a | n/a | n/a | n/a | n/a | 0 | 0 | 100% | 100% | 0 | 0 | 0 | 0 | 0 | 0 | 0 | 0 | 0 | 0 | 0 | 0 | 0 | 0 | 0 | 0 | 0 | 0 | 0 | 0 | 0 | 0
| 0 | 0 | 0 | 0 | 0 | 0 | 0 | 0 | 0 | 0 | 0 | 0 | 0 | 0 | 0 | 0 | 0 | 0 | FALSE | FALSE | FALSE | FALSE | 0 | 0 | 0 | n/a | n/a | n/a | n/a | n/a | 0 | 0 | 100% | 100% | 0 | 0 | 0 | 0 | 0 | 0 | 0 | 0 | 0 | 0 | 0 | 0 | 0 | 0 | 0 | 0 | 0 | 0 | 0 | 0 | 0 | 0
| 0 | 0 | 0 | 0 | 0 | 0 | 0 | 0 | 0 | 0 | 0 | 0 | 0 | 0 | 0 | 0 | 0 | 0 | FALSE | FALSE | FALSE | FALSE | 0 | 0 | 0 | n/a | n/a | n/a | n/a | n/a | 0 | 0 | 100% | 100% | 0 | 0 | 0 | 0 | 0 | 0 | 0 | 0 | 0 | 0 | 0 | 0 | 0 | 0 | 0 | 0 | 0 | 0 | 0 | 0 | 0 | 0
| 0 | 0 | 0 | 0 | 0 | 0 | 0 | 0 | 0 | 0 | 0 | 0 | 0 | 0 | 0 | 0 | 0 | 0 | FALSE | FALSE | FALSE | FALSE | 0 | 0 | 0 | n/a | n/a | n/a | n/a | n/a | 0 | 0 | 100% | 100% | 0 | 0 | 0 | 0 | 0 | 0 | 0 | 0 | 0 | 0 | 0 | 0 | 0 | 0 | 0 | 0 | 0 | 0 | 0 | 0 | 0 | 0
| 0 | 0 | 0 | 0 | 0 | 0 | 0 | 0 | 0 | 0 | 0 | 0 | 0 | 0 | 0 | 0 | 0 | 0 | FALSE | FALSE | FALSE | FALSE | 0 | 0 | 0 | n/a | n/a | n/a | n/a | n/a | 0 | 0 | 100% | 100% | 0 | 0 | 0 | 0 | 0 | 0 | 0 | 0 | 0 | 0 | 0 | 0 | 0 | 0 | 0 | 0 | 0 | 0 | 0 | 0 | 0 | 0
| 0 | 0 | 0 | 0 | 0 | 0 | 0 | 0 | 0 | 0 | 0 | 0 | 0 | 0 | 0 | 0 | 0 | 0 | FALSE | FALSE | FALSE | FALSE | 0 | 0 | 0 | n/a | n/a | n/a | n/a | n/a | 0 | 0 | 100% | 100% | 0 | 0 | 0 | 0 | 0 | 0 | 0 | 0 | 0 | 0 | 0 | 0 | 0 | 0 | 0 | 0 | 0 | 0 | 0 | 0 | 0 | 0
| 0 | 0 | 0 | 0 | 0 | 0 | 0 | 0 | 0 | 0 | 0 | 0 | 0 | 0 | 0 | 0 | 0 | 0 | FALSE | FALSE | FALSE | FALSE | 0 | 0 | 0 | n/a | n/a | n/a | n/a | n/a | 0 | 0 | 100% | 100% | 0 | 0 | 0 | 0 | 0 | 0 | 0 | 0 | 0 | 0 | 0 | 0 | 0 | 0 | 0 | 0 | 0 | 0 | 0 | 0 | 0 | 0
| 0 | 0 | 0 | 0 | 0 | 0 | 0 | 0 | 0 | 0 | 0 | 0 | 0 | 0 | 0 | 0 | 0 | 0 | FALSE | FALSE | FALSE | FALSE | 0 | 0 | 0 | n/a | n/a | n/a | n/a | n/a | 0 | 0 | 100% | 100% | 0 | 0 | 0 | 0 | 0 | 0 | 0 | 0 | 0 | 0 | 0 | 0 | 0 | 0 | 0 | 0 | 0 | 0 | 0 | 0 | 0 | 0
| 0 | 0 | 0 | 0 | 0 | 0 | 0 | 0 | 0 | 0 | 0 | 0 | 0 | 0 | 0 | 0 | 0 | 0 | FALSE | FALSE | FALSE | FALSE | 0 | 0 | 0 | n/a | n/a | n/a | n/a | n/a | 0 | 0 | 100% | 100% | 0 | 0 | 0 | 0 | 0 | 0 | 0 | 0 | 0 | 0 | 0 | 0 | 0 | 0 | 0 | 0 | 0 | 0 | 0 | 0 | 0 | 0
| 0 | 0 | 0 | 0 | 0 | 0 | 0 | 0 | 0 | 0 | 0 | 0 | 0 | 0 | 0 | 0 | 0 | 0 | FALSE | FALSE | FALSE | FALSE | 0 | 0 | 0 | n/a | n/a | n/a | n/a | n/a | 0 | 0 | 100% | 100% | 0 | 0 | 0 | 0 | 0 | 0 | 0 | 0 | 0 | 0 | 0 | 0 | 0 | 0 | 0 | 0 | 0 | 0 | 0 | 0 | 0 | 0
| 0 | 0 | 0 | 0 | 0 | 0 | 0 | 0 | 0 | 0 | 0 | 0 | 0 | 0 | 0 | 0 | 0 | 0 | FALSE | FALSE | FALSE | FALSE | 0 | 0 | 0 | n/a | n/a | n/a | n/a | n/a | 0 | 0 | 100% | 100% | 0 | 0 | 0 | 0 | 0 | 0 | 0 | 0 | 0 | 0 | 0 | 0 | 0 | 0 | 0 | 0 | 0 | 0 | 0 | 0 | 0 | 0
| 0 | 0 | 0 | 0 | 0 | 0 | 0 | 0 | 0 | 0 | 0 | 0 | 0 | 0 | 0 | 0 | 0 | 0 | FALSE | FALSE | FALSE | FALSE | 0 | 0 | 0 | n/a | n/a | n/a | n/a | n/a | 0 | 0 | 100% | 100% | 0 | 0 | 0 | 0 | 0 | 0 | 0 | 0 | 0 | 0 | 0 | 0 | 0 | 0 | 0 | 0 | 0 | 0 | 0 | 0 | 0 | 0
| 0 | 0 | 0 | 0 | 0 | 0 | 0 | 0 | 0 | 0 | 0 | 0 | 0 | 0 | 0 | 0 | 0 | 0 | FALSE | FALSE | FALSE | FALSE | 0 | 0 | 0 | n/a | n/a | n/a | n/a | n/a | 0 | 0 | 100% | 100% | 0 | 0 | 0 | 0 | 0 | 0 | 0 | 0 | 0 | 0 | 0 | 0 | 0 | 0 | 0 | 0 | 0 | 0 | 0 | 0 | 0 | 0
| 0 | 0 | 0 | 0 | 0 | 0 | 0 | 0 | 0 | 0 | 0 | 0 | 0 | 0 | 0 | 0 | 0 | 0 | FALSE | FALSE | FALSE | FALSE | 0 | 0 | 0 | n/a | n/a | n/a | n/a | n/a | 0 | 0 | 100% | 100% | 0 | 0 | 0 | 0 | 0 | 0 | 0 | 0 | 0 | 0 | 0 | 0 | 0 | 0 | 0 | 0 | 0 | 0 | 0 | 0 | 0 | 0
| 0 | 0 | 0 | 0 | 0 | 0 | 0 | 0 | 0 | 0 | 0 | 0 | 0 | 0 | 0 | 0 | 0 | 0 | FALSE | FALSE | FALSE | FALSE | 0 | 0 | 0 | n/a | n/a | n/a | n/a | n/a | 0 | 0 | 100% | 100% | 0 | 0 | 0 | 0 | 0 | 0 | 0 | 0 | 0 | 0 | 0 | 0 | 0 | 0 | 0 | 0 | 0 | 0 | 0 | 0 | 0 | 0
| 0 | 0 | 0 | 0 | 0 | 0 | 0 | 0 | 0 | 0 | 0 | 0 | 0 | 0 | 0 | 0 | 0 | 0 | FALSE | FALSE | FALSE | FALSE | 0 | 0 | 0 | n/a | n/a | n/a | n/a | n/a | 0 | 0 | 100% | 100% | 0 | 0 | 0 | 0 | 0 | 0 | 0 | 0 | 0 | 0 | 0 | 0 | 0 | 0 | 0 | 0 | 0 | 0 | 0 | 0 | 0 | 0
| 0 | 0 | 0 | 0 | 0 | 0 | 0 | 0 | 0 | 0 | 0 | 0 | 0 | 0 | 0 | 0 | 0 | 0 | FALSE | FALSE | FALSE | FALSE | 0 | 0 | 0 | n/a | n/a | n/a | n/a | n/a | 0 | 0 | 100% | 100% | 0 | 0 | 0 | 0 | 0 | 0 | 0 | 0 | 0 | 0 | 0 | 0 | 0 | 0 | 0 | 0 | 0 | 0 | 0 | 0 | 0 | 0
| 0 | 0 | 0 | 0 | 0 | 0 | 0 | 0 | 0 | 0 | 0 | 0 | 0 | 0 | 0 | 0 | 0 | 0 | FALSE | FALSE | FALSE | FALSE | 0 | 0 | 0 | n/a | n/a | n/a | n/a | n/a | 0 | 0 | 100% | 100% | 0 | 0 | 0 | 0 | 0 | 0 | 0 | 0 | 0 | 0 | 0 | 0 | 0 | 0 | 0 | 0 | 0 | 0 | 0 | 0 | 0 | 0
| 0 | 0 | 0 | 0 | 0 | 0 | 0 | 0 | 0 | 0 | 0 | 0 | 0 | 0 | 0 | 0 | 0 | 0 | FALSE | FALSE | FALSE | FALSE | 0 | 0 | 0 | n/a | n/a | n/a | n/a | n/a | 0 | 0 | 100% | 100% | 0 | 0 | 0 | 0 | 0 | 0 | 0 | 0 | 0 | 0 | 0 | 0 | 0 | 0 | 0 | 0 | 0 | 0 | 0 | 0 | 0 | 0
| 0 | 0 | 0 | 0 | 0 | 0 | 0 | 0 | 0 | 0 | 0 | 0 | 0 | 0 | 0 | 0 | 0 | 0 | FALSE | FALSE | FALSE | FALSE | 0 | 0 | 0 | n/a | n/a | n/a | n/a | n/a | 0 | 0 | 100% | 100% | 0 | 0 | 0 | 0 | 0 | 0 | 0 | 0 | 0 | 0 | 0 | 0 | 0 | 0 | 0 | 0 | 0 | 0 | 0 | 0 | 0 | 0
| 0 | 0 | 0 | 0 | 0 | 0 | 0 | 0 | 0 | 0 | 0 | 0 | 0 | 0 | 0 | 0 | 0 | 0 | FALSE | FALSE | FALSE | FALSE | 0 | 0 | 0 | n/a | n/a | n/a | n/a | n/a | 0 | 0 | 100% | 100% | 0 | 0 | 0 | 0 | 0 | 0 | 0 | 0 | 0 | 0 | 0 | 0 | 0 | 0 | 0 | 0 | 0 | 0 | 0 | 0 | 0 | 0
| 0 | 0 | 0 | 0 | 0 | 0 | 0 | 0 | 0 | 0 | 0 | 0 | 0 | 0 | 0 | 0 | 0 | 0 | FALSE | FALSE | FALSE | FALSE | 0 | 0 | 0 | n/a | n/a | n/a | n/a | n/a | 0 | 0 | 100% | 100% | 0 | 0 | 0 | 0 | 0 | 0 | 0 | 0 | 0 | 0 | 0 | 0 | 0 | 0 | 0 | 0 | 0 | 0 | 0 | 0 | 0 | 0
| 0 | 0 | 0 | 0 | 0 | 0 | 0 | 0 | 0 | 0 | 0 | 0 | 0 | 0 | 0 | 0 | 0 | 0 | FALSE | FALSE | FALSE | FALSE | 0 | 0 | 0 | n/a | n/a | n/a | n/a | n/a | 0 | 0 | 100% | 100% | 0 | 0 | 0 | 0 | 0 | 0 | 0 | 0 | 0 | 0 | 0 | 0 | 0 | 0 | 0 | 0 | 0 | 0 | 0 | 0 | 0 | 0
| 0 | 0 | 0 | 0 | 0 | 0 | 0 | 0 | 0 | 0 | 0 | 0 | 0 | 0 | 0 | 0 | 0 | 0 | FALSE | FALSE | FALSE | FALSE | 0 | 0 | 0 | n/a | n/a | n/a | n/a | n/a | 0 | 0 | 100% | 100% | 0 | 0 | 0 | 0 | 0 | 0 | 0 | 0 | 0 | 0 | 0 | 0 | 0 | 0 | 0 | 0 | 0 | 0 | 0 | 0 | 0 | 0
| 0 | 0 | 0 | 0 | 0 | 0 | 0 | 0 | 0 | 0 | 0 | 0 | 0 | 0 | 0 | 0 | 0 | 0 | FALSE | FALSE | FALSE | FALSE | 0 | 0 | 0 | n/a | n/a | n/a | n/a | n/a | 0 | 0 | 100% | 100% | 0 | 0 | 0 | 0 | 0 | 0 | 0 | 0 | 0 | 0 | 0 | 0 | 0 | 0 | 0 | 0 | 0 | 0 | 0 | 0 | 0 | 0
| 0 | 0 | 0 | 0 | 0 | 0 | 0 | 0 | 0 | 0 | 0 | 0 | 0 | 0 | 0 | 0 | 0 | 0 | FALSE | FALSE | FALSE | FALSE | 0 | 0 | 0 | n/a | n/a | n/a | n/a | n/a | 0 | 0 | 100% | 100% | 0 | 0 | 0 | 0 | 0 | 0 | 0 | 0 | 0 | 0 | 0 | 0 | 0 | 0 | 0 | 0 | 0 | 0 | 0 | 0 | 0 | 0
| 0 | 0 | 0 | 0 | 0 | 0 | 0 | 0 | 0 | 0 | 0 | 0 | 0 | 0 | 0 | 0 | 0 | 0 | FALSE | FALSE | FALSE | FALSE | 0 | 0 | 0 | n/a | n/a | n/a | n/a | n/a | 0 | 0 | 100% | 100% | 0 | 0 | 0 | 0 | 0 | 0 | 0 | 0 | 0 | 0 | 0 | 0 | 0 | 0 | 0 | 0 | 0 | 0 | 0 | 0 | 0 | 0
| 0 | 0 | 0 | 0 | 0 | 0 | 0 | 0 | 0 | 0 | 0 | 0 | 0 | 0 | 0 | 0 | 0 | 0 | FALSE | FALSE | FALSE | FALSE | 0 | 0 | 0 | n/a | n/a | n/a | n/a | n/a | 0 | 0 | 100% | 100% | 0 | 0 | 0 | 0 | 0 | 0 | 0 | 0 | 0 | 0 | 0 | 0 | 0 | 0 | 0 | 0 | 0 | 0 | 0 | 0 | 0 | 0
| 0 | 0 | 0 | 0 | 0 | 0 | 0 | 0 | 0 | 0 | 0 | 0 | 0 | 0 | 0 | 0 | 0 | 0 | FALSE | FALSE | FALSE | FALSE | 0 | 0 | 0 | n/a | n/a | n/a | n/a | n/a | 0 | 0 | 100% | 100% | 0 | 0 | 0 | 0 | 0 | 0 | 0 | 0 | 0 | 0 | 0 | 0 | 0 | 0 | 0 | 0 | 0 | 0 | 0 | 0 | 0 | 0
| 0 | 0 | 0 | 0 | 0 | 0 | 0 | 0 | 0 | 0 | 0 | 0 | 0 | 0 | 0 | 0 | 0 | 0 | FALSE | FALSE | FALSE | FALSE | 0 | 0 | 0 | n/a | n/a | n/a | n/a | n/a | 0 | 0 | 100% | 100% | 0 | 0 | 0 | 0 | 0 | 0 | 0 | 0 | 0 | 0 | 0 | 0 | 0 | 0 | 0 | 0 | 0 | 0 | 0 | 0 | 0 | 0
| 0 | 0 | 0 | 0 | 0 | 0 | 0 | 0 | 0 | 0 | 0 | 0 | 0 | 0 | 0 | 0 | 0 | 0 | FALSE | FALSE | FALSE | FALSE | 0 | 0 | 0 | n/a | n/a | n/a | n/a | n/a | 0 | 0 | 100% | 100% | 0 | 0 | 0 | 0 | 0 | 0 | 0 | 0 | 0 | 0 | 0 | 0 | 0 | 0 | 0 | 0 | 0 | 0 | 0 | 0 | 0 | 0
| 0 | 0 | 0 | 0 | 0 | 0 | 0 | 0 | 0 | 0 | 0 | 0 | 0 | 0 | 0 | 0 | 0 | 0 | FALSE | FALSE | FALSE | FALSE | 0 | 0 | 0 | n/a | n/a | n/a | n/a | n/a | 0 | 0 | 100% | 100% | 0 | 0 | 0 | 0 | 0 | 0 | 0 | 0 | 0 | 0 | 0 | 0 | 0 | 0 | 0 | 0 | 0 | 0 | 0 | 0 | 0 | 0
| 0 | 0 | 0 | 0 | 0 | 0 | 0 | 0 | 0 | 0 | 0 | 0 | 0 | 0 | 0 | 0 | 0 | 0 | FALSE | FALSE | FALSE | FALSE | 0 | 0 | 0 | n/a | n/a | n/a | n/a | n/a | 0 | 0 | 100% | 100% | 0 | 0 | 0 | 0 | 0 | 0 | 0 | 0 | 0 | 0 | 0 | 0 | 0 | 0 | 0 | 0 | 0 | 0 | 0 | 0 | 0 | 0
| 0 | 0 | 0 | 0 | 0 | 0 | 0 | 0 | 0 | 0 | 0 | 0 | 0 | 0 | 0 | 0 | 0 | 0 | FALSE | FALSE | FALSE | FALSE | 0 | 0 | 0 | n/a | n/a | n/a | n/a | n/a | 0 | 0 | 100% | 100% | 0 | 0 | 0 | 0 | 0 | 0 | 0 | 0 | 0 | 0 | 0 | 0 | 0 | 0 | 0 | 0 | 0 | 0 | 0 | 0 | 0 | 0
| 0 | 0 | 0 | 0 | 0 | 0 | 0 | 0 | 0 | 0 | 0 | 0 | 0 | 0 | 0 | 0 | 0 | 0 | FALSE | FALSE | FALSE | FALSE | 0 | 0 | 0 | n/a | n/a | n/a | n/a | n/a | 0 | 0 | 100% | 100% | 0 | 0 | 0 | 0 | 0 | 0 | 0 | 0 | 0 | 0 | 0 | 0 | 0 | 0 | 0 | 0 | 0 | 0 | 0 | 0 | 0 | 0
| 0 | 0 | 0 | 0 | 0 | 0 | 0 | 0 | 0 | 0 | 0 | 0 | 0 | 0 | 0 | 0 | 0 | 0 | FALSE | FALSE | FALSE | FALSE | 0 | 0 | 0 | n/a | n/a | n/a | n/a | n/a | 0 | 0 | 100% | 100% | 0 | 0 | 0 | 0 | 0 | 0 | 0 | 0 | 0 | 0 | 0 | 0 | 0 | 0 | 0 | 0 | 0 | 0 | 0 | 0 | 0 | 0
| 0 | 0 | 0 | 0 | 0 | 0 | 0 | 0 | 0 | 0 | 0 | 0 | 0 | 0 | 0 | 0 | 0 | 0 | FALSE | FALSE | FALSE | FALSE | 0 | 0 | 0 | n/a | n/a | n/a | n/a | n/a | 0 | 0 | 100% | 100% | 0 | 0 | 0 | 0 | 0 | 0 | 0 | 0 | 0 | 0 | 0 | 0 | 0 | 0 | 0 | 0 | 0 | 0 | 0 | 0 | 0 | 0
| 0 | 0 | 0 | 0 | 0 | 0 | 0 | 0 | 0 | 0 | 0 | 0 | 0 | 0 | 0 | 0 | 0 | 0 | FALSE | FALSE | FALSE | FALSE | 0 | 0 | 0 | n/a | n/a | n/a | n/a | n/a | 0 | 0 | 100% | 100% | 0 | 0 | 0 | 0 | 0 | 0 | 0 | 0 | 0 | 0 | 0 | 0 | 0 | 0 | 0 | 0 | 0 | 0 | 0 | 0 | 0 | 0
| 0 | 0 | 0 | 0 | 0 | 0 | 0 | 0 | 0 | 0 | 0 | 0 | 0 | 0 | 0 | 0 | 0 | 0 | FALSE | FALSE | FALSE | FALSE | 0 | 0 | 0 | n/a | n/a | n/a | n/a | n/a | 0 | 0 | 100% | 100% | 0 | 0 | 0 | 0 | 0 | 0 | 0 | 0 | 0 | 0 | 0 | 0 | 0 | 0 | 0 | 0 | 0 | 0 | 0 | 0 | 0 | 0
| 0 | 0 | 0 | 0 | 0 | 0 | 0 | 0 | 0 | 0 | 0 | 0 | 0 | 0 | 0 | 0 | 0 | 0 | FALSE | FALSE | FALSE | FALSE | 0 | 0 | 0 | n/a | n/a | n/a | n/a | n/a | 0 | 0 | 100% | 100% | 0 | 0 | 0 | 0 | 0 | 0 | 0 | 0 | 0 | 0 | 0 | 0 | 0 | 0 | 0 | 0 | 0 | 0 | 0 | 0 | 0 | 0
| 0 | 0 | 0 | 0 | 0 | 0 | 0 | 0 | 0 | 0 | 0 | 0 | 0 | 0 | 0 | 0 | 0 | 0 | FALSE | FALSE | FALSE | FALSE | 0 | 0 | 0 | n/a | n/a | n/a | n/a | n/a | 0 | 0 | 100% | 100% | 0 | 0 | 0 | 0 | 0 | 0 | 0 | 0 | 0 | 0 | 0 | 0 | 0 | 0 | 0 | 0 | 0 | 0 | 0 | 0 | 0 | 0
| 0 | 0 | 0 | 0 | 0 | 0 | 0 | 0 | 0 | 0 | 0 | 0 | 0 | 0 | 0 | 0 | 0 | 0 | FALSE | FALSE | FALSE | FALSE | 0 | 0 | 0 | n/a | n/a | n/a | n/a | n/a | 0 | 0 | 100% | 100% | 0 | 0 | 0 | 0 | 0 | 0 | 0 | 0 | 0 | 0 | 0 | 0 | 0 | 0 | 0 | 0 | 0 | 0 | 0 | 0 | 0 | 0
| 0 | 0 | 0 | 0 | 0 | 0 | 0 | 0 | 0 | 0 | 0 | 0 | 0 | 0 | 0 | 0 | 0 | 0 | FALSE | FALSE | FALSE | FALSE | 0 | 0 | 0 | n/a | n/a | n/a | n/a | n/a | 0 | 0 | 100% | 100% | 0 | 0 | 0 | 0 | 0 | 0 | 0 | 0 | 0 | 0 | 0 | 0 | 0 | 0 | 0 | 0 | 0 | 0 | 0 | 0 | 0 | 0
| 0 | 0 | 0 | 0 | 0 | 0 | 0 | 0 | 0 | 0 | 0 | 0 | 0 | 0 | 0 | 0 | 0 | 0 | FALSE | FALSE | FALSE | FALSE | 0 | 0 | 0 | n/a | n/a | n/a | n/a | n/a | 0 | 0 | 100% | 100% | 0 | 0 | 0 | 0 | 0 | 0 | 0 | 0 | 0 | 0 | 0 | 0 | 0 | 0 | 0 | 0 | 0 | 0 | 0 | 0 | 0 | 0
| 0 | 0 | 0 | 0 | 0 | 0 | 0 | 0 | 0 | 0 | 0 | 0 | 0 | 0 | 0 | 0 | 0 | 0 | FALSE | FALSE | FALSE | FALSE | 0 | 0 | 0 | n/a | n/a | n/a | n/a | n/a | 0 | 0 | 100% | 100% | 0 | 0 | 0 | 0 | 0 | 0 | 0 | 0 | 0 | 0 | 0 | 0 | 0 | 0 | 0 | 0 | 0 | 0 | 0 | 0 | 0 | 0
| 0 | 0 | 0 | 0 | 0 | 0 | 0 | 0 | 0 | 0 | 0 | 0 | 0 | 0 | 0 | 0 | 0 | 0 | FALSE | FALSE | FALSE | FALSE | 0 | 0 | 0 | n/a | n/a | n/a | n/a | n/a | 0 | 0 | 100% | 100% | 0 | 0 | 0 | 0 | 0 | 0 | 0 | 0 | 0 | 0 | 0 | 0 | 0 | 0 | 0 | 0 | 0 | 0 | 0 | 0 | 0 | 0
| 0 | 0 | 0 | 0 | 0 | 0 | 0 | 0 | 0 | 0 | 0 | 0 | 0 | 0 | 0 | 0 | 0 | 0 | FALSE | FALSE | FALSE | FALSE | 0 | 0 | 0 | n/a | n/a | n/a | n/a | n/a | 0 | 0 | 100% | 100% | 0 | 0 | 0 | 0 | 0 | 0 | 0 | 0 | 0 | 0 | 0 | 0 | 0 | 0 | 0 | 0 | 0 | 0 | 0 | 0 | 0 | 0
| 0 | 0 | 0 | 0 | 0 | 0 | 0 | 0 | 0 | 0 | 0 | 0 | 0 | 0 | 0 | 0 | 0 | 0 | FALSE | FALSE | FALSE | FALSE | 0 | 0 | 0 | n/a | n/a | n/a | n/a | n/a | 0 | 0 | 100% | 100% | 0 | 0 | 0 | 0 | 0 | 0 | 0 | 0 | 0 | 0 | 0 | 0 | 0 | 0 | 0 | 0 | 0 | 0 | 0 | 0 | 0 | 0
| 0 | 0 | 0 | 0 | 0 | 0 | 0 | 0 | 0 | 0 | 0 | 0 | 0 | 0 | 0 | 0 | 0 | 0 | FALSE | FALSE | FALSE | FALSE | 0 | 0 | 0 | n/a | n/a | n/a | n/a | n/a | 0 | 0 | 100% | 100% | 0 | 0 | 0 | 0 | 0 | 0 | 0 | 0 | 0 | 0 | 0 | 0 | 0 | 0 | 0 | 0 | 0 | 0 | 0 | 0 | 0 | 0
| 0 | 0 | 0 | 0 | 0 | 0 | 0 | 0 | 0 | 0 | 0 | 0 | 0 | 0 | 0 | 0 | 0 | 0 | FALSE | FALSE | FALSE | FALSE | 0 | 0 | 0 | n/a | n/a | n/a | n/a | n/a | 0 | 0 | 100% | 100% | 0 | 0 | 0 | 0 | 0 | 0 | 0 | 0 | 0 | 0 | 0 | 0 | 0 | 0 | 0 | 0 | 0 | 0 | 0 | 0 | 0 | 0
| 0 | 0 | 0 | 0 | 0 | 0 | 0 | 0 | 0 | 0 | 0 | 0 | 0 | 0 | 0 | 0 | 0 | 0 | FALSE | FALSE | FALSE | FALSE | 0 | 0 | 0 | n/a | n/a | n/a | n/a | n/a | 0 | 0 | 100% | 100% | 0 | 0 | 0 | 0 | 0 | 0 | 0 | 0 | 0 | 0 | 0 | 0 | 0 | 0 | 0 | 0 | 0 | 0 | 0 | 0 | 0 | 0
| 0 | 0 | 0 | 0 | 0 | 0 | 0 | 0 | 0 | 0 | 0 | 0 | 0 | 0 | 0 | 0 | 0 | 0 | FALSE | FALSE | FALSE | FALSE | 0 | 0 | 0 | n/a | n/a | n/a | n/a | n/a | 0 | 0 | 100% | 100% | 0 | 0 | 0 | 0 | 0 | 0 | 0 | 0 | 0 | 0 | 0 | 0 | 0 | 0 | 0 | 0 | 0 | 0 | 0 | 0 | 0 | 0
| 0 | 0 | 0 | 0 | 0 | 0 | 0 | 0 | 0 | 0 | 0 | 0 | 0 | 0 | 0 | 0 | 0 | 0 | FALSE | FALSE | FALSE | FALSE | 0 | 0 | 0 | n/a | n/a | n/a | n/a | n/a | 0 | 0 | 100% | 100% | 0 | 0 | 0 | 0 | 0 | 0 | 0 | 0 | 0 | 0 | 0 | 0 | 0 | 0 | 0 | 0 | 0 | 0 | 0 | 0 | 0 | 0
| 0 | 0 | 0 | 0 | 0 | 0 | 0 | 0 | 0 | 0 | 0 | 0 | 0 | 0 | 0 | 0 | 0 | 0 | FALSE | FALSE | FALSE | FALSE | 0 | 0 | 0 | n/a | n/a | n/a | n/a | n/a | 0 | 0 | 100% | 100% | 0 | 0 | 0 | 0 | 0 | 0 | 0 | 0 | 0 | 0 | 0 | 0 | 0 | 0 | 0 | 0 | 0 | 0 | 0 | 0 | 0 | 0
| 0 | 0 | 0 | 0 | 0 | 0 | 0 | 0 | 0 | 0 | 0 | 0 | 0 | 0 | 0 | 0 | 0 | 0 | FALSE | FALSE | FALSE | FALSE | 0 | 0 | 0 | n/a | n/a | n/a | n/a | n/a | 0 | 0 | 100% | 100% | 0 | 0 | 0 | 0 | 0 | 0 | 0 | 0 | 0 | 0 | 0 | 0 | 0 | 0 | 0 | 0 | 0 | 0 | 0 | 0 | 0 | 0
| 0 | 0 | 0 | 0 | 0 | 0 | 0 | 0 | 0 | 0 | 0 | 0 | 0 | 0 | 0 | 0 | 0 | 0 | FALSE | FALSE | FALSE | FALSE | 0 | 0 | 0 | n/a | n/a | n/a | n/a | n/a | 0 | 0 | 100% | 100% | 0 | 0 | 0 | 0 | 0 | 0 | 0 | 0 | 0 | 0 | 0 | 0 | 0 | 0 | 0 | 0 | 0 | 0 | 0 | 0 | 0 | 0
| 0 | 0 | 0 | 0 | 0 | 0 | 0 | 0 | 0 | 0 | 0 | 0 | 0 | 0 | 0 | 0 | 0 | 0 | FALSE | FALSE | FALSE | FALSE | 0 | 0 | 0 | n/a | n/a | n/a | n/a | n/a | 0 | 0 | 100% | 100% | 0 | 0 | 0 | 0 | 0 | 0 | 0 | 0 | 0 | 0 | 0 | 0 | 0 | 0 | 0 | 0 | 0 | 0 | 0 | 0 | 0 | 0
| 0 | 0 | 0 | 0 | 0 | 0 | 0 | 0 | 0 | 0 | 0 | 0 | 0 | 0 | 0 | 0 | 0 | 0 | FALSE | FALSE | FALSE | FALSE | 0 | 0 | 0 | n/a | n/a | n/a | n/a | n/a | 0 | 0 | 100% | 100% | 0 | 0 | 0 | 0 | 0 | 0 | 0 | 0 | 0 | 0 | 0 | 0 | 0 | 0 | 0 | 0 | 0 | 0 | 0 | 0 | 0 | 0
| 0 | 0 | 0 | 0 | 0 | 0 | 0 | 0 | 0 | 0 | 0 | 0 | 0 | 0 | 0 | 0 | 0 | 0 | FALSE | FALSE | FALSE | FALSE | 0 | 0 | 0 | n/a | n/a | n/a | n/a | n/a | 0 | 0 | 100% | 100% | 0 | 0 | 0 | 0 | 0 | 0 | 0 | 0 | 0 | 0 | 0 | 0 | 0 | 0 | 0 | 0 | 0 | 0 | 0 | 0 | 0 | 0
| 0 | 0 | 0 | 0 | 0 | 0 | 0 | 0 | 0 | 0 | 0 | 0 | 0 | 0 | 0 | 0 | 0 | 0 | FALSE | FALSE | FALSE | FALSE | 0 | 0 | 0 | n/a | n/a | n/a | n/a | n/a | 0 | 0 | 100% | 100% | 0 | 0 | 0 | 0 | 0 | 0 | 0 | 0 | 0 | 0 | 0 | 0 | 0 | 0 | 0 | 0 | 0 | 0 | 0 | 0 | 0 | 0
| 0 | 0 | 0 | 0 | 0 | 0 | 0 | 0 | 0 | 0 | 0 | 0 | 0 | 0 | 0 | 0 | 0 | 0 | FALSE | FALSE | FALSE | FALSE | 0 | 0 | 0 | n/a | n/a | n/a | n/a | n/a | 0 | 0 | 100% | 100% | 0 | 0 | 0 | 0 | 0 | 0 | 0 | 0 | 0 | 0 | 0 | 0 | 0 | 0 | 0 | 0 | 0 | 0 | 0 | 0 | 0 | 0
| 0 | 0 | 0 | 0 | 0 | 0 | 0 | 0 | 0 | 0 | 0 | 0 | 0 | 0 | 0 | 0 | 0 | 0 | FALSE | FALSE | FALSE | FALSE | 0 | 0 | 0 | n/a | n/a | n/a | n/a | n/a | 0 | 0 | 100% | 100% | 0 | 0 | 0 | 0 | 0 | 0 | 0 | 0 | 0 | 0 | 0 | 0 | 0 | 0 | 0 | 0 | 0 | 0 | 0 | 0 | 0 | 0
| 0 | 0 | 0 | 0 | 0 | 0 | 0 | 0 | 0 | 0 | 0 | 0 | 0 | 0 | 0 | 0 | 0 | 0 | FALSE | FALSE | FALSE | FALSE | 0 | 0 | 0 | n/a | n/a | n/a | n/a | n/a | 0 | 0 | 100% | 100% | 0 | 0 | 0 | 0 | 0 | 0 | 0 | 0 | 0 | 0 | 0 | 0 | 0 | 0 | 0 | 0 | 0 | 0 | 0 | 0 | 0 | 0
| 0 | 0 | 0 | 0 | 0 | 0 | 0 | 0 | 0 | 0 | 0 | 0 | 0 | 0 | 0 | 0 | 0 | 0 | FALSE | FALSE | FALSE | FALSE | 0 | 0 | 0 | n/a | n/a | n/a | n/a | n/a | 0 | 0 | 100% | 100% | 0 | 0 | 0 | 0 | 0 | 0 | 0 | 0 | 0 | 0 | 0 | 0 | 0 | 0 | 0 | 0 | 0 | 0 | 0 | 0 | 0 | 0
| 0 | 0 | 0 | 0 | 0 | 0 | 0 | 0 | 0 | 0 | 0 | 0 | 0 | 0 | 0 | 0 | 0 | 0 | FALSE | FALSE | FALSE | FALSE | 0 | 0 | 0 | n/a | n/a | n/a | n/a | n/a | 0 | 0 | 100% | 100% | 0 | 0 | 0 | 0 | 0 | 0 | 0 | 0 | 0 | 0 | 0 | 0 | 0 | 0 | 0 | 0 | 0 | 0 | 0 | 0 | 0 | 0
| 0 | 0 | 0 | 0 | 0 | 0 | 0 | 0 | 0 | 0 | 0 | 0 | 0 | 0 | 0 | 0 | 0 | 0 | FALSE | FALSE | FALSE | FALSE | 0 | 0 | 0 | n/a | n/a | n/a | n/a | n/a | 0 | 0 | 100% | 100% | 0 | 0 | 0 | 0 | 0 | 0 | 0 | 0 | 0 | 0 | 0 | 0 | 0 | 0 | 0 | 0 | 0 | 0 | 0 | 0 | 0 | 0
| 0 | 0 | 0 | 0 | 0 | 0 | 0 | 0 | 0 | 0 | 0 | 0 | 0 | 0 | 0 | 0 | 0 | 0 | FALSE | FALSE | FALSE | FALSE | 0 | 0 | 0 | n/a | n/a | n/a | n/a | n/a | 0 | 0 | 100% | 100% | 0 | 0 | 0 | 0 | 0 | 0 | 0 | 0 | 0 | 0 | 0 | 0 | 0 | 0 | 0 | 0 | 0 | 0 | 0 | 0 | 0 | 0
| 0 | 0 | 0 | 0 | 0 | 0 | 0 | 0 | 0 | 0 | 0 | 0 | 0 | 0 | 0 | 0 | 0 | 0 | FALSE | FALSE | FALSE | FALSE | 0 | 0 | 0 | n/a | n/a | n/a | n/a | n/a | 0 | 0 | 100% | 100% | 0 | 0 | 0 | 0 | 0 | 0 | 0 | 0 | 0 | 0 | 0 | 0 | 0 | 0 | 0 | 0 | 0 | 0 | 0 | 0 | 0 | 0
| 0 | 0 | 0 | 0 | 0 | 0 | 0 | 0 | 0 | 0 | 0 | 0 | 0 | 0 | 0 | 0 | 0 | 0 | FALSE | FALSE | FALSE | FALSE | 0 | 0 | 0 | n/a | n/a | n/a | n/a | n/a | 0 | 0 | 100% | 100% | 0 | 0 | 0 | 0 | 0 | 0 | 0 | 0 | 0 | 0 | 0 | 0 | 0 | 0 | 0 | 0 | 0 | 0 | 0 | 0 | 0 | 0
| 0 | 0 | 0 | 0 | 0 | 0 | 0 | 0 | 0 | 0 | 0 | 0 | 0 | 0 | 0 | 0 | 0 | 0 | FALSE | FALSE | FALSE | FALSE | 0 | 0 | 0 | n/a | n/a | n/a | n/a | n/a | 0 | 0 | 100% | 100% | 0 | 0 | 0 | 0 | 0 | 0 | 0 | 0 | 0 | 0 | 0 | 0 | 0 | 0 | 0 | 0 | 0 | 0 | 0 | 0 | 0 | 0
| 0 | 0 | 0 | 0 | 0 | 0 | 0 | 0 | 0 | 0 | 0 | 0 | 0 | 0 | 0 | 0 | 0 | 0 | FALSE | FALSE | FALSE | FALSE | 0 | 0 | 0 | n/a | n/a | n/a | n/a | n/a | 0 | 0 | 100% | 100% | 0 | 0 | 0 | 0 | 0 | 0 | 0 | 0 | 0 | 0 | 0 | 0 | 0 | 0 | 0 | 0 | 0 | 0 | 0 | 0 | 0 | 0
| 0 | 0 | 0 | 0 | 0 | 0 | 0 | 0 | 0 | 0 | 0 | 0 | 0 | 0 | 0 | 0 | 0 | 0 | FALSE | FALSE | FALSE | FALSE | 0 | 0 | 0 | n/a | n/a | n/a | n/a | n/a | 0 | 0 | 100% | 100% | 0 | 0 | 0 | 0 | 0 | 0 | 0 | 0 | 0 | 0 | 0 | 0 | 0 | 0 | 0 | 0 | 0 | 0 | 0 | 0 | 0 | 0
| 0 | 0 | 0 | 0 | 0 | 0 | 0 | 0 | 0 | 0 | 0 | 0 | 0 | 0 | 0 | 0 | 0 | 0 | FALSE | FALSE | FALSE | FALSE | 0 | 0 | 0 | n/a | n/a | n/a | n/a | n/a | 0 | 0 | 100% | 100% | 0 | 0 | 0 | 0 | 0 | 0 | 0 | 0 | 0 | 0 | 0 | 0 | 0 | 0 | 0 | 0 | 0 | 0 | 0 | 0 | 0 | 0
| 0 | 0 | 0 | 0 | 0 | 0 | 0 | 0 | 0 | 0 | 0 | 0 | 0 | 0 | 0 | 0 | 0 | 0 | FALSE | FALSE | FALSE | FALSE | 0 | 0 | 0 | n/a | n/a | n/a | n/a | n/a | 0 | 0 | 100% | 100% | 0 | 0 | 0 | 0 | 0 | 0 | 0 | 0 | 0 | 0 | 0 | 0 | 0 | 0 | 0 | 0 | 0 | 0 | 0 | 0 | 0 | 0
| 0 | 0 | 0 | 0 | 0 | 0 | 0 | 0 | 0 | 0 | 0 | 0 | 0 | 0 | 0 | 0 | 0 | 0 | FALSE | FALSE | FALSE | FALSE | 0 | 0 | 0 | n/a | n/a | n/a | n/a | n/a | 0 | 0 | 100% | 100% | 0 | 0 | 0 | 0 | 0 | 0 | 0 | 0 | 0 | 0 | 0 | 0 | 0 | 0 | 0 | 0 | 0 | 0 | 0 | 0 | 0 | 0
| 0 | 0 | 0 | 0 | 0 | 0 | 0 | 0 | 0 | 0 | 0 | 0 | 0 | 0 | 0 | 0 | 0 | 0 | FALSE | FALSE | FALSE | FALSE | 0 | 0 | 0 | n/a | n/a | n/a | n/a | n/a | 0 | 0 | 100% | 100% | 0 | 0 | 0 | 0 | 0 | 0 | 0 | 0 | 0 | 0 | 0 | 0 | 0 | 0 | 0 | 0 | 0 | 0 | 0 | 0 | 0 | 0
| 0 | 0 | 0 | 0 | 0 | 0 | 0 | 0 | 0 | 0 | 0 | 0 | 0 | 0 | 0 | 0 | 0 | 0 | FALSE | FALSE | FALSE | FALSE | 0 | 0 | 0 | n/a | n/a | n/a | n/a | n/a | 0 | 0 | 100% | 100% | 0 | 0 | 0 | 0 | 0 | 0 | 0 | 0 | 0 | 0 | 0 | 0 | 0 | 0 | 0 | 0 | 0 | 0 | 0 | 0 | 0 | 0
| 0 | 0 | 0 | 0 | 0 | 0 | 0 | 0 | 0 | 0 | 0 | 0 | 0 | 0 | 0 | 0 | 0 | 0 | FALSE | FALSE | FALSE | FALSE | 0 | 0 | 0 | n/a | n/a | n/a | n/a | n/a | 0 | 0 | 100% | 100% | 0 | 0 | 0 | 0 | 0 | 0 | 0 | 0 | 0 | 0 | 0 | 0 | 0 | 0 | 0 | 0 | 0 | 0 | 0 | 0 | 0 | 0
| 0 | 0 | 0 | 0 | 0 | 0 | 0 | 0 | 0 | 0 | 0 | 0 | 0 | 0 | 0 | 0 | 0 | 0 | FALSE | FALSE | FALSE | FALSE | 0 | 0 | 0 | n/a | n/a | n/a | n/a | n/a | 0 | 0 | 100% | 100% | 0 | 0 | 0 | 0 | 0 | 0 | 0 | 0 | 0 | 0 | 0 | 0 | 0 | 0 | 0 | 0 | 0 | 0 | 0 | 0 | 0 | 0
| 0 | 0 | 0 | 0 | 0 | 0 | 0 | 0 | 0 | 0 | 0 | 0 | 0 | 0 | 0 | 0 | 0 | 0 | FALSE | FALSE | FALSE | FALSE | 0 | 0 | 0 | n/a | n/a | n/a | n/a | n/a | 0 | 0 | 100% | 100% | 0 | 0 | 0 | 0 | 0 | 0 | 0 | 0 | 0 | 0 | 0 | 0 | 0 | 0 | 0 | 0 | 0 | 0 | 0 | 0 | 0 | 0
| 0 | 0 | 0 | 0 | 0 | 0 | 0 | 0 | 0 | 0 | 0 | 0 | 0 | 0 | 0 | 0 | 0 | 0 | FALSE | FALSE | FALSE | FALSE | 0 | 0 | 0 | n/a | n/a | n/a | n/a | n/a | 0 | 0 | 100% | 100% | 0 | 0 | 0 | 0 | 0 | 0 | 0 | 0 | 0 | 0 | 0 | 0 | 0 | 0 | 0 | 0 | 0 | 0 | 0 | 0 | 0 | 0
| 0 | 0 | 0 | 0 | 0 | 0 | 0 | 0 | 0 | 0 | 0 | 0 | 0 | 0 | 0 | 0 | 0 | 0 | FALSE | FALSE | FALSE | FALSE | 0 | 0 | 0 | n/a | n/a | n/a | n/a | n/a | 0 | 0 | 100% | 100% | 0 | 0 | 0 | 0 | 0 | 0 | 0 | 0 | 0 | 0 | 0 | 0 | 0 | 0 | 0 | 0 | 0 | 0 | 0 | 0 | 0 | 0
| 0 | 0 | 0 | 0 | 0 | 0 | 0 | 0 | 0 | 0 | 0 | 0 | 0 | 0 | 0 | 0 | 0 | 0 | FALSE | FALSE | FALSE | FALSE | 0 | 0 | 0 | n/a | n/a | n/a | n/a | n/a | 0 | 0 | 100% | 100% | 0 | 0 | 0 | 0 | 0 | 0 | 0 | 0 | 0 | 0 | 0 | 0 | 0 | 0 | 0 | 0 | 0 | 0 | 0 | 0 | 0 | 0
| 0 | 0 | 0 | 0 | 0 | 0 | 0 | 0 | 0 | 0 | 0 | 0 | 0 | 0 | 0 | 0 | 0 | 0 | FALSE | FALSE | FALSE | FALSE | 0 | 0 | 0 | n/a | n/a | n/a | n/a | n/a | 0 | 0 | 100% | 100% | 0 | 0 | 0 | 0 | 0 | 0 | 0 | 0 | 0 | 0 | 0 | 0 | 0 | 0 | 0 | 0 | 0 | 0 | 0 | 0 | 0 | 0
| 0 | 0 | 0 | 0 | 0 | 0 | 0 | 0 | 0 | 0 | 0 | 0 | 0 | 0 | 0 | 0 | 0 | 0 | FALSE | FALSE | FALSE | FALSE | 0 | 0 | 0 | n/a | n/a | n/a | n/a | n/a | 0 | 0 | 100% | 100% | 0 | 0 | 0 | 0 | 0 | 0 | 0 | 0 | 0 | 0 | 0 | 0 | 0 | 0 | 0 | 0 | 0 | 0 | 0 | 0 | 0 | 0
| 0 | 0 | 0 | 0 | 0 | 0 | 0 | 0 | 0 | 0 | 0 | 0 | 0 | 0 | 0 | 0 | 0 | 0 | FALSE | FALSE | FALSE | FALSE | 0 | 0 | 0 | n/a | n/a | n/a | n/a | n/a | 0 | 0 | 100% | 100% | 0 | 0 | 0 | 0 | 0 | 0 | 0 | 0 | 0 | 0 | 0 | 0 | 0 | 0 | 0 | 0 | 0 | 0 | 0 | 0 | 0 | 0
| 0 | 0 | 0 | 0 | 0 | 0 | 0 | 0 | 0 | 0 | 0 | 0 | 0 | 0 | 0 | 0 | 0 | 0 | FALSE | FALSE | FALSE | FALSE | 0 | 0 | 0 | n/a | n/a | n/a | n/a | n/a | 0 | 0 | 100% | 100% | 0 | 0 | 0 | 0 | 0 | 0 | 0 | 0 | 0 | 0 | 0 | 0 | 0 | 0 | 0 | 0 | 0 | 0 | 0 | 0 | 0 | 0
| 0 | 0 | 0 | 0 | 0 | 0 | 0 | 0 | 0 | 0 | 0 | 0 | 0 | 0 | 0 | 0 | 0 | 0 | FALSE | FALSE | FALSE | FALSE | 0 | 0 | 0 | n/a | n/a | n/a | n/a | n/a | 0 | 0 | 100% | 100% | 0 | 0 | 0 | 0 | 0 | 0 | 0 | 0 | 0 | 0 | 0 | 0 | 0 | 0 | 0 | 0 | 0 | 0 | 0 | 0 | 0 | 0
| 0 | 0 | 0 | 0 | 0 | 0 | 0 | 0 | 0 | 0 | 0 | 0 | 0 | 0 | 0 | 0 | 0 | 0 | FALSE | FALSE | FALSE | FALSE | 0 | 0 | 0 | n/a | n/a | n/a | n/a | n/a | 0 | 0 | 100% | 100% | 0 | 0 | 0 | 0 | 0 | 0 | 0 | 0 | 0 | 0 | 0 | 0 | 0 | 0 | 0 | 0 | 0 | 0 | 0 | 0 | 0 | 0
| 0 | 0 | 0 | 0 | 0 | 0 | 0 | 0 | 0 | 0 | 0 | 0 | 0 | 0 | 0 | 0 | 0 | 0 | FALSE | FALSE | FALSE | FALSE | 0 | 0 | 0 | n/a | n/a | n/a | n/a | n/a | 0 | 0 | 100% | 100% | 0 | 0 | 0 | 0 | 0 | 0 | 0 | 0 | 0 | 0 | 0 | 0 | 0 | 0 | 0 | 0 | 0 | 0 | 0 | 0 | 0 | 0
| 0 | 0 | 0 | 0 | 0 | 0 | 0 | 0 | 0 | 0 | 0 | 0 | 0 | 0 | 0 | 0 | 0 | 0 | FALSE | FALSE | FALSE | FALSE | 0 | 0 | 0 | n/a | n/a | n/a | n/a | n/a | 0 | 0 | 100% | 100% | 0 | 0 | 0 | 0 | 0 | 0 | 0 | 0 | 0 | 0 | 0 | 0 | 0 | 0 | 0 | 0 | 0 | 0 | 0 | 0 | 0 | 0
| 0 | 0 | 0 | 0 | 0 | 0 | 0 | 0 | 0 | 0 | 0 | 0 | 0 | 0 | 0 | 0 | 0 | 0 | FALSE | FALSE | FALSE | FALSE | 0 | 0 | 0 | n/a | n/a | n/a | n/a | n/a | 0 | 0 | 100% | 100% | 0 | 0 | 0 | 0 | 0 | 0 | 0 | 0 | 0 | 0 | 0 | 0 | 0 | 0 | 0 | 0 | 0 | 0 | 0 | 0 | 0 | 0
| 0 | 0 | 0 | 0 | 0 | 0 | 0 | 0 | 0 | 0 | 0 | 0 | 0 | 0 | 0 | 0 | 0 | 0 | FALSE | FALSE | FALSE | FALSE | 0 | 0 | 0 | n/a | n/a | n/a | n/a | n/a | 0 | 0 | 100% | 100% | 0 | 0 | 0 | 0 | 0 | 0 | 0 | 0 | 0 | 0 | 0 | 0 | 0 | 0 | 0 | 0 | 0 | 0 | 0 | 0 | 0 | 0
| 0 | 0 | 0 | 0 | 0 | 0 | 0 | 0 | 0 | 0 | 0 | 0 | 0 | 0 | 0 | 0 | 0 | 0 | FALSE | FALSE | FALSE | FALSE | 0 | 0 | 0 | n/a | n/a | n/a | n/a | n/a | 0 | 0 | 100% | 100% | 0 | 0 | 0 | 0 | 0 | 0 | 0 | 0 | 0 | 0 | 0 | 0 | 0 | 0 | 0 | 0 | 0 | 0 | 0 | 0 | 0 | 0
| 0 | 0 | 0 | 0 | 0 | 0 | 0 | 0 | 0 | 0 | 0 | 0 | 0 | 0 | 0 | 0 | 0 | 0 | FALSE | FALSE | FALSE | FALSE | 0 | 0 | 0 | n/a | n/a | n/a | n/a | n/a | 0 | 0 | 100% | 100% | 0 | 0 | 0 | 0 | 0 | 0 | 0 | 0 | 0 | 0 | 0 | 0 | 0 | 0 | 0 | 0 | 0 | 0 | 0 | 0 | 0 | 0
| 0 | 0 | 0 | 0 | 0 | 0 | 0 | 0 | 0 | 0 | 0 | 0 | 0 | 0 | 0 | 0 | 0 | 0 | FALSE | FALSE | FALSE | FALSE | 0 | 0 | 0 | n/a | n/a | n/a | n/a | n/a | 0 | 0 | 100% | 100% | 0 | 0 | 0 | 0 | 0 | 0 | 0 | 0 | 0 | 0 | 0 | 0 | 0 | 0 | 0 | 0 | 0 | 0 | 0 | 0 | 0 | 0
| 0 | 0 | 0 | 0 | 0 | 0 | 0 | 0 | 0 | 0 | 0 | 0 | 0 | 0 | 0 | 0 | 0 | 0 | FALSE | FALSE | FALSE | FALSE | 0 | 0 | 0 | n/a | n/a | n/a | n/a | n/a | 0 | 0 | 100% | 100% | 0 | 0 | 0 | 0 | 0 | 0 | 0 | 0 | 0 | 0 | 0 | 0 | 0 | 0 | 0 | 0 | 0 | 0 | 0 | 0 | 0 | 0
| 0 | 0 | 0 | 0 | 0 | 0 | 0 | 0 | 0 | 0 | 0 | 0 | 0 | 0 | 0 | 0 | 0 | 0 | FALSE | FALSE | FALSE | FALSE | 0 | 0 | 0 | n/a | n/a | n/a | n/a | n/a | 0 | 0 | 100% | 100% | 0 | 0 | 0 | 0 | 0 | 0 | 0 | 0 | 0 | 0 | 0 | 0 | 0 | 0 | 0 | 0 | 0 | 0 | 0 | 0 | 0 | 0
| 0 | 0 | 0 | 0 | 0 | 0 | 0 | 0 | 0 | 0 | 0 | 0 | 0 | 0 | 0 | 0 | 0 | 0 | FALSE | FALSE | FALSE | FALSE | 0 | 0 | 0 | n/a | n/a | n/a | n/a | n/a | 0 | 0 | 100% | 100% | 0 | 0 | 0 | 0 | 0 | 0 | 0 | 0 | 0 | 0 | 0 | 0 | 0 | 0 | 0 | 0 | 0 | 0 | 0 | 0 | 0 | 0
| 0 | 0 | 0 | 0 | 0 | 0 | 0 | 0 | 0 | 0 | 0 | 0 | 0 | 0 | 0 | 0 | 0 | 0 | FALSE | FALSE | FALSE | FALSE | 0 | 0 | 0 | n/a | n/a | n/a | n/a | n/a | 0 | 0 | 100% | 100% | 0 | 0 | 0 | 0 | 0 | 0 | 0 | 0 | 0 | 0 | 0 | 0 | 0 | 0 | 0 | 0 | 0 | 0 | 0 | 0 | 0 | 0
| 0 | 0 | 0 | 0 | 0 | 0 | 0 | 0 | 0 | 0 | 0 | 0 | 0 | 0 | 0 | 0 | 0 | 0 | FALSE | FALSE | FALSE | FALSE | 0 | 0 | 0 | n/a | n/a | n/a | n/a | n/a | 0 | 0 | 100% | 100% | 0 | 0 | 0 | 0 | 0 | 0 | 0 | 0 | 0 | 0 | 0 | 0 | 0 | 0 | 0 | 0 | 0 | 0 | 0 | 0 | 0 | 0
| 0 | 0 | 0 | 0 | 0 | 0 | 0 | 0 | 0 | 0 | 0 | 0 | 0 | 0 | 0 | 0 | 0 | 0 | FALSE | FALSE | FALSE | FALSE | 0 | 0 | 0 | n/a | n/a | n/a | n/a | n/a | 0 | 0 | 100% | 100% | 0 | 0 | 0 | 0 | 0 | 0 | 0 | 0 | 0 | 0 | 0 | 0 | 0 | 0 | 0 | 0 | 0 | 0 | 0 | 0 | 0 | 0
| 0 | 0 | 0 | 0 | 0 | 0 | 0 | 0 | 0 | 0 | 0 | 0 | 0 | 0 | 0 | 0 | 0 | 0 | FALSE | FALSE | FALSE | FALSE | 0 | 0 | 0 | n/a | n/a | n/a | n/a | n/a | 0 | 0 | 100% | 100% | 0 | 0 | 0 | 0 | 0 | 0 | 0 | 0 | 0 | 0 | 0 | 0 | 0 | 0 | 0 | 0 | 0 | 0 | 0 | 0 | 0 | 0
| 0 | 0 | 0 | 0 | 0 | 0 | 0 | 0 | 0 | 0 | 0 | 0 | 0 | 0 | 0 | 0 | 0 | 0 | FALSE | FALSE | FALSE | FALSE | 0 | 0 | 0 | n/a | n/a | n/a | n/a | n/a | 0 | 0 | 100% | 100% | 0 | 0 | 0 | 0 | 0 | 0 | 0 | 0 | 0 | 0 | 0 | 0 | 0 | 0 | 0 | 0 | 0 | 0 | 0 | 0 | 0 | 0
| 0 | 0 | 0 | 0 | 0 | 0 | 0 | 0 | 0 | 0 | 0 | 0 | 0 | 0 | 0 | 0 | 0 | 0 | FALSE | FALSE | FALSE | FALSE | 0 | 0 | 0 | n/a | n/a | n/a | n/a | n/a | 0 | 0 | 100% | 100% | 0 | 0 | 0 | 0 | 0 | 0 | 0 | 0 | 0 | 0 | 0 | 0 | 0 | 0 | 0 | 0 | 0 | 0 | 0 | 0 | 0 | 0
| 0 | 0 | 0 | 0 | 0 | 0 | 0 | 0 | 0 | 0 | 0 | 0 | 0 | 0 | 0 | 0 | 0 | 0 | FALSE | FALSE | FALSE | FALSE | 0 | 0 | 0 | n/a | n/a | n/a | n/a | n/a | 0 | 0 | 100% | 100% | 0 | 0 | 0 | 0 | 0 | 0 | 0 | 0 | 0 | 0 | 0 | 0 | 0 | 0 | 0 | 0 | 0 | 0 | 0 | 0 | 0 | 0
| 0 | 0 | 0 | 0 | 0 | 0 | 0 | 0 | 0 | 0 | 0 | 0 | 0 | 0 | 0 | 0 | 0 | 0 | FALSE | FALSE | FALSE | FALSE | 0 | 0 | 0 | n/a | n/a | n/a | n/a | n/a | 0 | 0 | 100% | 100% | 0 | 0 | 0 | 0 | 0 | 0 | 0 | 0 | 0 | 0 | 0 | 0 | 0 | 0 | 0 | 0 | 0 | 0 | 0 | 0 | 0 | 0
| 0 | 0 | 0 | 0 | 0 | 0 | 0 | 0 | 0 | 0 | 0 | 0 | 0 | 0 | 0 | 0 | 0 | 0 | FALSE | FALSE | FALSE | FALSE | 0 | 0 | 0 | n/a | n/a | n/a | n/a | n/a | 0 | 0 | 100% | 100% | 0 | 0 | 0 | 0 | 0 | 0 | 0 | 0 | 0 | 0 | 0 | 0 | 0 | 0 | 0 | 0 | 0 | 0 | 0 | 0 | 0 | 0
| 0 | 0 | 0 | 0 | 0 | 0 | 0 | 0 | 0 | 0 | 0 | 0 | 0 | 0 | 0 | 0 | 0 | 0 | FALSE | FALSE | FALSE | FALSE | 0 | 0 | 0 | n/a | n/a | n/a | n/a | n/a | 0 | 0 | 100% | 100% | 0 | 0 | 0 | 0 | 0 | 0 | 0 | 0 | 0 | 0 | 0 | 0 | 0 | 0 | 0 | 0 | 0 | 0 | 0 | 0 | 0 | 0
| 0 | 0 | 0 | 0 | 0 | 0 | 0 | 0 | 0 | 0 | 0 | 0 | 0 | 0 | 0 | 0 | 0 | 0 | FALSE | FALSE | FALSE | FALSE | 0 | 0 | 0 | n/a | n/a | n/a | n/a | n/a | 0 | 0 | 100% | 100% | 0 | 0 | 0 | 0 | 0 | 0 | 0 | 0 | 0 | 0 | 0 | 0 | 0 | 0 | 0 | 0 | 0 | 0 | 0 | 0 | 0 | 0
| 0 | 0 | 0 | 0 | 0 | 0 | 0 | 0 | 0 | 0 | 0 | 0 | 0 | 0 | 0 | 0 | 0 | 0 | FALSE | FALSE | FALSE | FALSE | 0 | 0 | 0 | n/a | n/a | n/a | n/a | n/a | 0 | 0 | 100% | 100% | 0 | 0 | 0 | 0 | 0 | 0 | 0 | 0 | 0 | 0 | 0 | 0 | 0 | 0 | 0 | 0 | 0 | 0 | 0 | 0 | 0 | 0
| 0 | 0 | 0 | 0 | 0 | 0 | 0 | 0 | 0 | 0 | 0 | 0 | 0 | 0 | 0 | 0 | 0 | 0 | FALSE | FALSE | FALSE | FALSE | 0 | 0 | 0 | n/a | n/a | n/a | n/a | n/a | 0 | 0 | 100% | 100% | 0 | 0 | 0 | 0 | 0 | 0 | 0 | 0 | 0 | 0 | 0 | 0 | 0 | 0 | 0 | 0 | 0 | 0 | 0 | 0 | 0 | 0
| 0 | 0 | 0 | 0 | 0 | 0 | 0 | 0 | 0 | 0 | 0 | 0 | 0 | 0 | 0 | 0 | 0 | 0 | FALSE | FALSE | FALSE | FALSE | 0 | 0 | 0 | n/a | n/a | n/a | n/a | n/a | 0 | 0 | 100% | 100% | 0 | 0 | 0 | 0 | 0 | 0 | 0 | 0 | 0 | 0 | 0 | 0 | 0 | 0 | 0 | 0 | 0 | 0 | 0 | 0 | 0 | 0
| 0 | 0 | 0 | 0 | 0 | 0 | 0 | 0 | 0 | 0 | 0 | 0 | 0 | 0 | 0 | 0 | 0 | 0 | FALSE | FALSE | FALSE | FALSE | 0 | 0 | 0 | n/a | n/a | n/a | n/a | n/a | 0 | 0 | 100% | 100% | 0 | 0 | 0 | 0 | 0 | 0 | 0 | 0 | 0 | 0 | 0 | 0 | 0 | 0 | 0 | 0 | 0 | 0 | 0 | 0 | 0 | 0
| 0 | 0 | 0 | 0 | 0 | 0 | 0 | 0 | 0 | 0 | 0 | 0 | 0 | 0 | 0 | 0 | 0 | 0 | FALSE | FALSE | FALSE | FALSE | 0 | 0 | 0 | n/a | n/a | n/a | n/a | n/a | 0 | 0 | 100% | 100% | 0 | 0 | 0 | 0 | 0 | 0 | 0 | 0 | 0 | 0 | 0 | 0 | 0 | 0 | 0 | 0 | 0 | 0 | 0 | 0 | 0 | 0
| 0 | 0 | 0 | 0 | 0 | 0 | 0 | 0 | 0 | 0 | 0 | 0 | 0 | 0 | 0 | 0 | 0 | 0 | FALSE | FALSE | FALSE | FALSE | 0 | 0 | 0 | n/a | n/a | n/a | n/a | n/a | 0 | 0 | 100% | 100% | 0 | 0 | 0 | 0 | 0 | 0 | 0 | 0 | 0 | 0 | 0 | 0 | 0 | 0 | 0 | 0 | 0 | 0 | 0 | 0 | 0 | 0
| 0 | 0 | 0 | 0 | 0 | 0 | 0 | 0 | 0 | 0 | 0 | 0 | 0 | 0 | 0 | 0 | 0 | 0 | FALSE | FALSE | FALSE | FALSE | 0 | 0 | 0 | n/a | n/a | n/a | n/a | n/a | 0 | 0 | 100% | 100% | 0 | 0 | 0 | 0 | 0 | 0 | 0 | 0 | 0 | 0 | 0 | 0 | 0 | 0 | 0 | 0 | 0 | 0 | 0 | 0 | 0 | 0
| 0 | 0 | 0 | 0 | 0 | 0 | 0 | 0 | 0 | 0 | 0 | 0 | 0 | 0 | 0 | 0 | 0 | 0 | FALSE | FALSE | FALSE | FALSE | 0 | 0 | 0 | n/a | n/a | n/a | n/a | n/a | 0 | 0 | 100% | 100% | 0 | 0 | 0 | 0 | 0 | 0 | 0 | 0 | 0 | 0 | 0 | 0 | 0 | 0 | 0 | 0 | 0 | 0 | 0 | 0 | 0 | 0
| 0 | 0 | 0 | 0 | 0 | 0 | 0 | 0 | 0 | 0 | 0 | 0 | 0 | 0 | 0 | 0 | 0 | 0 | FALSE | FALSE | FALSE | FALSE | 0 | 0 | 0 | n/a | n/a | n/a | n/a | n/a | 0 | 0 | 100% | 100% | 0 | 0 | 0 | 0 | 0 | 0 | 0 | 0 | 0 | 0 | 0 | 0 | 0 | 0 | 0 | 0 | 0 | 0 | 0 | 0 | 0 | 0
| 0 | 0 | 0 | 0 | 0 | 0 | 0 | 0 | 0 | 0 | 0 | 0 | 0 | 0 | 0 | 0 | 0 | 0 | FALSE | FALSE | FALSE | FALSE | 0 | 0 | 0 | n/a | n/a | n/a | n/a | n/a | 0 | 0 | 100% | 100% | 0 | 0 | 0 | 0 | 0 | 0 | 0 | 0 | 0 | 0 | 0 | 0 | 0 | 0 | 0 | 0 | 0 | 0 | 0 | 0 | 0 | 0
| 0 | 0 | 0 | 0 | 0 | 0 | 0 | 0 | 0 | 0 | 0 | 0 | 0 | 0 | 0 | 0 | 0 | 0 | FALSE | FALSE | FALSE | FALSE | 0 | 0 | 0 | n/a | n/a | n/a | n/a | n/a | 0 | 0 | 100% | 100% | 0 | 0 | 0 | 0 | 0 | 0 | 0 | 0 | 0 | 0 | 0 | 0 | 0 | 0 | 0 | 0 | 0 | 0 | 0 | 0 | 0 | 0
| 0 | 0 | 0 | 0 | 0 | 0 | 0 | 0 | 0 | 0 | 0 | 0 | 0 | 0 | 0 | 0 | 0 | 0 | FALSE | FALSE | FALSE | FALSE | 0 | 0 | 0 | n/a | n/a | n/a | n/a | n/a | 0 | 0 | 100% | 100% | 0 | 0 | 0 | 0 | 0 | 0 | 0 | 0 | 0 | 0 | 0 | 0 | 0 | 0 | 0 | 0 | 0 | 0 | 0 | 0 | 0 | 0
| 0 | 0 | 0 | 0 | 0 | 0 | 0 | 0 | 0 | 0 | 0 | 0 | 0 | 0 | 0 | 0 | 0 | 0 | FALSE | FALSE | FALSE | FALSE | 0 | 0 | 0 | n/a | n/a | n/a | n/a | n/a | 0 | 0 | 100% | 100% | 0 | 0 | 0 | 0 | 0 | 0 | 0 | 0 | 0 | 0 | 0 | 0 | 0 | 0 | 0 | 0 | 0 | 0 | 0 | 0 | 0 | 0
| 0 | 0 | 0 | 0 | 0 | 0 | 0 | 0 | 0 | 0 | 0 | 0 | 0 | 0 | 0 | 0 | 0 | 0 | FALSE | FALSE | FALSE | FALSE | 0 | 0 | 0 | n/a | n/a | n/a | n/a | n/a | 0 | 0 | 100% | 100% | 0 | 0 | 0 | 0 | 0 | 0 | 0 | 0 | 0 | 0 | 0 | 0 | 0 | 0 | 0 | 0 | 0 | 0 | 0 | 0 | 0 | 0
| 0 | 0 | 0 | 0 | 0 | 0 | 0 | 0 | 0 | 0 | 0 | 0 | 0 | 0 | 0 | 0 | 0 | 0 | FALSE | FALSE | FALSE | FALSE | 0 | 0 | 0 | n/a | n/a | n/a | n/a | n/a | 0 | 0 | 100% | 100% | 0 | 0 | 0 | 0 | 0 | 0 | 0 | 0 | 0 | 0 | 0 | 0 | 0 | 0 | 0 | 0 | 0 | 0 | 0 | 0 | 0 | 0
| 0 | 0 | 0 | 0 | 0 | 0 | 0 | 0 | 0 | 0 | 0 | 0 | 0 | 0 | 0 | 0 | 0 | 0 | FALSE | FALSE | FALSE | FALSE | 0 | 0 | 0 | n/a | n/a | n/a | n/a | n/a | 0 | 0 | 100% | 100% | 0 | 0 | 0 | 0 | 0 | 0 | 0 | 0 | 0 | 0 | 0 | 0 | 0 | 0 | 0 | 0 | 0 | 0 | 0 | 0 | 0 | 0
| 0 | 0 | 0 | 0 | 0 | 0 | 0 | 0 | 0 | 0 | 0 | 0 | 0 | 0 | 0 | 0 | 0 | 0 | FALSE | FALSE | FALSE | FALSE | 0 | 0 | 0 | n/a | n/a | n/a | n/a | n/a | 0 | 0 | 100% | 100% | 0 | 0 | 0 | 0 | 0 | 0 | 0 | 0 | 0 | 0 | 0 | 0 | 0 | 0 | 0 | 0 | 0 | 0 | 0 | 0 | 0 | 0
| 0 | 0 | 0 | 0 | 0 | 0 | 0 | 0 | 0 | 0 | 0 | 0 | 0 | 0 | 0 | 0 | 0 | 0 | FALSE | FALSE | FALSE | FALSE | 0 | 0 | 0 | n/a | n/a | n/a | n/a | n/a | 0 | 0 | 100% | 100% | 0 | 0 | 0 | 0 | 0 | 0 | 0 | 0 | 0 | 0 | 0 | 0 | 0 | 0 | 0 | 0 | 0 | 0 | 0 | 0 | 0 | 0
| 0 | 0 | 0 | 0 | 0 | 0 | 0 | 0 | 0 | 0 | 0 | 0 | 0 | 0 | 0 | 0 | 0 | 0 | FALSE | FALSE | FALSE | FALSE | 0 | 0 | 0 | n/a | n/a | n/a | n/a | n/a | 0 | 0 | 100% | 100% | 0 | 0 | 0 | 0 | 0 | 0 | 0 | 0 | 0 | 0 | 0 | 0 | 0 | 0 | 0 | 0 | 0 | 0 | 0 | 0 | 0 | 0
| 0 | 0 | 0 | 0 | 0 | 0 | 0 | 0 | 0 | 0 | 0 | 0 | 0 | 0 | 0 | 0 | 0 | 0 | FALSE | FALSE | FALSE | FALSE | 0 | 0 | 0 | n/a | n/a | n/a | n/a | n/a | 0 | 0 | 100% | 100% | 0 | 0 | 0 | 0 | 0 | 0 | 0 | 0 | 0 | 0 | 0 | 0 | 0 | 0 | 0 | 0 | 0 | 0 | 0 | 0 | 0 | 0
| 0 | 0 | 0 | 0 | 0 | 0 | 0 | 0 | 0 | 0 | 0 | 0 | 0 | 0 | 0 | 0 | 0 | 0 | FALSE | FALSE | FALSE | FALSE | 0 | 0 | 0 | n/a | n/a | n/a | n/a | n/a | 0 | 0 | 100% | 100% | 0 | 0 | 0 | 0 | 0 | 0 | 0 | 0 | 0 | 0 | 0 | 0 | 0 | 0 | 0 | 0 | 0 | 0 | 0 | 0 | 0 | 0
| 0 | 0 | 0 | 0 | 0 | 0 | 0 | 0 | 0 | 0 | 0 | 0 | 0 | 0 | 0 | 0 | 0 | 0 | FALSE | FALSE | FALSE | FALSE | 0 | 0 | 0 | n/a | n/a | n/a | n/a | n/a | 0 | 0 | 100% | 100% | 0 | 0 | 0 | 0 | 0 | 0 | 0 | 0 | 0 | 0 | 0 | 0 | 0 | 0 | 0 | 0 | 0 | 0 | 0 | 0 | 0 | 0
| 0 | 0 | 0 | 0 | 0 | 0 | 0 | 0 | 0 | 0 | 0 | 0 | 0 | 0 | 0 | 0 | 0 | 0 | FALSE | FALSE | FALSE | FALSE | 0 | 0 | 0 | n/a | n/a | n/a | n/a | n/a | 0 | 0 | 100% | 100% | 0 | 0 | 0 | 0 | 0 | 0 | 0 | 0 | 0 | 0 | 0 | 0 | 0 | 0 | 0 | 0 | 0 | 0 | 0 | 0 | 0 | 0
| 0 | 0 | 0 | 0 | 0 | 0 | 0 | 0 | 0 | 0 | 0 | 0 | 0 | 0 | 0 | 0 | 0 | 0 | FALSE | FALSE | FALSE | FALSE | 0 | 0 | 0 | n/a | n/a | n/a | n/a | n/a | 0 | 0 | 100% | 100% | 0 | 0 | 0 | 0 | 0 | 0 | 0 | 0 | 0 | 0 | 0 | 0 | 0 | 0 | 0 | 0 | 0 | 0 | 0 | 0 | 0 | 0
| 0 | 0 | 0 | 0 | 0 | 0 | 0 | 0 | 0 | 0 | 0 | 0 | 0 | 0 | 0 | 0 | 0 | 0 | FALSE | FALSE | FALSE | FALSE | 0 | 0 | 0 | n/a | n/a | n/a | n/a | n/a | 0 | 0 | 100% | 100% | 0 | 0 | 0 | 0 | 0 | 0 | 0 | 0 | 0 | 0 | 0 | 0 | 0 | 0 | 0 | 0 | 0 | 0 | 0 | 0 | 0 | 0
| 0 | 0 | 0 | 0 | 0 | 0 | 0 | 0 | 0 | 0 | 0 | 0 | 0 | 0 | 0 | 0 | 0 | 0 | FALSE | FALSE | FALSE | FALSE | 0 | 0 | 0 | n/a | n/a | n/a | n/a | n/a | 0 | 0 | 100% | 100% | 0 | 0 | 0 | 0 | 0 | 0 | 0 | 0 | 0 | 0 | 0 | 0 | 0 | 0 | 0 | 0 | 0 | 0 | 0 | 0 | 0 | 0
| 0 | 0 | 0 | 0 | 0 | 0 | 0 | 0 | 0 | 0 | 0 | 0 | 0 | 0 | 0 | 0 | 0 | 0 | FALSE | FALSE | FALSE | FALSE | 0 | 0 | 0 | n/a | n/a | n/a | n/a | n/a | 0 | 0 | 100% | 100% | 0 | 0 | 0 | 0 | 0 | 0 | 0 | 0 | 0 | 0 | 0 | 0 | 0 | 0 | 0 | 0 | 0 | 0 | 0 | 0 | 0 | 0
| 0 | 0 | 0 | 0 | 0 | 0 | 0 | 0 | 0 | 0 | 0 | 0 | 0 | 0 | 0 | 0 | 0 | 0 | FALSE | FALSE | FALSE | FALSE | 0 | 0 | 0 | n/a | n/a | n/a | n/a | n/a | 0 | 0 | 100% | 100% | 0 | 0 | 0 | 0 | 0 | 0 | 0 | 0 | 0 | 0 | 0 | 0 | 0 | 0 | 0 | 0 | 0 | 0 | 0 | 0 | 0 | 0
| 0 | 0 | 0 | 0 | 0 | 0 | 0 | 0 | 0 | 0 | 0 | 0 | 0 | 0 | 0 | 0 | 0 | 0 | FALSE | FALSE | FALSE | FALSE | 0 | 0 | 0 | n/a | n/a | n/a | n/a | n/a | 0 | 0 | 100% | 100% | 0 | 0 | 0 | 0 | 0 | 0 | 0 | 0 | 0 | 0 | 0 | 0 | 0 | 0 | 0 | 0 | 0 | 0 | 0 | 0 | 0 | 0
| 0 | 0 | 0 | 0 | 0 | 0 | 0 | 0 | 0 | 0 | 0 | 0 | 0 | 0 | 0 | 0 | 0 | 0 | FALSE | FALSE | FALSE | FALSE | 0 | 0 | 0 | n/a | n/a | n/a | n/a | n/a | 0 | 0 | 100% | 100% | 0 | 0 | 0 | 0 | 0 | 0 | 0 | 0 | 0 | 0 | 0 | 0 | 0 | 0 | 0 | 0 | 0 | 0 | 0 | 0 | 0 | 0
| 0 | 0 | 0 | 0 | 0 | 0 | 0 | 0 | 0 | 0 | 0 | 0 | 0 | 0 | 0 | 0 | 0 | 0 | FALSE | FALSE | FALSE | FALSE | 0 | 0 | 0 | n/a | n/a | n/a | n/a | n/a | 0 | 0 | 100% | 100% | 0 | 0 | 0 | 0 | 0 | 0 | 0 | 0 | 0 | 0 | 0 | 0 | 0 | 0 | 0 | 0 | 0 | 0 | 0 | 0 | 0 | 0
| 0 | 0 | 0 | 0 | 0 | 0 | 0 | 0 | 0 | 0 | 0 | 0 | 0 | 0 | 0 | 0 | 0 | 0 | FALSE | FALSE | FALSE | FALSE | 0 | 0 | 0 | n/a | n/a | n/a | n/a | n/a | 0 | 0 | 100% | 100% | 0 | 0 | 0 | 0 | 0 | 0 | 0 | 0 | 0 | 0 | 0 | 0 | 0 | 0 | 0 | 0 | 0 | 0 | 0 | 0 | 0 | 0
| 0 | 0 | 0 | 0 | 0 | 0 | 0 | 0 | 0 | 0 | 0 | 0 | 0 | 0 | 0 | 0 | 0 | 0 | FALSE | FALSE | FALSE | FALSE | 0 | 0 | 0 | n/a | n/a | n/a | n/a | n/a | 0 | 0 | 100% | 100% | 0 | 0 | 0 | 0 | 0 | 0 | 0 | 0 | 0 | 0 | 0 | 0 | 0 | 0 | 0 | 0 | 0 | 0 | 0 | 0 | 0 | 0
| 0 | 0 | 0 | 0 | 0 | 0 | 0 | 0 | 0 | 0 | 0 | 0 | 0 | 0 | 0 | 0 | 0 | 0 | FALSE | FALSE | FALSE | FALSE | 0 | 0 | 0 | n/a | n/a | n/a | n/a | n/a | 0 | 0 | 100% | 100% | 0 | 0 | 0 | 0 | 0 | 0 | 0 | 0 | 0 | 0 | 0 | 0 | 0 | 0 | 0 | 0 | 0 | 0 | 0 | 0 | 0 | 0
| 0 | 0 | 0 | 0 | 0 | 0 | 0 | 0 | 0 | 0 | 0 | 0 | 0 | 0 | 0 | 0 | 0 | 0 | FALSE | FALSE | FALSE | FALSE | 0 | 0 | 0 | n/a | n/a | n/a | n/a | n/a | 0 | 0 | 100% | 100% | 0 | 0 | 0 | 0 | 0 | 0 | 0 | 0 | 0 | 0 | 0 | 0 | 0 | 0 | 0 | 0 | 0 | 0 | 0 | 0 | 0 | 0
| 0 | 0 | 0 | 0 | 0 | 0 | 0 | 0 | 0 | 0 | 0 | 0 | 0 | 0 | 0 | 0 | 0 | 0 | FALSE | FALSE | FALSE | FALSE | 0 | 0 | 0 | n/a | n/a | n/a | n/a | n/a | 0 | 0 | 100% | 100% | 0 | 0 | 0 | 0 | 0 | 0 | 0 | 0 | 0 | 0 | 0 | 0 | 0 | 0 | 0 | 0 | 0 | 0 | 0 | 0 | 0 | 0
| 0 | 0 | 0 | 0 | 0 | 0 | 0 | 0 | 0 | 0 | 0 | 0 | 0 | 0 | 0 | 0 | 0 | 0 | FALSE | FALSE | FALSE | FALSE | 0 | 0 | 0 | n/a | n/a | n/a | n/a | n/a | 0 | 0 | 100% | 100% | 0 | 0 | 0 | 0 | 0 | 0 | 0 | 0 | 0 | 0 | 0 | 0 | 0 | 0 | 0 | 0 | 0 | 0 | 0 | 0 | 0 | 0
| 0 | 0 | 0 | 0 | 0 | 0 | 0 | 0 | 0 | 0 | 0 | 0 | 0 | 0 | 0 | 0 | 0 | 0 | FALSE | FALSE | FALSE | FALSE | 0 | 0 | 0 | n/a | n/a | n/a | n/a | n/a | 0 | 0 | 100% | 100% | 0 | 0 | 0 | 0 | 0 | 0 | 0 | 0 | 0 | 0 | 0 | 0 | 0 | 0 | 0 | 0 | 0 | 0 | 0 | 0 | 0 | 0
| 0 | 0 | 0 | 0 | 0 | 0 | 0 | 0 | 0 | 0 | 0 | 0 | 0 | 0 | 0 | 0 | 0 | 0 | FALSE | FALSE | FALSE | FALSE | 0 | 0 | 0 | n/a | n/a | n/a | n/a | n/a | 0 | 0 | 100% | 100% | 0 | 0 | 0 | 0 | 0 | 0 | 0 | 0 | 0 | 0 | 0 | 0 | 0 | 0 | 0 | 0 | 0 | 0 | 0 | 0 | 0 | 0
| 0 | 0 | 0 | 0 | 0 | 0 | 0 | 0 | 0 | 0 | 0 | 0 | 0 | 0 | 0 | 0 | 0 | 0 | FALSE | FALSE | FALSE | FALSE | 0 | 0 | 0 | n/a | n/a | n/a | n/a | n/a | 0 | 0 | 100% | 100% | 0 | 0 | 0 | 0 | 0 | 0 | 0 | 0 | 0 | 0 | 0 | 0 | 0 | 0 | 0 | 0 | 0 | 0 | 0 | 0 | 0 | 0
| 0 | 0 | 0 | 0 | 0 | 0 | 0 | 0 | 0 | 0 | 0 | 0 | 0 | 0 | 0 | 0 | 0 | 0 | FALSE | FALSE | FALSE | FALSE | 0 | 0 | 0 | n/a | n/a | n/a | n/a | n/a | 0 | 0 | 100% | 100% | 0 | 0 | 0 | 0 | 0 | 0 | 0 | 0 | 0 | 0 | 0 | 0 | 0 | 0 | 0 | 0 | 0 | 0 | 0 | 0 | 0 | 0
| 0 | 0 | 0 | 0 | 0 | 0 | 0 | 0 | 0 | 0 | 0 | 0 | 0 | 0 | 0 | 0 | 0 | 0 | FALSE | FALSE | FALSE | FALSE | 0 | 0 | 0 | n/a | n/a | n/a | n/a | n/a | 0 | 0 | 100% | 100% | 0 | 0 | 0 | 0 | 0 | 0 | 0 | 0 | 0 | 0 | 0 | 0 | 0 | 0 | 0 | 0 | 0 | 0 | 0 | 0 | 0 | 0
| 0 | 0 | 0 | 0 | 0 | 0 | 0 | 0 | 0 | 0 | 0 | 0 | 0 | 0 | 0 | 0 | 0 | 0 | FALSE | FALSE | FALSE | FALSE | 0 | 0 | 0 | n/a | n/a | n/a | n/a | n/a | 0 | 0 | 100% | 100% | 0 | 0 | 0 | 0 | 0 | 0 | 0 | 0 | 0 | 0 | 0 | 0 | 0 | 0 | 0 | 0 | 0 | 0 | 0 | 0 | 0 | 0
| 0 | 0 | 0 | 0 | 0 | 0 | 0 | 0 | 0 | 0 | 0 | 0 | 0 | 0 | 0 | 0 | 0 | 0 | FALSE | FALSE | FALSE | FALSE | 0 | 0 | 0 | n/a | n/a | n/a | n/a | n/a | 0 | 0 | 100% | 100% | 0 | 0 | 0 | 0 | 0 | 0 | 0 | 0 | 0 | 0 | 0 | 0 | 0 | 0 | 0 | 0 | 0 | 0 | 0 | 0 | 0 | 0
| 0 | 0 | 0 | 0 | 0 | 0 | 0 | 0 | 0 | 0 | 0 | 0 | 0 | 0 | 0 | 0 | 0 | 0 | FALSE | FALSE | FALSE | FALSE | 0 | 0 | 0 | n/a | n/a | n/a | n/a | n/a | 0 | 0 | 100% | 100% | 0 | 0 | 0 | 0 | 0 | 0 | 0 | 0 | 0 | 0 | 0 | 0 | 0 | 0 | 0 | 0 | 0 | 0 | 0 | 0 | 0 | 0
| 0 | 0 | 0 | 0 | 0 | 0 | 0 | 0 | 0 | 0 | 0 | 0 | 0 | 0 | 0 | 0 | 0 | 0 | FALSE | FALSE | FALSE | FALSE | 0 | 0 | 0 | n/a | n/a | n/a | n/a | n/a | 0 | 0 | 100% | 100% | 0 | 0 | 0 | 0 | 0 | 0 | 0 | 0 | 0 | 0 | 0 | 0 | 0 | 0 | 0 | 0 | 0 | 0 | 0 | 0 | 0 | 0
| 0 | 0 | 0 | 0 | 0 | 0 | 0 | 0 | 0 | 0 | 0 | 0 | 0 | 0 | 0 | 0 | 0 | 0 | FALSE | FALSE | FALSE | FALSE | 0 | 0 | 0 | n/a | n/a | n/a | n/a | n/a | 0 | 0 | 100% | 100% | 0 | 0 | 0 | 0 | 0 | 0 | 0 | 0 | 0 | 0 | 0 | 0 | 0 | 0 | 0 | 0 | 0 | 0 | 0 | 0 | 0 | 0
| 0 | 0 | 0 | 0 | 0 | 0 | 0 | 0 | 0 | 0 | 0 | 0 | 0 | 0 | 0 | 0 | 0 | 0 | FALSE | FALSE | FALSE | FALSE | 0 | 0 | 0 | n/a | n/a | n/a | n/a | n/a | 0 | 0 | 100% | 100% | 0 | 0 | 0 | 0 | 0 | 0 | 0 | 0 | 0 | 0 | 0 | 0 | 0 | 0 | 0 | 0 | 0 | 0 | 0 | 0 | 0 | 0
| 0 | 0 | 0 | 0 | 0 | 0 | 0 | 0 | 0 | 0 | 0 | 0 | 0 | 0 | 0 | 0 | 0 | 0 | FALSE | FALSE | FALSE | FALSE | 0 | 0 | 0 | n/a | n/a | n/a | n/a | n/a | 0 | 0 | 100% | 100% | 0 | 0 | 0 | 0 | 0 | 0 | 0 | 0 | 0 | 0 | 0 | 0 | 0 | 0 | 0 | 0 | 0 | 0 | 0 | 0 | 0 | 0
| 0 | 0 | 0 | 0 | 0 | 0 | 0 | 0 | 0 | 0 | 0 | 0 | 0 | 0 | 0 | 0 | 0 | 0 | FALSE | FALSE | FALSE | FALSE | 0 | 0 | 0 | n/a | n/a | n/a | n/a | n/a | 0 | 0 | 100% | 100% | 0 | 0 | 0 | 0 | 0 | 0 | 0 | 0 | 0 | 0 | 0 | 0 | 0 | 0 | 0 | 0 | 0 | 0 | 0 | 0 | 0 | 0
| 0 | 0 | 0 | 0 | 0 | 0 | 0 | 0 | 0 | 0 | 0 | 0 | 0 | 0 | 0 | 0 | 0 | 0 | FALSE | FALSE | FALSE | FALSE | 0 | 0 | 0 | n/a | n/a | n/a | n/a | n/a | 0 | 0 | 100% | 100% | 0 | 0 | 0 | 0 | 0 | 0 | 0 | 0 | 0 | 0 | 0 | 0 | 0 | 0 | 0 | 0 | 0 | 0 | 0 | 0 | 0 | 0
| 0 | 0 | 0 | 0 | 0 | 0 | 0 | 0 | 0 | 0 | 0 | 0 | 0 | 0 | 0 | 0 | 0 | 0 | FALSE | FALSE | FALSE | FALSE | 0 | 0 | 0 | n/a | n/a | n/a | n/a | n/a | 0 | 0 | 100% | 100% | 0 | 0 | 0 | 0 | 0 | 0 | 0 | 0 | 0 | 0 | 0 | 0 | 0 | 0 | 0 | 0 | 0 | 0 | 0 | 0 | 0 | 0
| 0 | 0 | 0 | 0 | 0 | 0 | 0 | 0 | 0 | 0 | 0 | 0 | 0 | 0 | 0 | 0 | 0 | 0 | FALSE | FALSE | FALSE | FALSE | 0 | 0 | 0 | n/a | n/a | n/a | n/a | n/a | 0 | 0 | 100% | 100% | 0 | 0 | 0 | 0 | 0 | 0 | 0 | 0 | 0 | 0 | 0 | 0 | 0 | 0 | 0 | 0 | 0 | 0 | 0 | 0 | 0 | 0
| 0 | 0 | 0 | 0 | 0 | 0 | 0 | 0 | 0 | 0 | 0 | 0 | 0 | 0 | 0 | 0 | 0 | 0 | FALSE | FALSE | FALSE | FALSE | 0 | 0 | 0 | n/a | n/a | n/a | n/a | n/a | 0 | 0 | 100% | 100% | 0 | 0 | 0 | 0 | 0 | 0 | 0 | 0 | 0 | 0 | 0 | 0 | 0 | 0 | 0 | 0 | 0 | 0 | 0 | 0 | 0 | 0
| 0 | 0 | 0 | 0 | 0 | 0 | 0 | 0 | 0 | 0 | 0 | 0 | 0 | 0 | 0 | 0 | 0 | 0 | FALSE | FALSE | FALSE | FALSE | 0 | 0 | 0 | n/a | n/a | n/a | n/a | n/a | 0 | 0 | 100% | 100% | 0 | 0 | 0 | 0 | 0 | 0 | 0 | 0 | 0 | 0 | 0 | 0 | 0 | 0 | 0 | 0 | 0 | 0 | 0 | 0 | 0 | 0
| 0 | 0 | 0 | 0 | 0 | 0 | 0 | 0 | 0 | 0 | 0 | 0 | 0 | 0 | 0 | 0 | 0 | 0 | FALSE | FALSE | FALSE | FALSE | 0 | 0 | 0 | n/a | n/a | n/a | n/a | n/a | 0 | 0 | 100% | 100% | 0 | 0 | 0 | 0 | 0 | 0 | 0 | 0 | 0 | 0 | 0 | 0 | 0 | 0 | 0 | 0 | 0 | 0 | 0 | 0 | 0 | 0
| 0 | 0 | 0 | 0 | 0 | 0 | 0 | 0 | 0 | 0 | 0 | 0 | 0 | 0 | 0 | 0 | 0 | 0 | FALSE | FALSE | FALSE | FALSE | 0 | 0 | 0 | n/a | n/a | n/a | n/a | n/a | 0 | 0 | 100% | 100% | 0 | 0 | 0 | 0 | 0 | 0 | 0 | 0 | 0 | 0 | 0 | 0 | 0 | 0 | 0 | 0 | 0 | 0 | 0 | 0 | 0 | 0
| 0 | 0 | 0 | 0 | 0 | 0 | 0 | 0 | 0 | 0 | 0 | 0 | 0 | 0 | 0 | 0 | 0 | 0 | FALSE | FALSE | FALSE | FALSE | 0 | 0 | 0 | n/a | n/a | n/a | n/a | n/a | 0 | 0 | 100% | 100% | 0 | 0 | 0 | 0 | 0 | 0 | 0 | 0 | 0 | 0 | 0 | 0 | 0 | 0 | 0 | 0 | 0 | 0 | 0 | 0 | 0 | 0
| 0 | 0 | 0 | 0 | 0 | 0 | 0 | 0 | 0 | 0 | 0 | 0 | 0 | 0 | 0 | 0 | 0 | 0 | FALSE | FALSE | FALSE | FALSE | 0 | 0 | 0 | n/a | n/a | n/a | n/a | n/a | 0 | 0 | 100% | 100% | 0 | 0 | 0 | 0 | 0 | 0 | 0 | 0 | 0 | 0 | 0 | 0 | 0 | 0 | 0 | 0 | 0 | 0 | 0 | 0 | 0 | 0
| 0 | 0 | 0 | 0 | 0 | 0 | 0 | 0 | 0 | 0 | 0 | 0 | 0 | 0 | 0 | 0 | 0 | 0 | FALSE | FALSE | FALSE | FALSE | 0 | 0 | 0 | n/a | n/a | n/a | n/a | n/a | 0 | 0 | 100% | 100% | 0 | 0 | 0 | 0 | 0 | 0 | 0 | 0 | 0 | 0 | 0 | 0 | 0 | 0 | 0 | 0 | 0 | 0 | 0 | 0 | 0 | 0
| 0 | 0 | 0 | 0 | 0 | 0 | 0 | 0 | 0 | 0 | 0 | 0 | 0 | 0 | 0 | 0 | 0 | 0 | FALSE | FALSE | FALSE | FALSE | 0 | 0 | 0 | n/a | n/a | n/a | n/a | n/a | 0 | 0 | 100% | 100% | 0 | 0 | 0 | 0 | 0 | 0 | 0 | 0 | 0 | 0 | 0 | 0 | 0 | 0 | 0 | 0 | 0 | 0 | 0 | 0 | 0 | 0
| 0 | 0 | 0 | 0 | 0 | 0 | 0 | 0 | 0 | 0 | 0 | 0 | 0 | 0 | 0 | 0 | 0 | 0 | FALSE | FALSE | FALSE | FALSE | 0 | 0 | 0 | n/a | n/a | n/a | n/a | n/a | 0 | 0 | 100% | 100% | 0 | 0 | 0 | 0 | 0 | 0 | 0 | 0 | 0 | 0 | 0 | 0 | 0 | 0 | 0 | 0 | 0 | 0 | 0 | 0 | 0 | 0
| 0 | 0 | 0 | 0 | 0 | 0 | 0 | 0 | 0 | 0 | 0 | 0 | 0 | 0 | 0 | 0 | 0 | 0 | FALSE | FALSE | FALSE | FALSE | 0 | 0 | 0 | n/a | n/a | n/a | n/a | n/a | 0 | 0 | 100% | 100% | 0 | 0 | 0 | 0 | 0 | 0 | 0 | 0 | 0 | 0 | 0 | 0 | 0 | 0 | 0 | 0 | 0 | 0 | 0 | 0 | 0 | 0
| 0 | 0 | 0 | 0 | 0 | 0 | 0 | 0 | 0 | 0 | 0 | 0 | 0 | 0 | 0 | 0 | 0 | 0 | FALSE | FALSE | FALSE | FALSE | 0 | 0 | 0 | n/a | n/a | n/a | n/a | n/a | 0 | 0 | 100% | 100% | 0 | 0 | 0 | 0 | 0 | 0 | 0 | 0 | 0 | 0 | 0 | 0 | 0 | 0 | 0 | 0 | 0 | 0 | 0 | 0 | 0 | 0
| 0 | 0 | 0 | 0 | 0 | 0 | 0 | 0 | 0 | 0 | 0 | 0 | 0 | 0 | 0 | 0 | 0 | 0 | FALSE | FALSE | FALSE | FALSE | 0 | 0 | 0 | n/a | n/a | n/a | n/a | n/a | 0 | 0 | 100% | 100% | 0 | 0 | 0 | 0 | 0 | 0 | 0 | 0 | 0 | 0 | 0 | 0 | 0 | 0 | 0 | 0 | 0 | 0 | 0 | 0 | 0 | 0
| 0 | 0 | 0 | 0 | 0 | 0 | 0 | 0 | 0 | 0 | 0 | 0 | 0 | 0 | 0 | 0 | 0 | 0 | FALSE | FALSE | FALSE | FALSE | 0 | 0 | 0 | n/a | n/a | n/a | n/a | n/a | 0 | 0 | 100% | 100% | 0 | 0 | 0 | 0 | 0 | 0 | 0 | 0 | 0 | 0 | 0 | 0 | 0 | 0 | 0 | 0 | 0 | 0 | 0 | 0 | 0 | 0
| 0 | 0 | 0 | 0 | 0 | 0 | 0 | 0 | 0 | 0 | 0 | 0 | 0 | 0 | 0 | 0 | 0 | 0 | FALSE | FALSE | FALSE | FALSE | 0 | 0 | 0 | n/a | n/a | n/a | n/a | n/a | 0 | 0 | 100% | 100% | 0 | 0 | 0 | 0 | 0 | 0 | 0 | 0 | 0 | 0 | 0 | 0 | 0 | 0 | 0 | 0 | 0 | 0 | 0 | 0 | 0 | 0
| 0 | 0 | 0 | 0 | 0 | 0 | 0 | 0 | 0 | 0 | 0 | 0 | 0 | 0 | 0 | 0 | 0 | 0 | FALSE | FALSE | FALSE | FALSE | 0 | 0 | 0 | n/a | n/a | n/a | n/a | n/a | 0 | 0 | 100% | 100% | 0 | 0 | 0 | 0 | 0 | 0 | 0 | 0 | 0 | 0 | 0 | 0 | 0 | 0 | 0 | 0 | 0 | 0 | 0 | 0 | 0 | 0
| 0 | 0 | 0 | 0 | 0 | 0 | 0 | 0 | 0 | 0 | 0 | 0 | 0 | 0 | 0 | 0 | 0 | 0 | FALSE | FALSE | FALSE | FALSE | 0 | 0 | 0 | n/a | n/a | n/a | n/a | n/a | 0 | 0 | 100% | 100% | 0 | 0 | 0 | 0 | 0 | 0 | 0 | 0 | 0 | 0 | 0 | 0 | 0 | 0 | 0 | 0 | 0 | 0 | 0 | 0 | 0 | 0
| 0 | 0 | 0 | 0 | 0 | 0 | 0 | 0 | 0 | 0 | 0 | 0 | 0 | 0 | 0 | 0 | 0 | 0 | FALSE | FALSE | FALSE | FALSE | 0 | 0 | 0 | n/a | n/a | n/a | n/a | n/a | 0 | 0 | 100% | 100% | 0 | 0 | 0 | 0 | 0 | 0 | 0 | 0 | 0 | 0 | 0 | 0 | 0 | 0 | 0 | 0 | 0 | 0 | 0 | 0 | 0 | 0
| 0 | 0 | 0 | 0 | 0 | 0 | 0 | 0 | 0 | 0 | 0 | 0 | 0 | 0 | 0 | 0 | 0 | 0 | FALSE | FALSE | FALSE | FALSE | 0 | 0 | 0 | n/a | n/a | n/a | n/a | n/a | 0 | 0 | 100% | 100% | 0 | 0 | 0 | 0 | 0 | 0 | 0 | 0 | 0 | 0 | 0 | 0 | 0 | 0 | 0 | 0 | 0 | 0 | 0 | 0 | 0 | 0
| 0 | 0 | 0 | 0 | 0 | 0 | 0 | 0 | 0 | 0 | 0 | 0 | 0 | 0 | 0 | 0 | 0 | 0 | FALSE | FALSE | FALSE | FALSE | 0 | 0 | 0 | n/a | n/a | n/a | n/a | n/a | 0 | 0 | 100% | 100% | 0 | 0 | 0 | 0 | 0 | 0 | 0 | 0 | 0 | 0 | 0 | 0 | 0 | 0 | 0 | 0 | 0 | 0 | 0 | 0 | 0 | 0
| 0 | 0 | 0 | 0 | 0 | 0 | 0 | 0 | 0 | 0 | 0 | 0 | 0 | 0 | 0 | 0 | 0 | 0 | FALSE | FALSE | FALSE | FALSE | 0 | 0 | 0 | n/a | n/a | n/a | n/a | n/a | 0 | 0 | 100% | 100% | 0 | 0 | 0 | 0 | 0 | 0 | 0 | 0 | 0 | 0 | 0 | 0 | 0 | 0 | 0 | 0 | 0 | 0 | 0 | 0 | 0 | 0
| 0 | 0 | 0 | 0 | 0 | 0 | 0 | 0 | 0 | 0 | 0 | 0 | 0 | 0 | 0 | 0 | 0 | 0 | FALSE | FALSE | FALSE | FALSE | 0 | 0 | 0 | n/a | n/a | n/a | n/a | n/a | 0 | 0 | 100% | 100% | 0 | 0 | 0 | 0 | 0 | 0 | 0 | 0 | 0 | 0 | 0 | 0 | 0 | 0 | 0 | 0 | 0 | 0 | 0 | 0 | 0 | 0
| 0 | 0 | 0 | 0 | 0 | 0 | 0 | 0 | 0 | 0 | 0 | 0 | 0 | 0 | 0 | 0 | 0 | 0 | FALSE | FALSE | FALSE | FALSE | 0 | 0 | 0 | n/a | n/a | n/a | n/a | n/a | 0 | 0 | 100% | 100% | 0 | 0 | 0 | 0 | 0 | 0 | 0 | 0 | 0 | 0 | 0 | 0 | 0 | 0 | 0 | 0 | 0 | 0 | 0 | 0 | 0 | 0
| 0 | 0 | 0 | 0 | 0 | 0 | 0 | 0 | 0 | 0 | 0 | 0 | 0 | 0 | 0 | 0 | 0 | 0 | FALSE | FALSE | FALSE | FALSE | 0 | 0 | 0 | n/a | n/a | n/a | n/a | n/a | 0 | 0 | 100% | 100% | 0 | 0 | 0 | 0 | 0 | 0 | 0 | 0 | 0 | 0 | 0 | 0 | 0 | 0 | 0 | 0 | 0 | 0 | 0 | 0 | 0 | 0
| 0 | 0 | 0 | 0 | 0 | 0 | 0 | 0 | 0 | 0 | 0 | 0 | 0 | 0 | 0 | 0 | 0 | 0 | FALSE | FALSE | FALSE | FALSE | 0 | 0 | 0 | n/a | n/a | n/a | n/a | n/a | 0 | 0 | 100% | 100% | 0 | 0 | 0 | 0 | 0 | 0 | 0 | 0 | 0 | 0 | 0 | 0 | 0 | 0 | 0 | 0 | 0 | 0 | 0 | 0 | 0 | 0
| 0 | 0 | 0 | 0 | 0 | 0 | 0 | 0 | 0 | 0 | 0 | 0 | 0 | 0 | 0 | 0 | 0 | 0 | FALSE | FALSE | FALSE | FALSE | 0 | 0 | 0 | n/a | n/a | n/a | n/a | n/a | 0 | 0 | 100% | 100% | 0 | 0 | 0 | 0 | 0 | 0 | 0 | 0 | 0 | 0 | 0 | 0 | 0 | 0 | 0 | 0 | 0 | 0 | 0 | 0 | 0 | 0
| 0 | 0 | 0 | 0 | 0 | 0 | 0 | 0 | 0 | 0 | 0 | 0 | 0 | 0 | 0 | 0 | 0 | 0 | FALSE | FALSE | FALSE | FALSE | 0 | 0 | 0 | n/a | n/a | n/a | n/a | n/a | 0 | 0 | 100% | 100% | 0 | 0 | 0 | 0 | 0 | 0 | 0 | 0 | 0 | 0 | 0 | 0 | 0 | 0 | 0 | 0 | 0 | 0 | 0 | 0 | 0 | 0
| 0 | 0 | 0 | 0 | 0 | 0 | 0 | 0 | 0 | 0 | 0 | 0 | 0 | 0 | 0 | 0 | 0 | 0 | FALSE | FALSE | FALSE | FALSE | 0 | 0 | 0 | n/a | n/a | n/a | n/a | n/a | 0 | 0 | 100% | 100% | 0 | 0 | 0 | 0 | 0 | 0 | 0 | 0 | 0 | 0 | 0 | 0 | 0 | 0 | 0 | 0 | 0 | 0 | 0 | 0 | 0 | 0
| 0 | 0 | 0 | 0 | 0 | 0 | 0 | 0 | 0 | 0 | 0 | 0 | 0 | 0 | 0 | 0 | 0 | 0 | FALSE | FALSE | FALSE | FALSE | 0 | 0 | 0 | n/a | n/a | n/a | n/a | n/a | 0 | 0 | 100% | 100% | 0 | 0 | 0 | 0 | 0 | 0 | 0 | 0 | 0 | 0 | 0 | 0 | 0 | 0 | 0 | 0 | 0 | 0 | 0 | 0 | 0 | 0
| 0 | 0 | 0 | 0 | 0 | 0 | 0 | 0 | 0 | 0 | 0 | 0 | 0 | 0 | 0 | 0 | 0 | 0 | FALSE | FALSE | FALSE | FALSE | 0 | 0 | 0 | n/a | n/a | n/a | n/a | n/a | 0 | 0 | 100% | 100% | 0 | 0 | 0 | 0 | 0 | 0 | 0 | 0 | 0 | 0 | 0 | 0 | 0 | 0 | 0 | 0 | 0 | 0 | 0 | 0 | 0 | 0
| 0 | 0 | 0 | 0 | 0 | 0 | 0 | 0 | 0 | 0 | 0 | 0 | 0 | 0 | 0 | 0 | 0 | 0 | FALSE | FALSE | FALSE | FALSE | 0 | 0 | 0 | n/a | n/a | n/a | n/a | n/a | 0 | 0 | 100% | 100% | 0 | 0 | 0 | 0 | 0 | 0 | 0 | 0 | 0 | 0 | 0 | 0 | 0 | 0 | 0 | 0 | 0 | 0 | 0 | 0 | 0 | 0
| 0 | 0 | 0 | 0 | 0 | 0 | 0 | 0 | 0 | 0 | 0 | 0 | 0 | 0 | 0 | 0 | 0 | 0 | FALSE | FALSE | FALSE | FALSE | 0 | 0 | 0 | n/a | n/a | n/a | n/a | n/a | 0 | 0 | 100% | 100% | 0 | 0 | 0 | 0 | 0 | 0 | 0 | 0 | 0 | 0 | 0 | 0 | 0 | 0 | 0 | 0 | 0 | 0 | 0 | 0 | 0 | 0
| 0 | 0 | 0 | 0 | 0 | 0 | 0 | 0 | 0 | 0 | 0 | 0 | 0 | 0 | 0 | 0 | 0 | 0 | FALSE | FALSE | FALSE | FALSE | 0 | 0 | 0 | n/a | n/a | n/a | n/a | n/a | 0 | 0 | 100% | 100% | 0 | 0 | 0 | 0 | 0 | 0 | 0 | 0 | 0 | 0 | 0 | 0 | 0 | 0 | 0 | 0 | 0 | 0 | 0 | 0 | 0 | 0
| 0 | 0 | 0 | 0 | 0 | 0 | 0 | 0 | 0 | 0 | 0 | 0 | 0 | 0 | 0 | 0 | 0 | 0 | FALSE | FALSE | FALSE | FALSE | 0 | 0 | 0 | n/a | n/a | n/a | n/a | n/a | 0 | 0 | 100% | 100% | 0 | 0 | 0 | 0 | 0 | 0 | 0 | 0 | 0 | 0 | 0 | 0 | 0 | 0 | 0 | 0 | 0 | 0 | 0 | 0 | 0 | 0
| 0 | 0 | 0 | 0 | 0 | 0 | 0 | 0 | 0 | 0 | 0 | 0 | 0 | 0 | 0 | 0 | 0 | 0 | FALSE | FALSE | FALSE | FALSE | 0 | 0 | 0 | n/a | n/a | n/a | n/a | n/a | 0 | 0 | 100% | 100% | 0 | 0 | 0 | 0 | 0 | 0 | 0 | 0 | 0 | 0 | 0 | 0 | 0 | 0 | 0 | 0 | 0 | 0 | 0 | 0 | 0 | 0
| 0 | 0 | 0 | 0 | 0 | 0 | 0 | 0 | 0 | 0 | 0 | 0 | 0 | 0 | 0 | 0 | 0 | 0 | FALSE | FALSE | FALSE | FALSE | 0 | 0 | 0 | n/a | n/a | n/a | n/a | n/a | 0 | 0 | 100% | 100% | 0 | 0 | 0 | 0 | 0 | 0 | 0 | 0 | 0 | 0 | 0 | 0 | 0 | 0 | 0 | 0 | 0 | 0 | 0 | 0 | 0 | 0
| 0 | 0 | 0 | 0 | 0 | 0 | 0 | 0 | 0 | 0 | 0 | 0 | 0 | 0 | 0 | 0 | 0 | 0 | FALSE | FALSE | FALSE | FALSE | 0 | 0 | 0 | n/a | n/a | n/a | n/a | n/a | 0 | 0 | 100% | 100% | 0 | 0 | 0 | 0 | 0 | 0 | 0 | 0 | 0 | 0 | 0 | 0 | 0 | 0 | 0 | 0 | 0 | 0 | 0 | 0 | 0 | 0
| 0 | 0 | 0 | 0 | 0 | 0 | 0 | 0 | 0 | 0 | 0 | 0 | 0 | 0 | 0 | 0 | 0 | 0 | FALSE | FALSE | FALSE | FALSE | 0 | 0 | 0 | n/a | n/a | n/a | n/a | n/a | 0 | 0 | 100% | 100% | 0 | 0 | 0 | 0 | 0 | 0 | 0 | 0 | 0 | 0 | 0 | 0 | 0 | 0 | 0 | 0 | 0 | 0 | 0 | 0 | 0 | 0
| 0 | 0 | 0 | 0 | 0 | 0 | 0 | 0 | 0 | 0 | 0 | 0 | 0 | 0 | 0 | 0 | 0 | 0 | FALSE | FALSE | FALSE | FALSE | 0 | 0 | 0 | n/a | n/a | n/a | n/a | n/a | 0 | 0 | 100% | 100% | 0 | 0 | 0 | 0 | 0 | 0 | 0 | 0 | 0 | 0 | 0 | 0 | 0 | 0 | 0 | 0 | 0 | 0 | 0 | 0 | 0 | 0
| 0 | 0 | 0 | 0 | 0 | 0 | 0 | 0 | 0 | 0 | 0 | 0 | 0 | 0 | 0 | 0 | 0 | 0 | FALSE | FALSE | FALSE | FALSE | 0 | 0 | 0 | n/a | n/a | n/a | n/a | n/a | 0 | 0 | 100% | 100% | 0 | 0 | 0 | 0 | 0 | 0 | 0 | 0 | 0 | 0 | 0 | 0 | 0 | 0 | 0 | 0 | 0 | 0 | 0 | 0 | 0 | 0
| 0 | 0 | 0 | 0 | 0 | 0 | 0 | 0 | 0 | 0 | 0 | 0 | 0 | 0 | 0 | 0 | 0 | 0 | FALSE | FALSE | FALSE | FALSE | 0 | 0 | 0 | n/a | n/a | n/a | n/a | n/a | 0 | 0 | 100% | 100% | 0 | 0 | 0 | 0 | 0 | 0 | 0 | 0 | 0 | 0 | 0 | 0 | 0 | 0 | 0 | 0 | 0 | 0 | 0 | 0 | 0 | 0
| 0 | 0 | 0 | 0 | 0 | 0 | 0 | 0 | 0 | 0 | 0 | 0 | 0 | 0 | 0 | 0 | 0 | 0 | FALSE | FALSE | FALSE | FALSE | 0 | 0 | 0 | n/a | n/a | n/a | n/a | n/a | 0 | 0 | 100% | 100% | 0 | 0 | 0 | 0 | 0 | 0 | 0 | 0 | 0 | 0 | 0 | 0 | 0 | 0 | 0 | 0 | 0 | 0 | 0 | 0 | 0 | 0
| 0 | 0 | 0 | 0 | 0 | 0 | 0 | 0 | 0 | 0 | 0 | 0 | 0 | 0 | 0 | 0 | 0 | 0 | FALSE | FALSE | FALSE | FALSE | 0 | 0 | 0 | n/a | n/a | n/a | n/a | n/a | 0 | 0 | 100% | 100% | 0 | 0 | 0 | 0 | 0 | 0 | 0 | 0 | 0 | 0 | 0 | 0 | 0 | 0 | 0 | 0 | 0 | 0 | 0 | 0 | 0 | 0
| 0 | 0 | 0 | 0 | 0 | 0 | 0 | 0 | 0 | 0 | 0 | 0 | 0 | 0 | 0 | 0 | 0 | 0 | FALSE | FALSE | FALSE | FALSE | 0 | 0 | 0 | n/a | n/a | n/a | n/a | n/a | 0 | 0 | 100% | 100% | 0 | 0 | 0 | 0 | 0 | 0 | 0 | 0 | 0 | 0 | 0 | 0 | 0 | 0 | 0 | 0 | 0 | 0 | 0 | 0 | 0 | 0
| 0 | 0 | 0 | 0 | 0 | 0 | 0 | 0 | 0 | 0 | 0 | 0 | 0 | 0 | 0 | 0 | 0 | 0 | FALSE | FALSE | FALSE | FALSE | 0 | 0 | 0 | n/a | n/a | n/a | n/a | n/a | 0 | 0 | 100% | 100% | 0 | 0 | 0 | 0 | 0 | 0 | 0 | 0 | 0 | 0 | 0 | 0 | 0 | 0 | 0 | 0 | 0 | 0 | 0 | 0 | 0 | 0
| 0 | 0 | 0 | 0 | 0 | 0 | 0 | 0 | 0 | 0 | 0 | 0 | 0 | 0 | 0 | 0 | 0 | 0 | FALSE | FALSE | FALSE | FALSE | 0 | 0 | 0 | n/a | n/a | n/a | n/a | n/a | 0 | 0 | 100% | 100% | 0 | 0 | 0 | 0 | 0 | 0 | 0 | 0 | 0 | 0 | 0 | 0 | 0 | 0 | 0 | 0 | 0 | 0 | 0 | 0 | 0 | 0
| 0 | 0 | 0 | 0 | 0 | 0 | 0 | 0 | 0 | 0 | 0 | 0 | 0 | 0 | 0 | 0 | 0 | 0 | FALSE | FALSE | FALSE | FALSE | 0 | 0 | 0 | n/a | n/a | n/a | n/a | n/a | 0 | 0 | 100% | 100% | 0 | 0 | 0 | 0 | 0 | 0 | 0 | 0 | 0 | 0 | 0 | 0 | 0 | 0 | 0 | 0 | 0 | 0 | 0 | 0 | 0 | 0
| 0 | 0 | 0 | 0 | 0 | 0 | 0 | 0 | 0 | 0 | 0 | 0 | 0 | 0 | 0 | 0 | 0 | 0 | FALSE | FALSE | FALSE | FALSE | 0 | 0 | 0 | n/a | n/a | n/a | n/a | n/a | 0 | 0 | 100% | 100% | 0 | 0 | 0 | 0 | 0 | 0 | 0 | 0 | 0 | 0 | 0 | 0 | 0 | 0 | 0 | 0 | 0 | 0 | 0 | 0 | 0 | 0
| 0 | 0 | 0 | 0 | 0 | 0 | 0 | 0 | 0 | 0 | 0 | 0 | 0 | 0 | 0 | 0 | 0 | 0 | FALSE | FALSE | FALSE | FALSE | 0 | 0 | 0 | n/a | n/a | n/a | n/a | n/a | 0 | 0 | 100% | 100% | 0 | 0 | 0 | 0 | 0 | 0 | 0 | 0 | 0 | 0 | 0 | 0 | 0 | 0 | 0 | 0 | 0 | 0 | 0 | 0 | 0 | 0
| 0 | 0 | 0 | 0 | 0 | 0 | 0 | 0 | 0 | 0 | 0 | 0 | 0 | 0 | 0 | 0 | 0 | 0 | FALSE | FALSE | FALSE | FALSE | 0 | 0 | 0 | n/a | n/a | n/a | n/a | n/a | 0 | 0 | 100% | 100% | 0 | 0 | 0 | 0 | 0 | 0 | 0 | 0 | 0 | 0 | 0 | 0 | 0 | 0 | 0 | 0 | 0 | 0 | 0 | 0 | 0 | 0
| 0 | 0 | 0 | 0 | 0 | 0 | 0 | 0 | 0 | 0 | 0 | 0 | 0 | 0 | 0 | 0 | 0 | 0 | FALSE | FALSE | FALSE | FALSE | 0 | 0 | 0 | n/a | n/a | n/a | n/a | n/a | 0 | 0 | 100% | 100% | 0 | 0 | 0 | 0 | 0 | 0 | 0 | 0 | 0 | 0 | 0 | 0 | 0 | 0 | 0 | 0 | 0 | 0 | 0 | 0 | 0 | 0
| 0 | 0 | 0 | 0 | 0 | 0 | 0 | 0 | 0 | 0 | 0 | 0 | 0 | 0 | 0 | 0 | 0 | 0 | FALSE | FALSE | FALSE | FALSE | 0 | 0 | 0 | n/a | n/a | n/a | n/a | n/a | 0 | 0 | 100% | 100% | 0 | 0 | 0 | 0 | 0 | 0 | 0 | 0 | 0 | 0 | 0 | 0 | 0 | 0 | 0 | 0 | 0 | 0 | 0 | 0 | 0 | 0
| 0 | 0 | 0 | 0 | 0 | 0 | 0 | 0 | 0 | 0 | 0 | 0 | 0 | 0 | 0 | 0 | 0 | 0 | FALSE | FALSE | FALSE | FALSE | 0 | 0 | 0 | n/a | n/a | n/a | n/a | n/a | 0 | 0 | 100% | 100% | 0 | 0 | 0 | 0 | 0 | 0 | 0 | 0 | 0 | 0 | 0 | 0 | 0 | 0 | 0 | 0 | 0 | 0 | 0 | 0 | 0 | 0
| 0 | 0 | 0 | 0 | 0 | 0 | 0 | 0 | 0 | 0 | 0 | 0 | 0 | 0 | 0 | 0 | 0 | 0 | FALSE | FALSE | FALSE | FALSE | 0 | 0 | 0 | n/a | n/a | n/a | n/a | n/a | 0 | 0 | 100% | 100% | 0 | 0 | 0 | 0 | 0 | 0 | 0 | 0 | 0 | 0 | 0 | 0 | 0 | 0 | 0 | 0 | 0 | 0 | 0 | 0 | 0 | 0
| 0 | 0 | 0 | 0 | 0 | 0 | 0 | 0 | 0 | 0 | 0 | 0 | 0 | 0 | 0 | 0 | 0 | 0 | FALSE | FALSE | FALSE | FALSE | 0 | 0 | 0 | n/a | n/a | n/a | n/a | n/a | 0 | 0 | 100% | 100% | 0 | 0 | 0 | 0 | 0 | 0 | 0 | 0 | 0 | 0 | 0 | 0 | 0 | 0 | 0 | 0 | 0 | 0 | 0 | 0 | 0 | 0
| 0 | 0 | 0 | 0 | 0 | 0 | 0 | 0 | 0 | 0 | 0 | 0 | 0 | 0 | 0 | 0 | 0 | 0 | FALSE | FALSE | FALSE | FALSE | 0 | 0 | 0 | n/a | n/a | n/a | n/a | n/a | 0 | 0 | 100% | 100% | 0 | 0 | 0 | 0 | 0 | 0 | 0 | 0 | 0 | 0 | 0 | 0 | 0 | 0 | 0 | 0 | 0 | 0 | 0 | 0 | 0 | 0
| 0 | 0 | 0 | 0 | 0 | 0 | 0 | 0 | 0 | 0 | 0 | 0 | 0 | 0 | 0 | 0 | 0 | 0 | FALSE | FALSE | FALSE | FALSE | 0 | 0 | 0 | n/a | n/a | n/a | n/a | n/a | 0 | 0 | 100% | 100% | 0 | 0 | 0 | 0 | 0 | 0 | 0 | 0 | 0 | 0 | 0 | 0 | 0 | 0 | 0 | 0 | 0 | 0 | 0 | 0 | 0 | 0
| 0 | 0 | 0 | 0 | 0 | 0 | 0 | 0 | 0 | 0 | 0 | 0 | 0 | 0 | 0 | 0 | 0 | 0 | FALSE | FALSE | FALSE | FALSE | 0 | 0 | 0 | n/a | n/a | n/a | n/a | n/a | 0 | 0 | 100% | 100% | 0 | 0 | 0 | 0 | 0 | 0 | 0 | 0 | 0 | 0 | 0 | 0 | 0 | 0 | 0 | 0 | 0 | 0 | 0 | 0 | 0 | 0
| 0 | 0 | 0 | 0 | 0 | 0 | 0 | 0 | 0 | 0 | 0 | 0 | 0 | 0 | 0 | 0 | 0 | 0 | FALSE | FALSE | FALSE | FALSE | 0 | 0 | 0 | n/a | n/a | n/a | n/a | n/a | 0 | 0 | 100% | 100% | 0 | 0 | 0 | 0 | 0 | 0 | 0 | 0 | 0 | 0 | 0 | 0 | 0 | 0 | 0 | 0 | 0 | 0 | 0 | 0 | 0 | 0
| 0 | 0 | 0 | 0 | 0 | 0 | 0 | 0 | 0 | 0 | 0 | 0 | 0 | 0 | 0 | 0 | 0 | 0 | FALSE | FALSE | FALSE | FALSE | 0 | 0 | 0 | n/a | n/a | n/a | n/a | n/a | 0 | 0 | 100% | 100% | 0 | 0 | 0 | 0 | 0 | 0 | 0 | 0 | 0 | 0 | 0 | 0 | 0 | 0 | 0 | 0 | 0 | 0 | 0 | 0 | 0 | 0
| 0 | 0 | 0 | 0 | 0 | 0 | 0 | 0 | 0 | 0 | 0 | 0 | 0 | 0 | 0 | 0 | 0 | 0 | FALSE | FALSE | FALSE | FALSE | 0 | 0 | 0 | n/a | n/a | n/a | n/a | n/a | 0 | 0 | 100% | 100% | 0 | 0 | 0 | 0 | 0 | 0 | 0 | 0 | 0 | 0 | 0 | 0 | 0 | 0 | 0 | 0 | 0 | 0 | 0 | 0 | 0 | 0
| 0 | 0 | 0 | 0 | 0 | 0 | 0 | 0 | 0 | 0 | 0 | 0 | 0 | 0 | 0 | 0 | 0 | 0 | FALSE | FALSE | FALSE | FALSE | 0 | 0 | 0 | n/a | n/a | n/a | n/a | n/a | 0 | 0 | 100% | 100% | 0 | 0 | 0 | 0 | 0 | 0 | 0 | 0 | 0 | 0 | 0 | 0 | 0 | 0 | 0 | 0 | 0 | 0 | 0 | 0 | 0 | 0
| 0 | 0 | 0 | 0 | 0 | 0 | 0 | 0 | 0 | 0 | 0 | 0 | 0 | 0 | 0 | 0 | 0 | 0 | FALSE | FALSE | FALSE | FALSE | 0 | 0 | 0 | n/a | n/a | n/a | n/a | n/a | 0 | 0 | 100% | 100% | 0 | 0 | 0 | 0 | 0 | 0 | 0 | 0 | 0 | 0 | 0 | 0 | 0 | 0 | 0 | 0 | 0 | 0 | 0 | 0 | 0 | 0
| 0 | 0 | 0 | 0 | 0 | 0 | 0 | 0 | 0 | 0 | 0 | 0 | 0 | 0 | 0 | 0 | 0 | 0 | FALSE | FALSE | FALSE | FALSE | 0 | 0 | 0 | n/a | n/a | n/a | n/a | n/a | 0 | 0 | 100% | 100% | 0 | 0 | 0 | 0 | 0 | 0 | 0 | 0 | 0 | 0 | 0 | 0 | 0 | 0 | 0 | 0 | 0 | 0 | 0 | 0 | 0 | 0
| 0 | 0 | 0 | 0 | 0 | 0 | 0 | 0 | 0 | 0 | 0 | 0 | 0 | 0 | 0 | 0 | 0 | 0 | FALSE | FALSE | FALSE | FALSE | 0 | 0 | 0 | n/a | n/a | n/a | n/a | n/a | 0 | 0 | 100% | 100% | 0 | 0 | 0 | 0 | 0 | 0 | 0 | 0 | 0 | 0 | 0 | 0 | 0 | 0 | 0 | 0 | 0 | 0 | 0 | 0 | 0 | 0
| 0 | 0 | 0 | 0 | 0 | 0 | 0 | 0 | 0 | 0 | 0 | 0 | 0 | 0 | 0 | 0 | 0 | 0 | FALSE | FALSE | FALSE | FALSE | 0 | 0 | 0 | n/a | n/a | n/a | n/a | n/a | 0 | 0 | 100% | 100% | 0 | 0 | 0 | 0 | 0 | 0 | 0 | 0 | 0 | 0 | 0 | 0 | 0 | 0 | 0 | 0 | 0 | 0 | 0 | 0 | 0 | 0
| 0 | 0 | 0 | 0 | 0 | 0 | 0 | 0 | 0 | 0 | 0 | 0 | 0 | 0 | 0 | 0 | 0 | 0 | FALSE | FALSE | FALSE | FALSE | 0 | 0 | 0 | n/a | n/a | n/a | n/a | n/a | 0 | 0 | 100% | 100% | 0 | 0 | 0 | 0 | 0 | 0 | 0 | 0 | 0 | 0 | 0 | 0 | 0 | 0 | 0 | 0 | 0 | 0 | 0 | 0 | 0 | 0
| 0 | 0 | 0 | 0 | 0 | 0 | 0 | 0 | 0 | 0 | 0 | 0 | 0 | 0 | 0 | 0 | 0 | 0 | FALSE | FALSE | FALSE | FALSE | 0 | 0 | 0 | n/a | n/a | n/a | n/a | n/a | 0 | 0 | 100% | 100% | 0 | 0 | 0 | 0 | 0 | 0 | 0 | 0 | 0 | 0 | 0 | 0 | 0 | 0 | 0 | 0 | 0 | 0 | 0 | 0 | 0 | 0
| 0 | 0 | 0 | 0 | 0 | 0 | 0 | 0 | 0 | 0 | 0 | 0 | 0 | 0 | 0 | 0 | 0 | 0 | FALSE | FALSE | FALSE | FALSE | 0 | 0 | 0 | n/a | n/a | n/a | n/a | n/a | 0 | 0 | 100% | 100% | 0 | 0 | 0 | 0 | 0 | 0 | 0 | 0 | 0 | 0 | 0 | 0 | 0 | 0 | 0 | 0 | 0 | 0 | 0 | 0 | 0 | 0
| 0 | 0 | 0 | 0 | 0 | 0 | 0 | 0 | 0 | 0 | 0 | 0 | 0 | 0 | 0 | 0 | 0 | 0 | FALSE | FALSE | FALSE | FALSE | 0 | 0 | 0 | n/a | n/a | n/a | n/a | n/a | 0 | 0 | 100% | 100% | 0 | 0 | 0 | 0 | 0 | 0 | 0 | 0 | 0 | 0 | 0 | 0 | 0 | 0 | 0 | 0 | 0 | 0 | 0 | 0 | 0 | 0
| 0 | 0 | 0 | 0 | 0 | 0 | 0 | 0 | 0 | 0 | 0 | 0 | 0 | 0 | 0 | 0 | 0 | 0 | FALSE | FALSE | FALSE | FALSE | 0 | 0 | 0 | n/a | n/a | n/a | n/a | n/a | 0 | 0 | 100% | 100% | 0 | 0 | 0 | 0 | 0 | 0 | 0 | 0 | 0 | 0 | 0 | 0 | 0 | 0 | 0 | 0 | 0 | 0 | 0 | 0 | 0 | 0
| 0 | 0 | 0 | 0 | 0 | 0 | 0 | 0 | 0 | 0 | 0 | 0 | 0 | 0 | 0 | 0 | 0 | 0 | FALSE | FALSE | FALSE | FALSE | 0 | 0 | 0 | n/a | n/a | n/a | n/a | n/a | 0 | 0 | 100% | 100% | 0 | 0 | 0 | 0 | 0 | 0 | 0 | 0 | 0 | 0 | 0 | 0 | 0 | 0 | 0 | 0 | 0 | 0 | 0 | 0 | 0 | 0
| 0 | 0 | 0 | 0 | 0 | 0 | 0 | 0 | 0 | 0 | 0 | 0 | 0 | 0 | 0 | 0 | 0 | 0 | FALSE | FALSE | FALSE | FALSE | 0 | 0 | 0 | n/a | n/a | n/a | n/a | n/a | 0 | 0 | 100% | 100% | 0 | 0 | 0 | 0 | 0 | 0 | 0 | 0 | 0 | 0 | 0 | 0 | 0 | 0 | 0 | 0 | 0 | 0 | 0 | 0 | 0 | 0
| 0 | 0 | 0 | 0 | 0 | 0 | 0 | 0 | 0 | 0 | 0 | 0 | 0 | 0 | 0 | 0 | 0 | 0 | FALSE | FALSE | FALSE | FALSE | 0 | 0 | 0 | n/a | n/a | n/a | n/a | n/a | 0 | 0 | 100% | 100% | 0 | 0 | 0 | 0 | 0 | 0 | 0 | 0 | 0 | 0 | 0 | 0 | 0 | 0 | 0 | 0 | 0 | 0 | 0 | 0 | 0 | 0
| 0 | 0 | 0 | 0 | 0 | 0 | 0 | 0 | 0 | 0 | 0 | 0 | 0 | 0 | 0 | 0 | 0 | 0 | FALSE | FALSE | FALSE | FALSE | 0 | 0 | 0 | n/a | n/a | n/a | n/a | n/a | 0 | 0 | 100% | 100% | 0 | 0 | 0 | 0 | 0 | 0 | 0 | 0 | 0 | 0 | 0 | 0 | 0 | 0 | 0 | 0 | 0 | 0 | 0 | 0 | 0 | 0
| 0 | 0 | 0 | 0 | 0 | 0 | 0 | 0 | 0 | 0 | 0 | 0 | 0 | 0 | 0 | 0 | 0 | 0 | FALSE | FALSE | FALSE | FALSE | 0 | 0 | 0 | n/a | n/a | n/a | n/a | n/a | 0 | 0 | 100% | 100% | 0 | 0 | 0 | 0 | 0 | 0 | 0 | 0 | 0 | 0 | 0 | 0 | 0 | 0 | 0 | 0 | 0 | 0 | 0 | 0 | 0 | 0
| 0 | 0 | 0 | 0 | 0 | 0 | 0 | 0 | 0 | 0 | 0 | 0 | 0 | 0 | 0 | 0 | 0 | 0 | FALSE | FALSE | FALSE | FALSE | 0 | 0 | 0 | n/a | n/a | n/a | n/a | n/a | 0 | 0 | 100% | 100% | 0 | 0 | 0 | 0 | 0 | 0 | 0 | 0 | 0 | 0 | 0 | 0 | 0 | 0 | 0 | 0 | 0 | 0 | 0 | 0 | 0 | 0
| 0 | 0 | 0 | 0 | 0 | 0 | 0 | 0 | 0 | 0 | 0 | 0 | 0 | 0 | 0 | 0 | 0 | 0 | FALSE | FALSE | FALSE | FALSE | 0 | 0 | 0 | n/a | n/a | n/a | n/a | n/a | 0 | 0 | 100% | 100% | 0 | 0 | 0 | 0 | 0 | 0 | 0 | 0 | 0 | 0 | 0 | 0 | 0 | 0 | 0 | 0 | 0 | 0 | 0 | 0 | 0 | 0
| 0 | 0 | 0 | 0 | 0 | 0 | 0 | 0 | 0 | 0 | 0 | 0 | 0 | 0 | 0 | 0 | 0 | 0 | FALSE | FALSE | FALSE | FALSE | 0 | 0 | 0 | n/a | n/a | n/a | n/a | n/a | 0 | 0 | 100% | 100% | 0 | 0 | 0 | 0 | 0 | 0 | 0 | 0 | 0 | 0 | 0 | 0 | 0 | 0 | 0 | 0 | 0 | 0 | 0 | 0 | 0 | 0
| 0 | 0 | 0 | 0 | 0 | 0 | 0 | 0 | 0 | 0 | 0 | 0 | 0 | 0 | 0 | 0 | 0 | 0 | FALSE | FALSE | FALSE | FALSE | 0 | 0 | 0 | n/a | n/a | n/a | n/a | n/a | 0 | 0 | 100% | 100% | 0 | 0 | 0 | 0 | 0 | 0 | 0 | 0 | 0 | 0 | 0 | 0 | 0 | 0 | 0 | 0 | 0 | 0 | 0 | 0 | 0 | 0
| 0 | 0 | 0 | 0 | 0 | 0 | 0 | 0 | 0 | 0 | 0 | 0 | 0 | 0 | 0 | 0 | 0 | 0 | FALSE | FALSE | FALSE | FALSE | 0 | 0 | 0 | n/a | n/a | n/a | n/a | n/a | 0 | 0 | 100% | 100% | 0 | 0 | 0 | 0 | 0 | 0 | 0 | 0 | 0 | 0 | 0 | 0 | 0 | 0 | 0 | 0 | 0 | 0 | 0 | 0 | 0 | 0
| 0 | 0 | 0 | 0 | 0 | 0 | 0 | 0 | 0 | 0 | 0 | 0 | 0 | 0 | 0 | 0 | 0 | 0 | FALSE | FALSE | FALSE | FALSE | 0 | 0 | 0 | n/a | n/a | n/a | n/a | n/a | 0 | 0 | 100% | 100% | 0 | 0 | 0 | 0 | 0 | 0 | 0 | 0 | 0 | 0 | 0 | 0 | 0 | 0 | 0 | 0 | 0 | 0 | 0 | 0 | 0 | 0
| 0 | 0 | 0 | 0 | 0 | 0 | 0 | 0 | 0 | 0 | 0 | 0 | 0 | 0 | 0 | 0 | 0 | 0 | FALSE | FALSE | FALSE | FALSE | 0 | 0 | 0 | n/a | n/a | n/a | n/a | n/a | 0 | 0 | 100% | 100% | 0 | 0 | 0 | 0 | 0 | 0 | 0 | 0 | 0 | 0 | 0 | 0 | 0 | 0 | 0 | 0 | 0 | 0 | 0 | 0 | 0 | 0
| 0 | 0 | 0 | 0 | 0 | 0 | 0 | 0 | 0 | 0 | 0 | 0 | 0 | 0 | 0 | 0 | 0 | 0 | FALSE | FALSE | FALSE | FALSE | 0 | 0 | 0 | n/a | n/a | n/a | n/a | n/a | 0 | 0 | 100% | 100% | 0 | 0 | 0 | 0 | 0 | 0 | 0 | 0 | 0 | 0 | 0 | 0 | 0 | 0 | 0 | 0 | 0 | 0 | 0 | 0 | 0 | 0
| 0 | 0 | 0 | 0 | 0 | 0 | 0 | 0 | 0 | 0 | 0 | 0 | 0 | 0 | 0 | 0 | 0 | 0 | FALSE | FALSE | FALSE | FALSE | 0 | 0 | 0 | n/a | n/a | n/a | n/a | n/a | 0 | 0 | 100% | 100% | 0 | 0 | 0 | 0 | 0 | 0 | 0 | 0 | 0 | 0 | 0 | 0 | 0 | 0 | 0 | 0 | 0 | 0 | 0 | 0 | 0 | 0
| 0 | 0 | 0 | 0 | 0 | 0 | 0 | 0 | 0 | 0 | 0 | 0 | 0 | 0 | 0 | 0 | 0 | 0 | FALSE | FALSE | FALSE | FALSE | 0 | 0 | 0 | n/a | n/a | n/a | n/a | n/a | 0 | 0 | 100% | 100% | 0 | 0 | 0 | 0 | 0 | 0 | 0 | 0 | 0 | 0 | 0 | 0 | 0 | 0 | 0 | 0 | 0 | 0 | 0 | 0 | 0 | 0
| 0 | 0 | 0 | 0 | 0 | 0 | 0 | 0 | 0 | 0 | 0 | 0 | 0 | 0 | 0 | 0 | 0 | 0 | FALSE | FALSE | FALSE | FALSE | 0 | 0 | 0 | n/a | n/a | n/a | n/a | n/a | 0 | 0 | 100% | 100% | 0 | 0 | 0 | 0 | 0 | 0 | 0 | 0 | 0 | 0 | 0 | 0 | 0 | 0 | 0 | 0 | 0 | 0 | 0 | 0 | 0 | 0
| 0 | 0 | 0 | 0 | 0 | 0 | 0 | 0 | 0 | 0 | 0 | 0 | 0 | 0 | 0 | 0 | 0 | 0 | FALSE | FALSE | FALSE | FALSE | 0 | 0 | 0 | n/a | n/a | n/a | n/a | n/a | 0 | 0 | 100% | 100% | 0 | 0 | 0 | 0 | 0 | 0 | 0 | 0 | 0 | 0 | 0 | 0 | 0 | 0 | 0 | 0 | 0 | 0 | 0 | 0 | 0 | 0
| 0 | 0 | 0 | 0 | 0 | 0 | 0 | 0 | 0 | 0 | 0 | 0 | 0 | 0 | 0 | 0 | 0 | 0 | FALSE | FALSE | FALSE | FALSE | 0 | 0 | 0 | n/a | n/a | n/a | n/a | n/a | 0 | 0 | 100% | 100% | 0 | 0 | 0 | 0 | 0 | 0 | 0 | 0 | 0 | 0 | 0 | 0 | 0 | 0 | 0 | 0 | 0 | 0 | 0 | 0 | 0 | 0
| 0 | 0 | 0 | 0 | 0 | 0 | 0 | 0 | 0 | 0 | 0 | 0 | 0 | 0 | 0 | 0 | 0 | 0 | FALSE | FALSE | FALSE | FALSE | 0 | 0 | 0 | n/a | n/a | n/a | n/a | n/a | 0 | 0 | 100% | 100% | 0 | 0 | 0 | 0 | 0 | 0 | 0 | 0 | 0 | 0 | 0 | 0 | 0 | 0 | 0 | 0 | 0 | 0 | 0 | 0 | 0 | 0
| 0 | 0 | 0 | 0 | 0 | 0 | 0 | 0 | 0 | 0 | 0 | 0 | 0 | 0 | 0 | 0 | 0 | 0 | FALSE | FALSE | FALSE | FALSE | 0 | 0 | 0 | n/a | n/a | n/a | n/a | n/a | 0 | 0 | 100% | 100% | 0 | 0 | 0 | 0 | 0 | 0 | 0 | 0 | 0 | 0 | 0 | 0 | 0 | 0 | 0 | 0 | 0 | 0 | 0 | 0 | 0 | 0
| 0 | 0 | 0 | 0 | 0 | 0 | 0 | 0 | 0 | 0 | 0 | 0 | 0 | 0 | 0 | 0 | 0 | 0 | FALSE | FALSE | FALSE | FALSE | 0 | 0 | 0 | n/a | n/a | n/a | n/a | n/a | 0 | 0 | 100% | 100% | 0 | 0 | 0 | 0 | 0 | 0 | 0 | 0 | 0 | 0 | 0 | 0 | 0 | 0 | 0 | 0 | 0 | 0 | 0 | 0 | 0 | 0
| 0 | 0 | 0 | 0 | 0 | 0 | 0 | 0 | 0 | 0 | 0 | 0 | 0 | 0 | 0 | 0 | 0 | 0 | FALSE | FALSE | FALSE | FALSE | 0 | 0 | 0 | n/a | n/a | n/a | n/a | n/a | 0 | 0 | 100% | 100% | 0 | 0 | 0 | 0 | 0 | 0 | 0 | 0 | 0 | 0 | 0 | 0 | 0 | 0 | 0 | 0 | 0 | 0 | 0 | 0 | 0 | 0
| 0 | 0 | 0 | 0 | 0 | 0 | 0 | 0 | 0 | 0 | 0 | 0 | 0 | 0 | 0 | 0 | 0 | 0 | FALSE | FALSE | FALSE | FALSE | 0 | 0 | 0 | n/a | n/a | n/a | n/a | n/a | 0 | 0 | 100% | 100% | 0 | 0 | 0 | 0 | 0 | 0 | 0 | 0 | 0 | 0 | 0 | 0 | 0 | 0 | 0 | 0 | 0 | 0 | 0 | 0 | 0 | 0
| 0 | 0 | 0 | 0 | 0 | 0 | 0 | 0 | 0 | 0 | 0 | 0 | 0 | 0 | 0 | 0 | 0 | 0 | FALSE | FALSE | FALSE | FALSE | 0 | 0 | 0 | n/a | n/a | n/a | n/a | n/a | 0 | 0 | 100% | 100% | 0 | 0 | 0 | 0 | 0 | 0 | 0 | 0 | 0 | 0 | 0 | 0 | 0 | 0 | 0 | 0 | 0 | 0 | 0 | 0 | 0 | 0
| 0 | 0 | 0 | 0 | 0 | 0 | 0 | 0 | 0 | 0 | 0 | 0 | 0 | 0 | 0 | 0 | 0 | 0 | FALSE | FALSE | FALSE | FALSE | 0 | 0 | 0 | n/a | n/a | n/a | n/a | n/a | 0 | 0 | 100% | 100% | 0 | 0 | 0 | 0 | 0 | 0 | 0 | 0 | 0 | 0 | 0 | 0 | 0 | 0 | 0 | 0 | 0 | 0 | 0 | 0 | 0 | 0
| 0 | 0 | 0 | 0 | 0 | 0 | 0 | 0 | 0 | 0 | 0 | 0 | 0 | 0 | 0 | 0 | 0 | 0 | FALSE | FALSE | FALSE | FALSE | 0 | 0 | 0 | n/a | n/a | n/a | n/a | n/a | 0 | 0 | 100% | 100% | 0 | 0 | 0 | 0 | 0 | 0 | 0 | 0 | 0 | 0 | 0 | 0 | 0 | 0 | 0 | 0 | 0 | 0 | 0 | 0 | 0 | 0
| 0 | 0 | 0 | 0 | 0 | 0 | 0 | 0 | 0 | 0 | 0 | 0 | 0 | 0 | 0 | 0 | 0 | 0 | FALSE | FALSE | FALSE | FALSE | 0 | 0 | 0 | n/a | n/a | n/a | n/a | n/a | 0 | 0 | 100% | 100% | 0 | 0 | 0 | 0 | 0 | 0 | 0 | 0 | 0 | 0 | 0 | 0 | 0 | 0 | 0 | 0 | 0 | 0 | 0 | 0 | 0 | 0
| 0 | 0 | 0 | 0 | 0 | 0 | 0 | 0 | 0 | 0 | 0 | 0 | 0 | 0 | 0 | 0 | 0 | 0 | FALSE | FALSE | FALSE | FALSE | 0 | 0 | 0 | n/a | n/a | n/a | n/a | n/a | 0 | 0 | 100% | 100% | 0 | 0 | 0 | 0 | 0 | 0 | 0 | 0 | 0 | 0 | 0 | 0 | 0 | 0 | 0 | 0 | 0 | 0 | 0 | 0 | 0 | 0
| 0 | 0 | 0 | 0 | 0 | 0 | 0 | 0 | 0 | 0 | 0 | 0 | 0 | 0 | 0 | 0 | 0 | 0 | FALSE | FALSE | FALSE | FALSE | 0 | 0 | 0 | n/a | n/a | n/a | n/a | n/a | 0 | 0 | 100% | 100% | 0 | 0 | 0 | 0 | 0 | 0 | 0 | 0 | 0 | 0 | 0 | 0 | 0 | 0 | 0 | 0 | 0 | 0 | 0 | 0 | 0 | 0
| 0 | 0 | 0 | 0 | 0 | 0 | 0 | 0 | 0 | 0 | 0 | 0 | 0 | 0 | 0 | 0 | 0 | 0 | FALSE | FALSE | FALSE | FALSE | 0 | 0 | 0 | n/a | n/a | n/a | n/a | n/a | 0 | 0 | 100% | 100% | 0 | 0 | 0 | 0 | 0 | 0 | 0 | 0 | 0 | 0 | 0 | 0 | 0 | 0 | 0 | 0 | 0 | 0 | 0 | 0 | 0 | 0
| 0 | 0 | 0 | 0 | 0 | 0 | 0 | 0 | 0 | 0 | 0 | 0 | 0 | 0 | 0 | 0 | 0 | 0 | FALSE | FALSE | FALSE | FALSE | 0 | 0 | 0 | n/a | n/a | n/a | n/a | n/a | 0 | 0 | 100% | 100% | 0 | 0 | 0 | 0 | 0 | 0 | 0 | 0 | 0 | 0 | 0 | 0 | 0 | 0 | 0 | 0 | 0 | 0 | 0 | 0 | 0 | 0
| 0 | 0 | 0 | 0 | 0 | 0 | 0 | 0 | 0 | 0 | 0 | 0 | 0 | 0 | 0 | 0 | 0 | 0 | FALSE | FALSE | FALSE | FALSE | 0 | 0 | 0 | n/a | n/a | n/a | n/a | n/a | 0 | 0 | 100% | 100% | 0 | 0 | 0 | 0 | 0 | 0 | 0 | 0 | 0 | 0 | 0 | 0 | 0 | 0 | 0 | 0 | 0 | 0 | 0 | 0 | 0 | 0
| 0 | 0 | 0 | 0 | 0 | 0 | 0 | 0 | 0 | 0 | 0 | 0 | 0 | 0 | 0 | 0 | 0 | 0 | FALSE | FALSE | FALSE | FALSE | 0 | 0 | 0 | n/a | n/a | n/a | n/a | n/a | 0 | 0 | 100% | 100% | 0 | 0 | 0 | 0 | 0 | 0 | 0 | 0 | 0 | 0 | 0 | 0 | 0 | 0 | 0 | 0 | 0 | 0 | 0 | 0 | 0 | 0
| 0 | 0 | 0 | 0 | 0 | 0 | 0 | 0 | 0 | 0 | 0 | 0 | 0 | 0 | 0 | 0 | 0 | 0 | FALSE | FALSE | FALSE | FALSE | 0 | 0 | 0 | n/a | n/a | n/a | n/a | n/a | 0 | 0 | 100% | 100% | 0 | 0 | 0 | 0 | 0 | 0 | 0 | 0 | 0 | 0 | 0 | 0 | 0 | 0 | 0 | 0 | 0 | 0 | 0 | 0 | 0 | 0
| 0 | 0 | 0 | 0 | 0 | 0 | 0 | 0 | 0 | 0 | 0 | 0 | 0 | 0 | 0 | 0 | 0 | 0 | FALSE | FALSE | FALSE | FALSE | 0 | 0 | 0 | n/a | n/a | n/a | n/a | n/a | 0 | 0 | 100% | 100% | 0 | 0 | 0 | 0 | 0 | 0 | 0 | 0 | 0 | 0 | 0 | 0 | 0 | 0 | 0 | 0 | 0 | 0 | 0 | 0 | 0 | 0
| 0 | 0 | 0 | 0 | 0 | 0 | 0 | 0 | 0 | 0 | 0 | 0 | 0 | 0 | 0 | 0 | 0 | 0 | FALSE | FALSE | FALSE | FALSE | 0 | 0 | 0 | n/a | n/a | n/a | n/a | n/a | 0 | 0 | 100% | 100% | 0 | 0 | 0 | 0 | 0 | 0 | 0 | 0 | 0 | 0 | 0 | 0 | 0 | 0 | 0 | 0 | 0 | 0 | 0 | 0 | 0 | 0
| 0 | 0 | 0 | 0 | 0 | 0 | 0 | 0 | 0 | 0 | 0 | 0 | 0 | 0 | 0 | 0 | 0 | 0 | FALSE | FALSE | FALSE | FALSE | 0 | 0 | 0 | n/a | n/a | n/a | n/a | n/a | 0 | 0 | 100% | 100% | 0 | 0 | 0 | 0 | 0 | 0 | 0 | 0 | 0 | 0 | 0 | 0 | 0 | 0 | 0 | 0 | 0 | 0 | 0 | 0 | 0 | 0
| 0 | 0 | 0 | 0 | 0 | 0 | 0 | 0 | 0 | 0 | 0 | 0 | 0 | 0 | 0 | 0 | 0 | 0 | FALSE | FALSE | FALSE | FALSE | 0 | 0 | 0 | n/a | n/a | n/a | n/a | n/a | 0 | 0 | 100% | 100% | 0 | 0 | 0 | 0 | 0 | 0 | 0 | 0 | 0 | 0 | 0 | 0 | 0 | 0 | 0 | 0 | 0 | 0 | 0 | 0 | 0 | 0
| 0 | 0 | 0 | 0 | 0 | 0 | 0 | 0 | 0 | 0 | 0 | 0 | 0 | 0 | 0 | 0 | 0 | 0 | FALSE | FALSE | FALSE | FALSE | 0 | 0 | 0 | n/a | n/a | n/a | n/a | n/a | 0 | 0 | 100% | 100% | 0 | 0 | 0 | 0 | 0 | 0 | 0 | 0 | 0 | 0 | 0 | 0 | 0 | 0 | 0 | 0 | 0 | 0 | 0 | 0 | 0 | 0
| 0 | 0 | 0 | 0 | 0 | 0 | 0 | 0 | 0 | 0 | 0 | 0 | 0 | 0 | 0 | 0 | 0 | 0 | FALSE | FALSE | FALSE | FALSE | 0 | 0 | 0 | n/a | n/a | n/a | n/a | n/a | 0 | 0 | 100% | 100% | 0 | 0 | 0 | 0 | 0 | 0 | 0 | 0 | 0 | 0 | 0 | 0 | 0 | 0 | 0 | 0 | 0 | 0 | 0 | 0 | 0 | 0
| 0 | 0 | 0 | 0 | 0 | 0 | 0 | 0 | 0 | 0 | 0 | 0 | 0 | 0 | 0 | 0 | 0 | 0 | FALSE | FALSE | FALSE | FALSE | 0 | 0 | 0 | n/a | n/a | n/a | n/a | n/a | 0 | 0 | 100% | 100% | 0 | 0 | 0 | 0 | 0 | 0 | 0 | 0 | 0 | 0 | 0 | 0 | 0 | 0 | 0 | 0 | 0 | 0 | 0 | 0 | 0 | 0
| 0 | 0 | 0 | 0 | 0 | 0 | 0 | 0 | 0 | 0 | 0 | 0 | 0 | 0 | 0 | 0 | 0 | 0 | FALSE | FALSE | FALSE | FALSE | 0 | 0 | 0 | n/a | n/a | n/a | n/a | n/a | 0 | 0 | 100% | 100% | 0 | 0 | 0 | 0 | 0 | 0 | 0 | 0 | 0 | 0 | 0 | 0 | 0 | 0 | 0 | 0 | 0 | 0 | 0 | 0 | 0 | 0
| 0 | 0 | 0 | 0 | 0 | 0 | 0 | 0 | 0 | 0 | 0 | 0 | 0 | 0 | 0 | 0 | 0 | 0 | FALSE | FALSE | FALSE | FALSE | 0 | 0 | 0 | n/a | n/a | n/a | n/a | n/a | 0 | 0 | 100% | 100% | 0 | 0 | 0 | 0 | 0 | 0 | 0 | 0 | 0 | 0 | 0 | 0 | 0 | 0 | 0 | 0 | 0 | 0 | 0 | 0 | 0 | 0
| 0 | 0 | 0 | 0 | 0 | 0 | 0 | 0 | 0 | 0 | 0 | 0 | 0 | 0 | 0 | 0 | 0 | 0 | FALSE | FALSE | FALSE | FALSE | 0 | 0 | 0 | n/a | n/a | n/a | n/a | n/a | 0 | 0 | 100% | 100% | 0 | 0 | 0 | 0 | 0 | 0 | 0 | 0 | 0 | 0 | 0 | 0 | 0 | 0 | 0 | 0 | 0 | 0 | 0 | 0 | 0 | 0
| 0 | 0 | 0 | 0 | 0 | 0 | 0 | 0 | 0 | 0 | 0 | 0 | 0 | 0 | 0 | 0 | 0 | 0 | FALSE | FALSE | FALSE | FALSE | 0 | 0 | 0 | n/a | n/a | n/a | n/a | n/a | 0 | 0 | 100% | 100% | 0 | 0 | 0 | 0 | 0 | 0 | 0 | 0 | 0 | 0 | 0 | 0 | 0 | 0 | 0 | 0 | 0 | 0 | 0 | 0 | 0 | 0
| 0 | 0 | 0 | 0 | 0 | 0 | 0 | 0 | 0 | 0 | 0 | 0 | 0 | 0 | 0 | 0 | 0 | 0 | FALSE | FALSE | FALSE | FALSE | 0 | 0 | 0 | n/a | n/a | n/a | n/a | n/a | 0 | 0 | 100% | 100% | 0 | 0 | 0 | 0 | 0 | 0 | 0 | 0 | 0 | 0 | 0 | 0 | 0 | 0 | 0 | 0 | 0 | 0 | 0 | 0 | 0 | 0
| 0 | 0 | 0 | 0 | 0 | 0 | 0 | 0 | 0 | 0 | 0 | 0 | 0 | 0 | 0 | 0 | 0 | 0 | FALSE | FALSE | FALSE | FALSE | 0 | 0 | 0 | n/a | n/a | n/a | n/a | n/a | 0 | 0 | 100% | 100% | 0 | 0 | 0 | 0 | 0 | 0 | 0 | 0 | 0 | 0 | 0 | 0 | 0 | 0 | 0 | 0 | 0 | 0 | 0 | 0 | 0 | 0
| 0 | 0 | 0 | 0 | 0 | 0 | 0 | 0 | 0 | 0 | 0 | 0 | 0 | 0 | 0 | 0 | 0 | 0 | FALSE | FALSE | FALSE | FALSE | 0 | 0 | 0 | n/a | n/a | n/a | n/a | n/a | 0 | 0 | 100% | 100% | 0 | 0 | 0 | 0 | 0 | 0 | 0 | 0 | 0 | 0 | 0 | 0 | 0 | 0 | 0 | 0 | 0 | 0 | 0 | 0 | 0 | 0
| 0 | 0 | 0 | 0 | 0 | 0 | 0 | 0 | 0 | 0 | 0 | 0 | 0 | 0 | 0 | 0 | 0 | 0 | FALSE | FALSE | FALSE | FALSE | 0 | 0 | 0 | n/a | n/a | n/a | n/a | n/a | 0 | 0 | 100% | 100% | 0 | 0 | 0 | 0 | 0 | 0 | 0 | 0 | 0 | 0 | 0 | 0 | 0 | 0 | 0 | 0 | 0 | 0 | 0 | 0 | 0 | 0
| 0 | 0 | 0 | 0 | 0 | 0 | 0 | 0 | 0 | 0 | 0 | 0 | 0 | 0 | 0 | 0 | 0 | 0 | FALSE | FALSE | FALSE | FALSE | 0 | 0 | 0 | n/a | n/a | n/a | n/a | n/a | 0 | 0 | 100% | 100% | 0 | 0 | 0 | 0 | 0 | 0 | 0 | 0 | 0 | 0 | 0 | 0 | 0 | 0 | 0 | 0 | 0 | 0 | 0 | 0 | 0 | 0
| 0 | 0 | 0 | 0 | 0 | 0 | 0 | 0 | 0 | 0 | 0 | 0 | 0 | 0 | 0 | 0 | 0 | 0 | FALSE | FALSE | FALSE | FALSE | 0 | 0 | 0 | n/a | n/a | n/a | n/a | n/a | 0 | 0 | 100% | 100% | 0 | 0 | 0 | 0 | 0 | 0 | 0 | 0 | 0 | 0 | 0 | 0 | 0 | 0 | 0 | 0 | 0 | 0 | 0 | 0 | 0 | 0
| 0 | 0 | 0 | 0 | 0 | 0 | 0 | 0 | 0 | 0 | 0 | 0 | 0 | 0 | 0 | 0 | 0 | 0 | FALSE | FALSE | FALSE | FALSE | 0 | 0 | 0 | n/a | n/a | n/a | n/a | n/a | 0 | 0 | 100% | 100% | 0 | 0 | 0 | 0 | 0 | 0 | 0 | 0 | 0 | 0 | 0 | 0 | 0 | 0 | 0 | 0 | 0 | 0 | 0 | 0 | 0 | 0
| 0 | 0 | 0 | 0 | 0 | 0 | 0 | 0 | 0 | 0 | 0 | 0 | 0 | 0 | 0 | 0 | 0 | 0 | FALSE | FALSE | FALSE | FALSE | 0 | 0 | 0 | n/a | n/a | n/a | n/a | n/a | 0 | 0 | 100% | 100% | 0 | 0 | 0 | 0 | 0 | 0 | 0 | 0 | 0 | 0 | 0 | 0 | 0 | 0 | 0 | 0 | 0 | 0 | 0 | 0 | 0 | 0
| 0 | 0 | 0 | 0 | 0 | 0 | 0 | 0 | 0 | 0 | 0 | 0 | 0 | 0 | 0 | 0 | 0 | 0 | FALSE | FALSE | FALSE | FALSE | 0 | 0 | 0 | n/a | n/a | n/a | n/a | n/a | 0 | 0 | 100% | 100% | 0 | 0 | 0 | 0 | 0 | 0 | 0 | 0 | 0 | 0 | 0 | 0 | 0 | 0 | 0 | 0 | 0 | 0 | 0 | 0 | 0 | 0
| 0 | 0 | 0 | 0 | 0 | 0 | 0 | 0 | 0 | 0 | 0 | 0 | 0 | 0 | 0 | 0 | 0 | 0 | FALSE | FALSE | FALSE | FALSE | 0 | 0 | 0 | n/a | n/a | n/a | n/a | n/a | 0 | 0 | 100% | 100% | 0 | 0 | 0 | 0 | 0 | 0 | 0 | 0 | 0 | 0 | 0 | 0 | 0 | 0 | 0 | 0 | 0 | 0 | 0 | 0 | 0 | 0
| 0 | 0 | 0 | 0 | 0 | 0 | 0 | 0 | 0 | 0 | 0 | 0 | 0 | 0 | 0 | 0 | 0 | 0 | FALSE | FALSE | FALSE | FALSE | 0 | 0 | 0 | n/a | n/a | n/a | n/a | n/a | 0 | 0 | 100% | 100% | 0 | 0 | 0 | 0 | 0 | 0 | 0 | 0 | 0 | 0 | 0 | 0 | 0 | 0 | 0 | 0 | 0 | 0 | 0 | 0 | 0 | 0
| 0 | 0 | 0 | 0 | 0 | 0 | 0 | 0 | 0 | 0 | 0 | 0 | 0 | 0 | 0 | 0 | 0 | 0 | FALSE | FALSE | FALSE | FALSE | 0 | 0 | 0 | n/a | n/a | n/a | n/a | n/a | 0 | 0 | 100% | 100% | 0 | 0 | 0 | 0 | 0 | 0 | 0 | 0 | 0 | 0 | 0 | 0 | 0 | 0 | 0 | 0 | 0 | 0 | 0 | 0 | 0 | 0
| 0 | 0 | 0 | 0 | 0 | 0 | 0 | 0 | 0 | 0 | 0 | 0 | 0 | 0 | 0 | 0 | 0 | 0 | FALSE | FALSE | FALSE | FALSE | 0 | 0 | 0 | n/a | n/a | n/a | n/a | n/a | 0 | 0 | 100% | 100% | 0 | 0 | 0 | 0 | 0 | 0 | 0 | 0 | 0 | 0 | 0 | 0 | 0 | 0 | 0 | 0 | 0 | 0 | 0 | 0 | 0 | 0
| 0 | 0 | 0 | 0 | 0 | 0 | 0 | 0 | 0 | 0 | 0 | 0 | 0 | 0 | 0 | 0 | 0 | 0 | FALSE | FALSE | FALSE | FALSE | 0 | 0 | 0 | n/a | n/a | n/a | n/a | n/a | 0 | 0 | 100% | 100% | 0 | 0 | 0 | 0 | 0 | 0 | 0 | 0 | 0 | 0 | 0 | 0 | 0 | 0 | 0 | 0 | 0 | 0 | 0 | 0 | 0 | 0
| 0 | 0 | 0 | 0 | 0 | 0 | 0 | 0 | 0 | 0 | 0 | 0 | 0 | 0 | 0 | 0 | 0 | 0 | FALSE | FALSE | FALSE | FALSE | 0 | 0 | 0 | n/a | n/a | n/a | n/a | n/a | 0 | 0 | 100% | 100% | 0 | 0 | 0 | 0 | 0 | 0 | 0 | 0 | 0 | 0 | 0 | 0 | 0 | 0 | 0 | 0 | 0 | 0 | 0 | 0 | 0 | 0
| 0 | 0 | 0 | 0 | 0 | 0 | 0 | 0 | 0 | 0 | 0 | 0 | 0 | 0 | 0 | 0 | 0 | 0 | FALSE | FALSE | FALSE | FALSE | 0 | 0 | 0 | n/a | n/a | n/a | n/a | n/a | 0 | 0 | 100% | 100% | 0 | 0 | 0 | 0 | 0 | 0 | 0 | 0 | 0 | 0 | 0 | 0 | 0 | 0 | 0 | 0 | 0 | 0 | 0 | 0 | 0 | 0
| 0 | 0 | 0 | 0 | 0 | 0 | 0 | 0 | 0 | 0 | 0 | 0 | 0 | 0 | 0 | 0 | 0 | 0 | FALSE | FALSE | FALSE | FALSE | 0 | 0 | 0 | n/a | n/a | n/a | n/a | n/a | 0 | 0 | 100% | 100% | 0 | 0 | 0 | 0 | 0 | 0 | 0 | 0 | 0 | 0 | 0 | 0 | 0 | 0 | 0 | 0 | 0 | 0 | 0 | 0 | 0 | 0
| 0 | 0 | 0 | 0 | 0 | 0 | 0 | 0 | 0 | 0 | 0 | 0 | 0 | 0 | 0 | 0 | 0 | 0 | FALSE | FALSE | FALSE | FALSE | 0 | 0 | 0 | n/a | n/a | n/a | n/a | n/a | 0 | 0 | 100% | 100% | 0 | 0 | 0 | 0 | 0 | 0 | 0 | 0 | 0 | 0 | 0 | 0 | 0 | 0 | 0 | 0 | 0 | 0 | 0 | 0 | 0 | 0
| 0 | 0 | 0 | 0 | 0 | 0 | 0 | 0 | 0 | 0 | 0 | 0 | 0 | 0 | 0 | 0 | 0 | 0 | FALSE | FALSE | FALSE | FALSE | 0 | 0 | 0 | n/a | n/a | n/a | n/a | n/a | 0 | 0 | 100% | 100% | 0 | 0 | 0 | 0 | 0 | 0 | 0 | 0 | 0 | 0 | 0 | 0 | 0 | 0 | 0 | 0 | 0 | 0 | 0 | 0 | 0 | 0
| 0 | 0 | 0 | 0 | 0 | 0 | 0 | 0 | 0 | 0 | 0 | 0 | 0 | 0 | 0 | 0 | 0 | 0 | FALSE | FALSE | FALSE | FALSE | 0 | 0 | 0 | n/a | n/a | n/a | n/a | n/a | 0 | 0 | 100% | 100% | 0 | 0 | 0 | 0 | 0 | 0 | 0 | 0 | 0 | 0 | 0 | 0 | 0 | 0 | 0 | 0 | 0 | 0 | 0 | 0 | 0 | 0
| 0 | 0 | 0 | 0 | 0 | 0 | 0 | 0 | 0 | 0 | 0 | 0 | 0 | 0 | 0 | 0 | 0 | 0 | FALSE | FALSE | FALSE | FALSE | 0 | 0 | 0 | n/a | n/a | n/a | n/a | n/a | 0 | 0 | 100% | 100% | 0 | 0 | 0 | 0 | 0 | 0 | 0 | 0 | 0 | 0 | 0 | 0 | 0 | 0 | 0 | 0 | 0 | 0 | 0 | 0 | 0 | 0
| 0 | 0 | 0 | 0 | 0 | 0 | 0 | 0 | 0 | 0 | 0 | 0 | 0 | 0 | 0 | 0 | 0 | 0 | FALSE | FALSE | FALSE | FALSE | 0 | 0 | 0 | n/a | n/a | n/a | n/a | n/a | 0 | 0 | 100% | 100% | 0 | 0 | 0 | 0 | 0 | 0 | 0 | 0 | 0 | 0 | 0 | 0 | 0 | 0 | 0 | 0 | 0 | 0 | 0 | 0 | 0 | 0
| 0 | 0 | 0 | 0 | 0 | 0 | 0 | 0 | 0 | 0 | 0 | 0 | 0 | 0 | 0 | 0 | 0 | 0 | FALSE | FALSE | FALSE | FALSE | 0 | 0 | 0 | n/a | n/a | n/a | n/a | n/a | 0 | 0 | 100% | 100% | 0 | 0 | 0 | 0 | 0 | 0 | 0 | 0 | 0 | 0 | 0 | 0 | 0 | 0 | 0 | 0 | 0 | 0 | 0 | 0 | 0 | 0
| 0 | 0 | 0 | 0 | 0 | 0 | 0 | 0 | 0 | 0 | 0 | 0 | 0 | 0 | 0 | 0 | 0 | 0 | FALSE | FALSE | FALSE | FALSE | 0 | 0 | 0 | n/a | n/a | n/a | n/a | n/a | 0 | 0 | 100% | 100% | 0 | 0 | 0 | 0 | 0 | 0 | 0 | 0 | 0 | 0 | 0 | 0 | 0 | 0 | 0 | 0 | 0 | 0 | 0 | 0 | 0 | 0
| 0 | 0 | 0 | 0 | 0 | 0 | 0 | 0 | 0 | 0 | 0 | 0 | 0 | 0 | 0 | 0 | 0 | 0 | FALSE | FALSE | FALSE | FALSE | 0 | 0 | 0 | n/a | n/a | n/a | n/a | n/a | 0 | 0 | 100% | 100% | 0 | 0 | 0 | 0 | 0 | 0 | 0 | 0 | 0 | 0 | 0 | 0 | 0 | 0 | 0 | 0 | 0 | 0 | 0 | 0 | 0 | 0
| 0 | 0 | 0 | 0 | 0 | 0 | 0 | 0 | 0 | 0 | 0 | 0 | 0 | 0 | 0 | 0 | 0 | 0 | FALSE | FALSE | FALSE | FALSE | 0 | 0 | 0 | n/a | n/a | n/a | n/a | n/a | 0 | 0 | 100% | 100% | 0 | 0 | 0 | 0 | 0 | 0 | 0 | 0 | 0 | 0 | 0 | 0 | 0 | 0 | 0 | 0 | 0 | 0 | 0 | 0 | 0 | 0
| 0 | 0 | 0 | 0 | 0 | 0 | 0 | 0 | 0 | 0 | 0 | 0 | 0 | 0 | 0 | 0 | 0 | 0 | FALSE | FALSE | FALSE | FALSE | 0 | 0 | 0 | n/a | n/a | n/a | n/a | n/a | 0 | 0 | 100% | 100% | 0 | 0 | 0 | 0 | 0 | 0 | 0 | 0 | 0 | 0 | 0 | 0 | 0 | 0 | 0 | 0 | 0 | 0 | 0 | 0 | 0 | 0
| 0 | 0 | 0 | 0 | 0 | 0 | 0 | 0 | 0 | 0 | 0 | 0 | 0 | 0 | 0 | 0 | 0 | 0 | FALSE | FALSE | FALSE | FALSE | 0 | 0 | 0 | n/a | n/a | n/a | n/a | n/a | 0 | 0 | 100% | 100% | 0 | 0 | 0 | 0 | 0 | 0 | 0 | 0 | 0 | 0 | 0 | 0 | 0 | 0 | 0 | 0 | 0 | 0 | 0 | 0 | 0 | 0
| 0 | 0 | 0 | 0 | 0 | 0 | 0 | 0 | 0 | 0 | 0 | 0 | 0 | 0 | 0 | 0 | 0 | 0 | FALSE | FALSE | FALSE | FALSE | 0 | 0 | 0 | n/a | n/a | n/a | n/a | n/a | 0 | 0 | 100% | 100% | 0 | 0 | 0 | 0 | 0 | 0 | 0 | 0 | 0 | 0 | 0 | 0 | 0 | 0 | 0 | 0 | 0 | 0 | 0 | 0 | 0 | 0
| 0 | 0 | 0 | 0 | 0 | 0 | 0 | 0 | 0 | 0 | 0 | 0 | 0 | 0 | 0 | 0 | 0 | 0 | FALSE | FALSE | FALSE | FALSE | 0 | 0 | 0 | n/a | n/a | n/a | n/a | n/a | 0 | 0 | 100% | 100% | 0 | 0 | 0 | 0 | 0 | 0 | 0 | 0 | 0 | 0 | 0 | 0 | 0 | 0 | 0 | 0 | 0 | 0 | 0 | 0 | 0 | 0
| 0 | 0 | 0 | 0 | 0 | 0 | 0 | 0 | 0 | 0 | 0 | 0 | 0 | 0 | 0 | 0 | 0 | 0 | FALSE | FALSE | FALSE | FALSE | 0 | 0 | 0 | n/a | n/a | n/a | n/a | n/a | 0 | 0 | 100% | 100% | 0 | 0 | 0 | 0 | 0 | 0 | 0 | 0 | 0 | 0 | 0 | 0 | 0 | 0 | 0 | 0 | 0 | 0 | 0 | 0 | 0 | 0
| 0 | 0 | 0 | 0 | 0 | 0 | 0 | 0 | 0 | 0 | 0 | 0 | 0 | 0 | 0 | 0 | 0 | 0 | FALSE | FALSE | FALSE | FALSE | 0 | 0 | 0 | n/a | n/a | n/a | n/a | n/a | 0 | 0 | 100% | 100% | 0 | 0 | 0 | 0 | 0 | 0 | 0 | 0 | 0 | 0 | 0 | 0 | 0 | 0 | 0 | 0 | 0 | 0 | 0 | 0 | 0 | 0
| 0 | 0 | 0 | 0 | 0 | 0 | 0 | 0 | 0 | 0 | 0 | 0 | 0 | 0 | 0 | 0 | 0 | 0 | FALSE | FALSE | FALSE | FALSE | 0 | 0 | 0 | n/a | n/a | n/a | n/a | n/a | 0 | 0 | 100% | 100% | 0 | 0 | 0 | 0 | 0 | 0 | 0 | 0 | 0 | 0 | 0 | 0 | 0 | 0 | 0 | 0 | 0 | 0 | 0 | 0 | 0 | 0
| 0 | 0 | 0 | 0 | 0 | 0 | 0 | 0 | 0 | 0 | 0 | 0 | 0 | 0 | 0 | 0 | 0 | 0 | FALSE | FALSE | FALSE | FALSE | 0 | 0 | 0 | n/a | n/a | n/a | n/a | n/a | 0 | 0 | 100% | 100% | 0 | 0 | 0 | 0 | 0 | 0 | 0 | 0 | 0 | 0 | 0 | 0 | 0 | 0 | 0 | 0 | 0 | 0 | 0 | 0 | 0 | 0
| 0 | 0 | 0 | 0 | 0 | 0 | 0 | 0 | 0 | 0 | 0 | 0 | 0 | 0 | 0 | 0 | 0 | 0 | FALSE | FALSE | FALSE | FALSE | 0 | 0 | 0 | n/a | n/a | n/a | n/a | n/a | 0 | 0 | 100% | 100% | 0 | 0 | 0 | 0 | 0 | 0 | 0 | 0 | 0 | 0 | 0 | 0 | 0 | 0 | 0 | 0 | 0 | 0 | 0 | 0 | 0 | 0
| 0 | 0 | 0 | 0 | 0 | 0 | 0 | 0 | 0 | 0 | 0 | 0 | 0 | 0 | 0 | 0 | 0 | 0 | FALSE | FALSE | FALSE | FALSE | 0 | 0 | 0 | n/a | n/a | n/a | n/a | n/a | 0 | 0 | 100% | 100% | 0 | 0 | 0 | 0 | 0 | 0 | 0 | 0 | 0 | 0 | 0 | 0 | 0 | 0 | 0 | 0 | 0 | 0 | 0 | 0 | 0 | 0
| 0 | 0 | 0 | 0 | 0 | 0 | 0 | 0 | 0 | 0 | 0 | 0 | 0 | 0 | 0 | 0 | 0 | 0 | FALSE | FALSE | FALSE | FALSE | 0 | 0 | 0 | n/a | n/a | n/a | n/a | n/a | 0 | 0 | 100% | 100% | 0 | 0 | 0 | 0 | 0 | 0 | 0 | 0 | 0 | 0 | 0 | 0 | 0 | 0 | 0 | 0 | 0 | 0 | 0 | 0 | 0 | 0
| 0 | 0 | 0 | 0 | 0 | 0 | 0 | 0 | 0 | 0 | 0 | 0 | 0 | 0 | 0 | 0 | 0 | 0 | FALSE | FALSE | FALSE | FALSE | 0 | 0 | 0 | n/a | n/a | n/a | n/a | n/a | 0 | 0 | 100% | 100% | 0 | 0 | 0 | 0 | 0 | 0 | 0 | 0 | 0 | 0 | 0 | 0 | 0 | 0 | 0 | 0 | 0 | 0 | 0 | 0 | 0 | 0
| 0 | 0 | 0 | 0 | 0 | 0 | 0 | 0 | 0 | 0 | 0 | 0 | 0 | 0 | 0 | 0 | 0 | 0 | FALSE | FALSE | FALSE | FALSE | 0 | 0 | 0 | n/a | n/a | n/a | n/a | n/a | 0 | 0 | 100% | 100% | 0 | 0 | 0 | 0 | 0 | 0 | 0 | 0 | 0 | 0 | 0 | 0 | 0 | 0 | 0 | 0 | 0 | 0 | 0 | 0 | 0 | 0
| 0 | 0 | 0 | 0 | 0 | 0 | 0 | 0 | 0 | 0 | 0 | 0 | 0 | 0 | 0 | 0 | 0 | 0 | FALSE | FALSE | FALSE | FALSE | 0 | 0 | 0 | n/a | n/a | n/a | n/a | n/a | 0 | 0 | 100% | 100% | 0 | 0 | 0 | 0 | 0 | 0 | 0 | 0 | 0 | 0 | 0 | 0 | 0 | 0 | 0 | 0 | 0 | 0 | 0 | 0 | 0 | 0
| 0 | 0 | 0 | 0 | 0 | 0 | 0 | 0 | 0 | 0 | 0 | 0 | 0 | 0 | 0 | 0 | 0 | 0 | FALSE | FALSE | FALSE | FALSE | 0 | 0 | 0 | n/a | n/a | n/a | n/a | n/a | 0 | 0 | 100% | 100% | 0 | 0 | 0 | 0 | 0 | 0 | 0 | 0 | 0 | 0 | 0 | 0 | 0 | 0 | 0 | 0 | 0 | 0 | 0 | 0 | 0 | 0
| 0 | 0 | 0 | 0 | 0 | 0 | 0 | 0 | 0 | 0 | 0 | 0 | 0 | 0 | 0 | 0 | 0 | 0 | FALSE | FALSE | FALSE | FALSE | 0 | 0 | 0 | n/a | n/a | n/a | n/a | n/a | 0 | 0 | 100% | 100% | 0 | 0 | 0 | 0 | 0 | 0 | 0 | 0 | 0 | 0 | 0 | 0 | 0 | 0 | 0 | 0 | 0 | 0 | 0 | 0 | 0 | 0
| 0 | 0 | 0 | 0 | 0 | 0 | 0 | 0 | 0 | 0 | 0 | 0 | 0 | 0 | 0 | 0 | 0 | 0 | FALSE | FALSE | FALSE | FALSE | 0 | 0 | 0 | n/a | n/a | n/a | n/a | n/a | 0 | 0 | 100% | 100% | 0 | 0 | 0 | 0 | 0 | 0 | 0 | 0 | 0 | 0 | 0 | 0 | 0 | 0 | 0 | 0 | 0 | 0 | 0 | 0 | 0 | 0
| 0 | 0 | 0 | 0 | 0 | 0 | 0 | 0 | 0 | 0 | 0 | 0 | 0 | 0 | 0 | 0 | 0 | 0 | FALSE | FALSE | FALSE | FALSE | 0 | 0 | 0 | n/a | n/a | n/a | n/a | n/a | 0 | 0 | 100% | 100% | 0 | 0 | 0 | 0 | 0 | 0 | 0 | 0 | 0 | 0 | 0 | 0 | 0 | 0 | 0 | 0 | 0 | 0 | 0 | 0 | 0 | 0
| 0 | 0 | 0 | 0 | 0 | 0 | 0 | 0 | 0 | 0 | 0 | 0 | 0 | 0 | 0 | 0 | 0 | 0 | FALSE | FALSE | FALSE | FALSE | 0 | 0 | 0 | n/a | n/a | n/a | n/a | n/a | 0 | 0 | 100% | 100% | 0 | 0 | 0 | 0 | 0 | 0 | 0 | 0 | 0 | 0 | 0 | 0 | 0 | 0 | 0 | 0 | 0 | 0 | 0 | 0 | 0 | 0
| 0 | 0 | 0 | 0 | 0 | 0 | 0 | 0 | 0 | 0 | 0 | 0 | 0 | 0 | 0 | 0 | 0 | 0 | FALSE | FALSE | FALSE | FALSE | 0 | 0 | 0 | n/a | n/a | n/a | n/a | n/a | 0 | 0 | 100% | 100% | 0 | 0 | 0 | 0 | 0 | 0 | 0 | 0 | 0 | 0 | 0 | 0 | 0 | 0 | 0 | 0 | 0 | 0 | 0 | 0 | 0 | 0
| 0 | 0 | 0 | 0 | 0 | 0 | 0 | 0 | 0 | 0 | 0 | 0 | 0 | 0 | 0 | 0 | 0 | 0 | FALSE | FALSE | FALSE | FALSE | 0 | 0 | 0 | n/a | n/a | n/a | n/a | n/a | 0 | 0 | 100% | 100% | 0 | 0 | 0 | 0 | 0 | 0 | 0 | 0 | 0 | 0 | 0 | 0 | 0 | 0 | 0 | 0 | 0 | 0 | 0 | 0 | 0 | 0
| 0 | 0 | 0 | 0 | 0 | 0 | 0 | 0 | 0 | 0 | 0 | 0 | 0 | 0 | 0 | 0 | 0 | 0 | FALSE | FALSE | FALSE | FALSE | 0 | 0 | 0 | n/a | n/a | n/a | n/a | n/a | 0 | 0 | 100% | 100% | 0 | 0 | 0 | 0 | 0 | 0 | 0 | 0 | 0 | 0 | 0 | 0 | 0 | 0 | 0 | 0 | 0 | 0 | 0 | 0 | 0 | 0
| 0 | 0 | 0 | 0 | 0 | 0 | 0 | 0 | 0 | 0 | 0 | 0 | 0 | 0 | 0 | 0 | 0 | 0 | FALSE | FALSE | FALSE | FALSE | 0 | 0 | 0 | n/a | n/a | n/a | n/a | n/a | 0 | 0 | 100% | 100% | 0 | 0 | 0 | 0 | 0 | 0 | 0 | 0 | 0 | 0 | 0 | 0 | 0 | 0 | 0 | 0 | 0 | 0 | 0 | 0 | 0 | 0
| 0 | 0 | 0 | 0 | 0 | 0 | 0 | 0 | 0 | 0 | 0 | 0 | 0 | 0 | 0 | 0 | 0 | 0 | FALSE | FALSE | FALSE | FALSE | 0 | 0 | 0 | n/a | n/a | n/a | n/a | n/a | 0 | 0 | 100% | 100% | 0 | 0 | 0 | 0 | 0 | 0 | 0 | 0 | 0 | 0 | 0 | 0 | 0 | 0 | 0 | 0 | 0 | 0 | 0 | 0 | 0 | 0
| 0 | 0 | 0 | 0 | 0 | 0 | 0 | 0 | 0 | 0 | 0 | 0 | 0 | 0 | 0 | 0 | 0 | 0 | FALSE | FALSE | FALSE | FALSE | 0 | 0 | 0 | n/a | n/a | n/a | n/a | n/a | 0 | 0 | 100% | 100% | 0 | 0 | 0 | 0 | 0 | 0 | 0 | 0 | 0 | 0 | 0 | 0 | 0 | 0 | 0 | 0 | 0 | 0 | 0 | 0 | 0 | 0
| 0 | 0 | 0 | 0 | 0 | 0 | 0 | 0 | 0 | 0 | 0 | 0 | 0 | 0 | 0 | 0 | 0 | 0 | FALSE | FALSE | FALSE | FALSE | 0 | 0 | 0 | n/a | n/a | n/a | n/a | n/a | 0 | 0 | 100% | 100% | 0 | 0 | 0 | 0 | 0 | 0 | 0 | 0 | 0 | 0 | 0 | 0 | 0 | 0 | 0 | 0 | 0 | 0 | 0 | 0 | 0 | 0
| 0 | 0 | 0 | 0 | 0 | 0 | 0 | 0 | 0 | 0 | 0 | 0 | 0 | 0 | 0 | 0 | 0 | 0 | FALSE | FALSE | FALSE | FALSE | 0 | 0 | 0 | n/a | n/a | n/a | n/a | n/a | 0 | 0 | 100% | 100% | 0 | 0 | 0 | 0 | 0 | 0 | 0 | 0 | 0 | 0 | 0 | 0 | 0 | 0 | 0 | 0 | 0 | 0 | 0 | 0 | 0 | 0
| 0 | 0 | 0 | 0 | 0 | 0 | 0 | 0 | 0 | 0 | 0 | 0 | 0 | 0 | 0 | 0 | 0 | 0 | FALSE | FALSE | FALSE | FALSE | 0 | 0 | 0 | n/a | n/a | n/a | n/a | n/a | 0 | 0 | 100% | 100% | 0 | 0 | 0 | 0 | 0 | 0 | 0 | 0 | 0 | 0 | 0 | 0 | 0 | 0 | 0 | 0 | 0 | 0 | 0 | 0 | 0 | 0
| 0 | 0 | 0 | 0 | 0 | 0 | 0 | 0 | 0 | 0 | 0 | 0 | 0 | 0 | 0 | 0 | 0 | 0 | FALSE | FALSE | FALSE | FALSE | 0 | 0 | 0 | n/a | n/a | n/a | n/a | n/a | 0 | 0 | 100% | 100% | 0 | 0 | 0 | 0 | 0 | 0 | 0 | 0 | 0 | 0 | 0 | 0 | 0 | 0 | 0 | 0 | 0 | 0 | 0 | 0 | 0 | 0
| 0 | 0 | 0 | 0 | 0 | 0 | 0 | 0 | 0 | 0 | 0 | 0 | 0 | 0 | 0 | 0 | 0 | 0 | FALSE | FALSE | FALSE | FALSE | 0 | 0 | 0 | n/a | n/a | n/a | n/a | n/a | 0 | 0 | 100% | 100% | 0 | 0 | 0 | 0 | 0 | 0 | 0 | 0 | 0 | 0 | 0 | 0 | 0 | 0 | 0 | 0 | 0 | 0 | 0 | 0 | 0 | 0
| 0 | 0 | 0 | 0 | 0 | 0 | 0 | 0 | 0 | 0 | 0 | 0 | 0 | 0 | 0 | 0 | 0 | 0 | FALSE | FALSE | FALSE | FALSE | 0 | 0 | 0 | n/a | n/a | n/a | n/a | n/a | 0 | 0 | 100% | 100% | 0 | 0 | 0 | 0 | 0 | 0 | 0 | 0 | 0 | 0 | 0 | 0 | 0 | 0 | 0 | 0 | 0 | 0 | 0 | 0 | 0 | 0
| 0 | 0 | 0 | 0 | 0 | 0 | 0 | 0 | 0 | 0 | 0 | 0 | 0 | 0 | 0 | 0 | 0 | 0 | FALSE | FALSE | FALSE | FALSE | 0 | 0 | 0 | n/a | n/a | n/a | n/a | n/a | 0 | 0 | 100% | 100% | 0 | 0 | 0 | 0 | 0 | 0 | 0 | 0 | 0 | 0 | 0 | 0 | 0 | 0 | 0 | 0 | 0 | 0 | 0 | 0 | 0 | 0
| 0 | 0 | 0 | 0 | 0 | 0 | 0 | 0 | 0 | 0 | 0 | 0 | 0 | 0 | 0 | 0 | 0 | 0 | FALSE | FALSE | FALSE | FALSE | 0 | 0 | 0 | n/a | n/a | n/a | n/a | n/a | 0 | 0 | 100% | 100% | 0 | 0 | 0 | 0 | 0 | 0 | 0 | 0 | 0 | 0 | 0 | 0 | 0 | 0 | 0 | 0 | 0 | 0 | 0 | 0 | 0 | 0
| 0 | 0 | 0 | 0 | 0 | 0 | 0 | 0 | 0 | 0 | 0 | 0 | 0 | 0 | 0 | 0 | 0 | 0 | FALSE | FALSE | FALSE | FALSE | 0 | 0 | 0 | n/a | n/a | n/a | n/a | n/a | 0 | 0 | 100% | 100% | 0 | 0 | 0 | 0 | 0 | 0 | 0 | 0 | 0 | 0 | 0 | 0 | 0 | 0 | 0 | 0 | 0 | 0 | 0 | 0 | 0 | 0
| 0 | 0 | 0 | 0 | 0 | 0 | 0 | 0 | 0 | 0 | 0 | 0 | 0 | 0 | 0 | 0 | 0 | 0 | FALSE | FALSE | FALSE | FALSE | 0 | 0 | 0 | n/a | n/a | n/a | n/a | n/a | 0 | 0 | 100% | 100% | 0 | 0 | 0 | 0 | 0 | 0 | 0 | 0 | 0 | 0 | 0 | 0 | 0 | 0 | 0 | 0 | 0 | 0 | 0 | 0 | 0 | 0
| 0 | 0 | 0 | 0 | 0 | 0 | 0 | 0 | 0 | 0 | 0 | 0 | 0 | 0 | 0 | 0 | 0 | 0 | FALSE | FALSE | FALSE | FALSE | 0 | 0 | 0 | n/a | n/a | n/a | n/a | n/a | 0 | 0 | 100% | 100% | 0 | 0 | 0 | 0 | 0 | 0 | 0 | 0 | 0 | 0 | 0 | 0 | 0 | 0 | 0 | 0 | 0 | 0 | 0 | 0 | 0 | 0
| 0 | 0 | 0 | 0 | 0 | 0 | 0 | 0 | 0 | 0 | 0 | 0 | 0 | 0 | 0 | 0 | 0 | 0 | FALSE | FALSE | FALSE | FALSE | 0 | 0 | 0 | n/a | n/a | n/a | n/a | n/a | 0 | 0 | 100% | 100% | 0 | 0 | 0 | 0 | 0 | 0 | 0 | 0 | 0 | 0 | 0 | 0 | 0 | 0 | 0 | 0 | 0 | 0 | 0 | 0 | 0 | 0
| 0 | 0 | 0 | 0 | 0 | 0 | 0 | 0 | 0 | 0 | 0 | 0 | 0 | 0 | 0 | 0 | 0 | 0 | FALSE | FALSE | FALSE | FALSE | 0 | 0 | 0 | n/a | n/a | n/a | n/a | n/a | 0 | 0 | 100% | 100% | 0 | 0 | 0 | 0 | 0 | 0 | 0 | 0 | 0 | 0 | 0 | 0 | 0 | 0 | 0 | 0 | 0 | 0 | 0 | 0 | 0 | 0
| 0 | 0 | 0 | 0 | 0 | 0 | 0 | 0 | 0 | 0 | 0 | 0 | 0 | 0 | 0 | 0 | 0 | 0 | FALSE | FALSE | FALSE | FALSE | 0 | 0 | 0 | n/a | n/a | n/a | n/a | n/a | 0 | 0 | 100% | 100% | 0 | 0 | 0 | 0 | 0 | 0 | 0 | 0 | 0 | 0 | 0 | 0 | 0 | 0 | 0 | 0 | 0 | 0 | 0 | 0 | 0 | 0
| 0 | 0 | 0 | 0 | 0 | 0 | 0 | 0 | 0 | 0 | 0 | 0 | 0 | 0 | 0 | 0 | 0 | 0 | FALSE | FALSE | FALSE | FALSE | 0 | 0 | 0 | n/a | n/a | n/a | n/a | n/a | 0 | 0 | 100% | 100% | 0 | 0 | 0 | 0 | 0 | 0 | 0 | 0 | 0 | 0 | 0 | 0 | 0 | 0 | 0 | 0 | 0 | 0 | 0 | 0 | 0 | 0
| 0 | 0 | 0 | 0 | 0 | 0 | 0 | 0 | 0 | 0 | 0 | 0 | 0 | 0 | 0 | 0 | 0 | 0 | FALSE | FALSE | FALSE | FALSE | 0 | 0 | 0 | n/a | n/a | n/a | n/a | n/a | 0 | 0 | 100% | 100% | 0 | 0 | 0 | 0 | 0 | 0 | 0 | 0 | 0 | 0 | 0 | 0 | 0 | 0 | 0 | 0 | 0 | 0 | 0 | 0 | 0 | 0
| 0 | 0 | 0 | 0 | 0 | 0 | 0 | 0 | 0 | 0 | 0 | 0 | 0 | 0 | 0 | 0 | 0 | 0 | FALSE | FALSE | FALSE | FALSE | 0 | 0 | 0 | n/a | n/a | n/a | n/a | n/a | 0 | 0 | 100% | 100% | 0 | 0 | 0 | 0 | 0 | 0 | 0 | 0 | 0 | 0 | 0 | 0 | 0 | 0 | 0 | 0 | 0 | 0 | 0 | 0 | 0 | 0
| 0 | 0 | 0 | 0 | 0 | 0 | 0 | 0 | 0 | 0 | 0 | 0 | 0 | 0 | 0 | 0 | 0 | 0 | FALSE | FALSE | FALSE | FALSE | 0 | 0 | 0 | n/a | n/a | n/a | n/a | n/a | 0 | 0 | 100% | 100% | 0 | 0 | 0 | 0 | 0 | 0 | 0 | 0 | 0 | 0 | 0 | 0 | 0 | 0 | 0 | 0 | 0 | 0 | 0 | 0 | 0 | 0
| 0 | 0 | 0 | 0 | 0 | 0 | 0 | 0 | 0 | 0 | 0 | 0 | 0 | 0 | 0 | 0 | 0 | 0 | FALSE | FALSE | FALSE | FALSE | 0 | 0 | 0 | n/a | n/a | n/a | n/a | n/a | 0 | 0 | 100% | 100% | 0 | 0 | 0 | 0 | 0 | 0 | 0 | 0 | 0 | 0 | 0 | 0 | 0 | 0 | 0 | 0 | 0 | 0 | 0 | 0 | 0 | 0
| 0 | 0 | 0 | 0 | 0 | 0 | 0 | 0 | 0 | 0 | 0 | 0 | 0 | 0 | 0 | 0 | 0 | 0 | FALSE | FALSE | FALSE | FALSE | 0 | 0 | 0 | n/a | n/a | n/a | n/a | n/a | 0 | 0 | 100% | 100% | 0 | 0 | 0 | 0 | 0 | 0 | 0 | 0 | 0 | 0 | 0 | 0 | 0 | 0 | 0 | 0 | 0 | 0 | 0 | 0 | 0 | 0
| 0 | 0 | 0 | 0 | 0 | 0 | 0 | 0 | 0 | 0 | 0 | 0 | 0 | 0 | 0 | 0 | 0 | 0 | FALSE | FALSE | FALSE | FALSE | 0 | 0 | 0 | n/a | n/a | n/a | n/a | n/a | 0 | 0 | 100% | 100% | 0 | 0 | 0 | 0 | 0 | 0 | 0 | 0 | 0 | 0 | 0 | 0 | 0 | 0 | 0 | 0 | 0 | 0 | 0 | 0 | 0 | 0
| 0 | 0 | 0 | 0 | 0 | 0 | 0 | 0 | 0 | 0 | 0 | 0 | 0 | 0 | 0 | 0 | 0 | 0 | FALSE | FALSE | FALSE | FALSE | 0 | 0 | 0 | n/a | n/a | n/a | n/a | n/a | 0 | 0 | 100% | 100% | 0 | 0 | 0 | 0 | 0 | 0 | 0 | 0 | 0 | 0 | 0 | 0 | 0 | 0 | 0 | 0 | 0 | 0 | 0 | 0 | 0 | 0
| 0 | 0 | 0 | 0 | 0 | 0 | 0 | 0 | 0 | 0 | 0 | 0 | 0 | 0 | 0 | 0 | 0 | 0 | FALSE | FALSE | FALSE | FALSE | 0 | 0 | 0 | n/a | n/a | n/a | n/a | n/a | 0 | 0 | 100% | 100% | 0 | 0 | 0 | 0 | 0 | 0 | 0 | 0 | 0 | 0 | 0 | 0 | 0 | 0 | 0 | 0 | 0 | 0 | 0 | 0 | 0 | 0
| 0 | 0 | 0 | 0 | 0 | 0 | 0 | 0 | 0 | 0 | 0 | 0 | 0 | 0 | 0 | 0 | 0 | 0 | FALSE | FALSE | FALSE | FALSE | 0 | 0 | 0 | n/a | n/a | n/a | n/a | n/a | 0 | 0 | 100% | 100% | 0 | 0 | 0 | 0 | 0 | 0 | 0 | 0 | 0 | 0 | 0 | 0 | 0 | 0 | 0 | 0 | 0 | 0 | 0 | 0 | 0 | 0
| 0 | 0 | 0 | 0 | 0 | 0 | 0 | 0 | 0 | 0 | 0 | 0 | 0 | 0 | 0 | 0 | 0 | 0 | FALSE | FALSE | FALSE | FALSE | 0 | 0 | 0 | n/a | n/a | n/a | n/a | n/a | 0 | 0 | 100% | 100% | 0 | 0 | 0 | 0 | 0 | 0 | 0 | 0 | 0 | 0 | 0 | 0 | 0 | 0 | 0 | 0 | 0 | 0 | 0 | 0 | 0 | 0
| 0 | 0 | 0 | 0 | 0 | 0 | 0 | 0 | 0 | 0 | 0 | 0 | 0 | 0 | 0 | 0 | 0 | 0 | FALSE | FALSE | FALSE | FALSE | 0 | 0 | 0 | n/a | n/a | n/a | n/a | n/a | 0 | 0 | 100% | 100% | 0 | 0 | 0 | 0 | 0 | 0 | 0 | 0 | 0 | 0 | 0 | 0 | 0 | 0 | 0 | 0 | 0 | 0 | 0 | 0 | 0 | 0
| 0 | 0 | 0 | 0 | 0 | 0 | 0 | 0 | 0 | 0 | 0 | 0 | 0 | 0 | 0 | 0 | 0 | 0 | FALSE | FALSE | FALSE | FALSE | 0 | 0 | 0 | n/a | n/a | n/a | n/a | n/a | 0 | 0 | 100% | 100% | 0 | 0 | 0 | 0 | 0 | 0 | 0 | 0 | 0 | 0 | 0 | 0 | 0 | 0 | 0 | 0 | 0 | 0 | 0 | 0 | 0 | 0
| 0 | 0 | 0 | 0 | 0 | 0 | 0 | 0 | 0 | 0 | 0 | 0 | 0 | 0 | 0 | 0 | 0 | 0 | FALSE | FALSE | FALSE | FALSE | 0 | 0 | 0 | n/a | n/a | n/a | n/a | n/a | 0 | 0 | 100% | 100% | 0 | 0 | 0 | 0 | 0 | 0 | 0 | 0 | 0 | 0 | 0 | 0 | 0 | 0 | 0 | 0 | 0 | 0 | 0 | 0 | 0 | 0
| 0 | 0 | 0 | 0 | 0 | 0 | 0 | 0 | 0 | 0 | 0 | 0 | 0 | 0 | 0 | 0 | 0 | 0 | FALSE | FALSE | FALSE | FALSE | 0 | 0 | 0 | n/a | n/a | n/a | n/a | n/a | 0 | 0 | 100% | 100% | 0 | 0 | 0 | 0 | 0 | 0 | 0 | 0 | 0 | 0 | 0 | 0 | 0 | 0 | 0 | 0 | 0 | 0 | 0 | 0 | 0 | 0
| 0 | 0 | 0 | 0 | 0 | 0 | 0 | 0 | 0 | 0 | 0 | 0 | 0 | 0 | 0 | 0 | 0 | 0 | FALSE | FALSE | FALSE | FALSE | 0 | 0 | 0 | n/a | n/a | n/a | n/a | n/a | 0 | 0 | 100% | 100% | 0 | 0 | 0 | 0 | 0 | 0 | 0 | 0 | 0 | 0 | 0 | 0 | 0 | 0 | 0 | 0 | 0 | 0 | 0 | 0 | 0 | 0
| 0 | 0 | 0 | 0 | 0 | 0 | 0 | 0 | 0 | 0 | 0 | 0 | 0 | 0 | 0 | 0 | 0 | 0 | FALSE | FALSE | FALSE | FALSE | 0 | 0 | 0 | n/a | n/a | n/a | n/a | n/a | 0 | 0 | 100% | 100% | 0 | 0 | 0 | 0 | 0 | 0 | 0 | 0 | 0 | 0 | 0 | 0 | 0 | 0 | 0 | 0 | 0 | 0 | 0 | 0 | 0 | 0
| 0 | 0 | 0 | 0 | 0 | 0 | 0 | 0 | 0 | 0 | 0 | 0 | 0 | 0 | 0 | 0 | 0 | 0 | FALSE | FALSE | FALSE | FALSE | 0 | 0 | 0 | n/a | n/a | n/a | n/a | n/a | 0 | 0 | 100% | 100% | 0 | 0 | 0 | 0 | 0 | 0 | 0 | 0 | 0 | 0 | 0 | 0 | 0 | 0 | 0 | 0 | 0 | 0 | 0 | 0 | 0 | 0
| 0 | 0 | 0 | 0 | 0 | 0 | 0 | 0 | 0 | 0 | 0 | 0 | 0 | 0 | 0 | 0 | 0 | 0 | FALSE | FALSE | FALSE | FALSE | 0 | 0 | 0 | n/a | n/a | n/a | n/a | n/a | 0 | 0 | 100% | 100% | 0 | 0 | 0 | 0 | 0 | 0 | 0 | 0 | 0 | 0 | 0 | 0 | 0 | 0 | 0 | 0 | 0 | 0 | 0 | 0 | 0 | 0
| 0 | 0 | 0 | 0 | 0 | 0 | 0 | 0 | 0 | 0 | 0 | 0 | 0 | 0 | 0 | 0 | 0 | 0 | FALSE | FALSE | FALSE | FALSE | 0 | 0 | 0 | n/a | n/a | n/a | n/a | n/a | 0 | 0 | 100% | 100% | 0 | 0 | 0 | 0 | 0 | 0 | 0 | 0 | 0 | 0 | 0 | 0 | 0 | 0 | 0 | 0 | 0 | 0 | 0 | 0 | 0 | 0
| 0 | 0 | 0 | 0 | 0 | 0 | 0 | 0 | 0 | 0 | 0 | 0 | 0 | 0 | 0 | 0 | 0 | 0 | FALSE | FALSE | FALSE | FALSE | 0 | 0 | 0 | n/a | n/a | n/a | n/a | n/a | 0 | 0 | 100% | 100% | 0 | 0 | 0 | 0 | 0 | 0 | 0 | 0 | 0 | 0 | 0 | 0 | 0 | 0 | 0 | 0 | 0 | 0 | 0 | 0 | 0 | 0
| 0 | 0 | 0 | 0 | 0 | 0 | 0 | 0 | 0 | 0 | 0 | 0 | 0 | 0 | 0 | 0 | 0 | 0 | FALSE | FALSE | FALSE | FALSE | 0 | 0 | 0 | n/a | n/a | n/a | n/a | n/a | 0 | 0 | 100% | 100% | 0 | 0 | 0 | 0 | 0 | 0 | 0 | 0 | 0 | 0 | 0 | 0 | 0 | 0 | 0 | 0 | 0 | 0 | 0 | 0 | 0 | 0
| 0 | 0 | 0 | 0 | 0 | 0 | 0 | 0 | 0 | 0 | 0 | 0 | 0 | 0 | 0 | 0 | 0 | 0 | FALSE | FALSE | FALSE | FALSE | 0 | 0 | 0 | n/a | n/a | n/a | n/a | n/a | 0 | 0 | 100% | 100% | 0 | 0 | 0 | 0 | 0 | 0 | 0 | 0 | 0 | 0 | 0 | 0 | 0 | 0 | 0 | 0 | 0 | 0 | 0 | 0 | 0 | 0
| 0 | 0 | 0 | 0 | 0 | 0 | 0 | 0 | 0 | 0 | 0 | 0 | 0 | 0 | 0 | 0 | 0 | 0 | FALSE | FALSE | FALSE | FALSE | 0 | 0 | 0 | n/a | n/a | n/a | n/a | n/a | 0 | 0 | 100% | 100% | 0 | 0 | 0 | 0 | 0 | 0 | 0 | 0 | 0 | 0 | 0 | 0 | 0 | 0 | 0 | 0 | 0 | 0 | 0 | 0 | 0 | 0
| 0 | 0 | 0 | 0 | 0 | 0 | 0 | 0 | 0 | 0 | 0 | 0 | 0 | 0 | 0 | 0 | 0 | 0 | FALSE | FALSE | FALSE | FALSE | 0 | 0 | 0 | n/a | n/a | n/a | n/a | n/a | 0 | 0 | 100% | 100% | 0 | 0 | 0 | 0 | 0 | 0 | 0 | 0 | 0 | 0 | 0 | 0 | 0 | 0 | 0 | 0 | 0 | 0 | 0 | 0 | 0 | 0
| 0 | 0 | 0 | 0 | 0 | 0 | 0 | 0 | 0 | 0 | 0 | 0 | 0 | 0 | 0 | 0 | 0 | 0 | FALSE | FALSE | FALSE | FALSE | 0 | 0 | 0 | n/a | n/a | n/a | n/a | n/a | 0 | 0 | 100% | 100% | 0 | 0 | 0 | 0 | 0 | 0 | 0 | 0 | 0 | 0 | 0 | 0 | 0 | 0 | 0 | 0 | 0 | 0 | 0 | 0 | 0 | 0
| 0 | 0 | 0 | 0 | 0 | 0 | 0 | 0 | 0 | 0 | 0 | 0 | 0 | 0 | 0 | 0 | 0 | 0 | FALSE | FALSE | FALSE | FALSE | 0 | 0 | 0 | n/a | n/a | n/a | n/a | n/a | 0 | 0 | 100% | 100% | 0 | 0 | 0 | 0 | 0 | 0 | 0 | 0 | 0 | 0 | 0 | 0 | 0 | 0 | 0 | 0 | 0 | 0 | 0 | 0 | 0 | 0
| 0 | 0 | 0 | 0 | 0 | 0 | 0 | 0 | 0 | 0 | 0 | 0 | 0 | 0 | 0 | 0 | 0 | 0 | FALSE | FALSE | FALSE | FALSE | 0 | 0 | 0 | n/a | n/a | n/a | n/a | n/a | 0 | 0 | 100% | 100% | 0 | 0 | 0 | 0 | 0 | 0 | 0 | 0 | 0 | 0 | 0 | 0 | 0 | 0 | 0 | 0 | 0 | 0 | 0 | 0 | 0 | 0
| 0 | 0 | 0 | 0 | 0 | 0 | 0 | 0 | 0 | 0 | 0 | 0 | 0 | 0 | 0 | 0 | 0 | 0 | FALSE | FALSE | FALSE | FALSE | 0 | 0 | 0 | n/a | n/a | n/a | n/a | n/a | 0 | 0 | 100% | 100% | 0 | 0 | 0 | 0 | 0 | 0 | 0 | 0 | 0 | 0 | 0 | 0 | 0 | 0 | 0 | 0 | 0 | 0 | 0 | 0 | 0 | 0
| 0 | 0 | 0 | 0 | 0 | 0 | 0 | 0 | 0 | 0 | 0 | 0 | 0 | 0 | 0 | 0 | 0 | 0 | FALSE | FALSE | FALSE | FALSE | 0 | 0 | 0 | n/a | n/a | n/a | n/a | n/a | 0 | 0 | 100% | 100% | 0 | 0 | 0 | 0 | 0 | 0 | 0 | 0 | 0 | 0 | 0 | 0 | 0 | 0 | 0 | 0 | 0 | 0 | 0 | 0 | 0 | 0
| 0 | 0 | 0 | 0 | 0 | 0 | 0 | 0 | 0 | 0 | 0 | 0 | 0 | 0 | 0 | 0 | 0 | 0 | FALSE | FALSE | FALSE | FALSE | 0 | 0 | 0 | n/a | n/a | n/a | n/a | n/a | 0 | 0 | 100% | 100% | 0 | 0 | 0 | 0 | 0 | 0 | 0 | 0 | 0 | 0 | 0 | 0 | 0 | 0 | 0 | 0 | 0 | 0 | 0 | 0 | 0 | 0
| 0 | 0 | 0 | 0 | 0 | 0 | 0 | 0 | 0 | 0 | 0 | 0 | 0 | 0 | 0 | 0 | 0 | 0 | FALSE | FALSE | FALSE | FALSE | 0 | 0 | 0 | n/a | n/a | n/a | n/a | n/a | 0 | 0 | 100% | 100% | 0 | 0 | 0 | 0 | 0 | 0 | 0 | 0 | 0 | 0 | 0 | 0 | 0 | 0 | 0 | 0 | 0 | 0 | 0 | 0 | 0 | 0
| 0 | 0 | 0 | 0 | 0 | 0 | 0 | 0 | 0 | 0 | 0 | 0 | 0 | 0 | 0 | 0 | 0 | 0 | FALSE | FALSE | FALSE | FALSE | 0 | 0 | 0 | n/a | n/a | n/a | n/a | n/a | 0 | 0 | 100% | 100% | 0 | 0 | 0 | 0 | 0 | 0 | 0 | 0 | 0 | 0 | 0 | 0 | 0 | 0 | 0 | 0 | 0 | 0 | 0 | 0 | 0 | 0
| 0 | 0 | 0 | 0 | 0 | 0 | 0 | 0 | 0 | 0 | 0 | 0 | 0 | 0 | 0 | 0 | 0 | 0 | FALSE | FALSE | FALSE | FALSE | 0 | 0 | 0 | n/a | n/a | n/a | n/a | n/a | 0 | 0 | 100% | 100% | 0 | 0 | 0 | 0 | 0 | 0 | 0 | 0 | 0 | 0 | 0 | 0 | 0 | 0 | 0 | 0 | 0 | 0 | 0 | 0 | 0 | 0
| 0 | 0 | 0 | 0 | 0 | 0 | 0 | 0 | 0 | 0 | 0 | 0 | 0 | 0 | 0 | 0 | 0 | 0 | FALSE | FALSE | FALSE | FALSE | 0 | 0 | 0 | n/a | n/a | n/a | n/a | n/a | 0 | 0 | 100% | 100% | 0 | 0 | 0 | 0 | 0 | 0 | 0 | 0 | 0 | 0 | 0 | 0 | 0 | 0 | 0 | 0 | 0 | 0 | 0 | 0 | 0 | 0
| 0 | 0 | 0 | 0 | 0 | 0 | 0 | 0 | 0 | 0 | 0 | 0 | 0 | 0 | 0 | 0 | 0 | 0 | FALSE | FALSE | FALSE | FALSE | 0 | 0 | 0 | n/a | n/a | n/a | n/a | n/a | 0 | 0 | 100% | 100% | 0 | 0 | 0 | 0 | 0 | 0 | 0 | 0 | 0 | 0 | 0 | 0 | 0 | 0 | 0 | 0 | 0 | 0 | 0 | 0 | 0 | 0
| 0 | 0 | 0 | 0 | 0 | 0 | 0 | 0 | 0 | 0 | 0 | 0 | 0 | 0 | 0 | 0 | 0 | 0 | FALSE | FALSE | FALSE | FALSE | 0 | 0 | 0 | n/a | n/a | n/a | n/a | n/a | 0 | 0 | 100% | 100% | 0 | 0 | 0 | 0 | 0 | 0 | 0 | 0 | 0 | 0 | 0 | 0 | 0 | 0 | 0 | 0 | 0 | 0 | 0 | 0 | 0 | 0
| 0 | 0 | 0 | 0 | 0 | 0 | 0 | 0 | 0 | 0 | 0 | 0 | 0 | 0 | 0 | 0 | 0 | 0 | FALSE | FALSE | FALSE | FALSE | 0 | 0 | 0 | n/a | n/a | n/a | n/a | n/a | 0 | 0 | 100% | 100% | 0 | 0 | 0 | 0 | 0 | 0 | 0 | 0 | 0 | 0 | 0 | 0 | 0 | 0 | 0 | 0 | 0 | 0 | 0 | 0 | 0 | 0
| 0 | 0 | 0 | 0 | 0 | 0 | 0 | 0 | 0 | 0 | 0 | 0 | 0 | 0 | 0 | 0 | 0 | 0 | FALSE | FALSE | FALSE | FALSE | 0 | 0 | 0 | n/a | n/a | n/a | n/a | n/a | 0 | 0 | 100% | 100% | 0 | 0 | 0 | 0 | 0 | 0 | 0 | 0 | 0 | 0 | 0 | 0 | 0 | 0 | 0 | 0 | 0 | 0 | 0 | 0 | 0 | 0
| 0 | 0 | 0 | 0 | 0 | 0 | 0 | 0 | 0 | 0 | 0 | 0 | 0 | 0 | 0 | 0 | 0 | 0 | FALSE | FALSE | FALSE | FALSE | 0 | 0 | 0 | n/a | n/a | n/a | n/a | n/a | 0 | 0 | 100% | 100% | 0 | 0 | 0 | 0 | 0 | 0 | 0 | 0 | 0 | 0 | 0 | 0 | 0 | 0 | 0 | 0 | 0 | 0 | 0 | 0 | 0 | 0
| 0 | 0 | 0 | 0 | 0 | 0 | 0 | 0 | 0 | 0 | 0 | 0 | 0 | 0 | 0 | 0 | 0 | 0 | FALSE | FALSE | FALSE | FALSE | 0 | 0 | 0 | n/a | n/a | n/a | n/a | n/a | 0 | 0 | 100% | 100% | 0 | 0 | 0 | 0 | 0 | 0 | 0 | 0 | 0 | 0 | 0 | 0 | 0 | 0 | 0 | 0 | 0 | 0 | 0 | 0 | 0 | 0
| 0 | 0 | 0 | 0 | 0 | 0 | 0 | 0 | 0 | 0 | 0 | 0 | 0 | 0 | 0 | 0 | 0 | 0 | FALSE | FALSE | FALSE | FALSE | 0 | 0 | 0 | n/a | n/a | n/a | n/a | n/a | 0 | 0 | 100% | 100% | 0 | 0 | 0 | 0 | 0 | 0 | 0 | 0 | 0 | 0 | 0 | 0 | 0 | 0 | 0 | 0 | 0 | 0 | 0 | 0 | 0 | 0
| 0 | 0 | 0 | 0 | 0 | 0 | 0 | 0 | 0 | 0 | 0 | 0 | 0 | 0 | 0 | 0 | 0 | 0 | FALSE | FALSE | FALSE | FALSE | 0 | 0 | 0 | n/a | n/a | n/a | n/a | n/a | 0 | 0 | 100% | 100% | 0 | 0 | 0 | 0 | 0 | 0 | 0 | 0 | 0 | 0 | 0 | 0 | 0 | 0 | 0 | 0 | 0 | 0 | 0 | 0 | 0 | 0
| 0 | 0 | 0 | 0 | 0 | 0 | 0 | 0 | 0 | 0 | 0 | 0 | 0 | 0 | 0 | 0 | 0 | 0 | FALSE | FALSE | FALSE | FALSE | 0 | 0 | 0 | n/a | n/a | n/a | n/a | n/a | 0 | 0 | 100% | 100% | 0 | 0 | 0 | 0 | 0 | 0 | 0 | 0 | 0 | 0 | 0 | 0 | 0 | 0 | 0 | 0 | 0 | 0 | 0 | 0 | 0 | 0
| 0 | 0 | 0 | 0 | 0 | 0 | 0 | 0 | 0 | 0 | 0 | 0 | 0 | 0 | 0 | 0 | 0 | 0 | FALSE | FALSE | FALSE | FALSE | 0 | 0 | 0 | n/a | n/a | n/a | n/a | n/a | 0 | 0 | 100% | 100% | 0 | 0 | 0 | 0 | 0 | 0 | 0 | 0 | 0 | 0 | 0 | 0 | 0 | 0 | 0 | 0 | 0 | 0 | 0 | 0 | 0 | 0
| 0 | 0 | 0 | 0 | 0 | 0 | 0 | 0 | 0 | 0 | 0 | 0 | 0 | 0 | 0 | 0 | 0 | 0 | FALSE | FALSE | FALSE | FALSE | 0 | 0 | 0 | n/a | n/a | n/a | n/a | n/a | 0 | 0 | 100% | 100% | 0 | 0 | 0 | 0 | 0 | 0 | 0 | 0 | 0 | 0 | 0 | 0 | 0 | 0 | 0 | 0 | 0 | 0 | 0 | 0 | 0 | 0
| 0 | 0 | 0 | 0 | 0 | 0 | 0 | 0 | 0 | 0 | 0 | 0 | 0 | 0 | 0 | 0 | 0 | 0 | FALSE | FALSE | FALSE | FALSE | 0 | 0 | 0 | n/a | n/a | n/a | n/a | n/a | 0 | 0 | 100% | 100% | 0 | 0 | 0 | 0 | 0 | 0 | 0 | 0 | 0 | 0 | 0 | 0 | 0 | 0 | 0 | 0 | 0 | 0 | 0 | 0 | 0 | 0
| 0 | 0 | 0 | 0 | 0 | 0 | 0 | 0 | 0 | 0 | 0 | 0 | 0 | 0 | 0 | 0 | 0 | 0 | FALSE | FALSE | FALSE | FALSE | 0 | 0 | 0 | n/a | n/a | n/a | n/a | n/a | 0 | 0 | 100% | 100% | 0 | 0 | 0 | 0 | 0 | 0 | 0 | 0 | 0 | 0 | 0 | 0 | 0 | 0 | 0 | 0 | 0 | 0 | 0 | 0 | 0 | 0
| 0 | 0 | 0 | 0 | 0 | 0 | 0 | 0 | 0 | 0 | 0 | 0 | 0 | 0 | 0 | 0 | 0 | 0 | FALSE | FALSE | FALSE | FALSE | 0 | 0 | 0 | n/a | n/a | n/a | n/a | n/a | 0 | 0 | 100% | 100% | 0 | 0 | 0 | 0 | 0 | 0 | 0 | 0 | 0 | 0 | 0 | 0 | 0 | 0 | 0 | 0 | 0 | 0 | 0 | 0 | 0 | 0
| 0 | 0 | 0 | 0 | 0 | 0 | 0 | 0 | 0 | 0 | 0 | 0 | 0 | 0 | 0 | 0 | 0 | 0 | FALSE | FALSE | FALSE | FALSE | 0 | 0 | 0 | n/a | n/a | n/a | n/a | n/a | 0 | 0 | 100% | 100% | 0 | 0 | 0 | 0 | 0 | 0 | 0 | 0 | 0 | 0 | 0 | 0 | 0 | 0 | 0 | 0 | 0 | 0 | 0 | 0 | 0 | 0
| 0 | 0 | 0 | 0 | 0 | 0 | 0 | 0 | 0 | 0 | 0 | 0 | 0 | 0 | 0 | 0 | 0 | 0 | FALSE | FALSE | FALSE | FALSE | 0 | 0 | 0 | n/a | n/a | n/a | n/a | n/a | 0 | 0 | 100% | 100% | 0 | 0 | 0 | 0 | 0 | 0 | 0 | 0 | 0 | 0 | 0 | 0 | 0 | 0 | 0 | 0 | 0 | 0 | 0 | 0 | 0 | 0
| 0 | 0 | 0 | 0 | 0 | 0 | 0 | 0 | 0 | 0 | 0 | 0 | 0 | 0 | 0 | 0 | 0 | 0 | FALSE | FALSE | FALSE | FALSE | 0 | 0 | 0 | n/a | n/a | n/a | n/a | n/a | 0 | 0 | 100% | 100% | 0 | 0 | 0 | 0 | 0 | 0 | 0 | 0 | 0 | 0 | 0 | 0 | 0 | 0 | 0 | 0 | 0 | 0 | 0 | 0 | 0 | 0
| 0 | 0 | 0 | 0 | 0 | 0 | 0 | 0 | 0 | 0 | 0 | 0 | 0 | 0 | 0 | 0 | 0 | 0 | FALSE | FALSE | FALSE | FALSE | 0 | 0 | 0 | n/a | n/a | n/a | n/a | n/a | 0 | 0 | 100% | 100% | 0 | 0 | 0 | 0 | 0 | 0 | 0 | 0 | 0 | 0 | 0 | 0 | 0 | 0 | 0 | 0 | 0 | 0 | 0 | 0 | 0 | 0
| 0 | 0 | 0 | 0 | 0 | 0 | 0 | 0 | 0 | 0 | 0 | 0 | 0 | 0 | 0 | 0 | 0 | 0 | FALSE | FALSE | FALSE | FALSE | 0 | 0 | 0 | n/a | n/a | n/a | n/a | n/a | 0 | 0 | 100% | 100% | 0 | 0 | 0 | 0 | 0 | 0 | 0 | 0 | 0 | 0 | 0 | 0 | 0 | 0 | 0 | 0 | 0 | 0 | 0 | 0 | 0 | 0
| 0 | 0 | 0 | 0 | 0 | 0 | 0 | 0 | 0 | 0 | 0 | 0 | 0 | 0 | 0 | 0 | 0 | 0 | FALSE | FALSE | FALSE | FALSE | 0 | 0 | 0 | n/a | n/a | n/a | n/a | n/a | 0 | 0 | 100% | 100% | 0 | 0 | 0 | 0 | 0 | 0 | 0 | 0 | 0 | 0 | 0 | 0 | 0 | 0 | 0 | 0 | 0 | 0 | 0 | 0 | 0 | 0
| 0 | 0 | 0 | 0 | 0 | 0 | 0 | 0 | 0 | 0 | 0 | 0 | 0 | 0 | 0 | 0 | 0 | 0 | FALSE | FALSE | FALSE | FALSE | 0 | 0 | 0 | n/a | n/a | n/a | n/a | n/a | 0 | 0 | 100% | 100% | 0 | 0 | 0 | 0 | 0 | 0 | 0 | 0 | 0 | 0 | 0 | 0 | 0 | 0 | 0 | 0 | 0 | 0 | 0 | 0 | 0 | 0
| 0 | 0 | 0 | 0 | 0 | 0 | 0 | 0 | 0 | 0 | 0 | 0 | 0 | 0 | 0 | 0 | 0 | 0 | FALSE | FALSE | FALSE | FALSE | 0 | 0 | 0 | n/a | n/a | n/a | n/a | n/a | 0 | 0 | 100% | 100% | 0 | 0 | 0 | 0 | 0 | 0 | 0 | 0 | 0 | 0 | 0 | 0 | 0 | 0 | 0 | 0 | 0 | 0 | 0 | 0 | 0 | 0
| 0 | 0 | 0 | 0 | 0 | 0 | 0 | 0 | 0 | 0 | 0 | 0 | 0 | 0 | 0 | 0 | 0 | 0 | FALSE | FALSE | FALSE | FALSE | 0 | 0 | 0 | n/a | n/a | n/a | n/a | n/a | 0 | 0 | 100% | 100% | 0 | 0 | 0 | 0 | 0 | 0 | 0 | 0 | 0 | 0 | 0 | 0 | 0 | 0 | 0 | 0 | 0 | 0 | 0 | 0 | 0 | 0
| 0 | 0 | 0 | 0 | 0 | 0 | 0 | 0 | 0 | 0 | 0 | 0 | 0 | 0 | 0 | 0 | 0 | 0 | FALSE | FALSE | FALSE | FALSE | 0 | 0 | 0 | n/a | n/a | n/a | n/a | n/a | 0 | 0 | 100% | 100% | 0 | 0 | 0 | 0 | 0 | 0 | 0 | 0 | 0 | 0 | 0 | 0 | 0 | 0 | 0 | 0 | 0 | 0 | 0 | 0 | 0 | 0
| 0 | 0 | 0 | 0 | 0 | 0 | 0 | 0 | 0 | 0 | 0 | 0 | 0 | 0 | 0 | 0 | 0 | 0 | FALSE | FALSE | FALSE | FALSE | 0 | 0 | 0 | n/a | n/a | n/a | n/a | n/a | 0 | 0 | 100% | 100% | 0 | 0 | 0 | 0 | 0 | 0 | 0 | 0 | 0 | 0 | 0 | 0 | 0 | 0 | 0 | 0 | 0 | 0 | 0 | 0 | 0 | 0
| 0 | 0 | 0 | 0 | 0 | 0 | 0 | 0 | 0 | 0 | 0 | 0 | 0 | 0 | 0 | 0 | 0 | 0 | FALSE | FALSE | FALSE | FALSE | 0 | 0 | 0 | n/a | n/a | n/a | n/a | n/a | 0 | 0 | 100% | 100% | 0 | 0 | 0 | 0 | 0 | 0 | 0 | 0 | 0 | 0 | 0 | 0 | 0 | 0 | 0 | 0 | 0 | 0 | 0 | 0 | 0 | 0
| 0 | 0 | 0 | 0 | 0 | 0 | 0 | 0 | 0 | 0 | 0 | 0 | 0 | 0 | 0 | 0 | 0 | 0 | FALSE | FALSE | FALSE | FALSE | 0 | 0 | 0 | n/a | n/a | n/a | n/a | n/a | 0 | 0 | 100% | 100% | 0 | 0 | 0 | 0 | 0 | 0 | 0 | 0 | 0 | 0 | 0 | 0 | 0 | 0 | 0 | 0 | 0 | 0 | 0 | 0 | 0 | 0
| 0 | 0 | 0 | 0 | 0 | 0 | 0 | 0 | 0 | 0 | 0 | 0 | 0 | 0 | 0 | 0 | 0 | 0 | FALSE | FALSE | FALSE | FALSE | 0 | 0 | 0 | n/a | n/a | n/a | n/a | n/a | 0 | 0 | 100% | 100% | 0 | 0 | 0 | 0 | 0 | 0 | 0 | 0 | 0 | 0 | 0 | 0 | 0 | 0 | 0 | 0 | 0 | 0 | 0 | 0 | 0 | 0
| 0 | 0 | 0 | 0 | 0 | 0 | 0 | 0 | 0 | 0 | 0 | 0 | 0 | 0 | 0 | 0 | 0 | 0 | FALSE | FALSE | FALSE | FALSE | 0 | 0 | 0 | n/a | n/a | n/a | n/a | n/a | 0 | 0 | 100% | 100% | 0 | 0 | 0 | 0 | 0 | 0 | 0 | 0 | 0 | 0 | 0 | 0 | 0 | 0 | 0 | 0 | 0 | 0 | 0 | 0 | 0 | 0
| 0 | 0 | 0 | 0 | 0 | 0 | 0 | 0 | 0 | 0 | 0 | 0 | 0 | 0 | 0 | 0 | 0 | 0 | FALSE | FALSE | FALSE | FALSE | 0 | 0 | 0 | n/a | n/a | n/a | n/a | n/a | 0 | 0 | 100% | 100% | 0 | 0 | 0 | 0 | 0 | 0 | 0 | 0 | 0 | 0 | 0 | 0 | 0 | 0 | 0 | 0 | 0 | 0 | 0 | 0 | 0 | 0
| 0 | 0 | 0 | 0 | 0 | 0 | 0 | 0 | 0 | 0 | 0 | 0 | 0 | 0 | 0 | 0 | 0 | 0 | FALSE | FALSE | FALSE | FALSE | 0 | 0 | 0 | n/a | n/a | n/a | n/a | n/a | 0 | 0 | 100% | 100% | 0 | 0 | 0 | 0 | 0 | 0 | 0 | 0 | 0 | 0 | 0 | 0 | 0 | 0 | 0 | 0 | 0 | 0 | 0 | 0 | 0 | 0
| 0 | 0 | 0 | 0 | 0 | 0 | 0 | 0 | 0 | 0 | 0 | 0 | 0 | 0 | 0 | 0 | 0 | 0 | FALSE | FALSE | FALSE | FALSE | 0 | 0 | 0 | n/a | n/a | n/a | n/a | n/a | 0 | 0 | 100% | 100% | 0 | 0 | 0 | 0 | 0 | 0 | 0 | 0 | 0 | 0 | 0 | 0 | 0 | 0 | 0 | 0 | 0 | 0 | 0 | 0 | 0 | 0
| 0 | 0 | 0 | 0 | 0 | 0 | 0 | 0 | 0 | 0 | 0 | 0 | 0 | 0 | 0 | 0 | 0 | 0 | FALSE | FALSE | FALSE | FALSE | 0 | 0 | 0 | n/a | n/a | n/a | n/a | n/a | 0 | 0 | 100% | 100% | 0 | 0 | 0 | 0 | 0 | 0 | 0 | 0 | 0 | 0 | 0 | 0 | 0 | 0 | 0 | 0 | 0 | 0 | 0 | 0 | 0 | 0
| 0 | 0 | 0 | 0 | 0 | 0 | 0 | 0 | 0 | 0 | 0 | 0 | 0 | 0 | 0 | 0 | 0 | 0 | FALSE | FALSE | FALSE | FALSE | 0 | 0 | 0 | n/a | n/a | n/a | n/a | n/a | 0 | 0 | 100% | 100% | 0 | 0 | 0 | 0 | 0 | 0 | 0 | 0 | 0 | 0 | 0 | 0 | 0 | 0 | 0 | 0 | 0 | 0 | 0 | 0 | 0 | 0
| 0 | 0 | 0 | 0 | 0 | 0 | 0 | 0 | 0 | 0 | 0 | 0 | 0 | 0 | 0 | 0 | 0 | 0 | FALSE | FALSE | FALSE | FALSE | 0 | 0 | 0 | n/a | n/a | n/a | n/a | n/a | 0 | 0 | 100% | 100% | 0 | 0 | 0 | 0 | 0 | 0 | 0 | 0 | 0 | 0 | 0 | 0 | 0 | 0 | 0 | 0 | 0 | 0 | 0 | 0 | 0 | 0
| 0 | 0 | 0 | 0 | 0 | 0 | 0 | 0 | 0 | 0 | 0 | 0 | 0 | 0 | 0 | 0 | 0 | 0 | FALSE | FALSE | FALSE | FALSE | 0 | 0 | 0 | n/a | n/a | n/a | n/a | n/a | 0 | 0 | 100% | 100% | 0 | 0 | 0 | 0 | 0 | 0 | 0 | 0 | 0 | 0 | 0 | 0 | 0 | 0 | 0 | 0 | 0 | 0 | 0 | 0 | 0 | 0
| 0 | 0 | 0 | 0 | 0 | 0 | 0 | 0 | 0 | 0 | 0 | 0 | 0 | 0 | 0 | 0 | 0 | 0 | FALSE | FALSE | FALSE | FALSE | 0 | 0 | 0 | n/a | n/a | n/a | n/a | n/a | 0 | 0 | 100% | 100% | 0 | 0 | 0 | 0 | 0 | 0 | 0 | 0 | 0 | 0 | 0 | 0 | 0 | 0 | 0 | 0 | 0 | 0 | 0 | 0 | 0 | 0
| 0 | 0 | 0 | 0 | 0 | 0 | 0 | 0 | 0 | 0 | 0 | 0 | 0 | 0 | 0 | 0 | 0 | 0 | FALSE | FALSE | FALSE | FALSE | 0 | 0 | 0 | n/a | n/a | n/a | n/a | n/a | 0 | 0 | 100% | 100% | 0 | 0 | 0 | 0 | 0 | 0 | 0 | 0 | 0 | 0 | 0 | 0 | 0 | 0 | 0 | 0 | 0 | 0 | 0 | 0 | 0 | 0
| 0 | 0 | 0 | 0 | 0 | 0 | 0 | 0 | 0 | 0 | 0 | 0 | 0 | 0 | 0 | 0 | 0 | 0 | FALSE | FALSE | FALSE | FALSE | 0 | 0 | 0 | n/a | n/a | n/a | n/a | n/a | 0 | 0 | 100% | 100% | 0 | 0 | 0 | 0 | 0 | 0 | 0 | 0 | 0 | 0 | 0 | 0 | 0 | 0 | 0 | 0 | 0 | 0 | 0 | 0 | 0 | 0
| 0 | 0 | 0 | 0 | 0 | 0 | 0 | 0 | 0 | 0 | 0 | 0 | 0 | 0 | 0 | 0 | 0 | 0 | FALSE | FALSE | FALSE | FALSE | 0 | 0 | 0 | n/a | n/a | n/a | n/a | n/a | 0 | 0 | 100% | 100% | 0 | 0 | 0 | 0 | 0 | 0 | 0 | 0 | 0 | 0 | 0 | 0 | 0 | 0 | 0 | 0 | 0 | 0 | 0 | 0 | 0 | 0
| 0 | 0 | 0 | 0 | 0 | 0 | 0 | 0 | 0 | 0 | 0 | 0 | 0 | 0 | 0 | 0 | 0 | 0 | FALSE | FALSE | FALSE | FALSE | 0 | 0 | 0 | n/a | n/a | n/a | n/a | n/a | 0 | 0 | 100% | 100% | 0 | 0 | 0 | 0 | 0 | 0 | 0 | 0 | 0 | 0 | 0 | 0 | 0 | 0 | 0 | 0 | 0 | 0 | 0 | 0 | 0 | 0
| 0 | 0 | 0 | 0 | 0 | 0 | 0 | 0 | 0 | 0 | 0 | 0 | 0 | 0 | 0 | 0 | 0 | 0 | FALSE | FALSE | FALSE | FALSE | 0 | 0 | 0 | n/a | n/a | n/a | n/a | n/a | 0 | 0 | 100% | 100% | 0 | 0 | 0 | 0 | 0 | 0 | 0 | 0 | 0 | 0 | 0 | 0 | 0 | 0 | 0 | 0 | 0 | 0 | 0 | 0 | 0 | 0
| 0 | 0 | 0 | 0 | 0 | 0 | 0 | 0 | 0 | 0 | 0 | 0 | 0 | 0 | 0 | 0 | 0 | 0 | FALSE | FALSE | FALSE | FALSE | 0 | 0 | 0 | n/a | n/a | n/a | n/a | n/a | 0 | 0 | 100% | 100% | 0 | 0 | 0 | 0 | 0 | 0 | 0 | 0 | 0 | 0 | 0 | 0 | 0 | 0 | 0 | 0 | 0 | 0 | 0 | 0 | 0 | 0
| 0 | 0 | 0 | 0 | 0 | 0 | 0 | 0 | 0 | 0 | 0 | 0 | 0 | 0 | 0 | 0 | 0 | 0 | FALSE | FALSE | FALSE | FALSE | 0 | 0 | 0 | n/a | n/a | n/a | n/a | n/a | 0 | 0 | 100% | 100% | 0 | 0 | 0 | 0 | 0 | 0 | 0 | 0 | 0 | 0 | 0 | 0 | 0 | 0 | 0 | 0 | 0 | 0 | 0 | 0 | 0 | 0
| 0 | 0 | 0 | 0 | 0 | 0 | 0 | 0 | 0 | 0 | 0 | 0 | 0 | 0 | 0 | 0 | 0 | 0 | FALSE | FALSE | FALSE | FALSE | 0 | 0 | 0 | n/a | n/a | n/a | n/a | n/a | 0 | 0 | 100% | 100% | 0 | 0 | 0 | 0 | 0 | 0 | 0 | 0 | 0 | 0 | 0 | 0 | 0 | 0 | 0 | 0 | 0 | 0 | 0 | 0 | 0 | 0
| 0 | 0 | 0 | 0 | 0 | 0 | 0 | 0 | 0 | 0 | 0 | 0 | 0 | 0 | 0 | 0 | 0 | 0 | FALSE | FALSE | FALSE | FALSE | 0 | 0 | 0 | n/a | n/a | n/a | n/a | n/a | 0 | 0 | 100% | 100% | 0 | 0 | 0 | 0 | 0 | 0 | 0 | 0 | 0 | 0 | 0 | 0 | 0 | 0 | 0 | 0 | 0 | 0 | 0 | 0 | 0 | 0
| 0 | 0 | 0 | 0 | 0 | 0 | 0 | 0 | 0 | 0 | 0 | 0 | 0 | 0 | 0 | 0 | 0 | 0 | FALSE | FALSE | FALSE | FALSE | 0 | 0 | 0 | n/a | n/a | n/a | n/a | n/a | 0 | 0 | 100% | 100% | 0 | 0 | 0 | 0 | 0 | 0 | 0 | 0 | 0 | 0 | 0 | 0 | 0 | 0 | 0 | 0 | 0 | 0 | 0 | 0 | 0 | 0
| 0 | 0 | 0 | 0 | 0 | 0 | 0 | 0 | 0 | 0 | 0 | 0 | 0 | 0 | 0 | 0 | 0 | 0 | FALSE | FALSE | FALSE | FALSE | 0 | 0 | 0 | n/a | n/a | n/a | n/a | n/a | 0 | 0 | 100% | 100% | 0 | 0 | 0 | 0 | 0 | 0 | 0 | 0 | 0 | 0 | 0 | 0 | 0 | 0 | 0 | 0 | 0 | 0 | 0 | 0 | 0 | 0
| 0 | 0 | 0 | 0 | 0 | 0 | 0 | 0 | 0 | 0 | 0 | 0 | 0 | 0 | 0 | 0 | 0 | 0 | FALSE | FALSE | FALSE | FALSE | 0 | 0 | 0 | n/a | n/a | n/a | n/a | n/a | 0 | 0 | 100% | 100% | 0 | 0 | 0 | 0 | 0 | 0 | 0 | 0 | 0 | 0 | 0 | 0 | 0 | 0 | 0 | 0 | 0 | 0 | 0 | 0 | 0 | 0
| 0 | 0 | 0 | 0 | 0 | 0 | 0 | 0 | 0 | 0 | 0 | 0 | 0 | 0 | 0 | 0 | 0 | 0 | FALSE | FALSE | FALSE | FALSE | 0 | 0 | 0 | n/a | n/a | n/a | n/a | n/a | 0 | 0 | 100% | 100% | 0 | 0 | 0 | 0 | 0 | 0 | 0 | 0 | 0 | 0 | 0 | 0 | 0 | 0 | 0 | 0 | 0 | 0 | 0 | 0 | 0 | 0
| 0 | 0 | 0 | 0 | 0 | 0 | 0 | 0 | 0 | 0 | 0 | 0 | 0 | 0 | 0 | 0 | 0 | 0 | FALSE | FALSE | FALSE | FALSE | 0 | 0 | 0 | n/a | n/a | n/a | n/a | n/a | 0 | 0 | 100% | 100% | 0 | 0 | 0 | 0 | 0 | 0 | 0 | 0 | 0 | 0 | 0 | 0 | 0 | 0 | 0 | 0 | 0 | 0 | 0 | 0 | 0 | 0
| 0 | 0 | 0 | 0 | 0 | 0 | 0 | 0 | 0 | 0 | 0 | 0 | 0 | 0 | 0 | 0 | 0 | 0 | FALSE | FALSE | FALSE | FALSE | 0 | 0 | 0 | n/a | n/a | n/a | n/a | n/a | 0 | 0 | 100% | 100% | 0 | 0 | 0 | 0 | 0 | 0 | 0 | 0 | 0 | 0 | 0 | 0 | 0 | 0 | 0 | 0 | 0 | 0 | 0 | 0 | 0 | 0
| 0 | 0 | 0 | 0 | 0 | 0 | 0 | 0 | 0 | 0 | 0 | 0 | 0 | 0 | 0 | 0 | 0 | 0 | FALSE | FALSE | FALSE | FALSE | 0 | 0 | 0 | n/a | n/a | n/a | n/a | n/a | 0 | 0 | 100% | 100% | 0 | 0 | 0 | 0 | 0 | 0 | 0 | 0 | 0 | 0 | 0 | 0 | 0 | 0 | 0 | 0 | 0 | 0 | 0 | 0 | 0 | 0
| 0 | 0 | 0 | 0 | 0 | 0 | 0 | 0 | 0 | 0 | 0 | 0 | 0 | 0 | 0 | 0 | 0 | 0 | FALSE | FALSE | FALSE | FALSE | 0 | 0 | 0 | n/a | n/a | n/a | n/a | n/a | 0 | 0 | 100% | 100% | 0 | 0 | 0 | 0 | 0 | 0 | 0 | 0 | 0 | 0 | 0 | 0 | 0 | 0 | 0 | 0 | 0 | 0 | 0 | 0 | 0 | 0
| 0 | 0 | 0 | 0 | 0 | 0 | 0 | 0 | 0 | 0 | 0 | 0 | 0 | 0 | 0 | 0 | 0 | 0 | FALSE | FALSE | FALSE | FALSE | 0 | 0 | 0 | n/a | n/a | n/a | n/a | n/a | 0 | 0 | 100% | 100% | 0 | 0 | 0 | 0 | 0 | 0 | 0 | 0 | 0 | 0 | 0 | 0 | 0 | 0 | 0 | 0 | 0 | 0 | 0 | 0 | 0 | 0
| 0 | 0 | 0 | 0 | 0 | 0 | 0 | 0 | 0 | 0 | 0 | 0 | 0 | 0 | 0 | 0 | 0 | 0 | FALSE | FALSE | FALSE | FALSE | 0 | 0 | 0 | n/a | n/a | n/a | n/a | n/a | 0 | 0 | 100% | 100% | 0 | 0 | 0 | 0 | 0 | 0 | 0 | 0 | 0 | 0 | 0 | 0 | 0 | 0 | 0 | 0 | 0 | 0 | 0 | 0 | 0 | 0
| 0 | 0 | 0 | 0 | 0 | 0 | 0 | 0 | 0 | 0 | 0 | 0 | 0 | 0 | 0 | 0 | 0 | 0 | FALSE | FALSE | FALSE | FALSE | 0 | 0 | 0 | n/a | n/a | n/a | n/a | n/a | 0 | 0 | 100% | 100% | 0 | 0 | 0 | 0 | 0 | 0 | 0 | 0 | 0 | 0 | 0 | 0 | 0 | 0 | 0 | 0 | 0 | 0 | 0 | 0 | 0 | 0
| 0 | 0 | 0 | 0 | 0 | 0 | 0 | 0 | 0 | 0 | 0 | 0 | 0 | 0 | 0 | 0 | 0 | 0 | FALSE | FALSE | FALSE | FALSE | 0 | 0 | 0 | n/a | n/a | n/a | n/a | n/a | 0 | 0 | 100% | 100% | 0 | 0 | 0 | 0 | 0 | 0 | 0 | 0 | 0 | 0 | 0 | 0 | 0 | 0 | 0 | 0 | 0 | 0 | 0 | 0 | 0 | 0
| 0 | 0 | 0 | 0 | 0 | 0 | 0 | 0 | 0 | 0 | 0 | 0 | 0 | 0 | 0 | 0 | 0 | 0 | FALSE | FALSE | FALSE | FALSE | 0 | 0 | 0 | n/a | n/a | n/a | n/a | n/a | 0 | 0 | 100% | 100% | 0 | 0 | 0 | 0 | 0 | 0 | 0 | 0 | 0 | 0 | 0 | 0 | 0 | 0 | 0 | 0 | 0 | 0 | 0 | 0 | 0 | 0
| 0 | 0 | 0 | 0 | 0 | 0 | 0 | 0 | 0 | 0 | 0 | 0 | 0 | 0 | 0 | 0 | 0 | 0 | FALSE | FALSE | FALSE | FALSE | 0 | 0 | 0 | n/a | n/a | n/a | n/a | n/a | 0 | 0 | 100% | 100% | 0 | 0 | 0 | 0 | 0 | 0 | 0 | 0 | 0 | 0 | 0 | 0 | 0 | 0 | 0 | 0 | 0 | 0 | 0 | 0 | 0 | 0
| 0 | 0 | 0 | 0 | 0 | 0 | 0 | 0 | 0 | 0 | 0 | 0 | 0 | 0 | 0 | 0 | 0 | 0 | FALSE | FALSE | FALSE | FALSE | 0 | 0 | 0 | n/a | n/a | n/a | n/a | n/a | 0 | 0 | 100% | 100% | 0 | 0 | 0 | 0 | 0 | 0 | 0 | 0 | 0 | 0 | 0 | 0 | 0 | 0 | 0 | 0 | 0 | 0 | 0 | 0 | 0 | 0
| 0 | 0 | 0 | 0 | 0 | 0 | 0 | 0 | 0 | 0 | 0 | 0 | 0 | 0 | 0 | 0 | 0 | 0 | FALSE | FALSE | FALSE | FALSE | 0 | 0 | 0 | n/a | n/a | n/a | n/a | n/a | 0 | 0 | 100% | 100% | 0 | 0 | 0 | 0 | 0 | 0 | 0 | 0 | 0 | 0 | 0 | 0 | 0 | 0 | 0 | 0 | 0 | 0 | 0 | 0 | 0 | 0
| 0 | 0 | 0 | 0 | 0 | 0 | 0 | 0 | 0 | 0 | 0 | 0 | 0 | 0 | 0 | 0 | 0 | 0 | FALSE | FALSE | FALSE | FALSE | 0 | 0 | 0 | n/a | n/a | n/a | n/a | n/a | 0 | 0 | 100% | 100% | 0 | 0 | 0 | 0 | 0 | 0 | 0 | 0 | 0 | 0 | 0 | 0 | 0 | 0 | 0 | 0 | 0 | 0 | 0 | 0 | 0 | 0
| 0 | 0 | 0 | 0 | 0 | 0 | 0 | 0 | 0 | 0 | 0 | 0 | 0 | 0 | 0 | 0 | 0 | 0 | FALSE | FALSE | FALSE | FALSE | 0 | 0 | 0 | n/a | n/a | n/a | n/a | n/a | 0 | 0 | 100% | 100% | 0 | 0 | 0 | 0 | 0 | 0 | 0 | 0 | 0 | 0 | 0 | 0 | 0 | 0 | 0 | 0 | 0 | 0 | 0 | 0 | 0 | 0
| 0 | 0 | 0 | 0 | 0 | 0 | 0 | 0 | 0 | 0 | 0 | 0 | 0 | 0 | 0 | 0 | 0 | 0 | FALSE | FALSE | FALSE | FALSE | 0 | 0 | 0 | n/a | n/a | n/a | n/a | n/a | 0 | 0 | 100% | 100% | 0 | 0 | 0 | 0 | 0 | 0 | 0 | 0 | 0 | 0 | 0 | 0 | 0 | 0 | 0 | 0 | 0 | 0 | 0 | 0 | 0 | 0
| 0 | 0 | 0 | 0 | 0 | 0 | 0 | 0 | 0 | 0 | 0 | 0 | 0 | 0 | 0 | 0 | 0 | 0 | FALSE | FALSE | FALSE | FALSE | 0 | 0 | 0 | n/a | n/a | n/a | n/a | n/a | 0 | 0 | 100% | 100% | 0 | 0 | 0 | 0 | 0 | 0 | 0 | 0 | 0 | 0 | 0 | 0 | 0 | 0 | 0 | 0 | 0 | 0 | 0 | 0 | 0 | 0
| 0 | 0 | 0 | 0 | 0 | 0 | 0 | 0 | 0 | 0 | 0 | 0 | 0 | 0 | 0 | 0 | 0 | 0 | FALSE | FALSE | FALSE | FALSE | 0 | 0 | 0 | n/a | n/a | n/a | n/a | n/a | 0 | 0 | 100% | 100% | 0 | 0 | 0 | 0 | 0 | 0 | 0 | 0 | 0 | 0 | 0 | 0 | 0 | 0 | 0 | 0 | 0 | 0 | 0 | 0 | 0 | 0
| 0 | 0 | 0 | 0 | 0 | 0 | 0 | 0 | 0 | 0 | 0 | 0 | 0 | 0 | 0 | 0 | 0 | 0 | FALSE | FALSE | FALSE | FALSE | 0 | 0 | 0 | n/a | n/a | n/a | n/a | n/a | 0 | 0 | 100% | 100% | 0 | 0 | 0 | 0 | 0 | 0 | 0 | 0 | 0 | 0 | 0 | 0 | 0 | 0 | 0 | 0 | 0 | 0 | 0 | 0 | 0 | 0
| 0 | 0 | 0 | 0 | 0 | 0 | 0 | 0 | 0 | 0 | 0 | 0 | 0 | 0 | 0 | 0 | 0 | 0 | FALSE | FALSE | FALSE | FALSE | 0 | 0 | 0 | n/a | n/a | n/a | n/a | n/a | 0 | 0 | 100% | 100% | 0 | 0 | 0 | 0 | 0 | 0 | 0 | 0 | 0 | 0 | 0 | 0 | 0 | 0 | 0 | 0 | 0 | 0 | 0 | 0 | 0 | 0
| 0 | 0 | 0 | 0 | 0 | 0 | 0 | 0 | 0 | 0 | 0 | 0 | 0 | 0 | 0 | 0 | 0 | 0 | FALSE | FALSE | FALSE | FALSE | 0 | 0 | 0 | n/a | n/a | n/a | n/a | n/a | 0 | 0 | 100% | 100% | 0 | 0 | 0 | 0 | 0 | 0 | 0 | 0 | 0 | 0 | 0 | 0 | 0 | 0 | 0 | 0 | 0 | 0 | 0 | 0 | 0 | 0
| 0 | 0 | 0 | 0 | 0 | 0 | 0 | 0 | 0 | 0 | 0 | 0 | 0 | 0 | 0 | 0 | 0 | 0 | FALSE | FALSE | FALSE | FALSE | 0 | 0 | 0 | n/a | n/a | n/a | n/a | n/a | 0 | 0 | 100% | 100% | 0 | 0 | 0 | 0 | 0 | 0 | 0 | 0 | 0 | 0 | 0 | 0 | 0 | 0 | 0 | 0 | 0 | 0 | 0 | 0 | 0 | 0
| 0 | 0 | 0 | 0 | 0 | 0 | 0 | 0 | 0 | 0 | 0 | 0 | 0 | 0 | 0 | 0 | 0 | 0 | FALSE | FALSE | FALSE | FALSE | 0 | 0 | 0 | n/a | n/a | n/a | n/a | n/a | 0 | 0 | 100% | 100% | 0 | 0 | 0 | 0 | 0 | 0 | 0 | 0 | 0 | 0 | 0 | 0 | 0 | 0 | 0 | 0 | 0 | 0 | 0 | 0 | 0 | 0
| 0 | 0 | 0 | 0 | 0 | 0 | 0 | 0 | 0 | 0 | 0 | 0 | 0 | 0 | 0 | 0 | 0 | 0 | FALSE | FALSE | FALSE | FALSE | 0 | 0 | 0 | n/a | n/a | n/a | n/a | n/a | 0 | 0 | 100% | 100% | 0 | 0 | 0 | 0 | 0 | 0 | 0 | 0 | 0 | 0 | 0 | 0 | 0 | 0 | 0 | 0 | 0 | 0 | 0 | 0 | 0 | 0
| 0 | 0 | 0 | 0 | 0 | 0 | 0 | 0 | 0 | 0 | 0 | 0 | 0 | 0 | 0 | 0 | 0 | 0 | FALSE | FALSE | FALSE | FALSE | 0 | 0 | 0 | n/a | n/a | n/a | n/a | n/a | 0 | 0 | 100% | 100% | 0 | 0 | 0 | 0 | 0 | 0 | 0 | 0 | 0 | 0 | 0 | 0 | 0 | 0 | 0 | 0 | 0 | 0 | 0 | 0 | 0 | 0
| 0 | 0 | 0 | 0 | 0 | 0 | 0 | 0 | 0 | 0 | 0 | 0 | 0 | 0 | 0 | 0 | 0 | 0 | FALSE | FALSE | FALSE | FALSE | 0 | 0 | 0 | n/a | n/a | n/a | n/a | n/a | 0 | 0 | 100% | 100% | 0 | 0 | 0 | 0 | 0 | 0 | 0 | 0 | 0 | 0 | 0 | 0 | 0 | 0 | 0 | 0 | 0 | 0 | 0 | 0 | 0 | 0
| 0 | 0 | 0 | 0 | 0 | 0 | 0 | 0 | 0 | 0 | 0 | 0 | 0 | 0 | 0 | 0 | 0 | 0 | FALSE | FALSE | FALSE | FALSE | 0 | 0 | 0 | n/a | n/a | n/a | n/a | n/a | 0 | 0 | 100% | 100% | 0 | 0 | 0 | 0 | 0 | 0 | 0 | 0 | 0 | 0 | 0 | 0 | 0 | 0 | 0 | 0 | 0 | 0 | 0 | 0 | 0 | 0
| 0 | 0 | 0 | 0 | 0 | 0 | 0 | 0 | 0 | 0 | 0 | 0 | 0 | 0 | 0 | 0 | 0 | 0 | FALSE | FALSE | FALSE | FALSE | 0 | 0 | 0 | n/a | n/a | n/a | n/a | n/a | 0 | 0 | 100% | 100% | 0 | 0 | 0 | 0 | 0 | 0 | 0 | 0 | 0 | 0 | 0 | 0 | 0 | 0 | 0 | 0 | 0 | 0 | 0 | 0 | 0 | 0
| 0 | 0 | 0 | 0 | 0 | 0 | 0 | 0 | 0 | 0 | 0 | 0 | 0 | 0 | 0 | 0 | 0 | 0 | FALSE | FALSE | FALSE | FALSE | 0 | 0 | 0 | n/a | n/a | n/a | n/a | n/a | 0 | 0 | 100% | 100% | 0 | 0 | 0 | 0 | 0 | 0 | 0 | 0 | 0 | 0 | 0 | 0 | 0 | 0 | 0 | 0 | 0 | 0 | 0 | 0 | 0 | 0
| 0 | 0 | 0 | 0 | 0 | 0 | 0 | 0 | 0 | 0 | 0 | 0 | 0 | 0 | 0 | 0 | 0 | 0 | FALSE | FALSE | FALSE | FALSE | 0 | 0 | 0 | n/a | n/a | n/a | n/a | n/a | 0 | 0 | 100% | 100% | 0 | 0 | 0 | 0 | 0 | 0 | 0 | 0 | 0 | 0 | 0 | 0 | 0 | 0 | 0 | 0 | 0 | 0 | 0 | 0 | 0 | 0
| 0 | 0 | 0 | 0 | 0 | 0 | 0 | 0 | 0 | 0 | 0 | 0 | 0 | 0 | 0 | 0 | 0 | 0 | FALSE | FALSE | FALSE | FALSE | 0 | 0 | 0 | n/a | n/a | n/a | n/a | n/a | 0 | 0 | 100% | 100% | 0 | 0 | 0 | 0 | 0 | 0 | 0 | 0 | 0 | 0 | 0 | 0 | 0 | 0 | 0 | 0 | 0 | 0 | 0 | 0 | 0 | 0
| 0 | 0 | 0 | 0 | 0 | 0 | 0 | 0 | 0 | 0 | 0 | 0 | 0 | 0 | 0 | 0 | 0 | 0 | FALSE | FALSE | FALSE | FALSE | 0 | 0 | 0 | n/a | n/a | n/a | n/a | n/a | 0 | 0 | 100% | 100% | 0 | 0 | 0 | 0 | 0 | 0 | 0 | 0 | 0 | 0 | 0 | 0 | 0 | 0 | 0 | 0 | 0 | 0 | 0 | 0 | 0 | 0
| 0 | 0 | 0 | 0 | 0 | 0 | 0 | 0 | 0 | 0 | 0 | 0 | 0 | 0 | 0 | 0 | 0 | 0 | FALSE | FALSE | FALSE | FALSE | 0 | 0 | 0 | n/a | n/a | n/a | n/a | n/a | 0 | 0 | 100% | 100% | 0 | 0 | 0 | 0 | 0 | 0 | 0 | 0 | 0 | 0 | 0 | 0 | 0 | 0 | 0 | 0 | 0 | 0 | 0 | 0 | 0 | 0
| 0 | 0 | 0 | 0 | 0 | 0 | 0 | 0 | 0 | 0 | 0 | 0 | 0 | 0 | 0 | 0 | 0 | 0 | FALSE | FALSE | FALSE | FALSE | 0 | 0 | 0 | n/a | n/a | n/a | n/a | n/a | 0 | 0 | 100% | 100% | 0 | 0 | 0 | 0 | 0 | 0 | 0 | 0 | 0 | 0 | 0 | 0 | 0 | 0 | 0 | 0 | 0 | 0 | 0 | 0 | 0 | 0
| 0 | 0 | 0 | 0 | 0 | 0 | 0 | 0 | 0 | 0 | 0 | 0 | 0 | 0 | 0 | 0 | 0 | 0 | FALSE | FALSE | FALSE | FALSE | 0 | 0 | 0 | n/a | n/a | n/a | n/a | n/a | 0 | 0 | 100% | 100% | 0 | 0 | 0 | 0 | 0 | 0 | 0 | 0 | 0 | 0 | 0 | 0 | 0 | 0 | 0 | 0 | 0 | 0 | 0 | 0 | 0 | 0
| 0 | 0 | 0 | 0 | 0 | 0 | 0 | 0 | 0 | 0 | 0 | 0 | 0 | 0 | 0 | 0 | 0 | 0 | FALSE | FALSE | FALSE | FALSE | 0 | 0 | 0 | n/a | n/a | n/a | n/a | n/a | 0 | 0 | 100% | 100% | 0 | 0 | 0 | 0 | 0 | 0 | 0 | 0 | 0 | 0 | 0 | 0 | 0 | 0 | 0 | 0 | 0 | 0 | 0 | 0 | 0 | 0
| 0 | 0 | 0 | 0 | 0 | 0 | 0 | 0 | 0 | 0 | 0 | 0 | 0 | 0 | 0 | 0 | 0 | 0 | FALSE | FALSE | FALSE | FALSE | 0 | 0 | 0 | n/a | n/a | n/a | n/a | n/a | 0 | 0 | 100% | 100% | 0 | 0 | 0 | 0 | 0 | 0 | 0 | 0 | 0 | 0 | 0 | 0 | 0 | 0 | 0 | 0 | 0 | 0 | 0 | 0 | 0 | 0
| 0 | 0 | 0 | 0 | 0 | 0 | 0 | 0 | 0 | 0 | 0 | 0 | 0 | 0 | 0 | 0 | 0 | 0 | FALSE | FALSE | FALSE | FALSE | 0 | 0 | 0 | n/a | n/a | n/a | n/a | n/a | 0 | 0 | 100% | 100% | 0 | 0 | 0 | 0 | 0 | 0 | 0 | 0 | 0 | 0 | 0 | 0 | 0 | 0 | 0 | 0 | 0 | 0 | 0 | 0 | 0 | 0
| 0 | 0 | 0 | 0 | 0 | 0 | 0 | 0 | 0 | 0 | 0 | 0 | 0 | 0 | 0 | 0 | 0 | 0 | FALSE | FALSE | FALSE | FALSE | 0 | 0 | 0 | n/a | n/a | n/a | n/a | n/a | 0 | 0 | 100% | 100% | 0 | 0 | 0 | 0 | 0 | 0 | 0 | 0 | 0 | 0 | 0 | 0 | 0 | 0 | 0 | 0 | 0 | 0 | 0 | 0 | 0 | 0
| 0 | 0 | 0 | 0 | 0 | 0 | 0 | 0 | 0 | 0 | 0 | 0 | 0 | 0 | 0 | 0 | 0 | 0 | FALSE | FALSE | FALSE | FALSE | 0 | 0 | 0 | n/a | n/a | n/a | n/a | n/a | 0 | 0 | 100% | 100% | 0 | 0 | 0 | 0 | 0 | 0 | 0 | 0 | 0 | 0 | 0 | 0 | 0 | 0 | 0 | 0 | 0 | 0 | 0 | 0 | 0 | 0
| 0 | 0 | 0 | 0 | 0 | 0 | 0 | 0 | 0 | 0 | 0 | 0 | 0 | 0 | 0 | 0 | 0 | 0 | FALSE | FALSE | FALSE | FALSE | 0 | 0 | 0 | n/a | n/a | n/a | n/a | n/a | 0 | 0 | 100% | 100% | 0 | 0 | 0 | 0 | 0 | 0 | 0 | 0 | 0 | 0 | 0 | 0 | 0 | 0 | 0 | 0 | 0 | 0 | 0 | 0 | 0 | 0
| 0 | 0 | 0 | 0 | 0 | 0 | 0 | 0 | 0 | 0 | 0 | 0 | 0 | 0 | 0 | 0 | 0 | 0 | FALSE | FALSE | FALSE | FALSE | 0 | 0 | 0 | n/a | n/a | n/a | n/a | n/a | 0 | 0 | 100% | 100% | 0 | 0 | 0 | 0 | 0 | 0 | 0 | 0 | 0 | 0 | 0 | 0 | 0 | 0 | 0 | 0 | 0 | 0 | 0 | 0 | 0 | 0
| 0 | 0 | 0 | 0 | 0 | 0 | 0 | 0 | 0 | 0 | 0 | 0 | 0 | 0 | 0 | 0 | 0 | 0 | FALSE | FALSE | FALSE | FALSE | 0 | 0 | 0 | n/a | n/a | n/a | n/a | n/a | 0 | 0 | 100% | 100% | 0 | 0 | 0 | 0 | 0 | 0 | 0 | 0 | 0 | 0 | 0 | 0 | 0 | 0 | 0 | 0 | 0 | 0 | 0 | 0 | 0 | 0
| 0 | 0 | 0 | 0 | 0 | 0 | 0 | 0 | 0 | 0 | 0 | 0 | 0 | 0 | 0 | 0 | 0 | 0 | FALSE | FALSE | FALSE | FALSE | 0 | 0 | 0 | n/a | n/a | n/a | n/a | n/a | 0 | 0 | 100% | 100% | 0 | 0 | 0 | 0 | 0 | 0 | 0 | 0 | 0 | 0 | 0 | 0 | 0 | 0 | 0 | 0 | 0 | 0 | 0 | 0 | 0 | 0
| 0 | 0 | 0 | 0 | 0 | 0 | 0 | 0 | 0 | 0 | 0 | 0 | 0 | 0 | 0 | 0 | 0 | 0 | FALSE | FALSE | FALSE | FALSE | 0 | 0 | 0 | n/a | n/a | n/a | n/a | n/a | 0 | 0 | 100% | 100% | 0 | 0 | 0 | 0 | 0 | 0 | 0 | 0 | 0 | 0 | 0 | 0 | 0 | 0 | 0 | 0 | 0 | 0 | 0 | 0 | 0 | 0
| 0 | 0 | 0 | 0 | 0 | 0 | 0 | 0 | 0 | 0 | 0 | 0 | 0 | 0 | 0 | 0 | 0 | 0 | FALSE | FALSE | FALSE | FALSE | 0 | 0 | 0 | n/a | n/a | n/a | n/a | n/a | 0 | 0 | 100% | 100% | 0 | 0 | 0 | 0 | 0 | 0 | 0 | 0 | 0 | 0 | 0 | 0 | 0 | 0 | 0 | 0 | 0 | 0 | 0 | 0 | 0 | 0
| 0 | 0 | 0 | 0 | 0 | 0 | 0 | 0 | 0 | 0 | 0 | 0 | 0 | 0 | 0 | 0 | 0 | 0 | FALSE | FALSE | FALSE | FALSE | 0 | 0 | 0 | n/a | n/a | n/a | n/a | n/a | 0 | 0 | 100% | 100% | 0 | 0 | 0 | 0 | 0 | 0 | 0 | 0 | 0 | 0 | 0 | 0 | 0 | 0 | 0 | 0 | 0 | 0 | 0 | 0 | 0 | 0
| 0 | 0 | 0 | 0 | 0 | 0 | 0 | 0 | 0 | 0 | 0 | 0 | 0 | 0 | 0 | 0 | 0 | 0 | FALSE | FALSE | FALSE | FALSE | 0 | 0 | 0 | n/a | n/a | n/a | n/a | n/a | 0 | 0 | 100% | 100% | 0 | 0 | 0 | 0 | 0 | 0 | 0 | 0 | 0 | 0 | 0 | 0 | 0 | 0 | 0 | 0 | 0 | 0 | 0 | 0 | 0 | 0
| 0 | 0 | 0 | 0 | 0 | 0 | 0 | 0 | 0 | 0 | 0 | 0 | 0 | 0 | 0 | 0 | 0 | 0 | FALSE | FALSE | FALSE | FALSE | 0 | 0 | 0 | n/a | n/a | n/a | n/a | n/a | 0 | 0 | 100% | 100% | 0 | 0 | 0 | 0 | 0 | 0 | 0 | 0 | 0 | 0 | 0 | 0 | 0 | 0 | 0 | 0 | 0 | 0 | 0 | 0 | 0 | 0
| 0 | 0 | 0 | 0 | 0 | 0 | 0 | 0 | 0 | 0 | 0 | 0 | 0 | 0 | 0 | 0 | 0 | 0 | FALSE | FALSE | FALSE | FALSE | 0 | 0 | 0 | n/a | n/a | n/a | n/a | n/a | 0 | 0 | 100% | 100% | 0 | 0 | 0 | 0 | 0 | 0 | 0 | 0 | 0 | 0 | 0 | 0 | 0 | 0 | 0 | 0 | 0 | 0 | 0 | 0 | 0 | 0
| 0 | 0 | 0 | 0 | 0 | 0 | 0 | 0 | 0 | 0 | 0 | 0 | 0 | 0 | 0 | 0 | 0 | 0 | FALSE | FALSE | FALSE | FALSE | 0 | 0 | 0 | n/a | n/a | n/a | n/a | n/a | 0 | 0 | 100% | 100% | 0 | 0 | 0 | 0 | 0 | 0 | 0 | 0 | 0 | 0 | 0 | 0 | 0 | 0 | 0 | 0 | 0 | 0 | 0 | 0 | 0 | 0
| 0 | 0 | 0 | 0 | 0 | 0 | 0 | 0 | 0 | 0 | 0 | 0 | 0 | 0 | 0 | 0 | 0 | 0 | FALSE | FALSE | FALSE | FALSE | 0 | 0 | 0 | n/a | n/a | n/a | n/a | n/a | 0 | 0 | 100% | 100% | 0 | 0 | 0 | 0 | 0 | 0 | 0 | 0 | 0 | 0 | 0 | 0 | 0 | 0 | 0 | 0 | 0 | 0 | 0 | 0 | 0 | 0
| 0 | 0 | 0 | 0 | 0 | 0 | 0 | 0 | 0 | 0 | 0 | 0 | 0 | 0 | 0 | 0 | 0 | 0 | FALSE | FALSE | FALSE | FALSE | 0 | 0 | 0 | n/a | n/a | n/a | n/a | n/a | 0 | 0 | 100% | 100% | 0 | 0 | 0 | 0 | 0 | 0 | 0 | 0 | 0 | 0 | 0 | 0 | 0 | 0 | 0 | 0 | 0 | 0 | 0 | 0 | 0 | 0
| 0 | 0 | 0 | 0 | 0 | 0 | 0 | 0 | 0 | 0 | 0 | 0 | 0 | 0 | 0 | 0 | 0 | 0 | FALSE | FALSE | FALSE | FALSE | 0 | 0 | 0 | n/a | n/a | n/a | n/a | n/a | 0 | 0 | 100% | 100% | 0 | 0 | 0 | 0 | 0 | 0 | 0 | 0 | 0 | 0 | 0 | 0 | 0 | 0 | 0 | 0 | 0 | 0 | 0 | 0 | 0 | 0
| 0 | 0 | 0 | 0 | 0 | 0 | 0 | 0 | 0 | 0 | 0 | 0 | 0 | 0 | 0 | 0 | 0 | 0 | FALSE | FALSE | FALSE | FALSE | 0 | 0 | 0 | n/a | n/a | n/a | n/a | n/a | 0 | 0 | 100% | 100% | 0 | 0 | 0 | 0 | 0 | 0 | 0 | 0 | 0 | 0 | 0 | 0 | 0 | 0 | 0 | 0 | 0 | 0 | 0 | 0 | 0 | 0
| 0 | 0 | 0 | 0 | 0 | 0 | 0 | 0 | 0 | 0 | 0 | 0 | 0 | 0 | 0 | 0 | 0 | 0 | FALSE | FALSE | FALSE | FALSE | 0 | 0 | 0 | n/a | n/a | n/a | n/a | n/a | 0 | 0 | 100% | 100% | 0 | 0 | 0 | 0 | 0 | 0 | 0 | 0 | 0 | 0 | 0 | 0 | 0 | 0 | 0 | 0 | 0 | 0 | 0 | 0 | 0 | 0
| 0 | 0 | 0 | 0 | 0 | 0 | 0 | 0 | 0 | 0 | 0 | 0 | 0 | 0 | 0 | 0 | 0 | 0 | FALSE | FALSE | FALSE | FALSE | 0 | 0 | 0 | n/a | n/a | n/a | n/a | n/a | 0 | 0 | 100% | 100% | 0 | 0 | 0 | 0 | 0 | 0 | 0 | 0 | 0 | 0 | 0 | 0 | 0 | 0 | 0 | 0 | 0 | 0 | 0 | 0 | 0 | 0
| 0 | 0 | 0 | 0 | 0 | 0 | 0 | 0 | 0 | 0 | 0 | 0 | 0 | 0 | 0 | 0 | 0 | 0 | FALSE | FALSE | FALSE | FALSE | 0 | 0 | 0 | n/a | n/a | n/a | n/a | n/a | 0 | 0 | 100% | 100% | 0 | 0 | 0 | 0 | 0 | 0 | 0 | 0 | 0 | 0 | 0 | 0 | 0 | 0 | 0 | 0 | 0 | 0 | 0 | 0 | 0 | 0
| 0 | 0 | 0 | 0 | 0 | 0 | 0 | 0 | 0 | 0 | 0 | 0 | 0 | 0 | 0 | 0 | 0 | 0 | FALSE | FALSE | FALSE | FALSE | 0 | 0 | 0 | n/a | n/a | n/a | n/a | n/a | 0 | 0 | 100% | 100% | 0 | 0 | 0 | 0 | 0 | 0 | 0 | 0 | 0 | 0 | 0 | 0 | 0 | 0 | 0 | 0 | 0 | 0 | 0 | 0 | 0 | 0
| 0 | 0 | 0 | 0 | 0 | 0 | 0 | 0 | 0 | 0 | 0 | 0 | 0 | 0 | 0 | 0 | 0 | 0 | FALSE | FALSE | FALSE | FALSE | 0 | 0 | 0 | n/a | n/a | n/a | n/a | n/a | 0 | 0 | 100% | 100% | 0 | 0 | 0 | 0 | 0 | 0 | 0 | 0 | 0 | 0 | 0 | 0 | 0 | 0 | 0 | 0 | 0 | 0 | 0 | 0 | 0 | 0
| 0 | 0 | 0 | 0 | 0 | 0 | 0 | 0 | 0 | 0 | 0 | 0 | 0 | 0 | 0 | 0 | 0 | 0 | FALSE | FALSE | FALSE | FALSE | 0 | 0 | 0 | n/a | n/a | n/a | n/a | n/a | 0 | 0 | 100% | 100% | 0 | 0 | 0 | 0 | 0 | 0 | 0 | 0 | 0 | 0 | 0 | 0 | 0 | 0 | 0 | 0 | 0 | 0 | 0 | 0 | 0 | 0
| 0 | 0 | 0 | 0 | 0 | 0 | 0 | 0 | 0 | 0 | 0 | 0 | 0 | 0 | 0 | 0 | 0 | 0 | FALSE | FALSE | FALSE | FALSE | 0 | 0 | 0 | n/a | n/a | n/a | n/a | n/a | 0 | 0 | 100% | 100% | 0 | 0 | 0 | 0 | 0 | 0 | 0 | 0 | 0 | 0 | 0 | 0 | 0 | 0 | 0 | 0 | 0 | 0 | 0 | 0 | 0 | 0
| 0 | 0 | 0 | 0 | 0 | 0 | 0 | 0 | 0 | 0 | 0 | 0 | 0 | 0 | 0 | 0 | 0 | 0 | FALSE | FALSE | FALSE | FALSE | 0 | 0 | 0 | n/a | n/a | n/a | n/a | n/a | 0 | 0 | 100% | 100% | 0 | 0 | 0 | 0 | 0 | 0 | 0 | 0 | 0 | 0 | 0 | 0 | 0 | 0 | 0 | 0 | 0 | 0 | 0 | 0 | 0 | 0
| 0 | 0 | 0 | 0 | 0 | 0 | 0 | 0 | 0 | 0 | 0 | 0 | 0 | 0 | 0 | 0 | 0 | 0 | FALSE | FALSE | FALSE | FALSE | 0 | 0 | 0 | n/a | n/a | n/a | n/a | n/a | 0 | 0 | 100% | 100% | 0 | 0 | 0 | 0 | 0 | 0 | 0 | 0 | 0 | 0 | 0 | 0 | 0 | 0 | 0 | 0 | 0 | 0 | 0 | 0 | 0 | 0
| 0 | 0 | 0 | 0 | 0 | 0 | 0 | 0 | 0 | 0 | 0 | 0 | 0 | 0 | 0 | 0 | 0 | 0 | FALSE | FALSE | FALSE | FALSE | 0 | 0 | 0 | n/a | n/a | n/a | n/a | n/a | 0 | 0 | 100% | 100% | 0 | 0 | 0 | 0 | 0 | 0 | 0 | 0 | 0 | 0 | 0 | 0 | 0 | 0 | 0 | 0 | 0 | 0 | 0 | 0 | 0 | 0
| 0 | 0 | 0 | 0 | 0 | 0 | 0 | 0 | 0 | 0 | 0 | 0 | 0 | 0 | 0 | 0 | 0 | 0 | FALSE | FALSE | FALSE | FALSE | 0 | 0 | 0 | n/a | n/a | n/a | n/a | n/a | 0 | 0 | 100% | 100% | 0 | 0 | 0 | 0 | 0 | 0 | 0 | 0 | 0 | 0 | 0 | 0 | 0 | 0 | 0 | 0 | 0 | 0 | 0 | 0 | 0 | 0
| 0 | 0 | 0 | 0 | 0 | 0 | 0 | 0 | 0 | 0 | 0 | 0 | 0 | 0 | 0 | 0 | 0 | 0 | FALSE | FALSE | FALSE | FALSE | 0 | 0 | 0 | n/a | n/a | n/a | n/a | n/a | 0 | 0 | 100% | 100% | 0 | 0 | 0 | 0 | 0 | 0 | 0 | 0 | 0 | 0 | 0 | 0 | 0 | 0 | 0 | 0 | 0 | 0 | 0 | 0 | 0 | 0
| 0 | 0 | 0 | 0 | 0 | 0 | 0 | 0 | 0 | 0 | 0 | 0 | 0 | 0 | 0 | 0 | 0 | 0 | FALSE | FALSE | FALSE | FALSE | 0 | 0 | 0 | n/a | n/a | n/a | n/a | n/a | 0 | 0 | 100% | 100% | 0 | 0 | 0 | 0 | 0 | 0 | 0 | 0 | 0 | 0 | 0 | 0 | 0 | 0 | 0 | 0 | 0 | 0 | 0 | 0 | 0 | 0
| 0 | 0 | 0 | 0 | 0 | 0 | 0 | 0 | 0 | 0 | 0 | 0 | 0 | 0 | 0 | 0 | 0 | 0 | FALSE | FALSE | FALSE | FALSE | 0 | 0 | 0 | n/a | n/a | n/a | n/a | n/a | 0 | 0 | 100% | 100% | 0 | 0 | 0 | 0 | 0 | 0 | 0 | 0 | 0 | 0 | 0 | 0 | 0 | 0 | 0 | 0 | 0 | 0 | 0 | 0 | 0 | 0
| 0 | 0 | 0 | 0 | 0 | 0 | 0 | 0 | 0 | 0 | 0 | 0 | 0 | 0 | 0 | 0 | 0 | 0 | FALSE | FALSE | FALSE | FALSE | 0 | 0 | 0 | n/a | n/a | n/a | n/a | n/a | 0 | 0 | 100% | 100% | 0 | 0 | 0 | 0 | 0 | 0 | 0 | 0 | 0 | 0 | 0 | 0 | 0 | 0 | 0 | 0 | 0 | 0 | 0 | 0 | 0 | 0
| 0 | 0 | 0 | 0 | 0 | 0 | 0 | 0 | 0 | 0 | 0 | 0 | 0 | 0 | 0 | 0 | 0 | 0 | FALSE | FALSE | FALSE | FALSE | 0 | 0 | 0 | n/a | n/a | n/a | n/a | n/a | 0 | 0 | 100% | 100% | 0 | 0 | 0 | 0 | 0 | 0 | 0 | 0 | 0 | 0 | 0 | 0 | 0 | 0 | 0 | 0 | 0 | 0 | 0 | 0 | 0 | 0
| 0 | 0 | 0 | 0 | 0 | 0 | 0 | 0 | 0 | 0 | 0 | 0 | 0 | 0 | 0 | 0 | 0 | 0 | FALSE | FALSE | FALSE | FALSE | 0 | 0 | 0 | n/a | n/a | n/a | n/a | n/a | 0 | 0 | 100% | 100% | 0 | 0 | 0 | 0 | 0 | 0 | 0 | 0 | 0 | 0 | 0 | 0 | 0 | 0 | 0 | 0 | 0 | 0 | 0 | 0 | 0 | 0
| 0 | 0 | 0 | 0 | 0 | 0 | 0 | 0 | 0 | 0 | 0 | 0 | 0 | 0 | 0 | 0 | 0 | 0 | FALSE | FALSE | FALSE | FALSE | 0 | 0 | 0 | n/a | n/a | n/a | n/a | n/a | 0 | 0 | 100% | 100% | 0 | 0 | 0 | 0 | 0 | 0 | 0 | 0 | 0 | 0 | 0 | 0 | 0 | 0 | 0 | 0 | 0 | 0 | 0 | 0 | 0 | 0
| 0 | 0 | 0 | 0 | 0 | 0 | 0 | 0 | 0 | 0 | 0 | 0 | 0 | 0 | 0 | 0 | 0 | 0 | FALSE | FALSE | FALSE | FALSE | 0 | 0 | 0 | n/a | n/a | n/a | n/a | n/a | 0 | 0 | 100% | 100% | 0 | 0 | 0 | 0 | 0 | 0 | 0 | 0 | 0 | 0 | 0 | 0 | 0 | 0 | 0 | 0 | 0 | 0 | 0 | 0 | 0 | 0
| 0 | 0 | 0 | 0 | 0 | 0 | 0 | 0 | 0 | 0 | 0 | 0 | 0 | 0 | 0 | 0 | 0 | 0 | FALSE | FALSE | FALSE | FALSE | 0 | 0 | 0 | n/a | n/a | n/a | n/a | n/a | 0 | 0 | 100% | 100% | 0 | 0 | 0 | 0 | 0 | 0 | 0 | 0 | 0 | 0 | 0 | 0 | 0 | 0 | 0 | 0 | 0 | 0 | 0 | 0 | 0 | 0
| 0 | 0 | 0 | 0 | 0 | 0 | 0 | 0 | 0 | 0 | 0 | 0 | 0 | 0 | 0 | 0 | 0 | 0 | FALSE | FALSE | FALSE | FALSE | 0 | 0 | 0 | n/a | n/a | n/a | n/a | n/a | 0 | 0 | 100% | 100% | 0 | 0 | 0 | 0 | 0 | 0 | 0 | 0 | 0 | 0 | 0 | 0 | 0 | 0 | 0 | 0 | 0 | 0 | 0 | 0 | 0 | 0
| 0 | 0 | 0 | 0 | 0 | 0 | 0 | 0 | 0 | 0 | 0 | 0 | 0 | 0 | 0 | 0 | 0 | 0 | FALSE | FALSE | FALSE | FALSE | 0 | 0 | 0 | n/a | n/a | n/a | n/a | n/a | 0 | 0 | 100% | 100% | 0 | 0 | 0 | 0 | 0 | 0 | 0 | 0 | 0 | 0 | 0 | 0 | 0 | 0 | 0 | 0 | 0 | 0 | 0 | 0 | 0 | 0
| 0 | 0 | 0 | 0 | 0 | 0 | 0 | 0 | 0 | 0 | 0 | 0 | 0 | 0 | 0 | 0 | 0 | 0 | FALSE | FALSE | FALSE | FALSE | 0 | 0 | 0 | n/a | n/a | n/a | n/a | n/a | 0 | 0 | 100% | 100% | 0 | 0 | 0 | 0 | 0 | 0 | 0 | 0 | 0 | 0 | 0 | 0 | 0 | 0 | 0 | 0 | 0 | 0 | 0 | 0 | 0 | 0
| 0 | 0 | 0 | 0 | 0 | 0 | 0 | 0 | 0 | 0 | 0 | 0 | 0 | 0 | 0 | 0 | 0 | 0 | FALSE | FALSE | FALSE | FALSE | 0 | 0 | 0 | n/a | n/a | n/a | n/a | n/a | 0 | 0 | 100% | 100% | 0 | 0 | 0 | 0 | 0 | 0 | 0 | 0 | 0 | 0 | 0 | 0 | 0 | 0 | 0 | 0 | 0 | 0 | 0 | 0 | 0 | 0
| 0 | 0 | 0 | 0 | 0 | 0 | 0 | 0 | 0 | 0 | 0 | 0 | 0 | 0 | 0 | 0 | 0 | 0 | FALSE | FALSE | FALSE | FALSE | 0 | 0 | 0 | n/a | n/a | n/a | n/a | n/a | 0 | 0 | 100% | 100% | 0 | 0 | 0 | 0 | 0 | 0 | 0 | 0 | 0 | 0 | 0 | 0 | 0 | 0 | 0 | 0 | 0 | 0 | 0 | 0 | 0 | 0
| 0 | 0 | 0 | 0 | 0 | 0 | 0 | 0 | 0 | 0 | 0 | 0 | 0 | 0 | 0 | 0 | 0 | 0 | FALSE | FALSE | FALSE | FALSE | 0 | 0 | 0 | n/a | n/a | n/a | n/a | n/a | 0 | 0 | 100% | 100% | 0 | 0 | 0 | 0 | 0 | 0 | 0 | 0 | 0 | 0 | 0 | 0 | 0 | 0 | 0 | 0 | 0 | 0 | 0 | 0 | 0 | 0
| 0 | 0 | 0 | 0 | 0 | 0 | 0 | 0 | 0 | 0 | 0 | 0 | 0 | 0 | 0 | 0 | 0 | 0 | FALSE | FALSE | FALSE | FALSE | 0 | 0 | 0 | n/a | n/a | n/a | n/a | n/a | 0 | 0 | 100% | 100% | 0 | 0 | 0 | 0 | 0 | 0 | 0 | 0 | 0 | 0 | 0 | 0 | 0 | 0 | 0 | 0 | 0 | 0 | 0 | 0 | 0 | 0
| 0 | 0 | 0 | 0 | 0 | 0 | 0 | 0 | 0 | 0 | 0 | 0 | 0 | 0 | 0 | 0 | 0 | 0 | FALSE | FALSE | FALSE | FALSE | 0 | 0 | 0 | n/a | n/a | n/a | n/a | n/a | 0 | 0 | 100% | 100% | 0 | 0 | 0 | 0 | 0 | 0 | 0 | 0 | 0 | 0 | 0 | 0 | 0 | 0 | 0 | 0 | 0 | 0 | 0 | 0 | 0 | 0
| 0 | 0 | 0 | 0 | 0 | 0 | 0 | 0 | 0 | 0 | 0 | 0 | 0 | 0 | 0 | 0 | 0 | 0 | FALSE | FALSE | FALSE | FALSE | 0 | 0 | 0 | n/a | n/a | n/a | n/a | n/a | 0 | 0 | 100% | 100% | 0 | 0 | 0 | 0 | 0 | 0 | 0 | 0 | 0 | 0 | 0 | 0 | 0 | 0 | 0 | 0 | 0 | 0 | 0 | 0 | 0 | 0
| 0 | 0 | 0 | 0 | 0 | 0 | 0 | 0 | 0 | 0 | 0 | 0 | 0 | 0 | 0 | 0 | 0 | 0 | FALSE | FALSE | FALSE | FALSE | 0 | 0 | 0 | n/a | n/a | n/a | n/a | n/a | 0 | 0 | 100% | 100% | 0 | 0 | 0 | 0 | 0 | 0 | 0 | 0 | 0 | 0 | 0 | 0 | 0 | 0 | 0 | 0 | 0 | 0 | 0 | 0 | 0 | 0
| 0 | 0 | 0 | 0 | 0 | 0 | 0 | 0 | 0 | 0 | 0 | 0 | 0 | 0 | 0 | 0 | 0 | 0 | FALSE | FALSE | FALSE | FALSE | 0 | 0 | 0 | n/a | n/a | n/a | n/a | n/a | 0 | 0 | 100% | 100% | 0 | 0 | 0 | 0 | 0 | 0 | 0 | 0 | 0 | 0 | 0 | 0 | 0 | 0 | 0 | 0 | 0 | 0 | 0 | 0 | 0 | 0
| 0 | 0 | 0 | 0 | 0 | 0 | 0 | 0 | 0 | 0 | 0 | 0 | 0 | 0 | 0 | 0 | 0 | 0 | FALSE | FALSE | FALSE | FALSE | 0 | 0 | 0 | n/a | n/a | n/a | n/a | n/a | 0 | 0 | 100% | 100% | 0 | 0 | 0 | 0 | 0 | 0 | 0 | 0 | 0 | 0 | 0 | 0 | 0 | 0 | 0 | 0 | 0 | 0 | 0 | 0 | 0 | 0
| 0 | 0 | 0 | 0 | 0 | 0 | 0 | 0 | 0 | 0 | 0 | 0 | 0 | 0 | 0 | 0 | 0 | 0 | FALSE | FALSE | FALSE | FALSE | 0 | 0 | 0 | n/a | n/a | n/a | n/a | n/a | 0 | 0 | 100% | 100% | 0 | 0 | 0 | 0 | 0 | 0 | 0 | 0 | 0 | 0 | 0 | 0 | 0 | 0 | 0 | 0 | 0 | 0 | 0 | 0 | 0 | 0
| 0 | 0 | 0 | 0 | 0 | 0 | 0 | 0 | 0 | 0 | 0 | 0 | 0 | 0 | 0 | 0 | 0 | 0 | FALSE | FALSE | FALSE | FALSE | 0 | 0 | 0 | n/a | n/a | n/a | n/a | n/a | 0 | 0 | 100% | 100% | 0 | 0 | 0 | 0 | 0 | 0 | 0 | 0 | 0 | 0 | 0 | 0 | 0 | 0 | 0 | 0 | 0 | 0 | 0 | 0 | 0 | 0
| 0 | 0 | 0 | 0 | 0 | 0 | 0 | 0 | 0 | 0 | 0 | 0 | 0 | 0 | 0 | 0 | 0 | 0 | FALSE | FALSE | FALSE | FALSE | 0 | 0 | 0 | n/a | n/a | n/a | n/a | n/a | 0 | 0 | 100% | 100% | 0 | 0 | 0 | 0 | 0 | 0 | 0 | 0 | 0 | 0 | 0 | 0 | 0 | 0 | 0 | 0 | 0 | 0 | 0 | 0 | 0 | 0
| 0 | 0 | 0 | 0 | 0 | 0 | 0 | 0 | 0 | 0 | 0 | 0 | 0 | 0 | 0 | 0 | 0 | 0 | FALSE | FALSE | FALSE | FALSE | 0 | 0 | 0 | n/a | n/a | n/a | n/a | n/a | 0 | 0 | 100% | 100% | 0 | 0 | 0 | 0 | 0 | 0 | 0 | 0 | 0 | 0 | 0 | 0 | 0 | 0 | 0 | 0 | 0 | 0 | 0 | 0 | 0 | 0
| 0 | 0 | 0 | 0 | 0 | 0 | 0 | 0 | 0 | 0 | 0 | 0 | 0 | 0 | 0 | 0 | 0 | 0 | FALSE | FALSE | FALSE | FALSE | 0 | 0 | 0 | n/a | n/a | n/a | n/a | n/a | 0 | 0 | 100% | 100% | 0 | 0 | 0 | 0 | 0 | 0 | 0 | 0 | 0 | 0 | 0 | 0 | 0 | 0 | 0 | 0 | 0 | 0 | 0 | 0 | 0 | 0
| 0 | 0 | 0 | 0 | 0 | 0 | 0 | 0 | 0 | 0 | 0 | 0 | 0 | 0 | 0 | 0 | 0 | 0 | FALSE | FALSE | FALSE | FALSE | 0 | 0 | 0 | n/a | n/a | n/a | n/a | n/a | 0 | 0 | 100% | 100% | 0 | 0 | 0 | 0 | 0 | 0 | 0 | 0 | 0 | 0 | 0 | 0 | 0 | 0 | 0 | 0 | 0 | 0 | 0 | 0 | 0 | 0
| 0 | 0 | 0 | 0 | 0 | 0 | 0 | 0 | 0 | 0 | 0 | 0 | 0 | 0 | 0 | 0 | 0 | 0 | FALSE | FALSE | FALSE | FALSE | 0 | 0 | 0 | n/a | n/a | n/a | n/a | n/a | 0 | 0 | 100% | 100% | 0 | 0 | 0 | 0 | 0 | 0 | 0 | 0 | 0 | 0 | 0 | 0 | 0 | 0 | 0 | 0 | 0 | 0 | 0 | 0 | 0 | 0
| 0 | 0 | 0 | 0 | 0 | 0 | 0 | 0 | 0 | 0 | 0 | 0 | 0 | 0 | 0 | 0 | 0 | 0 | FALSE | FALSE | FALSE | FALSE | 0 | 0 | 0 | n/a | n/a | n/a | n/a | n/a | 0 | 0 | 100% | 100% | 0 | 0 | 0 | 0 | 0 | 0 | 0 | 0 | 0 | 0 | 0 | 0 | 0 | 0 | 0 | 0 | 0 | 0 | 0 | 0 | 0 | 0
| 0 | 0 | 0 | 0 | 0 | 0 | 0 | 0 | 0 | 0 | 0 | 0 | 0 | 0 | 0 | 0 | 0 | 0 | FALSE | FALSE | FALSE | FALSE | 0 | 0 | 0 | n/a | n/a | n/a | n/a | n/a | 0 | 0 | 100% | 100% | 0 | 0 | 0 | 0 | 0 | 0 | 0 | 0 | 0 | 0 | 0 | 0 | 0 | 0 | 0 | 0 | 0 | 0 | 0 | 0 | 0 | 0
| 0 | 0 | 0 | 0 | 0 | 0 | 0 | 0 | 0 | 0 | 0 | 0 | 0 | 0 | 0 | 0 | 0 | 0 | FALSE | FALSE | FALSE | FALSE | 0 | 0 | 0 | n/a | n/a | n/a | n/a | n/a | 0 | 0 | 100% | 100% | 0 | 0 | 0 | 0 | 0 | 0 | 0 | 0 | 0 | 0 | 0 | 0 | 0 | 0 | 0 | 0 | 0 | 0 | 0 | 0 | 0 | 0
| 0 | 0 | 0 | 0 | 0 | 0 | 0 | 0 | 0 | 0 | 0 | 0 | 0 | 0 | 0 | 0 | 0 | 0 | FALSE | FALSE | FALSE | FALSE | 0 | 0 | 0 | n/a | n/a | n/a | n/a | n/a | 0 | 0 | 100% | 100% | 0 | 0 | 0 | 0 | 0 | 0 | 0 | 0 | 0 | 0 | 0 | 0 | 0 | 0 | 0 | 0 | 0 | 0 | 0 | 0 | 0 | 0
| 0 | 0 | 0 | 0 | 0 | 0 | 0 | 0 | 0 | 0 | 0 | 0 | 0 | 0 | 0 | 0 | 0 | 0 | FALSE | FALSE | FALSE | FALSE | 0 | 0 | 0 | n/a | n/a | n/a | n/a | n/a | 0 | 0 | 100% | 100% | 0 | 0 | 0 | 0 | 0 | 0 | 0 | 0 | 0 | 0 | 0 | 0 | 0 | 0 | 0 | 0 | 0 | 0 | 0 | 0 | 0 | 0
| 0 | 0 | 0 | 0 | 0 | 0 | 0 | 0 | 0 | 0 | 0 | 0 | 0 | 0 | 0 | 0 | 0 | 0 | FALSE | FALSE | FALSE | FALSE | 0 | 0 | 0 | n/a | n/a | n/a | n/a | n/a | 0 | 0 | 100% | 100% | 0 | 0 | 0 | 0 | 0 | 0 | 0 | 0 | 0 | 0 | 0 | 0 | 0 | 0 | 0 | 0 | 0 | 0 | 0 | 0 | 0 | 0
| 0 | 0 | 0 | 0 | 0 | 0 | 0 | 0 | 0 | 0 | 0 | 0 | 0 | 0 | 0 | 0 | 0 | 0 | FALSE | FALSE | FALSE | FALSE | 0 | 0 | 0 | n/a | n/a | n/a | n/a | n/a | 0 | 0 | 100% | 100% | 0 | 0 | 0 | 0 | 0 | 0 | 0 | 0 | 0 | 0 | 0 | 0 | 0 | 0 | 0 | 0 | 0 | 0 | 0 | 0 | 0 | 0
| 0 | 0 | 0 | 0 | 0 | 0 | 0 | 0 | 0 | 0 | 0 | 0 | 0 | 0 | 0 | 0 | 0 | 0 | FALSE | FALSE | FALSE | FALSE | 0 | 0 | 0 | n/a | n/a | n/a | n/a | n/a | 0 | 0 | 100% | 100% | 0 | 0 | 0 | 0 | 0 | 0 | 0 | 0 | 0 | 0 | 0 | 0 | 0 | 0 | 0 | 0 | 0 | 0 | 0 | 0 | 0 | 0
| 0 | 0 | 0 | 0 | 0 | 0 | 0 | 0 | 0 | 0 | 0 | 0 | 0 | 0 | 0 | 0 | 0 | 0 | FALSE | FALSE | FALSE | FALSE | 0 | 0 | 0 | n/a | n/a | n/a | n/a | n/a | 0 | 0 | 100% | 100% | 0 | 0 | 0 | 0 | 0 | 0 | 0 | 0 | 0 | 0 | 0 | 0 | 0 | 0 | 0 | 0 | 0 | 0 | 0 | 0 | 0 | 0
| 0 | 0 | 0 | 0 | 0 | 0 | 0 | 0 | 0 | 0 | 0 | 0 | 0 | 0 | 0 | 0 | 0 | 0 | FALSE | FALSE | FALSE | FALSE | 0 | 0 | 0 | n/a | n/a | n/a | n/a | n/a | 0 | 0 | 100% | 100% | 0 | 0 | 0 | 0 | 0 | 0 | 0 | 0 | 0 | 0 | 0 | 0 | 0 | 0 | 0 | 0 | 0 | 0 | 0 | 0 | 0 | 0
| 0 | 0 | 0 | 0 | 0 | 0 | 0 | 0 | 0 | 0 | 0 | 0 | 0 | 0 | 0 | 0 | 0 | 0 | FALSE | FALSE | FALSE | FALSE | 0 | 0 | 0 | n/a | n/a | n/a | n/a | n/a | 0 | 0 | 100% | 100% | 0 | 0 | 0 | 0 | 0 | 0 | 0 | 0 | 0 | 0 | 0 | 0 | 0 | 0 | 0 | 0 | 0 | 0 | 0 | 0 | 0 | 0
| 0 | 0 | 0 | 0 | 0 | 0 | 0 | 0 | 0 | 0 | 0 | 0 | 0 | 0 | 0 | 0 | 0 | 0 | FALSE | FALSE | FALSE | FALSE | 0 | 0 | 0 | n/a | n/a | n/a | n/a | n/a | 0 | 0 | 100% | 100% | 0 | 0 | 0 | 0 | 0 | 0 | 0 | 0 | 0 | 0 | 0 | 0 | 0 | 0 | 0 | 0 | 0 | 0 | 0 | 0 | 0 | 0
| 0 | 0 | 0 | 0 | 0 | 0 | 0 | 0 | 0 | 0 | 0 | 0 | 0 | 0 | 0 | 0 | 0 | 0 | FALSE | FALSE | FALSE | FALSE | 0 | 0 | 0 | n/a | n/a | n/a | n/a | n/a | 0 | 0 | 100% | 100% | 0 | 0 | 0 | 0 | 0 | 0 | 0 | 0 | 0 | 0 | 0 | 0 | 0 | 0 | 0 | 0 | 0 | 0 | 0 | 0 | 0 | 0
| 0 | 0 | 0 | 0 | 0 | 0 | 0 | 0 | 0 | 0 | 0 | 0 | 0 | 0 | 0 | 0 | 0 | 0 | FALSE | FALSE | FALSE | FALSE | 0 | 0 | 0 | n/a | n/a | n/a | n/a | n/a | 0 | 0 | 100% | 100% | 0 | 0 | 0 | 0 | 0 | 0 | 0 | 0 | 0 | 0 | 0 | 0 | 0 | 0 | 0 | 0 | 0 | 0 | 0 | 0 | 0 | 0
| 0 | 0 | 0 | 0 | 0 | 0 | 0 | 0 | 0 | 0 | 0 | 0 | 0 | 0 | 0 | 0 | 0 | 0 | FALSE | FALSE | FALSE | FALSE | 0 | 0 | 0 | n/a | n/a | n/a | n/a | n/a | 0 | 0 | 100% | 100% | 0 | 0 | 0 | 0 | 0 | 0 | 0 | 0 | 0 | 0 | 0 | 0 | 0 | 0 | 0 | 0 | 0 | 0 | 0 | 0 | 0 | 0
| 0 | 0 | 0 | 0 | 0 | 0 | 0 | 0 | 0 | 0 | 0 | 0 | 0 | 0 | 0 | 0 | 0 | 0 | FALSE | FALSE | FALSE | FALSE | 0 | 0 | 0 | n/a | n/a | n/a | n/a | n/a | 0 | 0 | 100% | 100% | 0 | 0 | 0 | 0 | 0 | 0 | 0 | 0 | 0 | 0 | 0 | 0 | 0 | 0 | 0 | 0 | 0 | 0 | 0 | 0 | 0 | 0
| 0 | 0 | 0 | 0 | 0 | 0 | 0 | 0 | 0 | 0 | 0 | 0 | 0 | 0 | 0 | 0 | 0 | 0 | FALSE | FALSE | FALSE | FALSE | 0 | 0 | 0 | n/a | n/a | n/a | n/a | n/a | 0 | 0 | 100% | 100% | 0 | 0 | 0 | 0 | 0 | 0 | 0 | 0 | 0 | 0 | 0 | 0 | 0 | 0 | 0 | 0 | 0 | 0 | 0 | 0 | 0 | 0
| 0 | 0 | 0 | 0 | 0 | 0 | 0 | 0 | 0 | 0 | 0 | 0 | 0 | 0 | 0 | 0 | 0 | 0 | FALSE | FALSE | FALSE | FALSE | 0 | 0 | 0 | n/a | n/a | n/a | n/a | n/a | 0 | 0 | 100% | 100% | 0 | 0 | 0 | 0 | 0 | 0 | 0 | 0 | 0 | 0 | 0 | 0 | 0 | 0 | 0 | 0 | 0 | 0 | 0 | 0 | 0 | 0
| 0 | 0 | 0 | 0 | 0 | 0 | 0 | 0 | 0 | 0 | 0 | 0 | 0 | 0 | 0 | 0 | 0 | 0 | FALSE | FALSE | FALSE | FALSE | 0 | 0 | 0 | n/a | n/a | n/a | n/a | n/a | 0 | 0 | 100% | 100% | 0 | 0 | 0 | 0 | 0 | 0 | 0 | 0 | 0 | 0 | 0 | 0 | 0 | 0 | 0 | 0 | 0 | 0 | 0 | 0 | 0 | 0
| 0 | 0 | 0 | 0 | 0 | 0 | 0 | 0 | 0 | 0 | 0 | 0 | 0 | 0 | 0 | 0 | 0 | 0 | FALSE | FALSE | FALSE | FALSE | 0 | 0 | 0 | n/a | n/a | n/a | n/a | n/a | 0 | 0 | 100% | 100% | 0 | 0 | 0 | 0 | 0 | 0 | 0 | 0 | 0 | 0 | 0 | 0 | 0 | 0 | 0 | 0 | 0 | 0 | 0 | 0 | 0 | 0
| 0 | 0 | 0 | 0 | 0 | 0 | 0 | 0 | 0 | 0 | 0 | 0 | 0 | 0 | 0 | 0 | 0 | 0 | FALSE | FALSE | FALSE | FALSE | 0 | 0 | 0 | n/a | n/a | n/a | n/a | n/a | 0 | 0 | 100% | 100% | 0 | 0 | 0 | 0 | 0 | 0 | 0 | 0 | 0 | 0 | 0 | 0 | 0 | 0 | 0 | 0 | 0 | 0 | 0 | 0 | 0 | 0
| 0 | 0 | 0 | 0 | 0 | 0 | 0 | 0 | 0 | 0 | 0 | 0 | 0 | 0 | 0 | 0 | 0 | 0 | FALSE | FALSE | FALSE | FALSE | 0 | 0 | 0 | n/a | n/a | n/a | n/a | n/a | 0 | 0 | 100% | 100% | 0 | 0 | 0 | 0 | 0 | 0 | 0 | 0 | 0 | 0 | 0 | 0 | 0 | 0 | 0 | 0 | 0 | 0 | 0 | 0 | 0 | 0
| 0 | 0 | 0 | 0 | 0 | 0 | 0 | 0 | 0 | 0 | 0 | 0 | 0 | 0 | 0 | 0 | 0 | 0 | FALSE | FALSE | FALSE | FALSE | 0 | 0 | 0 | n/a | n/a | n/a | n/a | n/a | 0 | 0 | 100% | 100% | 0 | 0 | 0 | 0 | 0 | 0 | 0 | 0 | 0 | 0 | 0 | 0 | 0 | 0 | 0 | 0 | 0 | 0 | 0 | 0 | 0 | 0
| 0 | 0 | 0 | 0 | 0 | 0 | 0 | 0 | 0 | 0 | 0 | 0 | 0 | 0 | 0 | 0 | 0 | 0 | FALSE | FALSE | FALSE | FALSE | 0 | 0 | 0 | n/a | n/a | n/a | n/a | n/a | 0 | 0 | 100% | 100% | 0 | 0 | 0 | 0 | 0 | 0 | 0 | 0 | 0 | 0 | 0 | 0 | 0 | 0 | 0 | 0 | 0 | 0 | 0 | 0 | 0 | 0
| 0 | 0 | 0 | 0 | 0 | 0 | 0 | 0 | 0 | 0 | 0 | 0 | 0 | 0 | 0 | 0 | 0 | 0 | FALSE | FALSE | FALSE | FALSE | 0 | 0 | 0 | n/a | n/a | n/a | n/a | n/a | 0 | 0 | 100% | 100% | 0 | 0 | 0 | 0 | 0 | 0 | 0 | 0 | 0 | 0 | 0 | 0 | 0 | 0 | 0 | 0 | 0 | 0 | 0 | 0 | 0 | 0
| 0 | 0 | 0 | 0 | 0 | 0 | 0 | 0 | 0 | 0 | 0 | 0 | 0 | 0 | 0 | 0 | 0 | 0 | FALSE | FALSE | FALSE | FALSE | 0 | 0 | 0 | n/a | n/a | n/a | n/a | n/a | 0 | 0 | 100% | 100% | 0 | 0 | 0 | 0 | 0 | 0 | 0 | 0 | 0 | 0 | 0 | 0 | 0 | 0 | 0 | 0 | 0 | 0 | 0 | 0 | 0 | 0
| 0 | 0 | 0 | 0 | 0 | 0 | 0 | 0 | 0 | 0 | 0 | 0 | 0 | 0 | 0 | 0 | 0 | 0 | FALSE | FALSE | FALSE | FALSE | 0 | 0 | 0 | n/a | n/a | n/a | n/a | n/a | 0 | 0 | 100% | 100% | 0 | 0 | 0 | 0 | 0 | 0 | 0 | 0 | 0 | 0 | 0 | 0 | 0 | 0 | 0 | 0 | 0 | 0 | 0 | 0 | 0 | 0
| 0 | 0 | 0 | 0 | 0 | 0 | 0 | 0 | 0 | 0 | 0 | 0 | 0 | 0 | 0 | 0 | 0 | 0 | FALSE | FALSE | FALSE | FALSE | 0 | 0 | 0 | n/a | n/a | n/a | n/a | n/a | 0 | 0 | 100% | 100% | 0 | 0 | 0 | 0 | 0 | 0 | 0 | 0 | 0 | 0 | 0 | 0 | 0 | 0 | 0 | 0 | 0 | 0 | 0 | 0 | 0 | 0
| 0 | 0 | 0 | 0 | 0 | 0 | 0 | 0 | 0 | 0 | 0 | 0 | 0 | 0 | 0 | 0 | 0 | 0 | FALSE | FALSE | FALSE | FALSE | 0 | 0 | 0 | n/a | n/a | n/a | n/a | n/a | 0 | 0 | 100% | 100% | 0 | 0 | 0 | 0 | 0 | 0 | 0 | 0 | 0 | 0 | 0 | 0 | 0 | 0 | 0 | 0 | 0 | 0 | 0 | 0 | 0 | 0
| 0 | 0 | 0 | 0 | 0 | 0 | 0 | 0 | 0 | 0 | 0 | 0 | 0 | 0 | 0 | 0 | 0 | 0 | FALSE | FALSE | FALSE | FALSE | 0 | 0 | 0 | n/a | n/a | n/a | n/a | n/a | 0 | 0 | 100% | 100% | 0 | 0 | 0 | 0 | 0 | 0 | 0 | 0 | 0 | 0 | 0 | 0 | 0 | 0 | 0 | 0 | 0 | 0 | 0 | 0 | 0 | 0
| 0 | 0 | 0 | 0 | 0 | 0 | 0 | 0 | 0 | 0 | 0 | 0 | 0 | 0 | 0 | 0 | 0 | 0 | FALSE | FALSE | FALSE | FALSE | 0 | 0 | 0 | n/a | n/a | n/a | n/a | n/a | 0 | 0 | 100% | 100% | 0 | 0 | 0 | 0 | 0 | 0 | 0 | 0 | 0 | 0 | 0 | 0 | 0 | 0 | 0 | 0 | 0 | 0 | 0 | 0 | 0 | 0
| 0 | 0 | 0 | 0 | 0 | 0 | 0 | 0 | 0 | 0 | 0 | 0 | 0 | 0 | 0 | 0 | 0 | 0 | FALSE | FALSE | FALSE | FALSE | 0 | 0 | 0 | n/a | n/a | n/a | n/a | n/a | 0 | 0 | 100% | 100% | 0 | 0 | 0 | 0 | 0 | 0 | 0 | 0 | 0 | 0 | 0 | 0 | 0 | 0 | 0 | 0 | 0 | 0 | 0 | 0 | 0 | 0
| 0 | 0 | 0 | 0 | 0 | 0 | 0 | 0 | 0 | 0 | 0 | 0 | 0 | 0 | 0 | 0 | 0 | 0 | FALSE | FALSE | FALSE | FALSE | 0 | 0 | 0 | n/a | n/a | n/a | n/a | n/a | 0 | 0 | 100% | 100% | 0 | 0 | 0 | 0 | 0 | 0 | 0 | 0 | 0 | 0 | 0 | 0 | 0 | 0 | 0 | 0 | 0 | 0 | 0 | 0 | 0 | 0
| 0 | 0 | 0 | 0 | 0 | 0 | 0 | 0 | 0 | 0 | 0 | 0 | 0 | 0 | 0 | 0 | 0 | 0 | FALSE | FALSE | FALSE | FALSE | 0 | 0 | 0 | n/a | n/a | n/a | n/a | n/a | 0 | 0 | 100% | 100% | 0 | 0 | 0 | 0 | 0 | 0 | 0 | 0 | 0 | 0 | 0 | 0 | 0 | 0 | 0 | 0 | 0 | 0 | 0 | 0 | 0 | 0
| 0 | 0 | 0 | 0 | 0 | 0 | 0 | 0 | 0 | 0 | 0 | 0 | 0 | 0 | 0 | 0 | 0 | 0 | FALSE | FALSE | FALSE | FALSE | 0 | 0 | 0 | n/a | n/a | n/a | n/a | n/a | 0 | 0 | 100% | 100% | 0 | 0 | 0 | 0 | 0 | 0 | 0 | 0 | 0 | 0 | 0 | 0 | 0 | 0 | 0 | 0 | 0 | 0 | 0 | 0 | 0 | 0
| 0 | 0 | 0 | 0 | 0 | 0 | 0 | 0 | 0 | 0 | 0 | 0 | 0 | 0 | 0 | 0 | 0 | 0 | FALSE | FALSE | FALSE | FALSE | 0 | 0 | 0 | n/a | n/a | n/a | n/a | n/a | 0 | 0 | 100% | 100% | 0 | 0 | 0 | 0 | 0 | 0 | 0 | 0 | 0 | 0 | 0 | 0 | 0 | 0 | 0 | 0 | 0 | 0 | 0 | 0 | 0 | 0
| 0 | 0 | 0 | 0 | 0 | 0 | 0 | 0 | 0 | 0 | 0 | 0 | 0 | 0 | 0 | 0 | 0 | 0 | FALSE | FALSE | FALSE | FALSE | 0 | 0 | 0 | n/a | n/a | n/a | n/a | n/a | 0 | 0 | 100% | 100% | 0 | 0 | 0 | 0 | 0 | 0 | 0 | 0 | 0 | 0 | 0 | 0 | 0 | 0 | 0 | 0 | 0 | 0 | 0 | 0 | 0 | 0
| 0 | 0 | 0 | 0 | 0 | 0 | 0 | 0 | 0 | 0 | 0 | 0 | 0 | 0 | 0 | 0 | 0 | 0 | FALSE | FALSE | FALSE | FALSE | 0 | 0 | 0 | n/a | n/a | n/a | n/a | n/a | 0 | 0 | 100% | 100% | 0 | 0 | 0 | 0 | 0 | 0 | 0 | 0 | 0 | 0 | 0 | 0 | 0 | 0 | 0 | 0 | 0 | 0 | 0 | 0 | 0 | 0
| 0 | 0 | 0 | 0 | 0 | 0 | 0 | 0 | 0 | 0 | 0 | 0 | 0 | 0 | 0 | 0 | 0 | 0 | FALSE | FALSE | FALSE | FALSE | 0 | 0 | 0 | n/a | n/a | n/a | n/a | n/a | 0 | 0 | 100% | 100% | 0 | 0 | 0 | 0 | 0 | 0 | 0 | 0 | 0 | 0 | 0 | 0 | 0 | 0 | 0 | 0 | 0 | 0 | 0 | 0 | 0 | 0
| 0 | 0 | 0 | 0 | 0 | 0 | 0 | 0 | 0 | 0 | 0 | 0 | 0 | 0 | 0 | 0 | 0 | 0 | FALSE | FALSE | FALSE | FALSE | 0 | 0 | 0 | n/a | n/a | n/a | n/a | n/a | 0 | 0 | 100% | 100% | 0 | 0 | 0 | 0 | 0 | 0 | 0 | 0 | 0 | 0 | 0 | 0 | 0 | 0 | 0 | 0 | 0 | 0 | 0 | 0 | 0 | 0
| 0 | 0 | 0 | 0 | 0 | 0 | 0 | 0 | 0 | 0 | 0 | 0 | 0 | 0 | 0 | 0 | 0 | 0 | FALSE | FALSE | FALSE | FALSE | 0 | 0 | 0 | n/a | n/a | n/a | n/a | n/a | 0 | 0 | 100% | 100% | 0 | 0 | 0 | 0 | 0 | 0 | 0 | 0 | 0 | 0 | 0 | 0 | 0 | 0 | 0 | 0 | 0 | 0 | 0 | 0 | 0 | 0
| 0 | 0 | 0 | 0 | 0 | 0 | 0 | 0 | 0 | 0 | 0 | 0 | 0 | 0 | 0 | 0 | 0 | 0 | FALSE | FALSE | FALSE | FALSE | 0 | 0 | 0 | n/a | n/a | n/a | n/a | n/a | 0 | 0 | 100% | 100% | 0 | 0 | 0 | 0 | 0 | 0 | 0 | 0 | 0 | 0 | 0 | 0 | 0 | 0 | 0 | 0 | 0 | 0 | 0 | 0 | 0 | 0
| 0 | 0 | 0 | 0 | 0 | 0 | 0 | 0 | 0 | 0 | 0 | 0 | 0 | 0 | 0 | 0 | 0 | 0 | FALSE | FALSE | FALSE | FALSE | 0 | 0 | 0 | n/a | n/a | n/a | n/a | n/a | 0 | 0 | 100% | 100% | 0 | 0 | 0 | 0 | 0 | 0 | 0 | 0 | 0 | 0 | 0 | 0 | 0 | 0 | 0 | 0 | 0 | 0 | 0 | 0 | 0 | 0
| 0 | 0 | 0 | 0 | 0 | 0 | 0 | 0 | 0 | 0 | 0 | 0 | 0 | 0 | 0 | 0 | 0 | 0 | FALSE | FALSE | FALSE | FALSE | 0 | 0 | 0 | n/a | n/a | n/a | n/a | n/a | 0 | 0 | 100% | 100% | 0 | 0 | 0 | 0 | 0 | 0 | 0 | 0 | 0 | 0 | 0 | 0 | 0 | 0 | 0 | 0 | 0 | 0 | 0 | 0 | 0 | 0
| 0 | 0 | 0 | 0 | 0 | 0 | 0 | 0 | 0 | 0 | 0 | 0 | 0 | 0 | 0 | 0 | 0 | 0 | FALSE | FALSE | FALSE | FALSE | 0 | 0 | 0 | n/a | n/a | n/a | n/a | n/a | 0 | 0 | 100% | 100% | 0 | 0 | 0 | 0 | 0 | 0 | 0 | 0 | 0 | 0 | 0 | 0 | 0 | 0 | 0 | 0 | 0 | 0 | 0 | 0 | 0 | 0
| 0 | 0 | 0 | 0 | 0 | 0 | 0 | 0 | 0 | 0 | 0 | 0 | 0 | 0 | 0 | 0 | 0 | 0 | FALSE | FALSE | FALSE | FALSE | 0 | 0 | 0 | n/a | n/a | n/a | n/a | n/a | 0 | 0 | 100% | 100% | 0 | 0 | 0 | 0 | 0 | 0 | 0 | 0 | 0 | 0 | 0 | 0 | 0 | 0 | 0 | 0 | 0 | 0 | 0 | 0 | 0 | 0
| 0 | 0 | 0 | 0 | 0 | 0 | 0 | 0 | 0 | 0 | 0 | 0 | 0 | 0 | 0 | 0 | 0 | 0 | FALSE | FALSE | FALSE | FALSE | 0 | 0 | 0 | n/a | n/a | n/a | n/a | n/a | 0 | 0 | 100% | 100% | 0 | 0 | 0 | 0 | 0 | 0 | 0 | 0 | 0 | 0 | 0 | 0 | 0 | 0 | 0 | 0 | 0 | 0 | 0 | 0 | 0 | 0
| 0 | 0 | 0 | 0 | 0 | 0 | 0 | 0 | 0 | 0 | 0 | 0 | 0 | 0 | 0 | 0 | 0 | 0 | FALSE | FALSE | FALSE | FALSE | 0 | 0 | 0 | n/a | n/a | n/a | n/a | n/a | 0 | 0 | 100% | 100% | 0 | 0 | 0 | 0 | 0 | 0 | 0 | 0 | 0 | 0 | 0 | 0 | 0 | 0 | 0 | 0 | 0 | 0 | 0 | 0 | 0 | 0
| 0 | 0 | 0 | 0 | 0 | 0 | 0 | 0 | 0 | 0 | 0 | 0 | 0 | 0 | 0 | 0 | 0 | 0 | FALSE | FALSE | FALSE | FALSE | 0 | 0 | 0 | n/a | n/a | n/a | n/a | n/a | 0 | 0 | 100% | 100% | 0 | 0 | 0 | 0 | 0 | 0 | 0 | 0 | 0 | 0 | 0 | 0 | 0 | 0 | 0 | 0 | 0 | 0 | 0 | 0 | 0 | 0
| 0 | 0 | 0 | 0 | 0 | 0 | 0 | 0 | 0 | 0 | 0 | 0 | 0 | 0 | 0 | 0 | 0 | 0 | FALSE | FALSE | FALSE | FALSE | 0 | 0 | 0 | n/a | n/a | n/a | n/a | n/a | 0 | 0 | 100% | 100% | 0 | 0 | 0 | 0 | 0 | 0 | 0 | 0 | 0 | 0 | 0 | 0 | 0 | 0 | 0 | 0 | 0 | 0 | 0 | 0 | 0 | 0
| 0 | 0 | 0 | 0 | 0 | 0 | 0 | 0 | 0 | 0 | 0 | 0 | 0 | 0 | 0 | 0 | 0 | 0 | FALSE | FALSE | FALSE | FALSE | 0 | 0 | 0 | n/a | n/a | n/a | n/a | n/a | 0 | 0 | 100% | 100% | 0 | 0 | 0 | 0 | 0 | 0 | 0 | 0 | 0 | 0 | 0 | 0 | 0 | 0 | 0 | 0 | 0 | 0 | 0 | 0 | 0 | 0
| 0 | 0 | 0 | 0 | 0 | 0 | 0 | 0 | 0 | 0 | 0 | 0 | 0 | 0 | 0 | 0 | 0 | 0 | FALSE | FALSE | FALSE | FALSE | 0 | 0 | 0 | n/a | n/a | n/a | n/a | n/a | 0 | 0 | 100% | 100% | 0 | 0 | 0 | 0 | 0 | 0 | 0 | 0 | 0 | 0 | 0 | 0 | 0 | 0 | 0 | 0 | 0 | 0 | 0 | 0 | 0 | 0
| 0 | 0 | 0 | 0 | 0 | 0 | 0 | 0 | 0 | 0 | 0 | 0 | 0 | 0 | 0 | 0 | 0 | 0 | FALSE | FALSE | FALSE | FALSE | 0 | 0 | 0 | n/a | n/a | n/a | n/a | n/a | 0 | 0 | 100% | 100% | 0 | 0 | 0 | 0 | 0 | 0 | 0 | 0 | 0 | 0 | 0 | 0 | 0 | 0 | 0 | 0 | 0 | 0 | 0 | 0 | 0 | 0
| 0 | 0 | 0 | 0 | 0 | 0 | 0 | 0 | 0 | 0 | 0 | 0 | 0 | 0 | 0 | 0 | 0 | 0 | FALSE | FALSE | FALSE | FALSE | 0 | 0 | 0 | n/a | n/a | n/a | n/a | n/a | 0 | 0 | 100% | 100% | 0 | 0 | 0 | 0 | 0 | 0 | 0 | 0 | 0 | 0 | 0 | 0 | 0 | 0 | 0 | 0 | 0 | 0 | 0 | 0 | 0 | 0
| 0 | 0 | 0 | 0 | 0 | 0 | 0 | 0 | 0 | 0 | 0 | 0 | 0 | 0 | 0 | 0 | 0 | 0 | FALSE | FALSE | FALSE | FALSE | 0 | 0 | 0 | n/a | n/a | n/a | n/a | n/a | 0 | 0 | 100% | 100% | 0 | 0 | 0 | 0 | 0 | 0 | 0 | 0 | 0 | 0 | 0 | 0 | 0 | 0 | 0 | 0 | 0 | 0 | 0 | 0 | 0 | 0
| 0 | 0 | 0 | 0 | 0 | 0 | 0 | 0 | 0 | 0 | 0 | 0 | 0 | 0 | 0 | 0 | 0 | 0 | FALSE | FALSE | FALSE | FALSE | 0 | 0 | 0 | n/a | n/a | n/a | n/a | n/a | 0 | 0 | 100% | 100% | 0 | 0 | 0 | 0 | 0 | 0 | 0 | 0 | 0 | 0 | 0 | 0 | 0 | 0 | 0 | 0 | 0 | 0 | 0 | 0 | 0 | 0
| 0 | 0 | 0 | 0 | 0 | 0 | 0 | 0 | 0 | 0 | 0 | 0 | 0 | 0 | 0 | 0 | 0 | 0 | FALSE | FALSE | FALSE | FALSE | 0 | 0 | 0 | n/a | n/a | n/a | n/a | n/a | 0 | 0 | 100% | 100% | 0 | 0 | 0 | 0 | 0 | 0 | 0 | 0 | 0 | 0 | 0 | 0 | 0 | 0 | 0 | 0 | 0 | 0 | 0 | 0 | 0 | 0
| 0 | 0 | 0 | 0 | 0 | 0 | 0 | 0 | 0 | 0 | 0 | 0 | 0 | 0 | 0 | 0 | 0 | 0 | FALSE | FALSE | FALSE | FALSE | 0 | 0 | 0 | n/a | n/a | n/a | n/a | n/a | 0 | 0 | 100% | 100% | 0 | 0 | 0 | 0 | 0 | 0 | 0 | 0 | 0 | 0 | 0 | 0 | 0 | 0 | 0 | 0 | 0 | 0 | 0 | 0 | 0 | 0
| 0 | 0 | 0 | 0 | 0 | 0 | 0 | 0 | 0 | 0 | 0 | 0 | 0 | 0 | 0 | 0 | 0 | 0 | FALSE | FALSE | FALSE | FALSE | 0 | 0 | 0 | n/a | n/a | n/a | n/a | n/a | 0 | 0 | 100% | 100% | 0 | 0 | 0 | 0 | 0 | 0 | 0 | 0 | 0 | 0 | 0 | 0 | 0 | 0 | 0 | 0 | 0 | 0 | 0 | 0 | 0 | 0
| 0 | 0 | 0 | 0 | 0 | 0 | 0 | 0 | 0 | 0 | 0 | 0 | 0 | 0 | 0 | 0 | 0 | 0 | FALSE | FALSE | FALSE | FALSE | 0 | 0 | 0 | n/a | n/a | n/a | n/a | n/a | 0 | 0 | 100% | 100% | 0 | 0 | 0 | 0 | 0 | 0 | 0 | 0 | 0 | 0 | 0 | 0 | 0 | 0 | 0 | 0 | 0 | 0 | 0 | 0 | 0 | 0
| 0 | 0 | 0 | 0 | 0 | 0 | 0 | 0 | 0 | 0 | 0 | 0 | 0 | 0 | 0 | 0 | 0 | 0 | FALSE | FALSE | FALSE | FALSE | 0 | 0 | 0 | n/a | n/a | n/a | n/a | n/a | 0 | 0 | 100% | 100% | 0 | 0 | 0 | 0 | 0 | 0 | 0 | 0 | 0 | 0 | 0 | 0 | 0 | 0 | 0 | 0 | 0 | 0 | 0 | 0 | 0 | 0
| 0 | 0 | 0 | 0 | 0 | 0 | 0 | 0 | 0 | 0 | 0 | 0 | 0 | 0 | 0 | 0 | 0 | 0 | FALSE | FALSE | FALSE | FALSE | 0 | 0 | 0 | n/a | n/a | n/a | n/a | n/a | 0 | 0 | 100% | 100% | 0 | 0 | 0 | 0 | 0 | 0 | 0 | 0 | 0 | 0 | 0 | 0 | 0 | 0 | 0 | 0 | 0 | 0 | 0 | 0 | 0 | 0
| 0 | 0 | 0 | 0 | 0 | 0 | 0 | 0 | 0 | 0 | 0 | 0 | 0 | 0 | 0 | 0 | 0 | 0 | FALSE | FALSE | FALSE | FALSE | 0 | 0 | 0 | n/a | n/a | n/a | n/a | n/a | 0 | 0 | 100% | 100% | 0 | 0 | 0 | 0 | 0 | 0 | 0 | 0 | 0 | 0 | 0 | 0 | 0 | 0 | 0 | 0 | 0 | 0 | 0 | 0 | 0 | 0
| 0 | 0 | 0 | 0 | 0 | 0 | 0 | 0 | 0 | 0 | 0 | 0 | 0 | 0 | 0 | 0 | 0 | 0 | FALSE | FALSE | FALSE | FALSE | 0 | 0 | 0 | n/a | n/a | n/a | n/a | n/a | 0 | 0 | 100% | 100% | 0 | 0 | 0 | 0 | 0 | 0 | 0 | 0 | 0 | 0 | 0 | 0 | 0 | 0 | 0 | 0 | 0 | 0 | 0 | 0 | 0 | 0
| 0 | 0 | 0 | 0 | 0 | 0 | 0 | 0 | 0 | 0 | 0 | 0 | 0 | 0 | 0 | 0 | 0 | 0 | FALSE | FALSE | FALSE | FALSE | 0 | 0 | 0 | n/a | n/a | n/a | n/a | n/a | 0 | 0 | 100% | 100% | 0 | 0 | 0 | 0 | 0 | 0 | 0 | 0 | 0 | 0 | 0 | 0 | 0 | 0 | 0 | 0 | 0 | 0 | 0 | 0 | 0 | 0
| 0 | 0 | 0 | 0 | 0 | 0 | 0 | 0 | 0 | 0 | 0 | 0 | 0 | 0 | 0 | 0 | 0 | 0 | FALSE | FALSE | FALSE | FALSE | 0 | 0 | 0 | n/a | n/a | n/a | n/a | n/a | 0 | 0 | 100% | 100% | 0 | 0 | 0 | 0 | 0 | 0 | 0 | 0 | 0 | 0 | 0 | 0 | 0 | 0 | 0 | 0 | 0 | 0 | 0 | 0 | 0 | 0
| 0 | 0 | 0 | 0 | 0 | 0 | 0 | 0 | 0 | 0 | 0 | 0 | 0 | 0 | 0 | 0 | 0 | 0 | FALSE | FALSE | FALSE | FALSE | 0 | 0 | 0 | n/a | n/a | n/a | n/a | n/a | 0 | 0 | 100% | 100% | 0 | 0 | 0 | 0 | 0 | 0 | 0 | 0 | 0 | 0 | 0 | 0 | 0 | 0 | 0 | 0 | 0 | 0 | 0 | 0 | 0 | 0
| 0 | 0 | 0 | 0 | 0 | 0 | 0 | 0 | 0 | 0 | 0 | 0 | 0 | 0 | 0 | 0 | 0 | 0 | FALSE | FALSE | FALSE | FALSE | 0 | 0 | 0 | n/a | n/a | n/a | n/a | n/a | 0 | 0 | 100% | 100% | 0 | 0 | 0 | 0 | 0 | 0 | 0 | 0 | 0 | 0 | 0 | 0 | 0 | 0 | 0 | 0 | 0 | 0 | 0 | 0 | 0 | 0
| 0 | 0 | 0 | 0 | 0 | 0 | 0 | 0 | 0 | 0 | 0 | 0 | 0 | 0 | 0 | 0 | 0 | 0 | FALSE | FALSE | FALSE | FALSE | 0 | 0 | 0 | n/a | n/a | n/a | n/a | n/a | 0 | 0 | 100% | 100% | 0 | 0 | 0 | 0 | 0 | 0 | 0 | 0 | 0 | 0 | 0 | 0 | 0 | 0 | 0 | 0 | 0 | 0 | 0 | 0 | 0 | 0
| 0 | 0 | 0 | 0 | 0 | 0 | 0 | 0 | 0 | 0 | 0 | 0 | 0 | 0 | 0 | 0 | 0 | 0 | FALSE | FALSE | FALSE | FALSE | 0 | 0 | 0 | n/a | n/a | n/a | n/a | n/a | 0 | 0 | 100% | 100% | 0 | 0 | 0 | 0 | 0 | 0 | 0 | 0 | 0 | 0 | 0 | 0 | 0 | 0 | 0 | 0 | 0 | 0 | 0 | 0 | 0 | 0
| 0 | 0 | 0 | 0 | 0 | 0 | 0 | 0 | 0 | 0 | 0 | 0 | 0 | 0 | 0 | 0 | 0 | 0 | FALSE | FALSE | FALSE | FALSE | 0 | 0 | 0 | n/a | n/a | n/a | n/a | n/a | 0 | 0 | 100% | 100% | 0 | 0 | 0 | 0 | 0 | 0 | 0 | 0 | 0 | 0 | 0 | 0 | 0 | 0 | 0 | 0 | 0 | 0 | 0 | 0 | 0 | 0
| 0 | 0 | 0 | 0 | 0 | 0 | 0 | 0 | 0 | 0 | 0 | 0 | 0 | 0 | 0 | 0 | 0 | 0 | FALSE | FALSE | FALSE | FALSE | 0 | 0 | 0 | n/a | n/a | n/a | n/a | n/a | 0 | 0 | 100% | 100% | 0 | 0 | 0 | 0 | 0 | 0 | 0 | 0 | 0 | 0 | 0 | 0 | 0 | 0 | 0 | 0 | 0 | 0 | 0 | 0 | 0 | 0
| 0 | 0 | 0 | 0 | 0 | 0 | 0 | 0 | 0 | 0 | 0 | 0 | 0 | 0 | 0 | 0 | 0 | 0 | FALSE | FALSE | FALSE | FALSE | 0 | 0 | 0 | n/a | n/a | n/a | n/a | n/a | 0 | 0 | 100% | 100% | 0 | 0 | 0 | 0 | 0 | 0 | 0 | 0 | 0 | 0 | 0 | 0 | 0 | 0 | 0 | 0 | 0 | 0 | 0 | 0 | 0 | 0
| 0 | 0 | 0 | 0 | 0 | 0 | 0 | 0 | 0 | 0 | 0 | 0 | 0 | 0 | 0 | 0 | 0 | 0 | FALSE | FALSE | FALSE | FALSE | 0 | 0 | 0 | n/a | n/a | n/a | n/a | n/a | 0 | 0 | 100% | 100% | 0 | 0 | 0 | 0 | 0 | 0 | 0 | 0 | 0 | 0 | 0 | 0 | 0 | 0 | 0 | 0 | 0 | 0 | 0 | 0 | 0 | 0
| 0 | 0 | 0 | 0 | 0 | 0 | 0 | 0 | 0 | 0 | 0 | 0 | 0 | 0 | 0 | 0 | 0 | 0 | FALSE | FALSE | FALSE | FALSE | 0 | 0 | 0 | n/a | n/a | n/a | n/a | n/a | 0 | 0 | 100% | 100% | 0 | 0 | 0 | 0 | 0 | 0 | 0 | 0 | 0 | 0 | 0 | 0 | 0 | 0 | 0 | 0 | 0 | 0 | 0 | 0 | 0 | 0
| 0 | 0 | 0 | 0 | 0 | 0 | 0 | 0 | 0 | 0 | 0 | 0 | 0 | 0 | 0 | 0 | 0 | 0 | FALSE | FALSE | FALSE | FALSE | 0 | 0 | 0 | n/a | n/a | n/a | n/a | n/a | 0 | 0 | 100% | 100% | 0 | 0 | 0 | 0 | 0 | 0 | 0 | 0 | 0 | 0 | 0 | 0 | 0 | 0 | 0 | 0 | 0 | 0 | 0 | 0 | 0 | 0
| 0 | 0 | 0 | 0 | 0 | 0 | 0 | 0 | 0 | 0 | 0 | 0 | 0 | 0 | 0 | 0 | 0 | 0 | FALSE | FALSE | FALSE | FALSE | 0 | 0 | 0 | n/a | n/a | n/a | n/a | n/a | 0 | 0 | 100% | 100% | 0 | 0 | 0 | 0 | 0 | 0 | 0 | 0 | 0 | 0 | 0 | 0 | 0 | 0 | 0 | 0 | 0 | 0 | 0 | 0 | 0 | 0
| 0 | 0 | 0 | 0 | 0 | 0 | 0 | 0 | 0 | 0 | 0 | 0 | 0 | 0 | 0 | 0 | 0 | 0 | FALSE | FALSE | FALSE | FALSE | 0 | 0 | 0 | n/a | n/a | n/a | n/a | n/a | 0 | 0 | 100% | 100% | 0 | 0 | 0 | 0 | 0 | 0 | 0 | 0 | 0 | 0 | 0 | 0 | 0 | 0 | 0 | 0 | 0 | 0 | 0 | 0 | 0 | 0
| 0 | 0 | 0 | 0 | 0 | 0 | 0 | 0 | 0 | 0 | 0 | 0 | 0 | 0 | 0 | 0 | 0 | 0 | FALSE | FALSE | FALSE | FALSE | 0 | 0 | 0 | n/a | n/a | n/a | n/a | n/a | 0 | 0 | 100% | 100% | 0 | 0 | 0 | 0 | 0 | 0 | 0 | 0 | 0 | 0 | 0 | 0 | 0 | 0 | 0 | 0 | 0 | 0 | 0 | 0 | 0 | 0
| 0 | 0 | 0 | 0 | 0 | 0 | 0 | 0 | 0 | 0 | 0 | 0 | 0 | 0 | 0 | 0 | 0 | 0 | FALSE | FALSE | FALSE | FALSE | 0 | 0 | 0 | n/a | n/a | n/a | n/a | n/a | 0 | 0 | 100% | 100% | 0 | 0 | 0 | 0 | 0 | 0 | 0 | 0 | 0 | 0 | 0 | 0 | 0 | 0 | 0 | 0 | 0 | 0 | 0 | 0 | 0 | 0
| 0 | 0 | 0 | 0 | 0 | 0 | 0 | 0 | 0 | 0 | 0 | 0 | 0 | 0 | 0 | 0 | 0 | 0 | FALSE | FALSE | FALSE | FALSE | 0 | 0 | 0 | n/a | n/a | n/a | n/a | n/a | 0 | 0 | 100% | 100% | 0 | 0 | 0 | 0 | 0 | 0 | 0 | 0 | 0 | 0 | 0 | 0 | 0 | 0 | 0 | 0 | 0 | 0 | 0 | 0 | 0 | 0
| 0 | 0 | 0 | 0 | 0 | 0 | 0 | 0 | 0 | 0 | 0 | 0 | 0 | 0 | 0 | 0 | 0 | 0 | FALSE | FALSE | FALSE | FALSE | 0 | 0 | 0 | n/a | n/a | n/a | n/a | n/a | 0 | 0 | 100% | 100% | 0 | 0 | 0 | 0 | 0 | 0 | 0 | 0 | 0 | 0 | 0 | 0 | 0 | 0 | 0 | 0 | 0 | 0 | 0 | 0 | 0 | 0
| 0 | 0 | 0 | 0 | 0 | 0 | 0 | 0 | 0 | 0 | 0 | 0 | 0 | 0 | 0 | 0 | 0 | 0 | FALSE | FALSE | FALSE | FALSE | 0 | 0 | 0 | n/a | n/a | n/a | n/a | n/a | 0 | 0 | 100% | 100% | 0 | 0 | 0 | 0 | 0 | 0 | 0 | 0 | 0 | 0 | 0 | 0 | 0 | 0 | 0 | 0 | 0 | 0 | 0 | 0 | 0 | 0
| 0 | 0 | 0 | 0 | 0 | 0 | 0 | 0 | 0 | 0 | 0 | 0 | 0 | 0 | 0 | 0 | 0 | 0 | FALSE | FALSE | FALSE | FALSE | 0 | 0 | 0 | n/a | n/a | n/a | n/a | n/a | 0 | 0 | 100% | 100% | 0 | 0 | 0 | 0 | 0 | 0 | 0 | 0 | 0 | 0 | 0 | 0 | 0 | 0 | 0 | 0 | 0 | 0 | 0 | 0 | 0 | 0
| 0 | 0 | 0 | 0 | 0 | 0 | 0 | 0 | 0 | 0 | 0 | 0 | 0 | 0 | 0 | 0 | 0 | 0 | FALSE | FALSE | FALSE | FALSE | 0 | 0 | 0 | n/a | n/a | n/a | n/a | n/a | 0 | 0 | 100% | 100% | 0 | 0 | 0 | 0 | 0 | 0 | 0 | 0 | 0 | 0 | 0 | 0 | 0 | 0 | 0 | 0 | 0 | 0 | 0 | 0 | 0 | 0
| 0 | 0 | 0 | 0 | 0 | 0 | 0 | 0 | 0 | 0 | 0 | 0 | 0 | 0 | 0 | 0 | 0 | 0 | FALSE | FALSE | FALSE | FALSE | 0 | 0 | 0 | n/a | n/a | n/a | n/a | n/a | 0 | 0 | 100% | 100% | 0 | 0 | 0 | 0 | 0 | 0 | 0 | 0 | 0 | 0 | 0 | 0 | 0 | 0 | 0 | 0 | 0 | 0 | 0 | 0 | 0 | 0
| 0 | 0 | 0 | 0 | 0 | 0 | 0 | 0 | 0 | 0 | 0 | 0 | 0 | 0 | 0 | 0 | 0 | 0 | FALSE | FALSE | FALSE | FALSE | 0 | 0 | 0 | n/a | n/a | n/a | n/a | n/a | 0 | 0 | 100% | 100% | 0 | 0 | 0 | 0 | 0 | 0 | 0 | 0 | 0 | 0 | 0 | 0 | 0 | 0 | 0 | 0 | 0 | 0 | 0 | 0 | 0 | 0
| 0 | 0 | 0 | 0 | 0 | 0 | 0 | 0 | 0 | 0 | 0 | 0 | 0 | 0 | 0 | 0 | 0 | 0 | FALSE | FALSE | FALSE | FALSE | 0 | 0 | 0 | n/a | n/a | n/a | n/a | n/a | 0 | 0 | 100% | 100% | 0 | 0 | 0 | 0 | 0 | 0 | 0 | 0 | 0 | 0 | 0 | 0 | 0 | 0 | 0 | 0 | 0 | 0 | 0 | 0 | 0 | 0
| 0 | 0 | 0 | 0 | 0 | 0 | 0 | 0 | 0 | 0 | 0 | 0 | 0 | 0 | 0 | 0 | 0 | 0 | FALSE | FALSE | FALSE | FALSE | 0 | 0 | 0 | n/a | n/a | n/a | n/a | n/a | 0 | 0 | 100% | 100% | 0 | 0 | 0 | 0 | 0 | 0 | 0 | 0 | 0 | 0 | 0 | 0 | 0 | 0 | 0 | 0 | 0 | 0 | 0 | 0 | 0 | 0
| 0 | 0 | 0 | 0 | 0 | 0 | 0 | 0 | 0 | 0 | 0 | 0 | 0 | 0 | 0 | 0 | 0 | 0 | FALSE | FALSE | FALSE | FALSE | 0 | 0 | 0 | n/a | n/a | n/a | n/a | n/a | 0 | 0 | 100% | 100% | 0 | 0 | 0 | 0 | 0 | 0 | 0 | 0 | 0 | 0 | 0 | 0 | 0 | 0 | 0 | 0 | 0 | 0 | 0 | 0 | 0 | 0
| 0 | 0 | 0 | 0 | 0 | 0 | 0 | 0 | 0 | 0 | 0 | 0 | 0 | 0 | 0 | 0 | 0 | 0 | FALSE | FALSE | FALSE | FALSE | 0 | 0 | 0 | n/a | n/a | n/a | n/a | n/a | 0 | 0 | 100% | 100% | 0 | 0 | 0 | 0 | 0 | 0 | 0 | 0 | 0 | 0 | 0 | 0 | 0 | 0 | 0 | 0 | 0 | 0 | 0 | 0 | 0 | 0
| 0 | 0 | 0 | 0 | 0 | 0 | 0 | 0 | 0 | 0 | 0 | 0 | 0 | 0 | 0 | 0 | 0 | 0 | FALSE | FALSE | FALSE | FALSE | 0 | 0 | 0 | n/a | n/a | n/a | n/a | n/a | 0 | 0 | 100% | 100% | 0 | 0 | 0 | 0 | 0 | 0 | 0 | 0 | 0 | 0 | 0 | 0 | 0 | 0 | 0 | 0 | 0 | 0 | 0 | 0 | 0 | 0
| 0 | 0 | 0 | 0 | 0 | 0 | 0 | 0 | 0 | 0 | 0 | 0 | 0 | 0 | 0 | 0 | 0 | 0 | FALSE | FALSE | FALSE | FALSE | 0 | 0 | 0 | n/a | n/a | n/a | n/a | n/a | 0 | 0 | 100% | 100% | 0 | 0 | 0 | 0 | 0 | 0 | 0 | 0 | 0 | 0 | 0 | 0 | 0 | 0 | 0 | 0 | 0 | 0 | 0 | 0 | 0 | 0
| 0 | 0 | 0 | 0 | 0 | 0 | 0 | 0 | 0 | 0 | 0 | 0 | 0 | 0 | 0 | 0 | 0 | 0 | FALSE | FALSE | FALSE | FALSE | 0 | 0 | 0 | n/a | n/a | n/a | n/a | n/a | 0 | 0 | 100% | 100% | 0 | 0 | 0 | 0 | 0 | 0 | 0 | 0 | 0 | 0 | 0 | 0 | 0 | 0 | 0 | 0 | 0 | 0 | 0 | 0 | 0 | 0
| 0 | 0 | 0 | 0 | 0 | 0 | 0 | 0 | 0 | 0 | 0 | 0 | 0 | 0 | 0 | 0 | 0 | 0 | FALSE | FALSE | FALSE | FALSE | 0 | 0 | 0 | n/a | n/a | n/a | n/a | n/a | 0 | 0 | 100% | 100% | 0 | 0 | 0 | 0 | 0 | 0 | 0 | 0 | 0 | 0 | 0 | 0 | 0 | 0 | 0 | 0 | 0 | 0 | 0 | 0 | 0 | 0
| 0 | 0 | 0 | 0 | 0 | 0 | 0 | 0 | 0 | 0 | 0 | 0 | 0 | 0 | 0 | 0 | 0 | 0 | FALSE | FALSE | FALSE | FALSE | 0 | 0 | 0 | n/a | n/a | n/a | n/a | n/a | 0 | 0 | 100% | 100% | 0 | 0 | 0 | 0 | 0 | 0 | 0 | 0 | 0 | 0 | 0 | 0 | 0 | 0 | 0 | 0 | 0 | 0 | 0 | 0 | 0 | 0
| 0 | 0 | 0 | 0 | 0 | 0 | 0 | 0 | 0 | 0 | 0 | 0 | 0 | 0 | 0 | 0 | 0 | 0 | FALSE | FALSE | FALSE | FALSE | 0 | 0 | 0 | n/a | n/a | n/a | n/a | n/a | 0 | 0 | 100% | 100% | 0 | 0 | 0 | 0 | 0 | 0 | 0 | 0 | 0 | 0 | 0 | 0 | 0 | 0 | 0 | 0 | 0 | 0 | 0 | 0 | 0 | 0
| 0 | 0 | 0 | 0 | 0 | 0 | 0 | 0 | 0 | 0 | 0 | 0 | 0 | 0 | 0 | 0 | 0 | 0 | FALSE | FALSE | FALSE | FALSE | 0 | 0 | 0 | n/a | n/a | n/a | n/a | n/a | 0 | 0 | 100% | 100% | 0 | 0 | 0 | 0 | 0 | 0 | 0 | 0 | 0 | 0 | 0 | 0 | 0 | 0 | 0 | 0 | 0 | 0 | 0 | 0 | 0 | 0
| 0 | 0 | 0 | 0 | 0 | 0 | 0 | 0 | 0 | 0 | 0 | 0 | 0 | 0 | 0 | 0 | 0 | 0 | FALSE | FALSE | FALSE | FALSE | 0 | 0 | 0 | n/a | n/a | n/a | n/a | n/a | 0 | 0 | 100% | 100% | 0 | 0 | 0 | 0 | 0 | 0 | 0 | 0 | 0 | 0 | 0 | 0 | 0 | 0 | 0 | 0 | 0 | 0 | 0 | 0 | 0 | 0
| 0 | 0 | 0 | 0 | 0 | 0 | 0 | 0 | 0 | 0 | 0 | 0 | 0 | 0 | 0 | 0 | 0 | 0 | FALSE | FALSE | FALSE | FALSE | 0 | 0 | 0 | n/a | n/a | n/a | n/a | n/a | 0 | 0 | 100% | 100% | 0 | 0 | 0 | 0 | 0 | 0 | 0 | 0 | 0 | 0 | 0 | 0 | 0 | 0 | 0 | 0 | 0 | 0 | 0 | 0 | 0 | 0
| 0 | 0 | 0 | 0 | 0 | 0 | 0 | 0 | 0 | 0 | 0 | 0 | 0 | 0 | 0 | 0 | 0 | 0 | FALSE | FALSE | FALSE | FALSE | 0 | 0 | 0 | n/a | n/a | n/a | n/a | n/a | 0 | 0 | 100% | 100% | 0 | 0 | 0 | 0 | 0 | 0 | 0 | 0 | 0 | 0 | 0 | 0 | 0 | 0 | 0 | 0 | 0 | 0 | 0 | 0 | 0 | 0
| 0 | 0 | 0 | 0 | 0 | 0 | 0 | 0 | 0 | 0 | 0 | 0 | 0 | 0 | 0 | 0 | 0 | 0 | FALSE | FALSE | FALSE | FALSE | 0 | 0 | 0 | n/a | n/a | n/a | n/a | n/a | 0 | 0 | 100% | 100% | 0 | 0 | 0 | 0 | 0 | 0 | 0 | 0 | 0 | 0 | 0 | 0 | 0 | 0 | 0 | 0 | 0 | 0 | 0 | 0 | 0 | 0
| 0 | 0 | 0 | 0 | 0 | 0 | 0 | 0 | 0 | 0 | 0 | 0 | 0 | 0 | 0 | 0 | 0 | 0 | FALSE | FALSE | FALSE | FALSE | 0 | 0 | 0 | n/a | n/a | n/a | n/a | n/a | 0 | 0 | 100% | 100% | 0 | 0 | 0 | 0 | 0 | 0 | 0 | 0 | 0 | 0 | 0 | 0 | 0 | 0 | 0 | 0 | 0 | 0 | 0 | 0 | 0 | 0
| 0 | 0 | 0 | 0 | 0 | 0 | 0 | 0 | 0 | 0 | 0 | 0 | 0 | 0 | 0 | 0 | 0 | 0 | FALSE | FALSE | FALSE | FALSE | 0 | 0 | 0 | n/a | n/a | n/a | n/a | n/a | 0 | 0 | 100% | 100% | 0 | 0 | 0 | 0 | 0 | 0 | 0 | 0 | 0 | 0 | 0 | 0 | 0 | 0 | 0 | 0 | 0 | 0 | 0 | 0 | 0 | 0
| 0 | 0 | 0 | 0 | 0 | 0 | 0 | 0 | 0 | 0 | 0 | 0 | 0 | 0 | 0 | 0 | 0 | 0 | FALSE | FALSE | FALSE | FALSE | 0 | 0 | 0 | n/a | n/a | n/a | n/a | n/a | 0 | 0 | 100% | 100% | 0 | 0 | 0 | 0 | 0 | 0 | 0 | 0 | 0 | 0 | 0 | 0 | 0 | 0 | 0 | 0 | 0 | 0 | 0 | 0 | 0 | 0
| 0 | 0 | 0 | 0 | 0 | 0 | 0 | 0 | 0 | 0 | 0 | 0 | 0 | 0 | 0 | 0 | 0 | 0 | FALSE | FALSE | FALSE | FALSE | 0 | 0 | 0 | n/a | n/a | n/a | n/a | n/a | 0 | 0 | 100% | 100% | 0 | 0 | 0 | 0 | 0 | 0 | 0 | 0 | 0 | 0 | 0 | 0 | 0 | 0 | 0 | 0 | 0 | 0 | 0 | 0 | 0 | 0
| 0 | 0 | 0 | 0 | 0 | 0 | 0 | 0 | 0 | 0 | 0 | 0 | 0 | 0 | 0 | 0 | 0 | 0 | FALSE | FALSE | FALSE | FALSE | 0 | 0 | 0 | n/a | n/a | n/a | n/a | n/a | 0 | 0 | 100% | 100% | 0 | 0 | 0 | 0 | 0 | 0 | 0 | 0 | 0 | 0 | 0 | 0 | 0 | 0 | 0 | 0 | 0 | 0 | 0 | 0 | 0 | 0
| 0 | 0 | 0 | 0 | 0 | 0 | 0 | 0 | 0 | 0 | 0 | 0 | 0 | 0 | 0 | 0 | 0 | 0 | FALSE | FALSE | FALSE | FALSE | 0 | 0 | 0 | n/a | n/a | n/a | n/a | n/a | 0 | 0 | 100% | 100% | 0 | 0 | 0 | 0 | 0 | 0 | 0 | 0 | 0 | 0 | 0 | 0 | 0 | 0 | 0 | 0 | 0 | 0 | 0 | 0 | 0 | 0
| 0 | 0 | 0 | 0 | 0 | 0 | 0 | 0 | 0 | 0 | 0 | 0 | 0 | 0 | 0 | 0 | 0 | 0 | FALSE | FALSE | FALSE | FALSE | 0 | 0 | 0 | n/a | n/a | n/a | n/a | n/a | 0 | 0 | 100% | 100% | 0 | 0 | 0 | 0 | 0 | 0 | 0 | 0 | 0 | 0 | 0 | 0 | 0 | 0 | 0 | 0 | 0 | 0 | 0 | 0 | 0 | 0
| 0 | 0 | 0 | 0 | 0 | 0 | 0 | 0 | 0 | 0 | 0 | 0 | 0 | 0 | 0 | 0 | 0 | 0 | FALSE | FALSE | FALSE | FALSE | 0 | 0 | 0 | n/a | n/a | n/a | n/a | n/a | 0 | 0 | 100% | 100% | 0 | 0 | 0 | 0 | 0 | 0 | 0 | 0 | 0 | 0 | 0 | 0 | 0 | 0 | 0 | 0 | 0 | 0 | 0 | 0 | 0 | 0
| 0 | 0 | 0 | 0 | 0 | 0 | 0 | 0 | 0 | 0 | 0 | 0 | 0 | 0 | 0 | 0 | 0 | 0 | FALSE | FALSE | FALSE | FALSE | 0 | 0 | 0 | n/a | n/a | n/a | n/a | n/a | 0 | 0 | 100% | 100% | 0 | 0 | 0 | 0 | 0 | 0 | 0 | 0 | 0 | 0 | 0 | 0 | 0 | 0 | 0 | 0 | 0 | 0 | 0 | 0 | 0 | 0
| 0 | 0 | 0 | 0 | 0 | 0 | 0 | 0 | 0 | 0 | 0 | 0 | 0 | 0 | 0 | 0 | 0 | 0 | FALSE | FALSE | FALSE | FALSE | 0 | 0 | 0 | n/a | n/a | n/a | n/a | n/a | 0 | 0 | 100% | 100% | 0 | 0 | 0 | 0 | 0 | 0 | 0 | 0 | 0 | 0 | 0 | 0 | 0 | 0 | 0 | 0 | 0 | 0 | 0 | 0 | 0 | 0
| 0 | 0 | 0 | 0 | 0 | 0 | 0 | 0 | 0 | 0 | 0 | 0 | 0 | 0 | 0 | 0 | 0 | 0 | FALSE | FALSE | FALSE | FALSE | 0 | 0 | 0 | n/a | n/a | n/a | n/a | n/a | 0 | 0 | 100% | 100% | 0 | 0 | 0 | 0 | 0 | 0 | 0 | 0 | 0 | 0 | 0 | 0 | 0 | 0 | 0 | 0 | 0 | 0 | 0 | 0 | 0 | 0
| 0 | 0 | 0 | 0 | 0 | 0 | 0 | 0 | 0 | 0 | 0 | 0 | 0 | 0 | 0 | 0 | 0 | 0 | FALSE | FALSE | FALSE | FALSE | 0 | 0 | 0 | n/a | n/a | n/a | n/a | n/a | 0 | 0 | 100% | 100% | 0 | 0 | 0 | 0 | 0 | 0 | 0 | 0 | 0 | 0 | 0 | 0 | 0 | 0 | 0 | 0 | 0 | 0 | 0 | 0 | 0 | 0
| 0 | 0 | 0 | 0 | 0 | 0 | 0 | 0 | 0 | 0 | 0 | 0 | 0 | 0 | 0 | 0 | 0 | 0 | FALSE | FALSE | FALSE | FALSE | 0 | 0 | 0 | n/a | n/a | n/a | n/a | n/a | 0 | 0 | 100% | 100% | 0 | 0 | 0 | 0 | 0 | 0 | 0 | 0 | 0 | 0 | 0 | 0 | 0 | 0 | 0 | 0 | 0 | 0 | 0 | 0 | 0 | 0
| 0 | 0 | 0 | 0 | 0 | 0 | 0 | 0 | 0 | 0 | 0 | 0 | 0 | 0 | 0 | 0 | 0 | 0 | FALSE | FALSE | FALSE | FALSE | 0 | 0 | 0 | n/a | n/a | n/a | n/a | n/a | 0 | 0 | 100% | 100% | 0 | 0 | 0 | 0 | 0 | 0 | 0 | 0 | 0 | 0 | 0 | 0 | 0 | 0 | 0 | 0 | 0 | 0 | 0 | 0 | 0 | 0
| 0 | 0 | 0 | 0 | 0 | 0 | 0 | 0 | 0 | 0 | 0 | 0 | 0 | 0 | 0 | 0 | 0 | 0 | FALSE | FALSE | FALSE | FALSE | 0 | 0 | 0 | n/a | n/a | n/a | n/a | n/a | 0 | 0 | 100% | 100% | 0 | 0 | 0 | 0 | 0 | 0 | 0 | 0 | 0 | 0 | 0 | 0 | 0 | 0 | 0 | 0 | 0 | 0 | 0 | 0 | 0 | 0
| 0 | 0 | 0 | 0 | 0 | 0 | 0 | 0 | 0 | 0 | 0 | 0 | 0 | 0 | 0 | 0 | 0 | 0 | FALSE | FALSE | FALSE | FALSE | 0 | 0 | 0 | n/a | n/a | n/a | n/a | n/a | 0 | 0 | 100% | 100% | 0 | 0 | 0 | 0 | 0 | 0 | 0 | 0 | 0 | 0 | 0 | 0 | 0 | 0 | 0 | 0 | 0 | 0 | 0 | 0 | 0 | 0
| 0 | 0 | 0 | 0 | 0 | 0 | 0 | 0 | 0 | 0 | 0 | 0 | 0 | 0 | 0 | 0 | 0 | 0 | FALSE | FALSE | FALSE | FALSE | 0 | 0 | 0 | n/a | n/a | n/a | n/a | n/a | 0 | 0 | 100% | 100% | 0 | 0 | 0 | 0 | 0 | 0 | 0 | 0 | 0 | 0 | 0 | 0 | 0 | 0 | 0 | 0 | 0 | 0 | 0 | 0 | 0 | 0
| 0 | 0 | 0 | 0 | 0 | 0 | 0 | 0 | 0 | 0 | 0 | 0 | 0 | 0 | 0 | 0 | 0 | 0 | FALSE | FALSE | FALSE | FALSE | 0 | 0 | 0 | n/a | n/a | n/a | n/a | n/a | 0 | 0 | 100% | 100% | 0 | 0 | 0 | 0 | 0 | 0 | 0 | 0 | 0 | 0 | 0 | 0 | 0 | 0 | 0 | 0 | 0 | 0 | 0 | 0 | 0 | 0
| 0 | 0 | 0 | 0 | 0 | 0 | 0 | 0 | 0 | 0 | 0 | 0 | 0 | 0 | 0 | 0 | 0 | 0 | FALSE | FALSE | FALSE | FALSE | 0 | 0 | 0 | n/a | n/a | n/a | n/a | n/a | 0 | 0 | 100% | 100% | 0 | 0 | 0 | 0 | 0 | 0 | 0 | 0 | 0 | 0 | 0 | 0 | 0 | 0 | 0 | 0 | 0 | 0 | 0 | 0 | 0 | 0
| 0 | 0 | 0 | 0 | 0 | 0 | 0 | 0 | 0 | 0 | 0 | 0 | 0 | 0 | 0 | 0 | 0 | 0 | FALSE | FALSE | FALSE | FALSE | 0 | 0 | 0 | n/a | n/a | n/a | n/a | n/a | 0 | 0 | 100% | 100% | 0 | 0 | 0 | 0 | 0 | 0 | 0 | 0 | 0 | 0 | 0 | 0 | 0 | 0 | 0 | 0 | 0 | 0 | 0 | 0 | 0 | 0
| 0 | 0 | 0 | 0 | 0 | 0 | 0 | 0 | 0 | 0 | 0 | 0 | 0 | 0 | 0 | 0 | 0 | 0 | FALSE | FALSE | FALSE | FALSE | 0 | 0 | 0 | n/a | n/a | n/a | n/a | n/a | 0 | 0 | 100% | 100% | 0 | 0 | 0 | 0 | 0 | 0 | 0 | 0 | 0 | 0 | 0 | 0 | 0 | 0 | 0 | 0 | 0 | 0 | 0 | 0 | 0 | 0
| 0 | 0 | 0 | 0 | 0 | 0 | 0 | 0 | 0 | 0 | 0 | 0 | 0 | 0 | 0 | 0 | 0 | 0 | FALSE | FALSE | FALSE | FALSE | 0 | 0 | 0 | n/a | n/a | n/a | n/a | n/a | 0 | 0 | 100% | 100% | 0 | 0 | 0 | 0 | 0 | 0 | 0 | 0 | 0 | 0 | 0 | 0 | 0 | 0 | 0 | 0 | 0 | 0 | 0 | 0 | 0 | 0
| 0 | 0 | 0 | 0 | 0 | 0 | 0 | 0 | 0 | 0 | 0 | 0 | 0 | 0 | 0 | 0 | 0 | 0 | FALSE | FALSE | FALSE | FALSE | 0 | 0 | 0 | n/a | n/a | n/a | n/a | n/a | 0 | 0 | 100% | 100% | 0 | 0 | 0 | 0 | 0 | 0 | 0 | 0 | 0 | 0 | 0 | 0 | 0 | 0 | 0 | 0 | 0 | 0 | 0 | 0 | 0 | 0
| 0 | 0 | 0 | 0 | 0 | 0 | 0 | 0 | 0 | 0 | 0 | 0 | 0 | 0 | 0 | 0 | 0 | 0 | FALSE | FALSE | FALSE | FALSE | 0 | 0 | 0 | n/a | n/a | n/a | n/a | n/a | 0 | 0 | 100% | 100% | 0 | 0 | 0 | 0 | 0 | 0 | 0 | 0 | 0 | 0 | 0 | 0 | 0 | 0 | 0 | 0 | 0 | 0 | 0 | 0 | 0 | 0
| 0 | 0 | 0 | 0 | 0 | 0 | 0 | 0 | 0 | 0 | 0 | 0 | 0 | 0 | 0 | 0 | 0 | 0 | FALSE | FALSE | FALSE | FALSE | 0 | 0 | 0 | n/a | n/a | n/a | n/a | n/a | 0 | 0 | 100% | 100% | 0 | 0 | 0 | 0 | 0 | 0 | 0 | 0 | 0 | 0 | 0 | 0 | 0 | 0 | 0 | 0 | 0 | 0 | 0 | 0 | 0 | 0
| 0 | 0 | 0 | 0 | 0 | 0 | 0 | 0 | 0 | 0 | 0 | 0 | 0 | 0 | 0 | 0 | 0 | 0 | FALSE | FALSE | FALSE | FALSE | 0 | 0 | 0 | n/a | n/a | n/a | n/a | n/a | 0 | 0 | 100% | 100% | 0 | 0 | 0 | 0 | 0 | 0 | 0 | 0 | 0 | 0 | 0 | 0 | 0 | 0 | 0 | 0 | 0 | 0 | 0 | 0 | 0 | 0
| 0 | 0 | 0 | 0 | 0 | 0 | 0 | 0 | 0 | 0 | 0 | 0 | 0 | 0 | 0 | 0 | 0 | 0 | FALSE | FALSE | FALSE | FALSE | 0 | 0 | 0 | n/a | n/a | n/a | n/a | n/a | 0 | 0 | 100% | 100% | 0 | 0 | 0 | 0 | 0 | 0 | 0 | 0 | 0 | 0 | 0 | 0 | 0 | 0 | 0 | 0 | 0 | 0 | 0 | 0 | 0 | 0
| 0 | 0 | 0 | 0 | 0 | 0 | 0 | 0 | 0 | 0 | 0 | 0 | 0 | 0 | 0 | 0 | 0 | 0 | FALSE | FALSE | FALSE | FALSE | 0 | 0 | 0 | n/a | n/a | n/a | n/a | n/a | 0 | 0 | 100% | 100% | 0 | 0 | 0 | 0 | 0 | 0 | 0 | 0 | 0 | 0 | 0 | 0 | 0 | 0 | 0 | 0 | 0 | 0 | 0 | 0 | 0 | 0
| 0 | 0 | 0 | 0 | 0 | 0 | 0 | 0 | 0 | 0 | 0 | 0 | 0 | 0 | 0 | 0 | 0 | 0 | FALSE | FALSE | FALSE | FALSE | 0 | 0 | 0 | n/a | n/a | n/a | n/a | n/a | 0 | 0 | 100% | 100% | 0 | 0 | 0 | 0 | 0 | 0 | 0 | 0 | 0 | 0 | 0 | 0 | 0 | 0 | 0 | 0 | 0 | 0 | 0 | 0 | 0 | 0
| 0 | 0 | 0 | 0 | 0 | 0 | 0 | 0 | 0 | 0 | 0 | 0 | 0 | 0 | 0 | 0 | 0 | 0 | FALSE | FALSE | FALSE | FALSE | 0 | 0 | 0 | n/a | n/a | n/a | n/a | n/a | 0 | 0 | 100% | 100% | 0 | 0 | 0 | 0 | 0 | 0 | 0 | 0 | 0 | 0 | 0 | 0 | 0 | 0 | 0 | 0 | 0 | 0 | 0 | 0 | 0 | 0
| 0 | 0 | 0 | 0 | 0 | 0 | 0 | 0 | 0 | 0 | 0 | 0 | 0 | 0 | 0 | 0 | 0 | 0 | FALSE | FALSE | FALSE | FALSE | 0 | 0 | 0 | n/a | n/a | n/a | n/a | n/a | 0 | 0 | 100% | 100% | 0 | 0 | 0 | 0 | 0 | 0 | 0 | 0 | 0 | 0 | 0 | 0 | 0 | 0 | 0 | 0 | 0 | 0 | 0 | 0 | 0 | 0
| 0 | 0 | 0 | 0 | 0 | 0 | 0 | 0 | 0 | 0 | 0 | 0 | 0 | 0 | 0 | 0 | 0 | 0 | FALSE | FALSE | FALSE | FALSE | 0 | 0 | 0 | n/a | n/a | n/a | n/a | n/a | 0 | 0 | 100% | 100% | 0 | 0 | 0 | 0 | 0 | 0 | 0 | 0 | 0 | 0 | 0 | 0 | 0 | 0 | 0 | 0 | 0 | 0 | 0 | 0 | 0 | 0
| 0 | 0 | 0 | 0 | 0 | 0 | 0 | 0 | 0 | 0 | 0 | 0 | 0 | 0 | 0 | 0 | 0 | 0 | FALSE | FALSE | FALSE | FALSE | 0 | 0 | 0 | n/a | n/a | n/a | n/a | n/a | 0 | 0 | 100% | 100% | 0 | 0 | 0 | 0 | 0 | 0 | 0 | 0 | 0 | 0 | 0 | 0 | 0 | 0 | 0 | 0 | 0 | 0 | 0 | 0 | 0 | 0
| 0 | 0 | 0 | 0 | 0 | 0 | 0 | 0 | 0 | 0 | 0 | 0 | 0 | 0 | 0 | 0 | 0 | 0 | FALSE | FALSE | FALSE | FALSE | 0 | 0 | 0 | n/a | n/a | n/a | n/a | n/a | 0 | 0 | 100% | 100% | 0 | 0 | 0 | 0 | 0 | 0 | 0 | 0 | 0 | 0 | 0 | 0 | 0 | 0 | 0 | 0 | 0 | 0 | 0 | 0 | 0 | 0
| 0 | 0 | 0 | 0 | 0 | 0 | 0 | 0 | 0 | 0 | 0 | 0 | 0 | 0 | 0 | 0 | 0 | 0 | FALSE | FALSE | FALSE | FALSE | 0 | 0 | 0 | n/a | n/a | n/a | n/a | n/a | 0 | 0 | 100% | 100% | 0 | 0 | 0 | 0 | 0 | 0 | 0 | 0 | 0 | 0 | 0 | 0 | 0 | 0 | 0 | 0 | 0 | 0 | 0 | 0 | 0 | 0
| 0 | 0 | 0 | 0 | 0 | 0 | 0 | 0 | 0 | 0 | 0 | 0 | 0 | 0 | 0 | 0 | 0 | 0 | FALSE | FALSE | FALSE | FALSE | 0 | 0 | 0 | n/a | n/a | n/a | n/a | n/a | 0 | 0 | 100% | 100% | 0 | 0 | 0 | 0 | 0 | 0 | 0 | 0 | 0 | 0 | 0 | 0 | 0 | 0 | 0 | 0 | 0 | 0 | 0 | 0 | 0 | 0
| 0 | 0 | 0 | 0 | 0 | 0 | 0 | 0 | 0 | 0 | 0 | 0 | 0 | 0 | 0 | 0 | 0 | 0 | FALSE | FALSE | FALSE | FALSE | 0 | 0 | 0 | n/a | n/a | n/a | n/a | n/a | 0 | 0 | 100% | 100% | 0 | 0 | 0 | 0 | 0 | 0 | 0 | 0 | 0 | 0 | 0 | 0 | 0 | 0 | 0 | 0 | 0 | 0 | 0 | 0 | 0 | 0
| 0 | 0 | 0 | 0 | 0 | 0 | 0 | 0 | 0 | 0 | 0 | 0 | 0 | 0 | 0 | 0 | 0 | 0 | FALSE | FALSE | FALSE | FALSE | 0 | 0 | 0 | n/a | n/a | n/a | n/a | n/a | 0 | 0 | 100% | 100% | 0 | 0 | 0 | 0 | 0 | 0 | 0 | 0 | 0 | 0 | 0 | 0 | 0 | 0 | 0 | 0 | 0 | 0 | 0 | 0 | 0 | 0
| 0 | 0 | 0 | 0 | 0 | 0 | 0 | 0 | 0 | 0 | 0 | 0 | 0 | 0 | 0 | 0 | 0 | 0 | FALSE | FALSE | FALSE | FALSE | 0 | 0 | 0 | n/a | n/a | n/a | n/a | n/a | 0 | 0 | 100% | 100% | 0 | 0 | 0 | 0 | 0 | 0 | 0 | 0 | 0 | 0 | 0 | 0 | 0 | 0 | 0 | 0 | 0 | 0 | 0 | 0 | 0 | 0
| 0 | 0 | 0 | 0 | 0 | 0 | 0 | 0 | 0 | 0 | 0 | 0 | 0 | 0 | 0 | 0 | 0 | 0 | FALSE | FALSE | FALSE | FALSE | 0 | 0 | 0 | n/a | n/a | n/a | n/a | n/a | 0 | 0 | 100% | 100% | 0 | 0 | 0 | 0 | 0 | 0 | 0 | 0 | 0 | 0 | 0 | 0 | 0 | 0 | 0 | 0 | 0 | 0 | 0 | 0 | 0 | 0
| 0 | 0 | 0 | 0 | 0 | 0 | 0 | 0 | 0 | 0 | 0 | 0 | 0 | 0 | 0 | 0 | 0 | 0 | FALSE | FALSE | FALSE | FALSE | 0 | 0 | 0 | n/a | n/a | n/a | n/a | n/a | 0 | 0 | 100% | 100% | 0 | 0 | 0 | 0 | 0 | 0 | 0 | 0 | 0 | 0 | 0 | 0 | 0 | 0 | 0 | 0 | 0 | 0 | 0 | 0 | 0 | 0
| 0 | 0 | 0 | 0 | 0 | 0 | 0 | 0 | 0 | 0 | 0 | 0 | 0 | 0 | 0 | 0 | 0 | 0 | FALSE | FALSE | FALSE | FALSE | 0 | 0 | 0 | n/a | n/a | n/a | n/a | n/a | 0 | 0 | 100% | 100% | 0 | 0 | 0 | 0 | 0 | 0 | 0 | 0 | 0 | 0 | 0 | 0 | 0 | 0 | 0 | 0 | 0 | 0 | 0 | 0 | 0 | 0
| 0 | 0 | 0 | 0 | 0 | 0 | 0 | 0 | 0 | 0 | 0 | 0 | 0 | 0 | 0 | 0 | 0 | 0 | FALSE | FALSE | FALSE | FALSE | 0 | 0 | 0 | n/a | n/a | n/a | n/a | n/a | 0 | 0 | 100% | 100% | 0 | 0 | 0 | 0 | 0 | 0 | 0 | 0 | 0 | 0 | 0 | 0 | 0 | 0 | 0 | 0 | 0 | 0 | 0 | 0 | 0 | 0
| 0 | 0 | 0 | 0 | 0 | 0 | 0 | 0 | 0 | 0 | 0 | 0 | 0 | 0 | 0 | 0 | 0 | 0 | FALSE | FALSE | FALSE | FALSE | 0 | 0 | 0 | n/a | n/a | n/a | n/a | n/a | 0 | 0 | 100% | 100% | 0 | 0 | 0 | 0 | 0 | 0 | 0 | 0 | 0 | 0 | 0 | 0 | 0 | 0 | 0 | 0 | 0 | 0 | 0 | 0 | 0 | 0
| 0 | 0 | 0 | 0 | 0 | 0 | 0 | 0 | 0 | 0 | 0 | 0 | 0 | 0 | 0 | 0 | 0 | 0 | FALSE | FALSE | FALSE | FALSE | 0 | 0 | 0 | n/a | n/a | n/a | n/a | n/a | 0 | 0 | 100% | 100% | 0 | 0 | 0 | 0 | 0 | 0 | 0 | 0 | 0 | 0 | 0 | 0 | 0 | 0 | 0 | 0 | 0 | 0 | 0 | 0 | 0 | 0
| 0 | 0 | 0 | 0 | 0 | 0 | 0 | 0 | 0 | 0 | 0 | 0 | 0 | 0 | 0 | 0 | 0 | 0 | FALSE | FALSE | FALSE | FALSE | 0 | 0 | 0 | n/a | n/a | n/a | n/a | n/a | 0 | 0 | 100% | 100% | 0 | 0 | 0 | 0 | 0 | 0 | 0 | 0 | 0 | 0 | 0 | 0 | 0 | 0 | 0 | 0 | 0 | 0 | 0 | 0 | 0 | 0
| 0 | 0 | 0 | 0 | 0 | 0 | 0 | 0 | 0 | 0 | 0 | 0 | 0 | 0 | 0 | 0 | 0 | 0 | FALSE | FALSE | FALSE | FALSE | 0 | 0 | 0 | n/a | n/a | n/a | n/a | n/a | 0 | 0 | 100% | 100% | 0 | 0 | 0 | 0 | 0 | 0 | 0 | 0 | 0 | 0 | 0 | 0 | 0 | 0 | 0 | 0 | 0 | 0 | 0 | 0 | 0 | 0
| 0 | 0 | 0 | 0 | 0 | 0 | 0 | 0 | 0 | 0 | 0 | 0 | 0 | 0 | 0 | 0 | 0 | 0 | FALSE | FALSE | FALSE | FALSE | 0 | 0 | 0 | n/a | n/a | n/a | n/a | n/a | 0 | 0 | 100% | 100% | 0 | 0 | 0 | 0 | 0 | 0 | 0 | 0 | 0 | 0 | 0 | 0 | 0 | 0 | 0 | 0 | 0 | 0 | 0 | 0 | 0 | 0
| 0 | 0 | 0 | 0 | 0 | 0 | 0 | 0 | 0 | 0 | 0 | 0 | 0 | 0 | 0 | 0 | 0 | 0 | FALSE | FALSE | FALSE | FALSE | 0 | 0 | 0 | n/a | n/a | n/a | n/a | n/a | 0 | 0 | 100% | 100% | 0 | 0 | 0 | 0 | 0 | 0 | 0 | 0 | 0 | 0 | 0 | 0 | 0 | 0 | 0 | 0 | 0 | 0 | 0 | 0 | 0 | 0
| 0 | 0 | 0 | 0 | 0 | 0 | 0 | 0 | 0 | 0 | 0 | 0 | 0 | 0 | 0 | 0 | 0 | 0 | FALSE | FALSE | FALSE | FALSE | 0 | 0 | 0 | n/a | n/a | n/a | n/a | n/a | 0 | 0 | 100% | 100% | 0 | 0 | 0 | 0 | 0 | 0 | 0 | 0 | 0 | 0 | 0 | 0 | 0 | 0 | 0 | 0 | 0 | 0 | 0 | 0 | 0 | 0
| 0 | 0 | 0 | 0 | 0 | 0 | 0 | 0 | 0 | 0 | 0 | 0 | 0 | 0 | 0 | 0 | 0 | 0 | FALSE | FALSE | FALSE | FALSE | 0 | 0 | 0 | n/a | n/a | n/a | n/a | n/a | 0 | 0 | 100% | 100% | 0 | 0 | 0 | 0 | 0 | 0 | 0 | 0 | 0 | 0 | 0 | 0 | 0 | 0 | 0 | 0 | 0 | 0 | 0 | 0 | 0 | 0
| 0 | 0 | 0 | 0 | 0 | 0 | 0 | 0 | 0 | 0 | 0 | 0 | 0 | 0 | 0 | 0 | 0 | 0 | FALSE | FALSE | FALSE | FALSE | 0 | 0 | 0 | n/a | n/a | n/a | n/a | n/a | 0 | 0 | 100% | 100% | 0 | 0 | 0 | 0 | 0 | 0 | 0 | 0 | 0 | 0 | 0 | 0 | 0 | 0 | 0 | 0 | 0 | 0 | 0 | 0 | 0 | 0
| 0 | 0 | 0 | 0 | 0 | 0 | 0 | 0 | 0 | 0 | 0 | 0 | 0 | 0 | 0 | 0 | 0 | 0 | FALSE | FALSE | FALSE | FALSE | 0 | 0 | 0 | n/a | n/a | n/a | n/a | n/a | 0 | 0 | 100% | 100% | 0 | 0 | 0 | 0 | 0 | 0 | 0 | 0 | 0 | 0 | 0 | 0 | 0 | 0 | 0 | 0 | 0 | 0 | 0 | 0 | 0 | 0
| 0 | 0 | 0 | 0 | 0 | 0 | 0 | 0 | 0 | 0 | 0 | 0 | 0 | 0 | 0 | 0 | 0 | 0 | FALSE | FALSE | FALSE | FALSE | 0 | 0 | 0 | n/a | n/a | n/a | n/a | n/a | 0 | 0 | 100% | 100% | 0 | 0 | 0 | 0 | 0 | 0 | 0 | 0 | 0 | 0 | 0 | 0 | 0 | 0 | 0 | 0 | 0 | 0 | 0 | 0 | 0 | 0
| 0 | 0 | 0 | 0 | 0 | 0 | 0 | 0 | 0 | 0 | 0 | 0 | 0 | 0 | 0 | 0 | 0 | 0 | FALSE | FALSE | FALSE | FALSE | 0 | 0 | 0 | n/a | n/a | n/a | n/a | n/a | 0 | 0 | 100% | 100% | 0 | 0 | 0 | 0 | 0 | 0 | 0 | 0 | 0 | 0 | 0 | 0 | 0 | 0 | 0 | 0 | 0 | 0 | 0 | 0 | 0 | 0
| 0 | 0 | 0 | 0 | 0 | 0 | 0 | 0 | 0 | 0 | 0 | 0 | 0 | 0 | 0 | 0 | 0 | 0 | FALSE | FALSE | FALSE | FALSE | 0 | 0 | 0 | n/a | n/a | n/a | n/a | n/a | 0 | 0 | 100% | 100% | 0 | 0 | 0 | 0 | 0 | 0 | 0 | 0 | 0 | 0 | 0 | 0 | 0 | 0 | 0 | 0 | 0 | 0 | 0 | 0 | 0 | 0
| 0 | 0 | 0 | 0 | 0 | 0 | 0 | 0 | 0 | 0 | 0 | 0 | 0 | 0 | 0 | 0 | 0 | 0 | FALSE | FALSE | FALSE | FALSE | 0 | 0 | 0 | n/a | n/a | n/a | n/a | n/a | 0 | 0 | 100% | 100% | 0 | 0 | 0 | 0 | 0 | 0 | 0 | 0 | 0 | 0 | 0 | 0 | 0 | 0 | 0 | 0 | 0 | 0 | 0 | 0 | 0 | 0
| 0 | 0 | 0 | 0 | 0 | 0 | 0 | 0 | 0 | 0 | 0 | 0 | 0 | 0 | 0 | 0 | 0 | 0 | FALSE | FALSE | FALSE | FALSE | 0 | 0 | 0 | n/a | n/a | n/a | n/a | n/a | 0 | 0 | 100% | 100% | 0 | 0 | 0 | 0 | 0 | 0 | 0 | 0 | 0 | 0 | 0 | 0 | 0 | 0 | 0 | 0 | 0 | 0 | 0 | 0 | 0 | 0
| 0 | 0 | 0 | 0 | 0 | 0 | 0 | 0 | 0 | 0 | 0 | 0 | 0 | 0 | 0 | 0 | 0 | 0 | FALSE | FALSE | FALSE | FALSE | 0 | 0 | 0 | n/a | n/a | n/a | n/a | n/a | 0 | 0 | 100% | 100% | 0 | 0 | 0 | 0 | 0 | 0 | 0 | 0 | 0 | 0 | 0 | 0 | 0 | 0 | 0 | 0 | 0 | 0 | 0 | 0 | 0 | 0
| 0 | 0 | 0 | 0 | 0 | 0 | 0 | 0 | 0 | 0 | 0 | 0 | 0 | 0 | 0 | 0 | 0 | 0 | FALSE | FALSE | FALSE | FALSE | 0 | 0 | 0 | n/a | n/a | n/a | n/a | n/a | 0 | 0 | 100% | 100% | 0 | 0 | 0 | 0 | 0 | 0 | 0 | 0 | 0 | 0 | 0 | 0 | 0 | 0 | 0 | 0 | 0 | 0 | 0 | 0 | 0 | 0
| 0 | 0 | 0 | 0 | 0 | 0 | 0 | 0 | 0 | 0 | 0 | 0 | 0 | 0 | 0 | 0 | 0 | 0 | FALSE | FALSE | FALSE | FALSE | 0 | 0 | 0 | n/a | n/a | n/a | n/a | n/a | 0 | 0 | 100% | 100% | 0 | 0 | 0 | 0 | 0 | 0 | 0 | 0 | 0 | 0 | 0 | 0 | 0 | 0 | 0 | 0 | 0 | 0 | 0 | 0 | 0 | 0
| 0 | 0 | 0 | 0 | 0 | 0 | 0 | 0 | 0 | 0 | 0 | 0 | 0 | 0 | 0 | 0 | 0 | 0 | FALSE | FALSE | FALSE | FALSE | 0 | 0 | 0 | n/a | n/a | n/a | n/a | n/a | 0 | 0 | 100% | 100% | 0 | 0 | 0 | 0 | 0 | 0 | 0 | 0 | 0 | 0 | 0 | 0 | 0 | 0 | 0 | 0 | 0 | 0 | 0 | 0 | 0 | 0
| 0 | 0 | 0 | 0 | 0 | 0 | 0 | 0 | 0 | 0 | 0 | 0 | 0 | 0 | 0 | 0 | 0 | 0 | FALSE | FALSE | FALSE | FALSE | 0 | 0 | 0 | n/a | n/a | n/a | n/a | n/a | 0 | 0 | 100% | 100% | 0 | 0 | 0 | 0 | 0 | 0 | 0 | 0 | 0 | 0 | 0 | 0 | 0 | 0 | 0 | 0 | 0 | 0 | 0 | 0 | 0 | 0
| 0 | 0 | 0 | 0 | 0 | 0 | 0 | 0 | 0 | 0 | 0 | 0 | 0 | 0 | 0 | 0 | 0 | 0 | FALSE | FALSE | FALSE | FALSE | 0 | 0 | 0 | n/a | n/a | n/a | n/a | n/a | 0 | 0 | 100% | 100% | 0 | 0 | 0 | 0 | 0 | 0 | 0 | 0 | 0 | 0 | 0 | 0 | 0 | 0 | 0 | 0 | 0 | 0 | 0 | 0 | 0 | 0
| 0 | 0 | 0 | 0 | 0 | 0 | 0 | 0 | 0 | 0 | 0 | 0 | 0 | 0 | 0 | 0 | 0 | 0 | FALSE | FALSE | FALSE | FALSE | 0 | 0 | 0 | n/a | n/a | n/a | n/a | n/a | 0 | 0 | 100% | 100% | 0 | 0 | 0 | 0 | 0 | 0 | 0 | 0 | 0 | 0 | 0 | 0 | 0 | 0 | 0 | 0 | 0 | 0 | 0 | 0 | 0 | 0
| 0 | 0 | 0 | 0 | 0 | 0 | 0 | 0 | 0 | 0 | 0 | 0 | 0 | 0 | 0 | 0 | 0 | 0 | FALSE | FALSE | FALSE | FALSE | 0 | 0 | 0 | n/a | n/a | n/a | n/a | n/a | 0 | 0 | 100% | 100% | 0 | 0 | 0 | 0 | 0 | 0 | 0 | 0 | 0 | 0 | 0 | 0 | 0 | 0 | 0 | 0 | 0 | 0 | 0 | 0 | 0 | 0
| 0 | 0 | 0 | 0 | 0 | 0 | 0 | 0 | 0 | 0 | 0 | 0 | 0 | 0 | 0 | 0 | 0 | 0 | FALSE | FALSE | FALSE | FALSE | 0 | 0 | 0 | n/a | n/a | n/a | n/a | n/a | 0 | 0 | 100% | 100% | 0 | 0 | 0 | 0 | 0 | 0 | 0 | 0 | 0 | 0 | 0 | 0 | 0 | 0 | 0 | 0 | 0 | 0 | 0 | 0 | 0 | 0
| 0 | 0 | 0 | 0 | 0 | 0 | 0 | 0 | 0 | 0 | 0 | 0 | 0 | 0 | 0 | 0 | 0 | 0 | FALSE | FALSE | FALSE | FALSE | 0 | 0 | 0 | n/a | n/a | n/a | n/a | n/a | 0 | 0 | 100% | 100% | 0 | 0 | 0 | 0 | 0 | 0 | 0 | 0 | 0 | 0 | 0 | 0 | 0 | 0 | 0 | 0 | 0 | 0 | 0 | 0 | 0 | 0
| 0 | 0 | 0 | 0 | 0 | 0 | 0 | 0 | 0 | 0 | 0 | 0 | 0 | 0 | 0 | 0 | 0 | 0 | FALSE | FALSE | FALSE | FALSE | 0 | 0 | 0 | n/a | n/a | n/a | n/a | n/a | 0 | 0 | 100% | 100% | 0 | 0 | 0 | 0 | 0 | 0 | 0 | 0 | 0 | 0 | 0 | 0 | 0 | 0 | 0 | 0 | 0 | 0 | 0 | 0 | 0 | 0
| 0 | 0 | 0 | 0 | 0 | 0 | 0 | 0 | 0 | 0 | 0 | 0 | 0 | 0 | 0 | 0 | 0 | 0 | FALSE | FALSE | FALSE | FALSE | 0 | 0 | 0 | n/a | n/a | n/a | n/a | n/a | 0 | 0 | 100% | 100% | 0 | 0 | 0 | 0 | 0 | 0 | 0 | 0 | 0 | 0 | 0 | 0 | 0 | 0 | 0 | 0 | 0 | 0 | 0 | 0 | 0 | 0
| 0 | 0 | 0 | 0 | 0 | 0 | 0 | 0 | 0 | 0 | 0 | 0 | 0 | 0 | 0 | 0 | 0 | 0 | FALSE | FALSE | FALSE | FALSE | 0 | 0 | 0 | n/a | n/a | n/a | n/a | n/a | 0 | 0 | 100% | 100% | 0 | 0 | 0 | 0 | 0 | 0 | 0 | 0 | 0 | 0 | 0 | 0 | 0 | 0 | 0 | 0 | 0 | 0 | 0 | 0 | 0 | 0
| 0 | 0 | 0 | 0 | 0 | 0 | 0 | 0 | 0 | 0 | 0 | 0 | 0 | 0 | 0 | 0 | 0 | 0 | FALSE | FALSE | FALSE | FALSE | 0 | 0 | 0 | n/a | n/a | n/a | n/a | n/a | 0 | 0 | 100% | 100% | 0 | 0 | 0 | 0 | 0 | 0 | 0 | 0 | 0 | 0 | 0 | 0 | 0 | 0 | 0 | 0 | 0 | 0 | 0 | 0 | 0 | 0
| 0 | 0 | 0 | 0 | 0 | 0 | 0 | 0 | 0 | 0 | 0 | 0 | 0 | 0 | 0 | 0 | 0 | 0 | FALSE | FALSE | FALSE | FALSE | 0 | 0 | 0 | n/a | n/a | n/a | n/a | n/a | 0 | 0 | 100% | 100% | 0 | 0 | 0 | 0 | 0 | 0 | 0 | 0 | 0 | 0 | 0 | 0 | 0 | 0 | 0 | 0 | 0 | 0 | 0 | 0 | 0 | 0
| 0 | 0 | 0 | 0 | 0 | 0 | 0 | 0 | 0 | 0 | 0 | 0 | 0 | 0 | 0 | 0 | 0 | 0 | FALSE | FALSE | FALSE | FALSE | 0 | 0 | 0 | n/a | n/a | n/a | n/a | n/a | 0 | 0 | 100% | 100% | 0 | 0 | 0 | 0 | 0 | 0 | 0 | 0 | 0 | 0 | 0 | 0 | 0 | 0 | 0 | 0 | 0 | 0 | 0 | 0 | 0 | 0
| 0 | 0 | 0 | 0 | 0 | 0 | 0 | 0 | 0 | 0 | 0 | 0 | 0 | 0 | 0 | 0 | 0 | 0 | FALSE | FALSE | FALSE | FALSE | 0 | 0 | 0 | n/a | n/a | n/a | n/a | n/a | 0 | 0 | 100% | 100% | 0 | 0 | 0 | 0 | 0 | 0 | 0 | 0 | 0 | 0 | 0 | 0 | 0 | 0 | 0 | 0 | 0 | 0 | 0 | 0 | 0 | 0
| 0 | 0 | 0 | 0 | 0 | 0 | 0 | 0 | 0 | 0 | 0 | 0 | 0 | 0 | 0 | 0 | 0 | 0 | FALSE | FALSE | FALSE | FALSE | 0 | 0 | 0 | n/a | n/a | n/a | n/a | n/a | 0 | 0 | 100% | 100% | 0 | 0 | 0 | 0 | 0 | 0 | 0 | 0 | 0 | 0 | 0 | 0 | 0 | 0 | 0 | 0 | 0 | 0 | 0 | 0 | 0 | 0
| 0 | 0 | 0 | 0 | 0 | 0 | 0 | 0 | 0 | 0 | 0 | 0 | 0 | 0 | 0 | 0 | 0 | 0 | FALSE | FALSE | FALSE | FALSE | 0 | 0 | 0 | n/a | n/a | n/a | n/a | n/a | 0 | 0 | 100% | 100% | 0 | 0 | 0 | 0 | 0 | 0 | 0 | 0 | 0 | 0 | 0 | 0 | 0 | 0 | 0 | 0 | 0 | 0 | 0 | 0 | 0 | 0
| 0 | 0 | 0 | 0 | 0 | 0 | 0 | 0 | 0 | 0 | 0 | 0 | 0 | 0 | 0 | 0 | 0 | 0 | FALSE | FALSE | FALSE | FALSE | 0 | 0 | 0 | n/a | n/a | n/a | n/a | n/a | 0 | 0 | 100% | 100% | 0 | 0 | 0 | 0 | 0 | 0 | 0 | 0 | 0 | 0 | 0 | 0 | 0 | 0 | 0 | 0 | 0 | 0 | 0 | 0 | 0 | 0
| 0 | 0 | 0 | 0 | 0 | 0 | 0 | 0 | 0 | 0 | 0 | 0 | 0 | 0 | 0 | 0 | 0 | 0 | FALSE | FALSE | FALSE | FALSE | 0 | 0 | 0 | n/a | n/a | n/a | n/a | n/a | 0 | 0 | 100% | 100% | 0 | 0 | 0 | 0 | 0 | 0 | 0 | 0 | 0 | 0 | 0 | 0 | 0 | 0 | 0 | 0 | 0 | 0 | 0 | 0 | 0 | 0
| 0 | 0 | 0 | 0 | 0 | 0 | 0 | 0 | 0 | 0 | 0 | 0 | 0 | 0 | 0 | 0 | 0 | 0 | FALSE | FALSE | FALSE | FALSE | 0 | 0 | 0 | n/a | n/a | n/a | n/a | n/a | 0 | 0 | 100% | 100% | 0 | 0 | 0 | 0 | 0 | 0 | 0 | 0 | 0 | 0 | 0 | 0 | 0 | 0 | 0 | 0 | 0 | 0 | 0 | 0 | 0 | 0
| 0 | 0 | 0 | 0 | 0 | 0 | 0 | 0 | 0 | 0 | 0 | 0 | 0 | 0 | 0 | 0 | 0 | 0 | FALSE | FALSE | FALSE | FALSE | 0 | 0 | 0 | n/a | n/a | n/a | n/a | n/a | 0 | 0 | 100% | 100% | 0 | 0 | 0 | 0 | 0 | 0 | 0 | 0 | 0 | 0 | 0 | 0 | 0 | 0 | 0 | 0 | 0 | 0 | 0 | 0 | 0 | 0
| 0 | 0 | 0 | 0 | 0 | 0 | 0 | 0 | 0 | 0 | 0 | 0 | 0 | 0 | 0 | 0 | 0 | 0 | FALSE | FALSE | FALSE | FALSE | 0 | 0 | 0 | n/a | n/a | n/a | n/a | n/a | 0 | 0 | 100% | 100% | 0 | 0 | 0 | 0 | 0 | 0 | 0 | 0 | 0 | 0 | 0 | 0 | 0 | 0 | 0 | 0 | 0 | 0 | 0 | 0 | 0 | 0
| 0 | 0 | 0 | 0 | 0 | 0 | 0 | 0 | 0 | 0 | 0 | 0 | 0 | 0 | 0 | 0 | 0 | 0 | FALSE | FALSE | FALSE | FALSE | 0 | 0 | 0 | n/a | n/a | n/a | n/a | n/a | 0 | 0 | 100% | 100% | 0 | 0 | 0 | 0 | 0 | 0 | 0 | 0 | 0 | 0 | 0 | 0 | 0 | 0 | 0 | 0 | 0 | 0 | 0 | 0 | 0 | 0
| 0 | 0 | 0 | 0 | 0 | 0 | 0 | 0 | 0 | 0 | 0 | 0 | 0 | 0 | 0 | 0 | 0 | 0 | FALSE | FALSE | FALSE | FALSE | 0 | 0 | 0 | n/a | n/a | n/a | n/a | n/a | 0 | 0 | 100% | 100% | 0 | 0 | 0 | 0 | 0 | 0 | 0 | 0 | 0 | 0 | 0 | 0 | 0 | 0 | 0 | 0 | 0 | 0 | 0 | 0 | 0 | 0
| 0 | 0 | 0 | 0 | 0 | 0 | 0 | 0 | 0 | 0 | 0 | 0 | 0 | 0 | 0 | 0 | 0 | 0 | FALSE | FALSE | FALSE | FALSE | 0 | 0 | 0 | n/a | n/a | n/a | n/a | n/a | 0 | 0 | 100% | 100% | 0 | 0 | 0 | 0 | 0 | 0 | 0 | 0 | 0 | 0 | 0 | 0 | 0 | 0 | 0 | 0 | 0 | 0 | 0 | 0 | 0 | 0
| 0 | 0 | 0 | 0 | 0 | 0 | 0 | 0 | 0 | 0 | 0 | 0 | 0 | 0 | 0 | 0 | 0 | 0 | FALSE | FALSE | FALSE | FALSE | 0 | 0 | 0 | n/a | n/a | n/a | n/a | n/a | 0 | 0 | 100% | 100% | 0 | 0 | 0 | 0 | 0 | 0 | 0 | 0 | 0 | 0 | 0 | 0 | 0 | 0 | 0 | 0 | 0 | 0 | 0 | 0 | 0 | 0
| 0 | 0 | 0 | 0 | 0 | 0 | 0 | 0 | 0 | 0 | 0 | 0 | 0 | 0 | 0 | 0 | 0 | 0 | FALSE | FALSE | FALSE | FALSE | 0 | 0 | 0 | n/a | n/a | n/a | n/a | n/a | 0 | 0 | 100% | 100% | 0 | 0 | 0 | 0 | 0 | 0 | 0 | 0 | 0 | 0 | 0 | 0 | 0 | 0 | 0 | 0 | 0 | 0 | 0 | 0 | 0 | 0
| 0 | 0 | 0 | 0 | 0 | 0 | 0 | 0 | 0 | 0 | 0 | 0 | 0 | 0 | 0 | 0 | 0 | 0 | FALSE | FALSE | FALSE | FALSE | 0 | 0 | 0 | n/a | n/a | n/a | n/a | n/a | 0 | 0 | 100% | 100% | 0 | 0 | 0 | 0 | 0 | 0 | 0 | 0 | 0 | 0 | 0 | 0 | 0 | 0 | 0 | 0 | 0 | 0 | 0 | 0 | 0 | 0
| 0 | 0 | 0 | 0 | 0 | 0 | 0 | 0 | 0 | 0 | 0 | 0 | 0 | 0 | 0 | 0 | 0 | 0 | FALSE | FALSE | FALSE | FALSE | 0 | 0 | 0 | n/a | n/a | n/a | n/a | n/a | 0 | 0 | 100% | 100% | 0 | 0 | 0 | 0 | 0 | 0 | 0 | 0 | 0 | 0 | 0 | 0 | 0 | 0 | 0 | 0 | 0 | 0 | 0 | 0 | 0 | 0
| 0 | 0 | 0 | 0 | 0 | 0 | 0 | 0 | 0 | 0 | 0 | 0 | 0 | 0 | 0 | 0 | 0 | 0 | FALSE | FALSE | FALSE | FALSE | 0 | 0 | 0 | n/a | n/a | n/a | n/a | n/a | 0 | 0 | 100% | 100% | 0 | 0 | 0 | 0 | 0 | 0 | 0 | 0 | 0 | 0 | 0 | 0 | 0 | 0 | 0 | 0 | 0 | 0 | 0 | 0 | 0 | 0
| 0 | 0 | 0 | 0 | 0 | 0 | 0 | 0 | 0 | 0 | 0 | 0 | 0 | 0 | 0 | 0 | 0 | 0 | FALSE | FALSE | FALSE | FALSE | 0 | 0 | 0 | n/a | n/a | n/a | n/a | n/a | 0 | 0 | 100% | 100% | 0 | 0 | 0 | 0 | 0 | 0 | 0 | 0 | 0 | 0 | 0 | 0 | 0 | 0 | 0 | 0 | 0 | 0 | 0 | 0 | 0 | 0
| 0 | 0 | 0 | 0 | 0 | 0 | 0 | 0 | 0 | 0 | 0 | 0 | 0 | 0 | 0 | 0 | 0 | 0 | FALSE | FALSE | FALSE | FALSE | 0 | 0 | 0 | n/a | n/a | n/a | n/a | n/a | 0 | 0 | 100% | 100% | 0 | 0 | 0 | 0 | 0 | 0 | 0 | 0 | 0 | 0 | 0 | 0 | 0 | 0 | 0 | 0 | 0 | 0 | 0 | 0 | 0 | 0
| 0 | 0 | 0 | 0 | 0 | 0 | 0 | 0 | 0 | 0 | 0 | 0 | 0 | 0 | 0 | 0 | 0 | 0 | FALSE | FALSE | FALSE | FALSE | 0 | 0 | 0 | n/a | n/a | n/a | n/a | n/a | 0 | 0 | 100% | 100% | 0 | 0 | 0 | 0 | 0 | 0 | 0 | 0 | 0 | 0 | 0 | 0 | 0 | 0 | 0 | 0 | 0 | 0 | 0 | 0 | 0 | 0
| 0 | 0 | 0 | 0 | 0 | 0 | 0 | 0 | 0 | 0 | 0 | 0 | 0 | 0 | 0 | 0 | 0 | 0 | FALSE | FALSE | FALSE | FALSE | 0 | 0 | 0 | n/a | n/a | n/a | n/a | n/a | 0 | 0 | 100% | 100% | 0 | 0 | 0 | 0 | 0 | 0 | 0 | 0 | 0 | 0 | 0 | 0 | 0 | 0 | 0 | 0 | 0 | 0 | 0 | 0 | 0 | 0
| 0 | 0 | 0 | 0 | 0 | 0 | 0 | 0 | 0 | 0 | 0 | 0 | 0 | 0 | 0 | 0 | 0 | 0 | FALSE | FALSE | FALSE | FALSE | 0 | 0 | 0 | n/a | n/a | n/a | n/a | n/a | 0 | 0 | 100% | 100% | 0 | 0 | 0 | 0 | 0 | 0 | 0 | 0 | 0 | 0 | 0 | 0 | 0 | 0 | 0 | 0 | 0 | 0 | 0 | 0 | 0 | 0
| 0 | 0 | 0 | 0 | 0 | 0 | 0 | 0 | 0 | 0 | 0 | 0 | 0 | 0 | 0 | 0 | 0 | 0 | FALSE | FALSE | FALSE | FALSE | 0 | 0 | 0 | n/a | n/a | n/a | n/a | n/a | 0 | 0 | 100% | 100% | 0 | 0 | 0 | 0 | 0 | 0 | 0 | 0 | 0 | 0 | 0 | 0 | 0 | 0 | 0 | 0 | 0 | 0 | 0 | 0 | 0 | 0
| 0 | 0 | 0 | 0 | 0 | 0 | 0 | 0 | 0 | 0 | 0 | 0 | 0 | 0 | 0 | 0 | 0 | 0 | FALSE | FALSE | FALSE | FALSE | 0 | 0 | 0 | n/a | n/a | n/a | n/a | n/a | 0 | 0 | 100% | 100% | 0 | 0 | 0 | 0 | 0 | 0 | 0 | 0 | 0 | 0 | 0 | 0 | 0 | 0 | 0 | 0 | 0 | 0 | 0 | 0 | 0 | 0
| 0 | 0 | 0 | 0 | 0 | 0 | 0 | 0 | 0 | 0 | 0 | 0 | 0 | 0 | 0 | 0 | 0 | 0 | FALSE | FALSE | FALSE | FALSE | 0 | 0 | 0 | n/a | n/a | n/a | n/a | n/a | 0 | 0 | 100% | 100% | 0 | 0 | 0 | 0 | 0 | 0 | 0 | 0 | 0 | 0 | 0 | 0 | 0 | 0 | 0 | 0 | 0 | 0 | 0 | 0 | 0 | 0
| 0 | 0 | 0 | 0 | 0 | 0 | 0 | 0 | 0 | 0 | 0 | 0 | 0 | 0 | 0 | 0 | 0 | 0 | FALSE | FALSE | FALSE | FALSE | 0 | 0 | 0 | n/a | n/a | n/a | n/a | n/a | 0 | 0 | 100% | 100% | 0 | 0 | 0 | 0 | 0 | 0 | 0 | 0 | 0 | 0 | 0 | 0 | 0 | 0 | 0 | 0 | 0 | 0 | 0 | 0 | 0 | 0
| 0 | 0 | 0 | 0 | 0 | 0 | 0 | 0 | 0 | 0 | 0 | 0 | 0 | 0 | 0 | 0 | 0 | 0 | FALSE | FALSE | FALSE | FALSE | 0 | 0 | 0 | n/a | n/a | n/a | n/a | n/a | 0 | 0 | 100% | 100% | 0 | 0 | 0 | 0 | 0 | 0 | 0 | 0 | 0 | 0 | 0 | 0 | 0 | 0 | 0 | 0 | 0 | 0 | 0 | 0 | 0 | 0
| 0 | 0 | 0 | 0 | 0 | 0 | 0 | 0 | 0 | 0 | 0 | 0 | 0 | 0 | 0 | 0 | 0 | 0 | FALSE | FALSE | FALSE | FALSE | 0 | 0 | 0 | n/a | n/a | n/a | n/a | n/a | 0 | 0 | 100% | 100% | 0 | 0 | 0 | 0 | 0 | 0 | 0 | 0 | 0 | 0 | 0 | 0 | 0 | 0 | 0 | 0 | 0 | 0 | 0 | 0 | 0 | 0
| 0 | 0 | 0 | 0 | 0 | 0 | 0 | 0 | 0 | 0 | 0 | 0 | 0 | 0 | 0 | 0 | 0 | 0 | FALSE | FALSE | FALSE | FALSE | 0 | 0 | 0 | n/a | n/a | n/a | n/a | n/a | 0 | 0 | 100% | 100% | 0 | 0 | 0 | 0 | 0 | 0 | 0 | 0 | 0 | 0 | 0 | 0 | 0 | 0 | 0 | 0 | 0 | 0 | 0 | 0 | 0 | 0
| 0 | 0 | 0 | 0 | 0 | 0 | 0 | 0 | 0 | 0 | 0 | 0 | 0 | 0 | 0 | 0 | 0 | 0 | FALSE | FALSE | FALSE | FALSE | 0 | 0 | 0 | n/a | n/a | n/a | n/a | n/a | 0 | 0 | 100% | 100% | 0 | 0 | 0 | 0 | 0 | 0 | 0 | 0 | 0 | 0 | 0 | 0 | 0 | 0 | 0 | 0 | 0 | 0 | 0 | 0 | 0 | 0
| 0 | 0 | 0 | 0 | 0 | 0 | 0 | 0 | 0 | 0 | 0 | 0 | 0 | 0 | 0 | 0 | 0 | 0 | FALSE | FALSE | FALSE | FALSE | 0 | 0 | 0 | n/a | n/a | n/a | n/a | n/a | 0 | 0 | 100% | 100% | 0 | 0 | 0 | 0 | 0 | 0 | 0 | 0 | 0 | 0 | 0 | 0 | 0 | 0 | 0 | 0 | 0 | 0 | 0 | 0 | 0 | 0
| 0 | 0 | 0 | 0 | 0 | 0 | 0 | 0 | 0 | 0 | 0 | 0 | 0 | 0 | 0 | 0 | 0 | 0 | FALSE | FALSE | FALSE | FALSE | 0 | 0 | 0 | n/a | n/a | n/a | n/a | n/a | 0 | 0 | 100% | 100% | 0 | 0 | 0 | 0 | 0 | 0 | 0 | 0 | 0 | 0 | 0 | 0 | 0 | 0 | 0 | 0 | 0 | 0 | 0 | 0 | 0 | 0
| 0 | 0 | 0 | 0 | 0 | 0 | 0 | 0 | 0 | 0 | 0 | 0 | 0 | 0 | 0 | 0 | 0 | 0 | FALSE | FALSE | FALSE | FALSE | 0 | 0 | 0 | n/a | n/a | n/a | n/a | n/a | 0 | 0 | 100% | 100% | 0 | 0 | 0 | 0 | 0 | 0 | 0 | 0 | 0 | 0 | 0 | 0 | 0 | 0 | 0 | 0 | 0 | 0 | 0 | 0 | 0 | 0
| 0 | 0 | 0 | 0 | 0 | 0 | 0 | 0 | 0 | 0 | 0 | 0 | 0 | 0 | 0 | 0 | 0 | 0 | FALSE | FALSE | FALSE | FALSE | 0 | 0 | 0 | n/a | n/a | n/a | n/a | n/a | 0 | 0 | 100% | 100% | 0 | 0 | 0 | 0 | 0 | 0 | 0 | 0 | 0 | 0 | 0 | 0 | 0 | 0 | 0 | 0 | 0 | 0 | 0 | 0 | 0 | 0
| 0 | 0 | 0 | 0 | 0 | 0 | 0 | 0 | 0 | 0 | 0 | 0 | 0 | 0 | 0 | 0 | 0 | 0 | FALSE | FALSE | FALSE | FALSE | 0 | 0 | 0 | n/a | n/a | n/a | n/a | n/a | 0 | 0 | 100% | 100% | 0 | 0 | 0 | 0 | 0 | 0 | 0 | 0 | 0 | 0 | 0 | 0 | 0 | 0 | 0 | 0 | 0 | 0 | 0 | 0 | 0 | 0
| 0 | 0 | 0 | 0 | 0 | 0 | 0 | 0 | 0 | 0 | 0 | 0 | 0 | 0 | 0 | 0 | 0 | 0 | FALSE | FALSE | FALSE | FALSE | 0 | 0 | 0 | n/a | n/a | n/a | n/a | n/a | 0 | 0 | 100% | 100% | 0 | 0 | 0 | 0 | 0 | 0 | 0 | 0 | 0 | 0 | 0 | 0 | 0 | 0 | 0 | 0 | 0 | 0 | 0 | 0 | 0 | 0
| 0 | 0 | 0 | 0 | 0 | 0 | 0 | 0 | 0 | 0 | 0 | 0 | 0 | 0 | 0 | 0 | 0 | 0 | FALSE | FALSE | FALSE | FALSE | 0 | 0 | 0 | n/a | n/a | n/a | n/a | n/a | 0 | 0 | 100% | 100% | 0 | 0 | 0 | 0 | 0 | 0 | 0 | 0 | 0 | 0 | 0 | 0 | 0 | 0 | 0 | 0 | 0 | 0 | 0 | 0 | 0 | 0
| 0 | 0 | 0 | 0 | 0 | 0 | 0 | 0 | 0 | 0 | 0 | 0 | 0 | 0 | 0 | 0 | 0 | 0 | FALSE | FALSE | FALSE | FALSE | 0 | 0 | 0 | n/a | n/a | n/a | n/a | n/a | 0 | 0 | 100% | 100% | 0 | 0 | 0 | 0 | 0 | 0 | 0 | 0 | 0 | 0 | 0 | 0 | 0 | 0 | 0 | 0 | 0 | 0 | 0 | 0 | 0 | 0
| 0 | 0 | 0 | 0 | 0 | 0 | 0 | 0 | 0 | 0 | 0 | 0 | 0 | 0 | 0 | 0 | 0 | 0 | FALSE | FALSE | FALSE | FALSE | 0 | 0 | 0 | n/a | n/a | n/a | n/a | n/a | 0 | 0 | 100% | 100% | 0 | 0 | 0 | 0 | 0 | 0 | 0 | 0 | 0 | 0 | 0 | 0 | 0 | 0 | 0 | 0 | 0 | 0 | 0 | 0 | 0 | 0
| 0 | 0 | 0 | 0 | 0 | 0 | 0 | 0 | 0 | 0 | 0 | 0 | 0 | 0 | 0 | 0 | 0 | 0 | FALSE | FALSE | FALSE | FALSE | 0 | 0 | 0 | n/a | n/a | n/a | n/a | n/a | 0 | 0 | 100% | 100% | 0 | 0 | 0 | 0 | 0 | 0 | 0 | 0 | 0 | 0 | 0 | 0 | 0 | 0 | 0 | 0 | 0 | 0 | 0 | 0 | 0 | 0
| 0 | 0 | 0 | 0 | 0 | 0 | 0 | 0 | 0 | 0 | 0 | 0 | 0 | 0 | 0 | 0 | 0 | 0 | FALSE | FALSE | FALSE | FALSE | 0 | 0 | 0 | n/a | n/a | n/a | n/a | n/a | 0 | 0 | 100% | 100% | 0 | 0 | 0 | 0 | 0 | 0 | 0 | 0 | 0 | 0 | 0 | 0 | 0 | 0 | 0 | 0 | 0 | 0 | 0 | 0 | 0 | 0
| 0 | 0 | 0 | 0 | 0 | 0 | 0 | 0 | 0 | 0 | 0 | 0 | 0 | 0 | 0 | 0 | 0 | 0 | FALSE | FALSE | FALSE | FALSE | 0 | 0 | 0 | n/a | n/a | n/a | n/a | n/a | 0 | 0 | 100% | 100% | 0 | 0 | 0 | 0 | 0 | 0 | 0 | 0 | 0 | 0 | 0 | 0 | 0 | 0 | 0 | 0 | 0 | 0 | 0 | 0 | 0 | 0
| 0 | 0 | 0 | 0 | 0 | 0 | 0 | 0 | 0 | 0 | 0 | 0 | 0 | 0 | 0 | 0 | 0 | 0 | FALSE | FALSE | FALSE | FALSE | 0 | 0 | 0 | n/a | n/a | n/a | n/a | n/a | 0 | 0 | 100% | 100% | 0 | 0 | 0 | 0 | 0 | 0 | 0 | 0 | 0 | 0 | 0 | 0 | 0 | 0 | 0 | 0 | 0 | 0 | 0 | 0 | 0 | 0
| 0 | 0 | 0 | 0 | 0 | 0 | 0 | 0 | 0 | 0 | 0 | 0 | 0 | 0 | 0 | 0 | 0 | 0 | FALSE | FALSE | FALSE | FALSE | 0 | 0 | 0 | n/a | n/a | n/a | n/a | n/a | 0 | 0 | 100% | 100% | 0 | 0 | 0 | 0 | 0 | 0 | 0 | 0 | 0 | 0 | 0 | 0 | 0 | 0 | 0 | 0 | 0 | 0 | 0 | 0 | 0 | 0
| 0 | 0 | 0 | 0 | 0 | 0 | 0 | 0 | 0 | 0 | 0 | 0 | 0 | 0 | 0 | 0 | 0 | 0 | FALSE | FALSE | FALSE | FALSE | 0 | 0 | 0 | n/a | n/a | n/a | n/a | n/a | 0 | 0 | 100% | 100% | 0 | 0 | 0 | 0 | 0 | 0 | 0 | 0 | 0 | 0 | 0 | 0 | 0 | 0 | 0 | 0 | 0 | 0 | 0 | 0 | 0 | 0
| 0 | 0 | 0 | 0 | 0 | 0 | 0 | 0 | 0 | 0 | 0 | 0 | 0 | 0 | 0 | 0 | 0 | 0 | FALSE | FALSE | FALSE | FALSE | 0 | 0 | 0 | n/a | n/a | n/a | n/a | n/a | 0 | 0 | 100% | 100% | 0 | 0 | 0 | 0 | 0 | 0 | 0 | 0 | 0 | 0 | 0 | 0 | 0 | 0 | 0 | 0 | 0 | 0 | 0 | 0 | 0 | 0
| 0 | 0 | 0 | 0 | 0 | 0 | 0 | 0 | 0 | 0 | 0 | 0 | 0 | 0 | 0 | 0 | 0 | 0 | FALSE | FALSE | FALSE | FALSE | 0 | 0 | 0 | n/a | n/a | n/a | n/a | n/a | 0 | 0 | 100% | 100% | 0 | 0 | 0 | 0 | 0 | 0 | 0 | 0 | 0 | 0 | 0 | 0 | 0 | 0 | 0 | 0 | 0 | 0 | 0 | 0 | 0 | 0
| 0 | 0 | 0 | 0 | 0 | 0 | 0 | 0 | 0 | 0 | 0 | 0 | 0 | 0 | 0 | 0 | 0 | 0 | FALSE | FALSE | FALSE | FALSE | 0 | 0 | 0 | n/a | n/a | n/a | n/a | n/a | 0 | 0 | 100% | 100% | 0 | 0 | 0 | 0 | 0 | 0 | 0 | 0 | 0 | 0 | 0 | 0 | 0 | 0 | 0 | 0 | 0 | 0 | 0 | 0 | 0 | 0
| 0 | 0 | 0 | 0 | 0 | 0 | 0 | 0 | 0 | 0 | 0 | 0 | 0 | 0 | 0 | 0 | 0 | 0 | FALSE | FALSE | FALSE | FALSE | 0 | 0 | 0 | n/a | n/a | n/a | n/a | n/a | 0 | 0 | 100% | 100% | 0 | 0 | 0 | 0 | 0 | 0 | 0 | 0 | 0 | 0 | 0 | 0 | 0 | 0 | 0 | 0 | 0 | 0 | 0 | 0 | 0 | 0
| 0 | 0 | 0 | 0 | 0 | 0 | 0 | 0 | 0 | 0 | 0 | 0 | 0 | 0 | 0 | 0 | 0 | 0 | FALSE | FALSE | FALSE | FALSE | 0 | 0 | 0 | n/a | n/a | n/a | n/a | n/a | 0 | 0 | 100% | 100% | 0 | 0 | 0 | 0 | 0 | 0 | 0 | 0 | 0 | 0 | 0 | 0 | 0 | 0 | 0 | 0 | 0 | 0 | 0 | 0 | 0 | 0
| 0 | 0 | 0 | 0 | 0 | 0 | 0 | 0 | 0 | 0 | 0 | 0 | 0 | 0 | 0 | 0 | 0 | 0 | FALSE | FALSE | FALSE | FALSE | 0 | 0 | 0 | n/a | n/a | n/a | n/a | n/a | 0 | 0 | 100% | 100% | 0 | 0 | 0 | 0 | 0 | 0 | 0 | 0 | 0 | 0 | 0 | 0 | 0 | 0 | 0 | 0 | 0 | 0 | 0 | 0 | 0 | 0
| 0 | 0 | 0 | 0 | 0 | 0 | 0 | 0 | 0 | 0 | 0 | 0 | 0 | 0 | 0 | 0 | 0 | 0 | FALSE | FALSE | FALSE | FALSE | 0 | 0 | 0 | n/a | n/a | n/a | n/a | n/a | 0 | 0 | 100% | 100% | 0 | 0 | 0 | 0 | 0 | 0 | 0 | 0 | 0 | 0 | 0 | 0 | 0 | 0 | 0 | 0 | 0 | 0 | 0 | 0 | 0 | 0
| 0 | 0 | 0 | 0 | 0 | 0 | 0 | 0 | 0 | 0 | 0 | 0 | 0 | 0 | 0 | 0 | 0 | 0 | FALSE | FALSE | FALSE | FALSE | 0 | 0 | 0 | n/a | n/a | n/a | n/a | n/a | 0 | 0 | 100% | 100% | 0 | 0 | 0 | 0 | 0 | 0 | 0 | 0 | 0 | 0 | 0 | 0 | 0 | 0 | 0 | 0 | 0 | 0 | 0 | 0 | 0 | 0
| 0 | 0 | 0 | 0 | 0 | 0 | 0 | 0 | 0 | 0 | 0 | 0 | 0 | 0 | 0 | 0 | 0 | 0 | FALSE | FALSE | FALSE | FALSE | 0 | 0 | 0 | n/a | n/a | n/a | n/a | n/a | 0 | 0 | 100% | 100% | 0 | 0 | 0 | 0 | 0 | 0 | 0 | 0 | 0 | 0 | 0 | 0 | 0 | 0 | 0 | 0 | 0 | 0 | 0 | 0 | 0 | 0
| 0 | 0 | 0 | 0 | 0 | 0 | 0 | 0 | 0 | 0 | 0 | 0 | 0 | 0 | 0 | 0 | 0 | 0 | FALSE | FALSE | FALSE | FALSE | 0 | 0 | 0 | n/a | n/a | n/a | n/a | n/a | 0 | 0 | 100% | 100% | 0 | 0 | 0 | 0 | 0 | 0 | 0 | 0 | 0 | 0 | 0 | 0 | 0 | 0 | 0 | 0 | 0 | 0 | 0 | 0 | 0 | 0
| 0 | 0 | 0 | 0 | 0 | 0 | 0 | 0 | 0 | 0 | 0 | 0 | 0 | 0 | 0 | 0 | 0 | 0 | FALSE | FALSE | FALSE | FALSE | 0 | 0 | 0 | n/a | n/a | n/a | n/a | n/a | 0 | 0 | 100% | 100% | 0 | 0 | 0 | 0 | 0 | 0 | 0 | 0 | 0 | 0 | 0 | 0 | 0 | 0 | 0 | 0 | 0 | 0 | 0 | 0 | 0 | 0
| 0 | 0 | 0 | 0 | 0 | 0 | 0 | 0 | 0 | 0 | 0 | 0 | 0 | 0 | 0 | 0 | 0 | 0 | FALSE | FALSE | FALSE | FALSE | 0 | 0 | 0 | n/a | n/a | n/a | n/a | n/a | 0 | 0 | 100% | 100% | 0 | 0 | 0 | 0 | 0 | 0 | 0 | 0 | 0 | 0 | 0 | 0 | 0 | 0 | 0 | 0 | 0 | 0 | 0 | 0 | 0 | 0
| 0 | 0 | 0 | 0 | 0 | 0 | 0 | 0 | 0 | 0 | 0 | 0 | 0 | 0 | 0 | 0 | 0 | 0 | FALSE | FALSE | FALSE | FALSE | 0 | 0 | 0 | n/a | n/a | n/a | n/a | n/a | 0 | 0 | 100% | 100% | 0 | 0 | 0 | 0 | 0 | 0 | 0 | 0 | 0 | 0 | 0 | 0 | 0 | 0 | 0 | 0 | 0 | 0 | 0 | 0 | 0 | 0
| 0 | 0 | 0 | 0 | 0 | 0 | 0 | 0 | 0 | 0 | 0 | 0 | 0 | 0 | 0 | 0 | 0 | 0 | FALSE | FALSE | FALSE | FALSE | 0 | 0 | 0 | n/a | n/a | n/a | n/a | n/a | 0 | 0 | 100% | 100% | 0 | 0 | 0 | 0 | 0 | 0 | 0 | 0 | 0 | 0 | 0 | 0 | 0 | 0 | 0 | 0 | 0 | 0 | 0 | 0 | 0 | 0
| 0 | 0 | 0 | 0 | 0 | 0 | 0 | 0 | 0 | 0 | 0 | 0 | 0 | 0 | 0 | 0 | 0 | 0 | FALSE | FALSE | FALSE | FALSE | 0 | 0 | 0 | n/a | n/a | n/a | n/a | n/a | 0 | 0 | 100% | 100% | 0 | 0 | 0 | 0 | 0 | 0 | 0 | 0 | 0 | 0 | 0 | 0 | 0 | 0 | 0 | 0 | 0 | 0 | 0 | 0 | 0 | 0
| 0 | 0 | 0 | 0 | 0 | 0 | 0 | 0 | 0 | 0 | 0 | 0 | 0 | 0 | 0 | 0 | 0 | 0 | FALSE | FALSE | FALSE | FALSE | 0 | 0 | 0 | n/a | n/a | n/a | n/a | n/a | 0 | 0 | 100% | 100% | 0 | 0 | 0 | 0 | 0 | 0 | 0 | 0 | 0 | 0 | 0 | 0 | 0 | 0 | 0 | 0 | 0 | 0 | 0 | 0 | 0 | 0
| 0 | 0 | 0 | 0 | 0 | 0 | 0 | 0 | 0 | 0 | 0 | 0 | 0 | 0 | 0 | 0 | 0 | 0 | FALSE | FALSE | FALSE | FALSE | 0 | 0 | 0 | n/a | n/a | n/a | n/a | n/a | 0 | 0 | 100% | 100% | 0 | 0 | 0 | 0 | 0 | 0 | 0 | 0 | 0 | 0 | 0 | 0 | 0 | 0 | 0 | 0 | 0 | 0 | 0 | 0 | 0 | 0
| 0 | 0 | 0 | 0 | 0 | 0 | 0 | 0 | 0 | 0 | 0 | 0 | 0 | 0 | 0 | 0 | 0 | 0 | FALSE | FALSE | FALSE | FALSE | 0 | 0 | 0 | n/a | n/a | n/a | n/a | n/a | 0 | 0 | 100% | 100% | 0 | 0 | 0 | 0 | 0 | 0 | 0 | 0 | 0 | 0 | 0 | 0 | 0 | 0 | 0 | 0 | 0 | 0 | 0 | 0 | 0 | 0
| 0 | 0 | 0 | 0 | 0 | 0 | 0 | 0 | 0 | 0 | 0 | 0 | 0 | 0 | 0 | 0 | 0 | 0 | FALSE | FALSE | FALSE | FALSE | 0 | 0 | 0 | n/a | n/a | n/a | n/a | n/a | 0 | 0 | 100% | 100% | 0 | 0 | 0 | 0 | 0 | 0 | 0 | 0 | 0 | 0 | 0 | 0 | 0 | 0 | 0 | 0 | 0 | 0 | 0 | 0 | 0 | 0
| 0 | 0 | 0 | 0 | 0 | 0 | 0 | 0 | 0 | 0 | 0 | 0 | 0 | 0 | 0 | 0 | 0 | 0 | FALSE | FALSE | FALSE | FALSE | 0 | 0 | 0 | n/a | n/a | n/a | n/a | n/a | 0 | 0 | 100% | 100% | 0 | 0 | 0 | 0 | 0 | 0 | 0 | 0 | 0 | 0 | 0 | 0 | 0 | 0 | 0 | 0 | 0 | 0 | 0 | 0 | 0 | 0
| 0 | 0 | 0 | 0 | 0 | 0 | 0 | 0 | 0 | 0 | 0 | 0 | 0 | 0 | 0 | 0 | 0 | 0 | FALSE | FALSE | FALSE | FALSE | 0 | 0 | 0 | n/a | n/a | n/a | n/a | n/a | 0 | 0 | 100% | 100% | 0 | 0 | 0 | 0 | 0 | 0 | 0 | 0 | 0 | 0 | 0 | 0 | 0 | 0 | 0 | 0 | 0 | 0 | 0 | 0 | 0 | 0
| 0 | 0 | 0 | 0 | 0 | 0 | 0 | 0 | 0 | 0 | 0 | 0 | 0 | 0 | 0 | 0 | 0 | 0 | FALSE | FALSE | FALSE | FALSE | 0 | 0 | 0 | n/a | n/a | n/a | n/a | n/a | 0 | 0 | 100% | 100% | 0 | 0 | 0 | 0 | 0 | 0 | 0 | 0 | 0 | 0 | 0 | 0 | 0 | 0 | 0 | 0 | 0 | 0 | 0 | 0 | 0 | 0
| 0 | 0 | 0 | 0 | 0 | 0 | 0 | 0 | 0 | 0 | 0 | 0 | 0 | 0 | 0 | 0 | 0 | 0 | FALSE | FALSE | FALSE | FALSE | 0 | 0 | 0 | n/a | n/a | n/a | n/a | n/a | 0 | 0 | 100% | 100% | 0 | 0 | 0 | 0 | 0 | 0 | 0 | 0 | 0 | 0 | 0 | 0 | 0 | 0 | 0 | 0 | 0 | 0 | 0 | 0 | 0 | 0
| 0 | 0 | 0 | 0 | 0 | 0 | 0 | 0 | 0 | 0 | 0 | 0 | 0 | 0 | 0 | 0 | 0 | 0 | FALSE | FALSE | FALSE | FALSE | 0 | 0 | 0 | n/a | n/a | n/a | n/a | n/a | 0 | 0 | 100% | 100% | 0 | 0 | 0 | 0 | 0 | 0 | 0 | 0 | 0 | 0 | 0 | 0 | 0 | 0 | 0 | 0 | 0 | 0 | 0 | 0 | 0 | 0
| 0 | 0 | 0 | 0 | 0 | 0 | 0 | 0 | 0 | 0 | 0 | 0 | 0 | 0 | 0 | 0 | 0 | 0 | FALSE | FALSE | FALSE | FALSE | 0 | 0 | 0 | n/a | n/a | n/a | n/a | n/a | 0 | 0 | 100% | 100% | 0 | 0 | 0 | 0 | 0 | 0 | 0 | 0 | 0 | 0 | 0 | 0 | 0 | 0 | 0 | 0 | 0 | 0 | 0 | 0 | 0 | 0
| 0 | 0 | 0 | 0 | 0 | 0 | 0 | 0 | 0 | 0 | 0 | 0 | 0 | 0 | 0 | 0 | 0 | 0 | FALSE | FALSE | FALSE | FALSE | 0 | 0 | 0 | n/a | n/a | n/a | n/a | n/a | 0 | 0 | 100% | 100% | 0 | 0 | 0 | 0 | 0 | 0 | 0 | 0 | 0 | 0 | 0 | 0 | 0 | 0 | 0 | 0 | 0 | 0 | 0 | 0 | 0 | 0
| 0 | 0 | 0 | 0 | 0 | 0 | 0 | 0 | 0 | 0 | 0 | 0 | 0 | 0 | 0 | 0 | 0 | 0 | FALSE | FALSE | FALSE | FALSE | 0 | 0 | 0 | n/a | n/a | n/a | n/a | n/a | 0 | 0 | 100% | 100% | 0 | 0 | 0 | 0 | 0 | 0 | 0 | 0 | 0 | 0 | 0 | 0 | 0 | 0 | 0 | 0 | 0 | 0 | 0 | 0 | 0 | 0
| 0 | 0 | 0 | 0 | 0 | 0 | 0 | 0 | 0 | 0 | 0 | 0 | 0 | 0 | 0 | 0 | 0 | 0 | FALSE | FALSE | FALSE | FALSE | 0 | 0 | 0 | n/a | n/a | n/a | n/a | n/a | 0 | 0 | 100% | 100% | 0 | 0 | 0 | 0 | 0 | 0 | 0 | 0 | 0 | 0 | 0 | 0 | 0 | 0 | 0 | 0 | 0 | 0 | 0 | 0 | 0 | 0
| 0 | 0 | 0 | 0 | 0 | 0 | 0 | 0 | 0 | 0 | 0 | 0 | 0 | 0 | 0 | 0 | 0 | 0 | FALSE | FALSE | FALSE | FALSE | 0 | 0 | 0 | n/a | n/a | n/a | n/a | n/a | 0 | 0 | 100% | 100% | 0 | 0 | 0 | 0 | 0 | 0 | 0 | 0 | 0 | 0 | 0 | 0 | 0 | 0 | 0 | 0 | 0 | 0 | 0 | 0 | 0 | 0
| 0 | 0 | 0 | 0 | 0 | 0 | 0 | 0 | 0 | 0 | 0 | 0 | 0 | 0 | 0 | 0 | 0 | 0 | FALSE | FALSE | FALSE | FALSE | 0 | 0 | 0 | n/a | n/a | n/a | n/a | n/a | 0 | 0 | 100% | 100% | 0 | 0 | 0 | 0 | 0 | 0 | 0 | 0 | 0 | 0 | 0 | 0 | 0 | 0 | 0 | 0 | 0 | 0 | 0 | 0 | 0 | 0
| 0 | 0 | 0 | 0 | 0 | 0 | 0 | 0 | 0 | 0 | 0 | 0 | 0 | 0 | 0 | 0 | 0 | 0 | FALSE | FALSE | FALSE | FALSE | 0 | 0 | 0 | n/a | n/a | n/a | n/a | n/a | 0 | 0 | 100% | 100% | 0 | 0 | 0 | 0 | 0 | 0 | 0 | 0 | 0 | 0 | 0 | 0 | 0 | 0 | 0 | 0 | 0 | 0 | 0 | 0 | 0 | 0
| 0 | 0 | 0 | 0 | 0 | 0 | 0 | 0 | 0 | 0 | 0 | 0 | 0 | 0 | 0 | 0 | 0 | 0 | FALSE | FALSE | FALSE | FALSE | 0 | 0 | 0 | n/a | n/a | n/a | n/a | n/a | 0 | 0 | 100% | 100% | 0 | 0 | 0 | 0 | 0 | 0 | 0 | 0 | 0 | 0 | 0 | 0 | 0 | 0 | 0 | 0 | 0 | 0 | 0 | 0 | 0 | 0
| 0 | 0 | 0 | 0 | 0 | 0 | 0 | 0 | 0 | 0 | 0 | 0 | 0 | 0 | 0 | 0 | 0 | 0 | FALSE | FALSE | FALSE | FALSE | 0 | 0 | 0 | n/a | n/a | n/a | n/a | n/a | 0 | 0 | 100% | 100% | 0 | 0 | 0 | 0 | 0 | 0 | 0 | 0 | 0 | 0 | 0 | 0 | 0 | 0 | 0 | 0 | 0 | 0 | 0 | 0 | 0 | 0
| 0 | 0 | 0 | 0 | 0 | 0 | 0 | 0 | 0 | 0 | 0 | 0 | 0 | 0 | 0 | 0 | 0 | 0 | FALSE | FALSE | FALSE | FALSE | 0 | 0 | 0 | n/a | n/a | n/a | n/a | n/a | 0 | 0 | 100% | 100% | 0 | 0 | 0 | 0 | 0 | 0 | 0 | 0 | 0 | 0 | 0 | 0 | 0 | 0 | 0 | 0 | 0 | 0 | 0 | 0 | 0 | 0
| 0 | 0 | 0 | 0 | 0 | 0 | 0 | 0 | 0 | 0 | 0 | 0 | 0 | 0 | 0 | 0 | 0 | 0 | FALSE | FALSE | FALSE | FALSE | 0 | 0 | 0 | n/a | n/a | n/a | n/a | n/a | 0 | 0 | 100% | 100% | 0 | 0 | 0 | 0 | 0 | 0 | 0 | 0 | 0 | 0 | 0 | 0 | 0 | 0 | 0 | 0 | 0 | 0 | 0 | 0 | 0 | 0
| 0 | 0 | 0 | 0 | 0 | 0 | 0 | 0 | 0 | 0 | 0 | 0 | 0 | 0 | 0 | 0 | 0 | 0 | FALSE | FALSE | FALSE | FALSE | 0 | 0 | 0 | n/a | n/a | n/a | n/a | n/a | 0 | 0 | 100% | 100% | 0 | 0 | 0 | 0 | 0 | 0 | 0 | 0 | 0 | 0 | 0 | 0 | 0 | 0 | 0 | 0 | 0 | 0 | 0 | 0 | 0 | 0
| 0 | 0 | 0 | 0 | 0 | 0 | 0 | 0 | 0 | 0 | 0 | 0 | 0 | 0 | 0 | 0 | 0 | 0 | FALSE | FALSE | FALSE | FALSE | 0 | 0 | 0 | n/a | n/a | n/a | n/a | n/a | 0 | 0 | 100% | 100% | 0 | 0 | 0 | 0 | 0 | 0 | 0 | 0 | 0 | 0 | 0 | 0 | 0 | 0 | 0 | 0 | 0 | 0 | 0 | 0 | 0 | 0
| 0 | 0 | 0 | 0 | 0 | 0 | 0 | 0 | 0 | 0 | 0 | 0 | 0 | 0 | 0 | 0 | 0 | 0 | FALSE | FALSE | FALSE | FALSE | 0 | 0 | 0 | n/a | n/a | n/a | n/a | n/a | 0 | 0 | 100% | 100% | 0 | 0 | 0 | 0 | 0 | 0 | 0 | 0 | 0 | 0 | 0 | 0 | 0 | 0 | 0 | 0 | 0 | 0 | 0 | 0 | 0 | 0
| 0 | 0 | 0 | 0 | 0 | 0 | 0 | 0 | 0 | 0 | 0 | 0 | 0 | 0 | 0 | 0 | 0 | 0 | FALSE | FALSE | FALSE | FALSE | 0 | 0 | 0 | n/a | n/a | n/a | n/a | n/a | 0 | 0 | 100% | 100% | 0 | 0 | 0 | 0 | 0 | 0 | 0 | 0 | 0 | 0 | 0 | 0 | 0 | 0 | 0 | 0 | 0 | 0 | 0 | 0 | 0 | 0
| 0 | 0 | 0 | 0 | 0 | 0 | 0 | 0 | 0 | 0 | 0 | 0 | 0 | 0 | 0 | 0 | 0 | 0 | FALSE | FALSE | FALSE | FALSE | 0 | 0 | 0 | n/a | n/a | n/a | n/a | n/a | 0 | 0 | 100% | 100% | 0 | 0 | 0 | 0 | 0 | 0 | 0 | 0 | 0 | 0 | 0 | 0 | 0 | 0 | 0 | 0 | 0 | 0 | 0 | 0 | 0 | 0
| 0 | 0 | 0 | 0 | 0 | 0 | 0 | 0 | 0 | 0 | 0 | 0 | 0 | 0 | 0 | 0 | 0 | 0 | FALSE | FALSE | FALSE | FALSE | 0 | 0 | 0 | n/a | n/a | n/a | n/a | n/a | 0 | 0 | 100% | 100% | 0 | 0 | 0 | 0 | 0 | 0 | 0 | 0 | 0 | 0 | 0 | 0 | 0 | 0 | 0 | 0 | 0 | 0 | 0 | 0 | 0 | 0
| 0 | 0 | 0 | 0 | 0 | 0 | 0 | 0 | 0 | 0 | 0 | 0 | 0 | 0 | 0 | 0 | 0 | 0 | FALSE | FALSE | FALSE | FALSE | 0 | 0 | 0 | n/a | n/a | n/a | n/a | n/a | 0 | 0 | 100% | 100% | 0 | 0 | 0 | 0 | 0 | 0 | 0 | 0 | 0 | 0 | 0 | 0 | 0 | 0 | 0 | 0 | 0 | 0 | 0 | 0 | 0 | 0
| 0 | 0 | 0 | 0 | 0 | 0 | 0 | 0 | 0 | 0 | 0 | 0 | 0 | 0 | 0 | 0 | 0 | 0 | FALSE | FALSE | FALSE | FALSE | 0 | 0 | 0 | n/a | n/a | n/a | n/a | n/a | 0 | 0 | 100% | 100% | 0 | 0 | 0 | 0 | 0 | 0 | 0 | 0 | 0 | 0 | 0 | 0 | 0 | 0 | 0 | 0 | 0 | 0 | 0 | 0 | 0 | 0
| 0 | 0 | 0 | 0 | 0 | 0 | 0 | 0 | 0 | 0 | 0 | 0 | 0 | 0 | 0 | 0 | 0 | 0 | FALSE | FALSE | FALSE | FALSE | 0 | 0 | 0 | n/a | n/a | n/a | n/a | n/a | 0 | 0 | 100% | 100% | 0 | 0 | 0 | 0 | 0 | 0 | 0 | 0 | 0 | 0 | 0 | 0 | 0 | 0 | 0 | 0 | 0 | 0 | 0 | 0 | 0 | 0
| 0 | 0 | 0 | 0 | 0 | 0 | 0 | 0 | 0 | 0 | 0 | 0 | 0 | 0 | 0 | 0 | 0 | 0 | FALSE | FALSE | FALSE | FALSE | 0 | 0 | 0 | n/a | n/a | n/a | n/a | n/a | 0 | 0 | 100% | 100% | 0 | 0 | 0 | 0 | 0 | 0 | 0 | 0 | 0 | 0 | 0 | 0 | 0 | 0 | 0 | 0 | 0 | 0 | 0 | 0 | 0 | 0
| 0 | 0 | 0 | 0 | 0 | 0 | 0 | 0 | 0 | 0 | 0 | 0 | 0 | 0 | 0 | 0 | 0 | 0 | FALSE | FALSE | FALSE | FALSE | 0 | 0 | 0 | n/a | n/a | n/a | n/a | n/a | 0 | 0 | 100% | 100% | 0 | 0 | 0 | 0 | 0 | 0 | 0 | 0 | 0 | 0 | 0 | 0 | 0 | 0 | 0 | 0 | 0 | 0 | 0 | 0 | 0 | 0
| 0 | 0 | 0 | 0 | 0 | 0 | 0 | 0 | 0 | 0 | 0 | 0 | 0 | 0 | 0 | 0 | 0 | 0 | FALSE | FALSE | FALSE | FALSE | 0 | 0 | 0 | n/a | n/a | n/a | n/a | n/a | 0 | 0 | 100% | 100% | 0 | 0 | 0 | 0 | 0 | 0 | 0 | 0 | 0 | 0 | 0 | 0 | 0 | 0 | 0 | 0 | 0 | 0 | 0 | 0 | 0 | 0
| 0 | 0 | 0 | 0 | 0 | 0 | 0 | 0 | 0 | 0 | 0 | 0 | 0 | 0 | 0 | 0 | 0 | 0 | FALSE | FALSE | FALSE | FALSE | 0 | 0 | 0 | n/a | n/a | n/a | n/a | n/a | 0 | 0 | 100% | 100% | 0 | 0 | 0 | 0 | 0 | 0 | 0 | 0 | 0 | 0 | 0 | 0 | 0 | 0 | 0 | 0 | 0 | 0 | 0 | 0 | 0 | 0
| 0 | 0 | 0 | 0 | 0 | 0 | 0 | 0 | 0 | 0 | 0 | 0 | 0 | 0 | 0 | 0 | 0 | 0 | FALSE | FALSE | FALSE | FALSE | 0 | 0 | 0 | n/a | n/a | n/a | n/a | n/a | 0 | 0 | 100% | 100% | 0 | 0 | 0 | 0 | 0 | 0 | 0 | 0 | 0 | 0 | 0 | 0 | 0 | 0 | 0 | 0 | 0 | 0 | 0 | 0 | 0 | 0
| 0 | 0 | 0 | 0 | 0 | 0 | 0 | 0 | 0 | 0 | 0 | 0 | 0 | 0 | 0 | 0 | 0 | 0 | FALSE | FALSE | FALSE | FALSE | 0 | 0 | 0 | n/a | n/a | n/a | n/a | n/a | 0 | 0 | 100% | 100% | 0 | 0 | 0 | 0 | 0 | 0 | 0 | 0 | 0 | 0 | 0 | 0 | 0 | 0 | 0 | 0 | 0 | 0 | 0 | 0 | 0 | 0
| 0 | 0 | 0 | 0 | 0 | 0 | 0 | 0 | 0 | 0 | 0 | 0 | 0 | 0 | 0 | 0 | 0 | 0 | FALSE | FALSE | FALSE | FALSE | 0 | 0 | 0 | n/a | n/a | n/a | n/a | n/a | 0 | 0 | 100% | 100% | 0 | 0 | 0 | 0 | 0 | 0 | 0 | 0 | 0 | 0 | 0 | 0 | 0 | 0 | 0 | 0 | 0 | 0 | 0 | 0 | 0 | 0
| 0 | 0 | 0 | 0 | 0 | 0 | 0 | 0 | 0 | 0 | 0 | 0 | 0 | 0 | 0 | 0 | 0 | 0 | FALSE | FALSE | FALSE | FALSE | 0 | 0 | 0 | n/a | n/a | n/a | n/a | n/a | 0 | 0 | 100% | 100% | 0 | 0 | 0 | 0 | 0 | 0 | 0 | 0 | 0 | 0 | 0 | 0 | 0 | 0 | 0 | 0 | 0 | 0 | 0 | 0 | 0 | 0
| 0 | 0 | 0 | 0 | 0 | 0 | 0 | 0 | 0 | 0 | 0 | 0 | 0 | 0 | 0 | 0 | 0 | 0 | FALSE | FALSE | FALSE | FALSE | 0 | 0 | 0 | n/a | n/a | n/a | n/a | n/a | 0 | 0 | 100% | 100% | 0 | 0 | 0 | 0 | 0 | 0 | 0 | 0 | 0 | 0 | 0 | 0 | 0 | 0 | 0 | 0 | 0 | 0 | 0 | 0 | 0 | 0
| 0 | 0 | 0 | 0 | 0 | 0 | 0 | 0 | 0 | 0 | 0 | 0 | 0 | 0 | 0 | 0 | 0 | 0 | FALSE | FALSE | FALSE | FALSE | 0 | 0 | 0 | n/a | n/a | n/a | n/a | n/a | 0 | 0 | 100% | 100% | 0 | 0 | 0 | 0 | 0 | 0 | 0 | 0 | 0 | 0 | 0 | 0 | 0 | 0 | 0 | 0 | 0 | 0 | 0 | 0 | 0 | 0
| 0 | 0 | 0 | 0 | 0 | 0 | 0 | 0 | 0 | 0 | 0 | 0 | 0 | 0 | 0 | 0 | 0 | 0 | FALSE | FALSE | FALSE | FALSE | 0 | 0 | 0 | n/a | n/a | n/a | n/a | n/a | 0 | 0 | 100% | 100% | 0 | 0 | 0 | 0 | 0 | 0 | 0 | 0 | 0 | 0 | 0 | 0 | 0 | 0 | 0 | 0 | 0 | 0 | 0 | 0 | 0 | 0
| 0 | 0 | 0 | 0 | 0 | 0 | 0 | 0 | 0 | 0 | 0 | 0 | 0 | 0 | 0 | 0 | 0 | 0 | FALSE | FALSE | FALSE | FALSE | 0 | 0 | 0 | n/a | n/a | n/a | n/a | n/a | 0 | 0 | 100% | 100% | 0 | 0 | 0 | 0 | 0 | 0 | 0 | 0 | 0 | 0 | 0 | 0 | 0 | 0 | 0 | 0 | 0 | 0 | 0 | 0 | 0 | 0
| 0 | 0 | 0 | 0 | 0 | 0 | 0 | 0 | 0 | 0 | 0 | 0 | 0 | 0 | 0 | 0 | 0 | 0 | FALSE | FALSE | FALSE | FALSE | 0 | 0 | 0 | n/a | n/a | n/a | n/a | n/a | 0 | 0 | 100% | 100% | 0 | 0 | 0 | 0 | 0 | 0 | 0 | 0 | 0 | 0 | 0 | 0 | 0 | 0 | 0 | 0 | 0 | 0 | 0 | 0 | 0 | 0
| 0 | 0 | 0 | 0 | 0 | 0 | 0 | 0 | 0 | 0 | 0 | 0 | 0 | 0 | 0 | 0 | 0 | 0 | FALSE | FALSE | FALSE | FALSE | 0 | 0 | 0 | n/a | n/a | n/a | n/a | n/a | 0 | 0 | 100% | 100% | 0 | 0 | 0 | 0 | 0 | 0 | 0 | 0 | 0 | 0 | 0 | 0 | 0 | 0 | 0 | 0 | 0 | 0 | 0 | 0 | 0 | 0
| 0 | 0 | 0 | 0 | 0 | 0 | 0 | 0 | 0 | 0 | 0 | 0 | 0 | 0 | 0 | 0 | 0 | 0 | FALSE | FALSE | FALSE | FALSE | 0 | 0 | 0 | n/a | n/a | n/a | n/a | n/a | 0 | 0 | 100% | 100% | 0 | 0 | 0 | 0 | 0 | 0 | 0 | 0 | 0 | 0 | 0 | 0 | 0 | 0 | 0 | 0 | 0 | 0 | 0 | 0 | 0 | 0
| 0 | 0 | 0 | 0 | 0 | 0 | 0 | 0 | 0 | 0 | 0 | 0 | 0 | 0 | 0 | 0 | 0 | 0 | FALSE | FALSE | FALSE | FALSE | 0 | 0 | 0 | n/a | n/a | n/a | n/a | n/a | 0 | 0 | 100% | 100% | 0 | 0 | 0 | 0 | 0 | 0 | 0 | 0 | 0 | 0 | 0 | 0 | 0 | 0 | 0 | 0 | 0 | 0 | 0 | 0 | 0 | 0
| 0 | 0 | 0 | 0 | 0 | 0 | 0 | 0 | 0 | 0 | 0 | 0 | 0 | 0 | 0 | 0 | 0 | 0 | FALSE | FALSE | FALSE | FALSE | 0 | 0 | 0 | n/a | n/a | n/a | n/a | n/a | 0 | 0 | 100% | 100% | 0 | 0 | 0 | 0 | 0 | 0 | 0 | 0 | 0 | 0 | 0 | 0 | 0 | 0 | 0 | 0 | 0 | 0 | 0 | 0 | 0 | 0
| 0 | 0 | 0 | 0 | 0 | 0 | 0 | 0 | 0 | 0 | 0 | 0 | 0 | 0 | 0 | 0 | 0 | 0 | FALSE | FALSE | FALSE | FALSE | 0 | 0 | 0 | n/a | n/a | n/a | n/a | n/a | 0 | 0 | 100% | 100% | 0 | 0 | 0 | 0 | 0 | 0 | 0 | 0 | 0 | 0 | 0 | 0 | 0 | 0 | 0 | 0 | 0 | 0 | 0 | 0 | 0 | 0
| 0 | 0 | 0 | 0 | 0 | 0 | 0 | 0 | 0 | 0 | 0 | 0 | 0 | 0 | 0 | 0 | 0 | 0 | FALSE | FALSE | FALSE | FALSE | 0 | 0 | 0 | n/a | n/a | n/a | n/a | n/a | 0 | 0 | 100% | 100% | 0 | 0 | 0 | 0 | 0 | 0 | 0 | 0 | 0 | 0 | 0 | 0 | 0 | 0 | 0 | 0 | 0 | 0 | 0 | 0 | 0 | 0
| 0 | 0 | 0 | 0 | 0 | 0 | 0 | 0 | 0 | 0 | 0 | 0 | 0 | 0 | 0 | 0 | 0 | 0 | FALSE | FALSE | FALSE | FALSE | 0 | 0 | 0 | n/a | n/a | n/a | n/a | n/a | 0 | 0 | 100% | 100% | 0 | 0 | 0 | 0 | 0 | 0 | 0 | 0 | 0 | 0 | 0 | 0 | 0 | 0 | 0 | 0 | 0 | 0 | 0 | 0 | 0 | 0
| 0 | 0 | 0 | 0 | 0 | 0 | 0 | 0 | 0 | 0 | 0 | 0 | 0 | 0 | 0 | 0 | 0 | 0 | FALSE | FALSE | FALSE | FALSE | 0 | 0 | 0 | n/a | n/a | n/a | n/a | n/a | 0 | 0 | 100% | 100% | 0 | 0 | 0 | 0 | 0 | 0 | 0 | 0 | 0 | 0 | 0 | 0 | 0 | 0 | 0 | 0 | 0 | 0 | 0 | 0 | 0 | 0
| 0 | 0 | 0 | 0 | 0 | 0 | 0 | 0 | 0 | 0 | 0 | 0 | 0 | 0 | 0 | 0 | 0 | 0 | FALSE | FALSE | FALSE | FALSE | 0 | 0 | 0 | n/a | n/a | n/a | n/a | n/a | 0 | 0 | 100% | 100% | 0 | 0 | 0 | 0 | 0 | 0 | 0 | 0 | 0 | 0 | 0 | 0 | 0 | 0 | 0 | 0 | 0 | 0 | 0 | 0 | 0 | 0
| 0 | 0 | 0 | 0 | 0 | 0 | 0 | 0 | 0 | 0 | 0 | 0 | 0 | 0 | 0 | 0 | 0 | 0 | FALSE | FALSE | FALSE | FALSE | 0 | 0 | 0 | n/a | n/a | n/a | n/a | n/a | 0 | 0 | 100% | 100% | 0 | 0 | 0 | 0 | 0 | 0 | 0 | 0 | 0 | 0 | 0 | 0 | 0 | 0 | 0 | 0 | 0 | 0 | 0 | 0 | 0 | 0
| 0 | 0 | 0 | 0 | 0 | 0 | 0 | 0 | 0 | 0 | 0 | 0 | 0 | 0 | 0 | 0 | 0 | 0 | FALSE | FALSE | FALSE | FALSE | 0 | 0 | 0 | n/a | n/a | n/a | n/a | n/a | 0 | 0 | 100% | 100% | 0 | 0 | 0 | 0 | 0 | 0 | 0 | 0 | 0 | 0 | 0 | 0 | 0 | 0 | 0 | 0 | 0 | 0 | 0 | 0 | 0 | 0
| 0 | 0 | 0 | 0 | 0 | 0 | 0 | 0 | 0 | 0 | 0 | 0 | 0 | 0 | 0 | 0 | 0 | 0 | FALSE | FALSE | FALSE | FALSE | 0 | 0 | 0 | n/a | n/a | n/a | n/a | n/a | 0 | 0 | 100% | 100% | 0 | 0 | 0 | 0 | 0 | 0 | 0 | 0 | 0 | 0 | 0 | 0 | 0 | 0 | 0 | 0 | 0 | 0 | 0 | 0 | 0 | 0
| 0 | 0 | 0 | 0 | 0 | 0 | 0 | 0 | 0 | 0 | 0 | 0 | 0 | 0 | 0 | 0 | 0 | 0 | FALSE | FALSE | FALSE | FALSE | 0 | 0 | 0 | n/a | n/a | n/a | n/a | n/a | 0 | 0 | 100% | 100% | 0 | 0 | 0 | 0 | 0 | 0 | 0 | 0 | 0 | 0 | 0 | 0 | 0 | 0 | 0 | 0 | 0 | 0 | 0 | 0 | 0 | 0
| 0 | 0 | 0 | 0 | 0 | 0 | 0 | 0 | 0 | 0 | 0 | 0 | 0 | 0 | 0 | 0 | 0 | 0 | FALSE | FALSE | FALSE | FALSE | 0 | 0 | 0 | n/a | n/a | n/a | n/a | n/a | 0 | 0 | 100% | 100% | 0 | 0 | 0 | 0 | 0 | 0 | 0 | 0 | 0 | 0 | 0 | 0 | 0 | 0 | 0 | 0 | 0 | 0 | 0 | 0 | 0 | 0
| 0 | 0 | 0 | 0 | 0 | 0 | 0 | 0 | 0 | 0 | 0 | 0 | 0 | 0 | 0 | 0 | 0 | 0 | FALSE | FALSE | FALSE | FALSE | 0 | 0 | 0 | n/a | n/a | n/a | n/a | n/a | 0 | 0 | 100% | 100% | 0 | 0 | 0 | 0 | 0 | 0 | 0 | 0 | 0 | 0 | 0 | 0 | 0 | 0 | 0 | 0 | 0 | 0 | 0 | 0 | 0 | 0
| 0 | 0 | 0 | 0 | 0 | 0 | 0 | 0 | 0 | 0 | 0 | 0 | 0 | 0 | 0 | 0 | 0 | 0 | FALSE | FALSE | FALSE | FALSE | 0 | 0 | 0 | n/a | n/a | n/a | n/a | n/a | 0 | 0 | 100% | 100% | 0 | 0 | 0 | 0 | 0 | 0 | 0 | 0 | 0 | 0 | 0 | 0 | 0 | 0 | 0 | 0 | 0 | 0 | 0 | 0 | 0 | 0
| 0 | 0 | 0 | 0 | 0 | 0 | 0 | 0 | 0 | 0 | 0 | 0 | 0 | 0 | 0 | 0 | 0 | 0 | FALSE | FALSE | FALSE | FALSE | 0 | 0 | 0 | n/a | n/a | n/a | n/a | n/a | 0 | 0 | 100% | 100% | 0 | 0 | 0 | 0 | 0 | 0 | 0 | 0 | 0 | 0 | 0 | 0 | 0 | 0 | 0 | 0 | 0 | 0 | 0 | 0 | 0 | 0
| 0 | 0 | 0 | 0 | 0 | 0 | 0 | 0 | 0 | 0 | 0 | 0 | 0 | 0 | 0 | 0 | 0 | 0 | FALSE | FALSE | FALSE | FALSE | 0 | 0 | 0 | n/a | n/a | n/a | n/a | n/a | 0 | 0 | 100% | 100% | 0 | 0 | 0 | 0 | 0 | 0 | 0 | 0 | 0 | 0 | 0 | 0 | 0 | 0 | 0 | 0 | 0 | 0 | 0 | 0 | 0 | 0
| 0 | 0 | 0 | 0 | 0 | 0 | 0 | 0 | 0 | 0 | 0 | 0 | 0 | 0 | 0 | 0 | 0 | 0 | FALSE | FALSE | FALSE | FALSE | 0 | 0 | 0 | n/a | n/a | n/a | n/a | n/a | 0 | 0 | 100% | 100% | 0 | 0 | 0 | 0 | 0 | 0 | 0 | 0 | 0 | 0 | 0 | 0 | 0 | 0 | 0 | 0 | 0 | 0 | 0 | 0 | 0 | 0
| 0 | 0 | 0 | 0 | 0 | 0 | 0 | 0 | 0 | 0 | 0 | 0 | 0 | 0 | 0 | 0 | 0 | 0 | FALSE | FALSE | FALSE | FALSE | 0 | 0 | 0 | n/a | n/a | n/a | n/a | n/a | 0 | 0 | 100% | 100% | 0 | 0 | 0 | 0 | 0 | 0 | 0 | 0 | 0 | 0 | 0 | 0 | 0 | 0 | 0 | 0 | 0 | 0 | 0 | 0 | 0 | 0
| 0 | 0 | 0 | 0 | 0 | 0 | 0 | 0 | 0 | 0 | 0 | 0 | 0 | 0 | 0 | 0 | 0 | 0 | FALSE | FALSE | FALSE | FALSE | 0 | 0 | 0 | n/a | n/a | n/a | n/a | n/a | 0 | 0 | 100% | 100% | 0 | 0 | 0 | 0 | 0 | 0 | 0 | 0 | 0 | 0 | 0 | 0 | 0 | 0 | 0 | 0 | 0 | 0 | 0 | 0 | 0 | 0
| 0 | 0 | 0 | 0 | 0 | 0 | 0 | 0 | 0 | 0 | 0 | 0 | 0 | 0 | 0 | 0 | 0 | 0 | FALSE | FALSE | FALSE | FALSE | 0 | 0 | 0 | n/a | n/a | n/a | n/a | n/a | 0 | 0 | 100% | 100% | 0 | 0 | 0 | 0 | 0 | 0 | 0 | 0 | 0 | 0 | 0 | 0 | 0 | 0 | 0 | 0 | 0 | 0 | 0 | 0 | 0 | 0
| 0 | 0 | 0 | 0 | 0 | 0 | 0 | 0 | 0 | 0 | 0 | 0 | 0 | 0 | 0 | 0 | 0 | 0 | FALSE | FALSE | FALSE | FALSE | 0 | 0 | 0 | n/a | n/a | n/a | n/a | n/a | 0 | 0 | 100% | 100% | 0 | 0 | 0 | 0 | 0 | 0 | 0 | 0 | 0 | 0 | 0 | 0 | 0 | 0 | 0 | 0 | 0 | 0 | 0 | 0 | 0 | 0
| 0 | 0 | 0 | 0 | 0 | 0 | 0 | 0 | 0 | 0 | 0 | 0 | 0 | 0 | 0 | 0 | 0 | 0 | FALSE | FALSE | FALSE | FALSE | 0 | 0 | 0 | n/a | n/a | n/a | n/a | n/a | 0 | 0 | 100% | 100% | 0 | 0 | 0 | 0 | 0 | 0 | 0 | 0 | 0 | 0 | 0 | 0 | 0 | 0 | 0 | 0 | 0 | 0 | 0 | 0 | 0 | 0
| 0 | 0 | 0 | 0 | 0 | 0 | 0 | 0 | 0 | 0 | 0 | 0 | 0 | 0 | 0 | 0 | 0 | 0 | FALSE | FALSE | FALSE | FALSE | 0 | 0 | 0 | n/a | n/a | n/a | n/a | n/a | 0 | 0 | 100% | 100% | 0 | 0 | 0 | 0 | 0 | 0 | 0 | 0 | 0 | 0 | 0 | 0 | 0 | 0 | 0 | 0 | 0 | 0 | 0 | 0 | 0 | 0
| 0 | 0 | 0 | 0 | 0 | 0 | 0 | 0 | 0 | 0 | 0 | 0 | 0 | 0 | 0 | 0 | 0 | 0 | FALSE | FALSE | FALSE | FALSE | 0 | 0 | 0 | n/a | n/a | n/a | n/a | n/a | 0 | 0 | 100% | 100% | 0 | 0 | 0 | 0 | 0 | 0 | 0 | 0 | 0 | 0 | 0 | 0 | 0 | 0 | 0 | 0 | 0 | 0 | 0 | 0 | 0 | 0
| 0 | 0 | 0 | 0 | 0 | 0 | 0 | 0 | 0 | 0 | 0 | 0 | 0 | 0 | 0 | 0 | 0 | 0 | FALSE | FALSE | FALSE | FALSE | 0 | 0 | 0 | n/a | n/a | n/a | n/a | n/a | 0 | 0 | 100% | 100% | 0 | 0 | 0 | 0 | 0 | 0 | 0 | 0 | 0 | 0 | 0 | 0 | 0 | 0 | 0 | 0 | 0 | 0 | 0 | 0 | 0 | 0
| 0 | 0 | 0 | 0 | 0 | 0 | 0 | 0 | 0 | 0 | 0 | 0 | 0 | 0 | 0 | 0 | 0 | 0 | FALSE | FALSE | FALSE | FALSE | 0 | 0 | 0 | n/a | n/a | n/a | n/a | n/a | 0 | 0 | 100% | 100% | 0 | 0 | 0 | 0 | 0 | 0 | 0 | 0 | 0 | 0 | 0 | 0 | 0 | 0 | 0 | 0 | 0 | 0 | 0 | 0 | 0 | 0
| 0 | 0 | 0 | 0 | 0 | 0 | 0 | 0 | 0 | 0 | 0 | 0 | 0 | 0 | 0 | 0 | 0 | 0 | FALSE | FALSE | FALSE | FALSE | 0 | 0 | 0 | n/a | n/a | n/a | n/a | n/a | 0 | 0 | 100% | 100% | 0 | 0 | 0 | 0 | 0 | 0 | 0 | 0 | 0 | 0 | 0 | 0 | 0 | 0 | 0 | 0 | 0 | 0 | 0 | 0 | 0 | 0
| 0 | 0 | 0 | 0 | 0 | 0 | 0 | 0 | 0 | 0 | 0 | 0 | 0 | 0 | 0 | 0 | 0 | 0 | FALSE | FALSE | FALSE | FALSE | 0 | 0 | 0 | n/a | n/a | n/a | n/a | n/a | 0 | 0 | 100% | 100% | 0 | 0 | 0 | 0 | 0 | 0 | 0 | 0 | 0 | 0 | 0 | 0 | 0 | 0 | 0 | 0 | 0 | 0 | 0 | 0 | 0 | 0
| 0 | 0 | 0 | 0 | 0 | 0 | 0 | 0 | 0 | 0 | 0 | 0 | 0 | 0 | 0 | 0 | 0 | 0 | FALSE | FALSE | FALSE | FALSE | 0 | 0 | 0 | n/a | n/a | n/a | n/a | n/a | 0 | 0 | 100% | 100% | 0 | 0 | 0 | 0 | 0 | 0 | 0 | 0 | 0 | 0 | 0 | 0 | 0 | 0 | 0 | 0 | 0 | 0 | 0 | 0 | 0 | 0
| 0 | 0 | 0 | 0 | 0 | 0 | 0 | 0 | 0 | 0 | 0 | 0 | 0 | 0 | 0 | 0 | 0 | 0 | FALSE | FALSE | FALSE | FALSE | 0 | 0 | 0 | n/a | n/a | n/a | n/a | n/a | 0 | 0 | 100% | 100% | 0 | 0 | 0 | 0 | 0 | 0 | 0 | 0 | 0 | 0 | 0 | 0 | 0 | 0 | 0 | 0 | 0 | 0 | 0 | 0 | 0 | 0
| 0 | 0 | 0 | 0 | 0 | 0 | 0 | 0 | 0 | 0 | 0 | 0 | 0 | 0 | 0 | 0 | 0 | 0 | FALSE | FALSE | FALSE | FALSE | 0 | 0 | 0 | n/a | n/a | n/a | n/a | n/a | 0 | 0 | 100% | 100% | 0 | 0 | 0 | 0 | 0 | 0 | 0 | 0 | 0 | 0 | 0 | 0 | 0 | 0 | 0 | 0 | 0 | 0 | 0 | 0 | 0 | 0
| 0 | 0 | 0 | 0 | 0 | 0 | 0 | 0 | 0 | 0 | 0 | 0 | 0 | 0 | 0 | 0 | 0 | 0 | FALSE | FALSE | FALSE | FALSE | 0 | 0 | 0 | n/a | n/a | n/a | n/a | n/a | 0 | 0 | 100% | 100% | 0 | 0 | 0 | 0 | 0 | 0 | 0 | 0 | 0 | 0 | 0 | 0 | 0 | 0 | 0 | 0 | 0 | 0 | 0 | 0 | 0 | 0
| 0 | 0 | 0 | 0 | 0 | 0 | 0 | 0 | 0 | 0 | 0 | 0 | 0 | 0 | 0 | 0 | 0 | 0 | FALSE | FALSE | FALSE | FALSE | 0 | 0 | 0 | n/a | n/a | n/a | n/a | n/a | 0 | 0 | 100% | 100% | 0 | 0 | 0 | 0 | 0 | 0 | 0 | 0 | 0 | 0 | 0 | 0 | 0 | 0 | 0 | 0 | 0 | 0 | 0 | 0 | 0 | 0
| 0 | 0 | 0 | 0 | 0 | 0 | 0 | 0 | 0 | 0 | 0 | 0 | 0 | 0 | 0 | 0 | 0 | 0 | FALSE | FALSE | FALSE | FALSE | 0 | 0 | 0 | n/a | n/a | n/a | n/a | n/a | 0 | 0 | 100% | 100% | 0 | 0 | 0 | 0 | 0 | 0 | 0 | 0 | 0 | 0 | 0 | 0 | 0 | 0 | 0 | 0 | 0 | 0 | 0 | 0 | 0 | 0
| 0 | 0 | 0 | 0 | 0 | 0 | 0 | 0 | 0 | 0 | 0 | 0 | 0 | 0 | 0 | 0 | 0 | 0 | FALSE | FALSE | FALSE | FALSE | 0 | 0 | 0 | n/a | n/a | n/a | n/a | n/a | 0 | 0 | 100% | 100% | 0 | 0 | 0 | 0 | 0 | 0 | 0 | 0 | 0 | 0 | 0 | 0 | 0 | 0 | 0 | 0 | 0 | 0 | 0 | 0 | 0 | 0
| 0 | 0 | 0 | 0 | 0 | 0 | 0 | 0 | 0 | 0 | 0 | 0 | 0 | 0 | 0 | 0 | 0 | 0 | FALSE | FALSE | FALSE | FALSE | 0 | 0 | 0 | n/a | n/a | n/a | n/a | n/a | 0 | 0 | 100% | 100% | 0 | 0 | 0 | 0 | 0 | 0 | 0 | 0 | 0 | 0 | 0 | 0 | 0 | 0 | 0 | 0 | 0 | 0 | 0 | 0 | 0 | 0
| 0 | 0 | 0 | 0 | 0 | 0 | 0 | 0 | 0 | 0 | 0 | 0 | 0 | 0 | 0 | 0 | 0 | 0 | FALSE | FALSE | FALSE | FALSE | 0 | 0 | 0 | n/a | n/a | n/a | n/a | n/a | 0 | 0 | 100% | 100% | 0 | 0 | 0 | 0 | 0 | 0 | 0 | 0 | 0 | 0 | 0 | 0 | 0 | 0 | 0 | 0 | 0 | 0 | 0 | 0 | 0 | 0
| 0 | 0 | 0 | 0 | 0 | 0 | 0 | 0 | 0 | 0 | 0 | 0 | 0 | 0 | 0 | 0 | 0 | 0 | FALSE | FALSE | FALSE | FALSE | 0 | 0 | 0 | n/a | n/a | n/a | n/a | n/a | 0 | 0 | 100% | 100% | 0 | 0 | 0 | 0 | 0 | 0 | 0 | 0 | 0 | 0 | 0 | 0 | 0 | 0 | 0 | 0 | 0 | 0 | 0 | 0 | 0 | 0
| 0 | 0 | 0 | 0 | 0 | 0 | 0 | 0 | 0 | 0 | 0 | 0 | 0 | 0 | 0 | 0 | 0 | 0 | FALSE | FALSE | FALSE | FALSE | 0 | 0 | 0 | n/a | n/a | n/a | n/a | n/a | 0 | 0 | 100% | 100% | 0 | 0 | 0 | 0 | 0 | 0 | 0 | 0 | 0 | 0 | 0 | 0 | 0 | 0 | 0 | 0 | 0 | 0 | 0 | 0 | 0 | 0
| 0 | 0 | 0 | 0 | 0 | 0 | 0 | 0 | 0 | 0 | 0 | 0 | 0 | 0 | 0 | 0 | 0 | 0 | FALSE | FALSE | FALSE | FALSE | 0 | 0 | 0 | n/a | n/a | n/a | n/a | n/a | 0 | 0 | 100% | 100% | 0 | 0 | 0 | 0 | 0 | 0 | 0 | 0 | 0 | 0 | 0 | 0 | 0 | 0 | 0 | 0 | 0 | 0 | 0 | 0 | 0 | 0
| 0 | 0 | 0 | 0 | 0 | 0 | 0 | 0 | 0 | 0 | 0 | 0 | 0 | 0 | 0 | 0 | 0 | 0 | FALSE | FALSE | FALSE | FALSE | 0 | 0 | 0 | n/a | n/a | n/a | n/a | n/a | 0 | 0 | 100% | 100% | 0 | 0 | 0 | 0 | 0 | 0 | 0 | 0 | 0 | 0 | 0 | 0 | 0 | 0 | 0 | 0 | 0 | 0 | 0 | 0 | 0 | 0
| 0 | 0 | 0 | 0 | 0 | 0 | 0 | 0 | 0 | 0 | 0 | 0 | 0 | 0 | 0 | 0 | 0 | 0 | FALSE | FALSE | FALSE | FALSE | 0 | 0 | 0 | n/a | n/a | n/a | n/a | n/a | 0 | 0 | 100% | 100% | 0 | 0 | 0 | 0 | 0 | 0 | 0 | 0 | 0 | 0 | 0 | 0 | 0 | 0 | 0 | 0 | 0 | 0 | 0 | 0 | 0 | 0
| 0 | 0 | 0 | 0 | 0 | 0 | 0 | 0 | 0 | 0 | 0 | 0 | 0 | 0 | 0 | 0 | 0 | 0 | FALSE | FALSE | FALSE | FALSE | 0 | 0 | 0 | n/a | n/a | n/a | n/a | n/a | 0 | 0 | 100% | 100% | 0 | 0 | 0 | 0 | 0 | 0 | 0 | 0 | 0 | 0 | 0 | 0 | 0 | 0 | 0 | 0 | 0 | 0 | 0 | 0 | 0 | 0
| 0 | 0 | 0 | 0 | 0 | 0 | 0 | 0 | 0 | 0 | 0 | 0 | 0 | 0 | 0 | 0 | 0 | 0 | FALSE | FALSE | FALSE | FALSE | 0 | 0 | 0 | n/a | n/a | n/a | n/a | n/a | 0 | 0 | 100% | 100% | 0 | 0 | 0 | 0 | 0 | 0 | 0 | 0 | 0 | 0 | 0 | 0 | 0 | 0 | 0 | 0 | 0 | 0 | 0 | 0 | 0 | 0
| 0 | 0 | 0 | 0 | 0 | 0 | 0 | 0 | 0 | 0 | 0 | 0 | 0 | 0 | 0 | 0 | 0 | 0 | FALSE | FALSE | FALSE | FALSE | 0 | 0 | 0 | n/a | n/a | n/a | n/a | n/a | 0 | 0 | 100% | 100% | 0 | 0 | 0 | 0 | 0 | 0 | 0 | 0 | 0 | 0 | 0 | 0 | 0 | 0 | 0 | 0 | 0 | 0 | 0 | 0 | 0 | 0
| 0 | 0 | 0 | 0 | 0 | 0 | 0 | 0 | 0 | 0 | 0 | 0 | 0 | 0 | 0 | 0 | 0 | 0 | FALSE | FALSE | FALSE | FALSE | 0 | 0 | 0 | n/a | n/a | n/a | n/a | n/a | 0 | 0 | 100% | 100% | 0 | 0 | 0 | 0 | 0 | 0 | 0 | 0 | 0 | 0 | 0 | 0 | 0 | 0 | 0 | 0 | 0 | 0 | 0 | 0 | 0 | 0
| 0 | 0 | 0 | 0 | 0 | 0 | 0 | 0 | 0 | 0 | 0 | 0 | 0 | 0 | 0 | 0 | 0 | 0 | FALSE | FALSE | FALSE | FALSE | 0 | 0 | 0 | n/a | n/a | n/a | n/a | n/a | 0 | 0 | 100% | 100% | 0 | 0 | 0 | 0 | 0 | 0 | 0 | 0 | 0 | 0 | 0 | 0 | 0 | 0 | 0 | 0 | 0 | 0 | 0 | 0 | 0 | 0
| 0 | 0 | 0 | 0 | 0 | 0 | 0 | 0 | 0 | 0 | 0 | 0 | 0 | 0 | 0 | 0 | 0 | 0 | FALSE | FALSE | FALSE | FALSE | 0 | 0 | 0 | n/a | n/a | n/a | n/a | n/a | 0 | 0 | 100% | 100% | 0 | 0 | 0 | 0 | 0 | 0 | 0 | 0 | 0 | 0 | 0 | 0 | 0 | 0 | 0 | 0 | 0 | 0 | 0 | 0 | 0 | 0
| 0 | 0 | 0 | 0 | 0 | 0 | 0 | 0 | 0 | 0 | 0 | 0 | 0 | 0 | 0 | 0 | 0 | 0 | FALSE | FALSE | FALSE | FALSE | 0 | 0 | 0 | n/a | n/a | n/a | n/a | n/a | 0 | 0 | 100% | 100% | 0 | 0 | 0 | 0 | 0 | 0 | 0 | 0 | 0 | 0 | 0 | 0 | 0 | 0 | 0 | 0 | 0 | 0 | 0 | 0 | 0 | 0
| 0 | 0 | 0 | 0 | 0 | 0 | 0 | 0 | 0 | 0 | 0 | 0 | 0 | 0 | 0 | 0 | 0 | 0 | FALSE | FALSE | FALSE | FALSE | 0 | 0 | 0 | n/a | n/a | n/a | n/a | n/a | 0 | 0 | 100% | 100% | 0 | 0 | 0 | 0 | 0 | 0 | 0 | 0 | 0 | 0 | 0 | 0 | 0 | 0 | 0 | 0 | 0 | 0 | 0 | 0 | 0 | 0
| 0 | 0 | 0 | 0 | 0 | 0 | 0 | 0 | 0 | 0 | 0 | 0 | 0 | 0 | 0 | 0 | 0 | 0 | FALSE | FALSE | FALSE | FALSE | 0 | 0 | 0 | n/a | n/a | n/a | n/a | n/a | 0 | 0 | 100% | 100% | 0 | 0 | 0 | 0 | 0 | 0 | 0 | 0 | 0 | 0 | 0 | 0 | 0 | 0 | 0 | 0 | 0 | 0 | 0 | 0 | 0 | 0
| 0 | 0 | 0 | 0 | 0 | 0 | 0 | 0 | 0 | 0 | 0 | 0 | 0 | 0 | 0 | 0 | 0 | 0 | FALSE | FALSE | FALSE | FALSE | 0 | 0 | 0 | n/a | n/a | n/a | n/a | n/a | 0 | 0 | 100% | 100% | 0 | 0 | 0 | 0 | 0 | 0 | 0 | 0 | 0 | 0 | 0 | 0 | 0 | 0 | 0 | 0 | 0 | 0 | 0 | 0 | 0 | 0
| 0 | 0 | 0 | 0 | 0 | 0 | 0 | 0 | 0 | 0 | 0 | 0 | 0 | 0 | 0 | 0 | 0 | 0 | FALSE | FALSE | FALSE | FALSE | 0 | 0 | 0 | n/a | n/a | n/a | n/a | n/a | 0 | 0 | 100% | 100% | 0 | 0 | 0 | 0 | 0 | 0 | 0 | 0 | 0 | 0 | 0 | 0 | 0 | 0 | 0 | 0 | 0 | 0 | 0 | 0 | 0 | 0
| 0 | 0 | 0 | 0 | 0 | 0 | 0 | 0 | 0 | 0 | 0 | 0 | 0 | 0 | 0 | 0 | 0 | 0 | FALSE | FALSE | FALSE | FALSE | 0 | 0 | 0 | n/a | n/a | n/a | n/a | n/a | 0 | 0 | 100% | 100% | 0 | 0 | 0 | 0 | 0 | 0 | 0 | 0 | 0 | 0 | 0 | 0 | 0 | 0 | 0 | 0 | 0 | 0 | 0 | 0 | 0 | 0
| 0 | 0 | 0 | 0 | 0 | 0 | 0 | 0 | 0 | 0 | 0 | 0 | 0 | 0 | 0 | 0 | 0 | 0 | FALSE | FALSE | FALSE | FALSE | 0 | 0 | 0 | n/a | n/a | n/a | n/a | n/a | 0 | 0 | 100% | 100% | 0 | 0 | 0 | 0 | 0 | 0 | 0 | 0 | 0 | 0 | 0 | 0 | 0 | 0 | 0 | 0 | 0 | 0 | 0 | 0 | 0 | 0
| 0 | 0 | 0 | 0 | 0 | 0 | 0 | 0 | 0 | 0 | 0 | 0 | 0 | 0 | 0 | 0 | 0 | 0 | FALSE | FALSE | FALSE | FALSE | 0 | 0 | 0 | n/a | n/a | n/a | n/a | n/a | 0 | 0 | 100% | 100% | 0 | 0 | 0 | 0 | 0 | 0 | 0 | 0 | 0 | 0 | 0 | 0 | 0 | 0 | 0 | 0 | 0 | 0 | 0 | 0 | 0 | 0
| 0 | 0 | 0 | 0 | 0 | 0 | 0 | 0 | 0 | 0 | 0 | 0 | 0 | 0 | 0 | 0 | 0 | 0 | FALSE | FALSE | FALSE | FALSE | 0 | 0 | 0 | n/a | n/a | n/a | n/a | n/a | 0 | 0 | 100% | 100% | 0 | 0 | 0 | 0 | 0 | 0 | 0 | 0 | 0 | 0 | 0 | 0 | 0 | 0 | 0 | 0 | 0 | 0 | 0 | 0 | 0 | 0
| 0 | 0 | 0 | 0 | 0 | 0 | 0 | 0 | 0 | 0 | 0 | 0 | 0 | 0 | 0 | 0 | 0 | 0 | FALSE | FALSE | FALSE | FALSE | 0 | 0 | 0 | n/a | n/a | n/a | n/a | n/a | 0 | 0 | 100% | 100% | 0 | 0 | 0 | 0 | 0 | 0 | 0 | 0 | 0 | 0 | 0 | 0 | 0 | 0 | 0 | 0 | 0 | 0 | 0 | 0 | 0 | 0
| 0 | 0 | 0 | 0 | 0 | 0 | 0 | 0 | 0 | 0 | 0 | 0 | 0 | 0 | 0 | 0 | 0 | 0 | FALSE | FALSE | FALSE | FALSE | 0 | 0 | 0 | n/a | n/a | n/a | n/a | n/a | 0 | 0 | 100% | 100% | 0 | 0 | 0 | 0 | 0 | 0 | 0 | 0 | 0 | 0 | 0 | 0 | 0 | 0 | 0 | 0 | 0 | 0 | 0 | 0 | 0 | 0
| 0 | 0 | 0 | 0 | 0 | 0 | 0 | 0 | 0 | 0 | 0 | 0 | 0 | 0 | 0 | 0 | 0 | 0 | FALSE | FALSE | FALSE | FALSE | 0 | 0 | 0 | n/a | n/a | n/a | n/a | n/a | 0 | 0 | 100% | 100% | 0 | 0 | 0 | 0 | 0 | 0 | 0 | 0 | 0 | 0 | 0 | 0 | 0 | 0 | 0 | 0 | 0 | 0 | 0 | 0 | 0 | 0
| 0 | 0 | 0 | 0 | 0 | 0 | 0 | 0 | 0 | 0 | 0 | 0 | 0 | 0 | 0 | 0 | 0 | 0 | FALSE | FALSE | FALSE | FALSE | 0 | 0 | 0 | n/a | n/a | n/a | n/a | n/a | 0 | 0 | 100% | 100% | 0 | 0 | 0 | 0 | 0 | 0 | 0 | 0 | 0 | 0 | 0 | 0 | 0 | 0 | 0 | 0 | 0 | 0 | 0 | 0 | 0 | 0
| 0 | 0 | 0 | 0 | 0 | 0 | 0 | 0 | 0 | 0 | 0 | 0 | 0 | 0 | 0 | 0 | 0 | 0 | FALSE | FALSE | FALSE | FALSE | 0 | 0 | 0 | n/a | n/a | n/a | n/a | n/a | 0 | 0 | 100% | 100% | 0 | 0 | 0 | 0 | 0 | 0 | 0 | 0 | 0 | 0 | 0 | 0 | 0 | 0 | 0 | 0 | 0 | 0 | 0 | 0 | 0 | 0
| 0 | 0 | 0 | 0 | 0 | 0 | 0 | 0 | 0 | 0 | 0 | 0 | 0 | 0 | 0 | 0 | 0 | 0 | FALSE | FALSE | FALSE | FALSE | 0 | 0 | 0 | n/a | n/a | n/a | n/a | n/a | 0 | 0 | 100% | 100% | 0 | 0 | 0 | 0 | 0 | 0 | 0 | 0 | 0 | 0 | 0 | 0 | 0 | 0 | 0 | 0 | 0 | 0 | 0 | 0 | 0 | 0
| 0 | 0 | 0 | 0 | 0 | 0 | 0 | 0 | 0 | 0 | 0 | 0 | 0 | 0 | 0 | 0 | 0 | 0 | FALSE | FALSE | FALSE | FALSE | 0 | 0 | 0 | n/a | n/a | n/a | n/a | n/a | 0 | 0 | 100% | 100% | 0 | 0 | 0 | 0 | 0 | 0 | 0 | 0 | 0 | 0 | 0 | 0 | 0 | 0 | 0 | 0 | 0 | 0 | 0 | 0 | 0 | 0
| 0 | 0 | 0 | 0 | 0 | 0 | 0 | 0 | 0 | 0 | 0 | 0 | 0 | 0 | 0 | 0 | 0 | 0 | FALSE | FALSE | FALSE | FALSE | 0 | 0 | 0 | n/a | n/a | n/a | n/a | n/a | 0 | 0 | 100% | 100% | 0 | 0 | 0 | 0 | 0 | 0 | 0 | 0 | 0 | 0 | 0 | 0 | 0 | 0 | 0 | 0 | 0 | 0 | 0 | 0 | 0 | 0
| 0 | 0 | 0 | 0 | 0 | 0 | 0 | 0 | 0 | 0 | 0 | 0 | 0 | 0 | 0 | 0 | 0 | 0 | FALSE | FALSE | FALSE | FALSE | 0 | 0 | 0 | n/a | n/a | n/a | n/a | n/a | 0 | 0 | 100% | 100% | 0 | 0 | 0 | 0 | 0 | 0 | 0 | 0 | 0 | 0 | 0 | 0 | 0 | 0 | 0 | 0 | 0 | 0 | 0 | 0 | 0 | 0
| 0 | 0 | 0 | 0 | 0 | 0 | 0 | 0 | 0 | 0 | 0 | 0 | 0 | 0 | 0 | 0 | 0 | 0 | FALSE | FALSE | FALSE | FALSE | 0 | 0 | 0 | n/a | n/a | n/a | n/a | n/a | 0 | 0 | 100% | 100% | 0 | 0 | 0 | 0 | 0 | 0 | 0 | 0 | 0 | 0 | 0 | 0 | 0 | 0 | 0 | 0 | 0 | 0 | 0 | 0 | 0 | 0
| 0 | 0 | 0 | 0 | 0 | 0 | 0 | 0 | 0 | 0 | 0 | 0 | 0 | 0 | 0 | 0 | 0 | 0 | FALSE | FALSE | FALSE | FALSE | 0 | 0 | 0 | n/a | n/a | n/a | n/a | n/a | 0 | 0 | 100% | 100% | 0 | 0 | 0 | 0 | 0 | 0 | 0 | 0 | 0 | 0 | 0 | 0 | 0 | 0 | 0 | 0 | 0 | 0 | 0 | 0 | 0 | 0
| 0 | 0 | 0 | 0 | 0 | 0 | 0 | 0 | 0 | 0 | 0 | 0 | 0 | 0 | 0 | 0 | 0 | 0 | FALSE | FALSE | FALSE | FALSE | 0 | 0 | 0 | n/a | n/a | n/a | n/a | n/a | 0 | 0 | 100% | 100% | 0 | 0 | 0 | 0 | 0 | 0 | 0 | 0 | 0 | 0 | 0 | 0 | 0 | 0 | 0 | 0 | 0 | 0 | 0 | 0 | 0 | 0
| 0 | 0 | 0 | 0 | 0 | 0 | 0 | 0 | 0 | 0 | 0 | 0 | 0 | 0 | 0 | 0 | 0 | 0 | FALSE | FALSE | FALSE | FALSE | 0 | 0 | 0 | n/a | n/a | n/a | n/a | n/a | 0 | 0 | 100% | 100% | 0 | 0 | 0 | 0 | 0 | 0 | 0 | 0 | 0 | 0 | 0 | 0 | 0 | 0 | 0 | 0 | 0 | 0 | 0 | 0 | 0 | 0
| 0 | 0 | 0 | 0 | 0 | 0 | 0 | 0 | 0 | 0 | 0 | 0 | 0 | 0 | 0 | 0 | 0 | 0 | FALSE | FALSE | FALSE | FALSE | 0 | 0 | 0 | n/a | n/a | n/a | n/a | n/a | 0 | 0 | 100% | 100% | 0 | 0 | 0 | 0 | 0 | 0 | 0 | 0 | 0 | 0 | 0 | 0 | 0 | 0 | 0 | 0 | 0 | 0 | 0 | 0 | 0 | 0
| 0 | 0 | 0 | 0 | 0 | 0 | 0 | 0 | 0 | 0 | 0 | 0 | 0 | 0 | 0 | 0 | 0 | 0 | FALSE | FALSE | FALSE | FALSE | 0 | 0 | 0 | n/a | n/a | n/a | n/a | n/a | 0 | 0 | 100% | 100% | 0 | 0 | 0 | 0 | 0 | 0 | 0 | 0 | 0 | 0 | 0 | 0 | 0 | 0 | 0 | 0 | 0 | 0 | 0 | 0 | 0 | 0
| 0 | 0 | 0 | 0 | 0 | 0 | 0 | 0 | 0 | 0 | 0 | 0 | 0 | 0 | 0 | 0 | 0 | 0 | FALSE | FALSE | FALSE | FALSE | 0 | 0 | 0 | n/a | n/a | n/a | n/a | n/a | 0 | 0 | 100% | 100% | 0 | 0 | 0 | 0 | 0 | 0 | 0 | 0 | 0 | 0 | 0 | 0 | 0 | 0 | 0 | 0 | 0 | 0 | 0 | 0 | 0 | 0
| 0 | 0 | 0 | 0 | 0 | 0 | 0 | 0 | 0 | 0 | 0 | 0 | 0 | 0 | 0 | 0 | 0 | 0 | FALSE | FALSE | FALSE | FALSE | 0 | 0 | 0 | n/a | n/a | n/a | n/a | n/a | 0 | 0 | 100% | 100% | 0 | 0 | 0 | 0 | 0 | 0 | 0 | 0 | 0 | 0 | 0 | 0 | 0 | 0 | 0 | 0 | 0 | 0 | 0 | 0 | 0 | 0
| 0 | 0 | 0 | 0 | 0 | 0 | 0 | 0 | 0 | 0 | 0 | 0 | 0 | 0 | 0 | 0 | 0 | 0 | FALSE | FALSE | FALSE | FALSE | 0 | 0 | 0 | n/a | n/a | n/a | n/a | n/a | 0 | 0 | 100% | 100% | 0 | 0 | 0 | 0 | 0 | 0 | 0 | 0 | 0 | 0 | 0 | 0 | 0 | 0 | 0 | 0 | 0 | 0 | 0 | 0 | 0 | 0
| 0 | 0 | 0 | 0 | 0 | 0 | 0 | 0 | 0 | 0 | 0 | 0 | 0 | 0 | 0 | 0 | 0 | 0 | FALSE | FALSE | FALSE | FALSE | 0 | 0 | 0 | n/a | n/a | n/a | n/a | n/a | 0 | 0 | 100% | 100% | 0 | 0 | 0 | 0 | 0 | 0 | 0 | 0 | 0 | 0 | 0 | 0 | 0 | 0 | 0 | 0 | 0 | 0 | 0 | 0 | 0 | 0
| 0 | 0 | 0 | 0 | 0 | 0 | 0 | 0 | 0 | 0 | 0 | 0 | 0 | 0 | 0 | 0 | 0 | 0 | FALSE | FALSE | FALSE | FALSE | 0 | 0 | 0 | n/a | n/a | n/a | n/a | n/a | 0 | 0 | 100% | 100% | 0 | 0 | 0 | 0 | 0 | 0 | 0 | 0 | 0 | 0 | 0 | 0 | 0 | 0 | 0 | 0 | 0 | 0 | 0 | 0 | 0 | 0
| 0 | 0 | 0 | 0 | 0 | 0 | 0 | 0 | 0 | 0 | 0 | 0 | 0 | 0 | 0 | 0 | 0 | 0 | FALSE | FALSE | FALSE | FALSE | 0 | 0 | 0 | n/a | n/a | n/a | n/a | n/a | 0 | 0 | 100% | 100% | 0 | 0 | 0 | 0 | 0 | 0 | 0 | 0 | 0 | 0 | 0 | 0 | 0 | 0 | 0 | 0 | 0 | 0 | 0 | 0 | 0 | 0
| 0 | 0 | 0 | 0 | 0 | 0 | 0 | 0 | 0 | 0 | 0 | 0 | 0 | 0 | 0 | 0 | 0 | 0 | FALSE | FALSE | FALSE | FALSE | 0 | 0 | 0 | n/a | n/a | n/a | n/a | n/a | 0 | 0 | 100% | 100% | 0 | 0 | 0 | 0 | 0 | 0 | 0 | 0 | 0 | 0 | 0 | 0 | 0 | 0 | 0 | 0 | 0 | 0 | 0 | 0 | 0 | 0
| 0 | 0 | 0 | 0 | 0 | 0 | 0 | 0 | 0 | 0 | 0 | 0 | 0 | 0 | 0 | 0 | 0 | 0 | FALSE | FALSE | FALSE | FALSE | 0 | 0 | 0 | n/a | n/a | n/a | n/a | n/a | 0 | 0 | 100% | 100% | 0 | 0 | 0 | 0 | 0 | 0 | 0 | 0 | 0 | 0 | 0 | 0 | 0 | 0 | 0 | 0 | 0 | 0 | 0 | 0 | 0 | 0
| 0 | 0 | 0 | 0 | 0 | 0 | 0 | 0 | 0 | 0 | 0 | 0 | 0 | 0 | 0 | 0 | 0 | 0 | FALSE | FALSE | FALSE | FALSE | 0 | 0 | 0 | n/a | n/a | n/a | n/a | n/a | 0 | 0 | 100% | 100% | 0 | 0 | 0 | 0 | 0 | 0 | 0 | 0 | 0 | 0 | 0 | 0 | 0 | 0 | 0 | 0 | 0 | 0 | 0 | 0 | 0 | 0
| 0 | 0 | 0 | 0 | 0 | 0 | 0 | 0 | 0 | 0 | 0 | 0 | 0 | 0 | 0 | 0 | 0 | 0 | FALSE | FALSE | FALSE | FALSE | 0 | 0 | 0 | n/a | n/a | n/a | n/a | n/a | 0 | 0 | 100% | 100% | 0 | 0 | 0 | 0 | 0 | 0 | 0 | 0 | 0 | 0 | 0 | 0 | 0 | 0 | 0 | 0 | 0 | 0 | 0 | 0 | 0 | 0
| 0 | 0 | 0 | 0 | 0 | 0 | 0 | 0 | 0 | 0 | 0 | 0 | 0 | 0 | 0 | 0 | 0 | 0 | FALSE | FALSE | FALSE | FALSE | 0 | 0 | 0 | n/a | n/a | n/a | n/a | n/a | 0 | 0 | 100% | 100% | 0 | 0 | 0 | 0 | 0 | 0 | 0 | 0 | 0 | 0 | 0 | 0 | 0 | 0 | 0 | 0 | 0 | 0 | 0 | 0 | 0 | 0
| 0 | 0 | 0 | 0 | 0 | 0 | 0 | 0 | 0 | 0 | 0 | 0 | 0 | 0 | 0 | 0 | 0 | 0 | FALSE | FALSE | FALSE | FALSE | 0 | 0 | 0 | n/a | n/a | n/a | n/a | n/a | 0 | 0 | 100% | 100% | 0 | 0 | 0 | 0 | 0 | 0 | 0 | 0 | 0 | 0 | 0 | 0 | 0 | 0 | 0 | 0 | 0 | 0 | 0 | 0 | 0 | 0
| 0 | 0 | 0 | 0 | 0 | 0 | 0 | 0 | 0 | 0 | 0 | 0 | 0 | 0 | 0 | 0 | 0 | 0 | FALSE | FALSE | FALSE | FALSE | 0 | 0 | 0 | n/a | n/a | n/a | n/a | n/a | 0 | 0 | 100% | 100% | 0 | 0 | 0 | 0 | 0 | 0 | 0 | 0 | 0 | 0 | 0 | 0 | 0 | 0 | 0 | 0 | 0 | 0 | 0 | 0 | 0 | 0
| 0 | 0 | 0 | 0 | 0 | 0 | 0 | 0 | 0 | 0 | 0 | 0 | 0 | 0 | 0 | 0 | 0 | 0 | FALSE | FALSE | FALSE | FALSE | 0 | 0 | 0 | n/a | n/a | n/a | n/a | n/a | 0 | 0 | 100% | 100% | 0 | 0 | 0 | 0 | 0 | 0 | 0 | 0 | 0 | 0 | 0 | 0 | 0 | 0 | 0 | 0 | 0 | 0 | 0 | 0 | 0 | 0
| 0 | 0 | 0 | 0 | 0 | 0 | 0 | 0 | 0 | 0 | 0 | 0 | 0 | 0 | 0 | 0 | 0 | 0 | FALSE | FALSE | FALSE | FALSE | 0 | 0 | 0 | n/a | n/a | n/a | n/a | n/a | 0 | 0 | 100% | 100% | 0 | 0 | 0 | 0 | 0 | 0 | 0 | 0 | 0 | 0 | 0 | 0 | 0 | 0 | 0 | 0 | 0 | 0 | 0 | 0 | 0 | 0
| 0 | 0 | 0 | 0 | 0 | 0 | 0 | 0 | 0 | 0 | 0 | 0 | 0 | 0 | 0 | 0 | 0 | 0 | FALSE | FALSE | FALSE | FALSE | 0 | 0 | 0 | n/a | n/a | n/a | n/a | n/a | 0 | 0 | 100% | 100% | 0 | 0 | 0 | 0 | 0 | 0 | 0 | 0 | 0 | 0 | 0 | 0 | 0 | 0 | 0 | 0 | 0 | 0 | 0 | 0 | 0 | 0
| 0 | 0 | 0 | 0 | 0 | 0 | 0 | 0 | 0 | 0 | 0 | 0 | 0 | 0 | 0 | 0 | 0 | 0 | FALSE | FALSE | FALSE | FALSE | 0 | 0 | 0 | n/a | n/a | n/a | n/a | n/a | 0 | 0 | 100% | 100% | 0 | 0 | 0 | 0 | 0 | 0 | 0 | 0 | 0 | 0 | 0 | 0 | 0 | 0 | 0 | 0 | 0 | 0 | 0 | 0 | 0 | 0
| 0 | 0 | 0 | 0 | 0 | 0 | 0 | 0 | 0 | 0 | 0 | 0 | 0 | 0 | 0 | 0 | 0 | 0 | FALSE | FALSE | FALSE | FALSE | 0 | 0 | 0 | n/a | n/a | n/a | n/a | n/a | 0 | 0 | 100% | 100% | 0 | 0 | 0 | 0 | 0 | 0 | 0 | 0 | 0 | 0 | 0 | 0 | 0 | 0 | 0 | 0 | 0 | 0 | 0 | 0 | 0 | 0
| 0 | 0 | 0 | 0 | 0 | 0 | 0 | 0 | 0 | 0 | 0 | 0 | 0 | 0 | 0 | 0 | 0 | 0 | FALSE | FALSE | FALSE | FALSE | 0 | 0 | 0 | n/a | n/a | n/a | n/a | n/a | 0 | 0 | 100% | 100% | 0 | 0 | 0 | 0 | 0 | 0 | 0 | 0 | 0 | 0 | 0 | 0 | 0 | 0 | 0 | 0 | 0 | 0 | 0 | 0 | 0 | 0
| 0 | 0 | 0 | 0 | 0 | 0 | 0 | 0 | 0 | 0 | 0 | 0 | 0 | 0 | 0 | 0 | 0 | 0 | FALSE | FALSE | FALSE | FALSE | 0 | 0 | 0 | n/a | n/a | n/a | n/a | n/a | 0 | 0 | 100% | 100% | 0 | 0 | 0 | 0 | 0 | 0 | 0 | 0 | 0 | 0 | 0 | 0 | 0 | 0 | 0 | 0 | 0 | 0 | 0 | 0 | 0 | 0
| 0 | 0 | 0 | 0 | 0 | 0 | 0 | 0 | 0 | 0 | 0 | 0 | 0 | 0 | 0 | 0 | 0 | 0 | FALSE | FALSE | FALSE | FALSE | 0 | 0 | 0 | n/a | n/a | n/a | n/a | n/a | 0 | 0 | 100% | 100% | 0 | 0 | 0 | 0 | 0 | 0 | 0 | 0 | 0 | 0 | 0 | 0 | 0 | 0 | 0 | 0 | 0 | 0 | 0 | 0 | 0 | 0
| 0 | 0 | 0 | 0 | 0 | 0 | 0 | 0 | 0 | 0 | 0 | 0 | 0 | 0 | 0 | 0 | 0 | 0 | FALSE | FALSE | FALSE | FALSE | 0 | 0 | 0 | n/a | n/a | n/a | n/a | n/a | 0 | 0 | 100% | 100% | 0 | 0 | 0 | 0 | 0 | 0 | 0 | 0 | 0 | 0 | 0 | 0 | 0 | 0 | 0 | 0 | 0 | 0 | 0 | 0 | 0 | 0
| 0 | 0 | 0 | 0 | 0 | 0 | 0 | 0 | 0 | 0 | 0 | 0 | 0 | 0 | 0 | 0 | 0 | 0 | FALSE | FALSE | FALSE | FALSE | 0 | 0 | 0 | n/a | n/a | n/a | n/a | n/a | 0 | 0 | 100% | 100% | 0 | 0 | 0 | 0 | 0 | 0 | 0 | 0 | 0 | 0 | 0 | 0 | 0 | 0 | 0 | 0 | 0 | 0 | 0 | 0 | 0 | 0
| 0 | 0 | 0 | 0 | 0 | 0 | 0 | 0 | 0 | 0 | 0 | 0 | 0 | 0 | 0 | 0 | 0 | 0 | FALSE | FALSE | FALSE | FALSE | 0 | 0 | 0 | n/a | n/a | n/a | n/a | n/a | 0 | 0 | 100% | 100% | 0 | 0 | 0 | 0 | 0 | 0 | 0 | 0 | 0 | 0 | 0 | 0 | 0 | 0 | 0 | 0 | 0 | 0 | 0 | 0 | 0 | 0
| 0 | 0 | 0 | 0 | 0 | 0 | 0 | 0 | 0 | 0 | 0 | 0 | 0 | 0 | 0 | 0 | 0 | 0 | FALSE | FALSE | FALSE | FALSE | 0 | 0 | 0 | n/a | n/a | n/a | n/a | n/a | 0 | 0 | 100% | 100% | 0 | 0 | 0 | 0 | 0 | 0 | 0 | 0 | 0 | 0 | 0 | 0 | 0 | 0 | 0 | 0 | 0 | 0 | 0 | 0 | 0 | 0
| 0 | 0 | 0 | 0 | 0 | 0 | 0 | 0 | 0 | 0 | 0 | 0 | 0 | 0 | 0 | 0 | 0 | 0 | FALSE | FALSE | FALSE | FALSE | 0 | 0 | 0 | n/a | n/a | n/a | n/a | n/a | 0 | 0 | 100% | 100% | 0 | 0 | 0 | 0 | 0 | 0 | 0 | 0 | 0 | 0 | 0 | 0 | 0 | 0 | 0 | 0 | 0 | 0 | 0 | 0 | 0 | 0
| 0 | 0 | 0 | 0 | 0 | 0 | 0 | 0 | 0 | 0 | 0 | 0 | 0 | 0 | 0 | 0 | 0 | 0 | FALSE | FALSE | FALSE | FALSE | 0 | 0 | 0 | n/a | n/a | n/a | n/a | n/a | 0 | 0 | 100% | 100% | 0 | 0 | 0 | 0 | 0 | 0 | 0 | 0 | 0 | 0 | 0 | 0 | 0 | 0 | 0 | 0 | 0 | 0 | 0 | 0 | 0 | 0
| 0 | 0 | 0 | 0 | 0 | 0 | 0 | 0 | 0 | 0 | 0 | 0 | 0 | 0 | 0 | 0 | 0 | 0 | FALSE | FALSE | FALSE | FALSE | 0 | 0 | 0 | n/a | n/a | n/a | n/a | n/a | 0 | 0 | 100% | 100% | 0 | 0 | 0 | 0 | 0 | 0 | 0 | 0 | 0 | 0 | 0 | 0 | 0 | 0 | 0 | 0 | 0 | 0 | 0 | 0 | 0 | 0
| 0 | 0 | 0 | 0 | 0 | 0 | 0 | 0 | 0 | 0 | 0 | 0 | 0 | 0 | 0 | 0 | 0 | 0 | FALSE | FALSE | FALSE | FALSE | 0 | 0 | 0 | n/a | n/a | n/a | n/a | n/a | 0 | 0 | 100% | 100% | 0 | 0 | 0 | 0 | 0 | 0 | 0 | 0 | 0 | 0 | 0 | 0 | 0 | 0 | 0 | 0 | 0 | 0 | 0 | 0 | 0 | 0
| 0 | 0 | 0 | 0 | 0 | 0 | 0 | 0 | 0 | 0 | 0 | 0 | 0 | 0 | 0 | 0 | 0 | 0 | FALSE | FALSE | FALSE | FALSE | 0 | 0 | 0 | n/a | n/a | n/a | n/a | n/a | 0 | 0 | 100% | 100% | 0 | 0 | 0 | 0 | 0 | 0 | 0 | 0 | 0 | 0 | 0 | 0 | 0 | 0 | 0 | 0 | 0 | 0 | 0 | 0 | 0 | 0
| 0 | 0 | 0 | 0 | 0 | 0 | 0 | 0 | 0 | 0 | 0 | 0 | 0 | 0 | 0 | 0 | 0 | 0 | FALSE | FALSE | FALSE | FALSE | 0 | 0 | 0 | n/a | n/a | n/a | n/a | n/a | 0 | 0 | 100% | 100% | 0 | 0 | 0 | 0 | 0 | 0 | 0 | 0 | 0 | 0 | 0 | 0 | 0 | 0 | 0 | 0 | 0 | 0 | 0 | 0 | 0 | 0
| 0 | 0 | 0 | 0 | 0 | 0 | 0 | 0 | 0 | 0 | 0 | 0 | 0 | 0 | 0 | 0 | 0 | 0 | FALSE | FALSE | FALSE | FALSE | 0 | 0 | 0 | n/a | n/a | n/a | n/a | n/a | 0 | 0 | 100% | 100% | 0 | 0 | 0 | 0 | 0 | 0 | 0 | 0 | 0 | 0 | 0 | 0 | 0 | 0 | 0 | 0 | 0 | 0 | 0 | 0 | 0 | 0
| 0 | 0 | 0 | 0 | 0 | 0 | 0 | 0 | 0 | 0 | 0 | 0 | 0 | 0 | 0 | 0 | 0 | 0 | FALSE | FALSE | FALSE | FALSE | 0 | 0 | 0 | n/a | n/a | n/a | n/a | n/a | 0 | 0 | 100% | 100% | 0 | 0 | 0 | 0 | 0 | 0 | 0 | 0 | 0 | 0 | 0 | 0 | 0 | 0 | 0 | 0 | 0 | 0 | 0 | 0 | 0 | 0
| 0 | 0 | 0 | 0 | 0 | 0 | 0 | 0 | 0 | 0 | 0 | 0 | 0 | 0 | 0 | 0 | 0 | 0 | FALSE | FALSE | FALSE | FALSE | 0 | 0 | 0 | n/a | n/a | n/a | n/a | n/a | 0 | 0 | 100% | 100% | 0 | 0 | 0 | 0 | 0 | 0 | 0 | 0 | 0 | 0 | 0 | 0 | 0 | 0 | 0 | 0 | 0 | 0 | 0 | 0 | 0 | 0
| 0 | 0 | 0 | 0 | 0 | 0 | 0 | 0 | 0 | 0 | 0 | 0 | 0 | 0 | 0 | 0 | 0 | 0 | FALSE | FALSE | FALSE | FALSE | 0 | 0 | 0 | n/a | n/a | n/a | n/a | n/a | 0 | 0 | 100% | 100% | 0 | 0 | 0 | 0 | 0 | 0 | 0 | 0 | 0 | 0 | 0 | 0 | 0 | 0 | 0 | 0 | 0 | 0 | 0 | 0 | 0 | 0
| 0 | 0 | 0 | 0 | 0 | 0 | 0 | 0 | 0 | 0 | 0 | 0 | 0 | 0 | 0 | 0 | 0 | 0 | FALSE | FALSE | FALSE | FALSE | 0 | 0 | 0 | n/a | n/a | n/a | n/a | n/a | 0 | 0 | 100% | 100% | 0 | 0 | 0 | 0 | 0 | 0 | 0 | 0 | 0 | 0 | 0 | 0 | 0 | 0 | 0 | 0 | 0 | 0 | 0 | 0 | 0 | 0
| 0 | 0 | 0 | 0 | 0 | 0 | 0 | 0 | 0 | 0 | 0 | 0 | 0 | 0 | 0 | 0 | 0 | 0 | FALSE | FALSE | FALSE | FALSE | 0 | 0 | 0 | n/a | n/a | n/a | n/a | n/a | 0 | 0 | 100% | 100% | 0 | 0 | 0 | 0 | 0 | 0 | 0 | 0 | 0 | 0 | 0 | 0 | 0 | 0 | 0 | 0 | 0 | 0 | 0 | 0 | 0 | 0
| 0 | 0 | 0 | 0 | 0 | 0 | 0 | 0 | 0 | 0 | 0 | 0 | 0 | 0 | 0 | 0 | 0 | 0 | FALSE | FALSE | FALSE | FALSE | 0 | 0 | 0 | n/a | n/a | n/a | n/a | n/a | 0 | 0 | 100% | 100% | 0 | 0 | 0 | 0 | 0 | 0 | 0 | 0 | 0 | 0 | 0 | 0 | 0 | 0 | 0 | 0 | 0 | 0 | 0 | 0 | 0 | 0
| 0 | 0 | 0 | 0 | 0 | 0 | 0 | 0 | 0 | 0 | 0 | 0 | 0 | 0 | 0 | 0 | 0 | 0 | FALSE | FALSE | FALSE | FALSE | 0 | 0 | 0 | n/a | n/a | n/a | n/a | n/a | 0 | 0 | 100% | 100% | 0 | 0 | 0 | 0 | 0 | 0 | 0 | 0 | 0 | 0 | 0 | 0 | 0 | 0 | 0 | 0 | 0 | 0 | 0 | 0 | 0 | 0
| 0 | 0 | 0 | 0 | 0 | 0 | 0 | 0 | 0 | 0 | 0 | 0 | 0 | 0 | 0 | 0 | 0 | 0 | FALSE | FALSE | FALSE | FALSE | 0 | 0 | 0 | n/a | n/a | n/a | n/a | n/a | 0 | 0 | 100% | 100% | 0 | 0 | 0 | 0 | 0 | 0 | 0 | 0 | 0 | 0 | 0 | 0 | 0 | 0 | 0 | 0 | 0 | 0 | 0 | 0 | 0 | 0
| 0 | 0 | 0 | 0 | 0 | 0 | 0 | 0 | 0 | 0 | 0 | 0 | 0 | 0 | 0 | 0 | 0 | 0 | FALSE | FALSE | FALSE | FALSE | 0 | 0 | 0 | n/a | n/a | n/a | n/a | n/a | 0 | 0 | 100% | 100% | 0 | 0 | 0 | 0 | 0 | 0 | 0 | 0 | 0 | 0 | 0 | 0 | 0 | 0 | 0 | 0 | 0 | 0 | 0 | 0 | 0 | 0
| 0 | 0 | 0 | 0 | 0 | 0 | 0 | 0 | 0 | 0 | 0 | 0 | 0 | 0 | 0 | 0 | 0 | 0 | FALSE | FALSE | FALSE | FALSE | 0 | 0 | 0 | n/a | n/a | n/a | n/a | n/a | 0 | 0 | 100% | 100% | 0 | 0 | 0 | 0 | 0 | 0 | 0 | 0 | 0 | 0 | 0 | 0 | 0 | 0 | 0 | 0 | 0 | 0 | 0 | 0 | 0 | 0
| 0 | 0 | 0 | 0 | 0 | 0 | 0 | 0 | 0 | 0 | 0 | 0 | 0 | 0 | 0 | 0 | 0 | 0 | FALSE | FALSE | FALSE | FALSE | 0 | 0 | 0 | n/a | n/a | n/a | n/a | n/a | 0 | 0 | 100% | 100% | 0 | 0 | 0 | 0 | 0 | 0 | 0 | 0 | 0 | 0 | 0 | 0 | 0 | 0 | 0 | 0 | 0 | 0 | 0 | 0 | 0 | 0
| 0 | 0 | 0 | 0 | 0 | 0 | 0 | 0 | 0 | 0 | 0 | 0 | 0 | 0 | 0 | 0 | 0 | 0 | FALSE | FALSE | FALSE | FALSE | 0 | 0 | 0 | n/a | n/a | n/a | n/a | n/a | 0 | 0 | 100% | 100% | 0 | 0 | 0 | 0 | 0 | 0 | 0 | 0 | 0 | 0 | 0 | 0 | 0 | 0 | 0 | 0 | 0 | 0 | 0 | 0 | 0 | 0
| 0 | 0 | 0 | 0 | 0 | 0 | 0 | 0 | 0 | 0 | 0 | 0 | 0 | 0 | 0 | 0 | 0 | 0 | FALSE | FALSE | FALSE | FALSE | 0 | 0 | 0 | n/a | n/a | n/a | n/a | n/a | 0 | 0 | 100% | 100% | 0 | 0 | 0 | 0 | 0 | 0 | 0 | 0 | 0 | 0 | 0 | 0 | 0 | 0 | 0 | 0 | 0 | 0 | 0 | 0 | 0 | 0
| 0 | 0 | 0 | 0 | 0 | 0 | 0 | 0 | 0 | 0 | 0 | 0 | 0 | 0 | 0 | 0 | 0 | 0 | FALSE | FALSE | FALSE | FALSE | 0 | 0 | 0 | n/a | n/a | n/a | n/a | n/a | 0 | 0 | 100% | 100% | 0 | 0 | 0 | 0 | 0 | 0 | 0 | 0 | 0 | 0 | 0 | 0 | 0 | 0 | 0 | 0 | 0 | 0 | 0 | 0 | 0 | 0
| 0 | 0 | 0 | 0 | 0 | 0 | 0 | 0 | 0 | 0 | 0 | 0 | 0 | 0 | 0 | 0 | 0 | 0 | FALSE | FALSE | FALSE | FALSE | 0 | 0 | 0 | n/a | n/a | n/a | n/a | n/a | 0 | 0 | 100% | 100% | 0 | 0 | 0 | 0 | 0 | 0 | 0 | 0 | 0 | 0 | 0 | 0 | 0 | 0 | 0 | 0 | 0 | 0 | 0 | 0 | 0 | 0
| 0 | 0 | 0 | 0 | 0 | 0 | 0 | 0 | 0 | 0 | 0 | 0 | 0 | 0 | 0 | 0 | 0 | 0 | FALSE | FALSE | FALSE | FALSE | 0 | 0 | 0 | n/a | n/a | n/a | n/a | n/a | 0 | 0 | 100% | 100% | 0 | 0 | 0 | 0 | 0 | 0 | 0 | 0 | 0 | 0 | 0 | 0 | 0 | 0 | 0 | 0 | 0 | 0 | 0 | 0 | 0 | 0
| 0 | 0 | 0 | 0 | 0 | 0 | 0 | 0 | 0 | 0 | 0 | 0 | 0 | 0 | 0 | 0 | 0 | 0 | FALSE | FALSE | FALSE | FALSE | 0 | 0 | 0 | n/a | n/a | n/a | n/a | n/a | 0 | 0 | 100% | 100% | 0 | 0 | 0 | 0 | 0 | 0 | 0 | 0 | 0 | 0 | 0 | 0 | 0 | 0 | 0 | 0 | 0 | 0 | 0 | 0 | 0 | 0
| 0 | 0 | 0 | 0 | 0 | 0 | 0 | 0 | 0 | 0 | 0 | 0 | 0 | 0 | 0 | 0 | 0 | 0 | FALSE | FALSE | FALSE | FALSE | 0 | 0 | 0 | n/a | n/a | n/a | n/a | n/a | 0 | 0 | 100% | 100% | 0 | 0 | 0 | 0 | 0 | 0 | 0 | 0 | 0 | 0 | 0 | 0 | 0 | 0 | 0 | 0 | 0 | 0 | 0 | 0 | 0 | 0
| 0 | 0 | 0 | 0 | 0 | 0 | 0 | 0 | 0 | 0 | 0 | 0 | 0 | 0 | 0 | 0 | 0 | 0 | FALSE | FALSE | FALSE | FALSE | 0 | 0 | 0 | n/a | n/a | n/a | n/a | n/a | 0 | 0 | 100% | 100% | 0 | 0 | 0 | 0 | 0 | 0 | 0 | 0 | 0 | 0 | 0 | 0 | 0 | 0 | 0 | 0 | 0 | 0 | 0 | 0 | 0 | 0
| 0 | 0 | 0 | 0 | 0 | 0 | 0 | 0 | 0 | 0 | 0 | 0 | 0 | 0 | 0 | 0 | 0 | 0 | FALSE | FALSE | FALSE | FALSE | 0 | 0 | 0 | n/a | n/a | n/a | n/a | n/a | 0 | 0 | 100% | 100% | 0 | 0 | 0 | 0 | 0 | 0 | 0 | 0 | 0 | 0 | 0 | 0 | 0 | 0 | 0 | 0 | 0 | 0 | 0 | 0 | 0 | 0
| 0 | 0 | 0 | 0 | 0 | 0 | 0 | 0 | 0 | 0 | 0 | 0 | 0 | 0 | 0 | 0 | 0 | 0 | FALSE | FALSE | FALSE | FALSE | 0 | 0 | 0 | n/a | n/a | n/a | n/a | n/a | 0 | 0 | 100% | 100% | 0 | 0 | 0 | 0 | 0 | 0 | 0 | 0 | 0 | 0 | 0 | 0 | 0 | 0 | 0 | 0 | 0 | 0 | 0 | 0 | 0 | 0
| 0 | 0 | 0 | 0 | 0 | 0 | 0 | 0 | 0 | 0 | 0 | 0 | 0 | 0 | 0 | 0 | 0 | 0 | FALSE | FALSE | FALSE | FALSE | 0 | 0 | 0 | n/a | n/a | n/a | n/a | n/a | 0 | 0 | 100% | 100% | 0 | 0 | 0 | 0 | 0 | 0 | 0 | 0 | 0 | 0 | 0 | 0 | 0 | 0 | 0 | 0 | 0 | 0 | 0 | 0 | 0 | 0
| 0 | 0 | 0 | 0 | 0 | 0 | 0 | 0 | 0 | 0 | 0 | 0 | 0 | 0 | 0 | 0 | 0 | 0 | FALSE | FALSE | FALSE | FALSE | 0 | 0 | 0 | n/a | n/a | n/a | n/a | n/a | 0 | 0 | 100% | 100% | 0 | 0 | 0 | 0 | 0 | 0 | 0 | 0 | 0 | 0 | 0 | 0 | 0 | 0 | 0 | 0 | 0 | 0 | 0 | 0 | 0 | 0
| 0 | 0 | 0 | 0 | 0 | 0 | 0 | 0 | 0 | 0 | 0 | 0 | 0 | 0 | 0 | 0 | 0 | 0 | FALSE | FALSE | FALSE | FALSE | 0 | 0 | 0 | n/a | n/a | n/a | n/a | n/a | 0 | 0 | 100% | 100% | 0 | 0 | 0 | 0 | 0 | 0 | 0 | 0 | 0 | 0 | 0 | 0 | 0 | 0 | 0 | 0 | 0 | 0 | 0 | 0 | 0 | 0
| 0 | 0 | 0 | 0 | 0 | 0 | 0 | 0 | 0 | 0 | 0 | 0 | 0 | 0 | 0 | 0 | 0 | 0 | FALSE | FALSE | FALSE | FALSE | 0 | 0 | 0 | n/a | n/a | n/a | n/a | n/a | 0 | 0 | 100% | 100% | 0 | 0 | 0 | 0 | 0 | 0 | 0 | 0 | 0 | 0 | 0 | 0 | 0 | 0 | 0 | 0 | 0 | 0 | 0 | 0 | 0 | 0
| 0 | 0 | 0 | 0 | 0 | 0 | 0 | 0 | 0 | 0 | 0 | 0 | 0 | 0 | 0 | 0 | 0 | 0 | FALSE | FALSE | FALSE | FALSE | 0 | 0 | 0 | n/a | n/a | n/a | n/a | n/a | 0 | 0 | 100% | 100% | 0 | 0 | 0 | 0 | 0 | 0 | 0 | 0 | 0 | 0 | 0 | 0 | 0 | 0 | 0 | 0 | 0 | 0 | 0 | 0 | 0 | 0
| 0 | 0 | 0 | 0 | 0 | 0 | 0 | 0 | 0 | 0 | 0 | 0 | 0 | 0 | 0 | 0 | 0 | 0 | FALSE | FALSE | FALSE | FALSE | 0 | 0 | 0 | n/a | n/a | n/a | n/a | n/a | 0 | 0 | 100% | 100% | 0 | 0 | 0 | 0 | 0 | 0 | 0 | 0 | 0 | 0 | 0 | 0 | 0 | 0 | 0 | 0 | 0 | 0 | 0 | 0 | 0 | 0
| 0 | 0 | 0 | 0 | 0 | 0 | 0 | 0 | 0 | 0 | 0 | 0 | 0 | 0 | 0 | 0 | 0 | 0 | FALSE | FALSE | FALSE | FALSE | 0 | 0 | 0 | n/a | n/a | n/a | n/a | n/a | 0 | 0 | 100% | 100% | 0 | 0 | 0 | 0 | 0 | 0 | 0 | 0 | 0 | 0 | 0 | 0 | 0 | 0 | 0 | 0 | 0 | 0 | 0 | 0 | 0 | 0
| 0 | 0 | 0 | 0 | 0 | 0 | 0 | 0 | 0 | 0 | 0 | 0 | 0 | 0 | 0 | 0 | 0 | 0 | FALSE | FALSE | FALSE | FALSE | 0 | 0 | 0 | n/a | n/a | n/a | n/a | n/a | 0 | 0 | 100% | 100% | 0 | 0 | 0 | 0 | 0 | 0 | 0 | 0 | 0 | 0 | 0 | 0 | 0 | 0 | 0 | 0 | 0 | 0 | 0 | 0 | 0 | 0
| 0 | 0 | 0 | 0 | 0 | 0 | 0 | 0 | 0 | 0 | 0 | 0 | 0 | 0 | 0 | 0 | 0 | 0 | FALSE | FALSE | FALSE | FALSE | 0 | 0 | 0 | n/a | n/a | n/a | n/a | n/a | 0 | 0 | 100% | 100% | 0 | 0 | 0 | 0 | 0 | 0 | 0 | 0 | 0 | 0 | 0 | 0 | 0 | 0 | 0 | 0 | 0 | 0 | 0 | 0 | 0 | 0
| 0 | 0 | 0 | 0 | 0 | 0 | 0 | 0 | 0 | 0 | 0 | 0 | 0 | 0 | 0 | 0 | 0 | 0 | FALSE | FALSE | FALSE | FALSE | 0 | 0 | 0 | n/a | n/a | n/a | n/a | n/a | 0 | 0 | 100% | 100% | 0 | 0 | 0 | 0 | 0 | 0 | 0 | 0 | 0 | 0 | 0 | 0 | 0 | 0 | 0 | 0 | 0 | 0 | 0 | 0 | 0 | 0
| 0 | 0 | 0 | 0 | 0 | 0 | 0 | 0 | 0 | 0 | 0 | 0 | 0 | 0 | 0 | 0 | 0 | 0 | FALSE | FALSE | FALSE | FALSE | 0 | 0 | 0 | n/a | n/a | n/a | n/a | n/a | 0 | 0 | 100% | 100% | 0 | 0 | 0 | 0 | 0 | 0 | 0 | 0 | 0 | 0 | 0 | 0 | 0 | 0 | 0 | 0 | 0 | 0 | 0 | 0 | 0 | 0
| 0 | 0 | 0 | 0 | 0 | 0 | 0 | 0 | 0 | 0 | 0 | 0 | 0 | 0 | 0 | 0 | 0 | 0 | FALSE | FALSE | FALSE | FALSE | 0 | 0 | 0 | n/a | n/a | n/a | n/a | n/a | 0 | 0 | 100% | 100% | 0 | 0 | 0 | 0 | 0 | 0 | 0 | 0 | 0 | 0 | 0 | 0 | 0 | 0 | 0 | 0 | 0 | 0 | 0 | 0 | 0 | 0
| 0 | 0 | 0 | 0 | 0 | 0 | 0 | 0 | 0 | 0 | 0 | 0 | 0 | 0 | 0 | 0 | 0 | 0 | FALSE | FALSE | FALSE | FALSE | 0 | 0 | 0 | n/a | n/a | n/a | n/a | n/a | 0 | 0 | 100% | 100% | 0 | 0 | 0 | 0 | 0 | 0 | 0 | 0 | 0 | 0 | 0 | 0 | 0 | 0 | 0 | 0 | 0 | 0 | 0 | 0 | 0 | 0
| 0 | 0 | 0 | 0 | 0 | 0 | 0 | 0 | 0 | 0 | 0 | 0 | 0 | 0 | 0 | 0 | 0 | 0 | FALSE | FALSE | FALSE | FALSE | 0 | 0 | 0 | n/a | n/a | n/a | n/a | n/a | 0 | 0 | 100% | 100% | 0 | 0 | 0 | 0 | 0 | 0 | 0 | 0 | 0 | 0 | 0 | 0 | 0 | 0 | 0 | 0 | 0 | 0 | 0 | 0 | 0 | 0
| 0 | 0 | 0 | 0 | 0 | 0 | 0 | 0 | 0 | 0 | 0 | 0 | 0 | 0 | 0 | 0 | 0 | 0 | FALSE | FALSE | FALSE | FALSE | 0 | 0 | 0 | n/a | n/a | n/a | n/a | n/a | 0 | 0 | 100% | 100% | 0 | 0 | 0 | 0 | 0 | 0 | 0 | 0 | 0 | 0 | 0 | 0 | 0 | 0 | 0 | 0 | 0 | 0 | 0 | 0 | 0 | 0
| 0 | 0 | 0 | 0 | 0 | 0 | 0 | 0 | 0 | 0 | 0 | 0 | 0 | 0 | 0 | 0 | 0 | 0 | FALSE | FALSE | FALSE | FALSE | 0 | 0 | 0 | n/a | n/a | n/a | n/a | n/a | 0 | 0 | 100% | 100% | 0 | 0 | 0 | 0 | 0 | 0 | 0 | 0 | 0 | 0 | 0 | 0 | 0 | 0 | 0 | 0 | 0 | 0 | 0 | 0 | 0 | 0
| 0 | 0 | 0 | 0 | 0 | 0 | 0 | 0 | 0 | 0 | 0 | 0 | 0 | 0 | 0 | 0 | 0 | 0 | FALSE | FALSE | FALSE | FALSE | 0 | 0 | 0 | n/a | n/a | n/a | n/a | n/a | 0 | 0 | 100% | 100% | 0 | 0 | 0 | 0 | 0 | 0 | 0 | 0 | 0 | 0 | 0 | 0 | 0 | 0 | 0 | 0 | 0 | 0 | 0 | 0 | 0 | 0
| 0 | 0 | 0 | 0 | 0 | 0 | 0 | 0 | 0 | 0 | 0 | 0 | 0 | 0 | 0 | 0 | 0 | 0 | FALSE | FALSE | FALSE | FALSE | 0 | 0 | 0 | n/a | n/a | n/a | n/a | n/a | 0 | 0 | 100% | 100% | 0 | 0 | 0 | 0 | 0 | 0 | 0 | 0 | 0 | 0 | 0 | 0 | 0 | 0 | 0 | 0 | 0 | 0 | 0 | 0 | 0 | 0
| 0 | 0 | 0 | 0 | 0 | 0 | 0 | 0 | 0 | 0 | 0 | 0 | 0 | 0 | 0 | 0 | 0 | 0 | FALSE | FALSE | FALSE | FALSE | 0 | 0 | 0 | n/a | n/a | n/a | n/a | n/a | 0 | 0 | 100% | 100% | 0 | 0 | 0 | 0 | 0 | 0 | 0 | 0 | 0 | 0 | 0 | 0 | 0 | 0 | 0 | 0 | 0 | 0 | 0 | 0 | 0 | 0
| 0 | 0 | 0 | 0 | 0 | 0 | 0 | 0 | 0 | 0 | 0 | 0 | 0 | 0 | 0 | 0 | 0 | 0 | FALSE | FALSE | FALSE | FALSE | 0 | 0 | 0 | n/a | n/a | n/a | n/a | n/a | 0 | 0 | 100% | 100% | 0 | 0 | 0 | 0 | 0 | 0 | 0 | 0 | 0 | 0 | 0 | 0 | 0 | 0 | 0 | 0 | 0 | 0 | 0 | 0 | 0 | 0
| 0 | 0 | 0 | 0 | 0 | 0 | 0 | 0 | 0 | 0 | 0 | 0 | 0 | 0 | 0 | 0 | 0 | 0 | FALSE | FALSE | FALSE | FALSE | 0 | 0 | 0 | n/a | n/a | n/a | n/a | n/a | 0 | 0 | 100% | 100% | 0 | 0 | 0 | 0 | 0 | 0 | 0 | 0 | 0 | 0 | 0 | 0 | 0 | 0 | 0 | 0 | 0 | 0 | 0 | 0 | 0 | 0
| 0 | 0 | 0 | 0 | 0 | 0 | 0 | 0 | 0 | 0 | 0 | 0 | 0 | 0 | 0 | 0 | 0 | 0 | FALSE | FALSE | FALSE | FALSE | 0 | 0 | 0 | n/a | n/a | n/a | n/a | n/a | 0 | 0 | 100% | 100% | 0 | 0 | 0 | 0 | 0 | 0 | 0 | 0 | 0 | 0 | 0 | 0 | 0 | 0 | 0 | 0 | 0 | 0 | 0 | 0 | 0 | 0
| 0 | 0 | 0 | 0 | 0 | 0 | 0 | 0 | 0 | 0 | 0 | 0 | 0 | 0 | 0 | 0 | 0 | 0 | FALSE | FALSE | FALSE | FALSE | 0 | 0 | 0 | n/a | n/a | n/a | n/a | n/a | 0 | 0 | 100% | 100% | 0 | 0 | 0 | 0 | 0 | 0 | 0 | 0 | 0 | 0 | 0 | 0 | 0 | 0 | 0 | 0 | 0 | 0 | 0 | 0 | 0 | 0
| 0 | 0 | 0 | 0 | 0 | 0 | 0 | 0 | 0 | 0 | 0 | 0 | 0 | 0 | 0 | 0 | 0 | 0 | FALSE | FALSE | FALSE | FALSE | 0 | 0 | 0 | n/a | n/a | n/a | n/a | n/a | 0 | 0 | 100% | 100% | 0 | 0 | 0 | 0 | 0 | 0 | 0 | 0 | 0 | 0 | 0 | 0 | 0 | 0 | 0 | 0 | 0 | 0 | 0 | 0 | 0 | 0
| 0 | 0 | 0 | 0 | 0 | 0 | 0 | 0 | 0 | 0 | 0 | 0 | 0 | 0 | 0 | 0 | 0 | 0 | FALSE | FALSE | FALSE | FALSE | 0 | 0 | 0 | n/a | n/a | n/a | n/a | n/a | 0 | 0 | 100% | 100% | 0 | 0 | 0 | 0 | 0 | 0 | 0 | 0 | 0 | 0 | 0 | 0 | 0 | 0 | 0 | 0 | 0 | 0 | 0 | 0 | 0 | 0
| 0 | 0 | 0 | 0 | 0 | 0 | 0 | 0 | 0 | 0 | 0 | 0 | 0 | 0 | 0 | 0 | 0 | 0 | FALSE | FALSE | FALSE | FALSE | 0 | 0 | 0 | n/a | n/a | n/a | n/a | n/a | 0 | 0 | 100% | 100% | 0 | 0 | 0 | 0 | 0 | 0 | 0 | 0 | 0 | 0 | 0 | 0 | 0 | 0 | 0 | 0 | 0 | 0 | 0 | 0 | 0 | 0
| 0 | 0 | 0 | 0 | 0 | 0 | 0 | 0 | 0 | 0 | 0 | 0 | 0 | 0 | 0 | 0 | 0 | 0 | FALSE | FALSE | FALSE | FALSE | 0 | 0 | 0 | n/a | n/a | n/a | n/a | n/a | 0 | 0 | 100% | 100% | 0 | 0 | 0 | 0 | 0 | 0 | 0 | 0 | 0 | 0 | 0 | 0 | 0 | 0 | 0 | 0 | 0 | 0 | 0 | 0 | 0 | 0
| 0 | 0 | 0 | 0 | 0 | 0 | 0 | 0 | 0 | 0 | 0 | 0 | 0 | 0 | 0 | 0 | 0 | 0 | FALSE | FALSE | FALSE | FALSE | 0 | 0 | 0 | n/a | n/a | n/a | n/a | n/a | 0 | 0 | 100% | 100% | 0 | 0 | 0 | 0 | 0 | 0 | 0 | 0 | 0 | 0 | 0 | 0 | 0 | 0 | 0 | 0 | 0 | 0 | 0 | 0 | 0 | 0
| 0 | 0 | 0 | 0 | 0 | 0 | 0 | 0 | 0 | 0 | 0 | 0 | 0 | 0 | 0 | 0 | 0 | 0 | FALSE | FALSE | FALSE | FALSE | 0 | 0 | 0 | n/a | n/a | n/a | n/a | n/a | 0 | 0 | 100% | 100% | 0 | 0 | 0 | 0 | 0 | 0 | 0 | 0 | 0 | 0 | 0 | 0 | 0 | 0 | 0 | 0 | 0 | 0 | 0 | 0 | 0 | 0
| 0 | 0 | 0 | 0 | 0 | 0 | 0 | 0 | 0 | 0 | 0 | 0 | 0 | 0 | 0 | 0 | 0 | 0 | FALSE | FALSE | FALSE | FALSE | 0 | 0 | 0 | n/a | n/a | n/a | n/a | n/a | 0 | 0 | 100% | 100% | 0 | 0 | 0 | 0 | 0 | 0 | 0 | 0 | 0 | 0 | 0 | 0 | 0 | 0 | 0 | 0 | 0 | 0 | 0 | 0 | 0 | 0
| 0 | 0 | 0 | 0 | 0 | 0 | 0 | 0 | 0 | 0 | 0 | 0 | 0 | 0 | 0 | 0 | 0 | 0 | FALSE | FALSE | FALSE | FALSE | 0 | 0 | 0 | n/a | n/a | n/a | n/a | n/a | 0 | 0 | 100% | 100% | 0 | 0 | 0 | 0 | 0 | 0 | 0 | 0 | 0 | 0 | 0 | 0 | 0 | 0 | 0 | 0 | 0 | 0 | 0 | 0 | 0 | 0
| 0 | 0 | 0 | 0 | 0 | 0 | 0 | 0 | 0 | 0 | 0 | 0 | 0 | 0 | 0 | 0 | 0 | 0 | FALSE | FALSE | FALSE | FALSE | 0 | 0 | 0 | n/a | n/a | n/a | n/a | n/a | 0 | 0 | 100% | 100% | 0 | 0 | 0 | 0 | 0 | 0 | 0 | 0 | 0 | 0 | 0 | 0 | 0 | 0 | 0 | 0 | 0 | 0 | 0 | 0 | 0 | 0
| 0 | 0 | 0 | 0 | 0 | 0 | 0 | 0 | 0 | 0 | 0 | 0 | 0 | 0 | 0 | 0 | 0 | 0 | FALSE | FALSE | FALSE | FALSE | 0 | 0 | 0 | n/a | n/a | n/a | n/a | n/a | 0 | 0 | 100% | 100% | 0 | 0 | 0 | 0 | 0 | 0 | 0 | 0 | 0 | 0 | 0 | 0 | 0 | 0 | 0 | 0 | 0 | 0 | 0 | 0 | 0 | 0
| 0 | 0 | 0 | 0 | 0 | 0 | 0 | 0 | 0 | 0 | 0 | 0 | 0 | 0 | 0 | 0 | 0 | 0 | FALSE | FALSE | FALSE | FALSE | 0 | 0 | 0 | n/a | n/a | n/a | n/a | n/a | 0 | 0 | 100% | 100% | 0 | 0 | 0 | 0 | 0 | 0 | 0 | 0 | 0 | 0 | 0 | 0 | 0 | 0 | 0 | 0 | 0 | 0 | 0 | 0 | 0 | 0
| 0 | 0 | 0 | 0 | 0 | 0 | 0 | 0 | 0 | 0 | 0 | 0 | 0 | 0 | 0 | 0 | 0 | 0 | FALSE | FALSE | FALSE | FALSE | 0 | 0 | 0 | n/a | n/a | n/a | n/a | n/a | 0 | 0 | 100% | 100% | 0 | 0 | 0 | 0 | 0 | 0 | 0 | 0 | 0 | 0 | 0 | 0 | 0 | 0 | 0 | 0 | 0 | 0 | 0 | 0 | 0 | 0
| 0 | 0 | 0 | 0 | 0 | 0 | 0 | 0 | 0 | 0 | 0 | 0 | 0 | 0 | 0 | 0 | 0 | 0 | FALSE | FALSE | FALSE | FALSE | 0 | 0 | 0 | n/a | n/a | n/a | n/a | n/a | 0 | 0 | 100% | 100% | 0 | 0 | 0 | 0 | 0 | 0 | 0 | 0 | 0 | 0 | 0 | 0 | 0 | 0 | 0 | 0 | 0 | 0 | 0 | 0 | 0 | 0
| 0 | 0 | 0 | 0 | 0 | 0 | 0 | 0 | 0 | 0 | 0 | 0 | 0 | 0 | 0 | 0 | 0 | 0 | FALSE | FALSE | FALSE | FALSE | 0 | 0 | 0 | n/a | n/a | n/a | n/a | n/a | 0 | 0 | 100% | 100% | 0 | 0 | 0 | 0 | 0 | 0 | 0 | 0 | 0 | 0 | 0 | 0 | 0 | 0 | 0 | 0 | 0 | 0 | 0 | 0 | 0 | 0
| 0 | 0 | 0 | 0 | 0 | 0 | 0 | 0 | 0 | 0 | 0 | 0 | 0 | 0 | 0 | 0 | 0 | 0 | FALSE | FALSE | FALSE | FALSE | 0 | 0 | 0 | n/a | n/a | n/a | n/a | n/a | 0 | 0 | 100% | 100% | 0 | 0 | 0 | 0 | 0 | 0 | 0 | 0 | 0 | 0 | 0 | 0 | 0 | 0 | 0 | 0 | 0 | 0 | 0 | 0 | 0 | 0
| 0 | 0 | 0 | 0 | 0 | 0 | 0 | 0 | 0 | 0 | 0 | 0 | 0 | 0 | 0 | 0 | 0 | 0 | FALSE | FALSE | FALSE | FALSE | 0 | 0 | 0 | n/a | n/a | n/a | n/a | n/a | 0 | 0 | 100% | 100% | 0 | 0 | 0 | 0 | 0 | 0 | 0 | 0 | 0 | 0 | 0 | 0 | 0 | 0 | 0 | 0 | 0 | 0 | 0 | 0 | 0 | 0
| 0 | 0 | 0 | 0 | 0 | 0 | 0 | 0 | 0 | 0 | 0 | 0 | 0 | 0 | 0 | 0 | 0 | 0 | FALSE | FALSE | FALSE | FALSE | 0 | 0 | 0 | n/a | n/a | n/a | n/a | n/a | 0 | 0 | 100% | 100% | 0 | 0 | 0 | 0 | 0 | 0 | 0 | 0 | 0 | 0 | 0 | 0 | 0 | 0 | 0 | 0 | 0 | 0 | 0 | 0 | 0 | 0
| 0 | 0 | 0 | 0 | 0 | 0 | 0 | 0 | 0 | 0 | 0 | 0 | 0 | 0 | 0 | 0 | 0 | 0 | FALSE | FALSE | FALSE | FALSE | 0 | 0 | 0 | n/a | n/a | n/a | n/a | n/a | 0 | 0 | 100% | 100% | 0 | 0 | 0 | 0 | 0 | 0 | 0 | 0 | 0 | 0 | 0 | 0 | 0 | 0 | 0 | 0 | 0 | 0 | 0 | 0 | 0 | 0
| 0 | 0 | 0 | 0 | 0 | 0 | 0 | 0 | 0 | 0 | 0 | 0 | 0 | 0 | 0 | 0 | 0 | 0 | FALSE | FALSE | FALSE | FALSE | 0 | 0 | 0 | n/a | n/a | n/a | n/a | n/a | 0 | 0 | 100% | 100% | 0 | 0 | 0 | 0 | 0 | 0 | 0 | 0 | 0 | 0 | 0 | 0 | 0 | 0 | 0 | 0 | 0 | 0 | 0 | 0 | 0 | 0
| 0 | 0 | 0 | 0 | 0 | 0 | 0 | 0 | 0 | 0 | 0 | 0 | 0 | 0 | 0 | 0 | 0 | 0 | FALSE | FALSE | FALSE | FALSE | 0 | 0 | 0 | n/a | n/a | n/a | n/a | n/a | 0 | 0 | 100% | 100% | 0 | 0 | 0 | 0 | 0 | 0 | 0 | 0 | 0 | 0 | 0 | 0 | 0 | 0 | 0 | 0 | 0 | 0 | 0 | 0 | 0 | 0
| 0 | 0 | 0 | 0 | 0 | 0 | 0 | 0 | 0 | 0 | 0 | 0 | 0 | 0 | 0 | 0 | 0 | 0 | FALSE | FALSE | FALSE | FALSE | 0 | 0 | 0 | n/a | n/a | n/a | n/a | n/a | 0 | 0 | 100% | 100% | 0 | 0 | 0 | 0 | 0 | 0 | 0 | 0 | 0 | 0 | 0 | 0 | 0 | 0 | 0 | 0 | 0 | 0 | 0 | 0 | 0 | 0
| 0 | 0 | 0 | 0 | 0 | 0 | 0 | 0 | 0 | 0 | 0 | 0 | 0 | 0 | 0 | 0 | 0 | 0 | FALSE | FALSE | FALSE | FALSE | 0 | 0 | 0 | n/a | n/a | n/a | n/a | n/a | 0 | 0 | 100% | 100% | 0 | 0 | 0 | 0 | 0 | 0 | 0 | 0 | 0 | 0 | 0 | 0 | 0 | 0 | 0 | 0 | 0 | 0 | 0 | 0 | 0 | 0
| 0 | 0 | 0 | 0 | 0 | 0 | 0 | 0 | 0 | 0 | 0 | 0 | 0 | 0 | 0 | 0 | 0 | 0 | FALSE | FALSE | FALSE | FALSE | 0 | 0 | 0 | n/a | n/a | n/a | n/a | n/a | 0 | 0 | 100% | 100% | 0 | 0 | 0 | 0 | 0 | 0 | 0 | 0 | 0 | 0 | 0 | 0 | 0 | 0 | 0 | 0 | 0 | 0 | 0 | 0 | 0 | 0
| 0 | 0 | 0 | 0 | 0 | 0 | 0 | 0 | 0 | 0 | 0 | 0 | 0 | 0 | 0 | 0 | 0 | 0 | FALSE | FALSE | FALSE | FALSE | 0 | 0 | 0 | n/a | n/a | n/a | n/a | n/a | 0 | 0 | 100% | 100% | 0 | 0 | 0 | 0 | 0 | 0 | 0 | 0 | 0 | 0 | 0 | 0 | 0 | 0 | 0 | 0 | 0 | 0 | 0 | 0 | 0 | 0
| 0 | 0 | 0 | 0 | 0 | 0 | 0 | 0 | 0 | 0 | 0 | 0 | 0 | 0 | 0 | 0 | 0 | 0 | FALSE | FALSE | FALSE | FALSE | 0 | 0 | 0 | n/a | n/a | n/a | n/a | n/a | 0 | 0 | 100% | 100% | 0 | 0 | 0 | 0 | 0 | 0 | 0 | 0 | 0 | 0 | 0 | 0 | 0 | 0 | 0 | 0 | 0 | 0 | 0 | 0 | 0 | 0
| 0 | 0 | 0 | 0 | 0 | 0 | 0 | 0 | 0 | 0 | 0 | 0 | 0 | 0 | 0 | 0 | 0 | 0 | FALSE | FALSE | FALSE | FALSE | 0 | 0 | 0 | n/a | n/a | n/a | n/a | n/a | 0 | 0 | 100% | 100% | 0 | 0 | 0 | 0 | 0 | 0 | 0 | 0 | 0 | 0 | 0 | 0 | 0 | 0 | 0 | 0 | 0 | 0 | 0 | 0 | 0 | 0
| 0 | 0 | 0 | 0 | 0 | 0 | 0 | 0 | 0 | 0 | 0 | 0 | 0 | 0 | 0 | 0 | 0 | 0 | FALSE | FALSE | FALSE | FALSE | 0 | 0 | 0 | n/a | n/a | n/a | n/a | n/a | 0 | 0 | 100% | 100% | 0 | 0 | 0 | 0 | 0 | 0 | 0 | 0 | 0 | 0 | 0 | 0 | 0 | 0 | 0 | 0 | 0 | 0 | 0 | 0 | 0 | 0
| 0 | 0 | 0 | 0 | 0 | 0 | 0 | 0 | 0 | 0 | 0 | 0 | 0 | 0 | 0 | 0 | 0 | 0 | FALSE | FALSE | FALSE | FALSE | 0 | 0 | 0 | n/a | n/a | n/a | n/a | n/a | 0 | 0 | 100% | 100% | 0 | 0 | 0 | 0 | 0 | 0 | 0 | 0 | 0 | 0 | 0 | 0 | 0 | 0 | 0 | 0 | 0 | 0 | 0 | 0 | 0 | 0
| 0 | 0 | 0 | 0 | 0 | 0 | 0 | 0 | 0 | 0 | 0 | 0 | 0 | 0 | 0 | 0 | 0 | 0 | FALSE | FALSE | FALSE | FALSE | 0 | 0 | 0 | n/a | n/a | n/a | n/a | n/a | 0 | 0 | 100% | 100% | 0 | 0 | 0 | 0 | 0 | 0 | 0 | 0 | 0 | 0 | 0 | 0 | 0 | 0 | 0 | 0 | 0 | 0 | 0 | 0 | 0 | 0
| 0 | 0 | 0 | 0 | 0 | 0 | 0 | 0 | 0 | 0 | 0 | 0 | 0 | 0 | 0 | 0 | 0 | 0 | FALSE | FALSE | FALSE | FALSE | 0 | 0 | 0 | n/a | n/a | n/a | n/a | n/a | 0 | 0 | 100% | 100% | 0 | 0 | 0 | 0 | 0 | 0 | 0 | 0 | 0 | 0 | 0 | 0 | 0 | 0 | 0 | 0 | 0 | 0 | 0 | 0 | 0 | 0
| 0 | 0 | 0 | 0 | 0 | 0 | 0 | 0 | 0 | 0 | 0 | 0 | 0 | 0 | 0 | 0 | 0 | 0 | FALSE | FALSE | FALSE | FALSE | 0 | 0 | 0 | n/a | n/a | n/a | n/a | n/a | 0 | 0 | 100% | 100% | 0 | 0 | 0 | 0 | 0 | 0 | 0 | 0 | 0 | 0 | 0 | 0 | 0 | 0 | 0 | 0 | 0 | 0 | 0 | 0 | 0 | 0
| 0 | 0 | 0 | 0 | 0 | 0 | 0 | 0 | 0 | 0 | 0 | 0 | 0 | 0 | 0 | 0 | 0 | 0 | FALSE | FALSE | FALSE | FALSE | 0 | 0 | 0 | n/a | n/a | n/a | n/a | n/a | 0 | 0 | 100% | 100% | 0 | 0 | 0 | 0 | 0 | 0 | 0 | 0 | 0 | 0 | 0 | 0 | 0 | 0 | 0 | 0 | 0 | 0 | 0 | 0 | 0 | 0
| 0 | 0 | 0 | 0 | 0 | 0 | 0 | 0 | 0 | 0 | 0 | 0 | 0 | 0 | 0 | 0 | 0 | 0 | FALSE | FALSE | FALSE | FALSE | 0 | 0 | 0 | n/a | n/a | n/a | n/a | n/a | 0 | 0 | 100% | 100% | 0 | 0 | 0 | 0 | 0 | 0 | 0 | 0 | 0 | 0 | 0 | 0 | 0 | 0 | 0 | 0 | 0 | 0 | 0 | 0 | 0 | 0
| 0 | 0 | 0 | 0 | 0 | 0 | 0 | 0 | 0 | 0 | 0 | 0 | 0 | 0 | 0 | 0 | 0 | 0 | FALSE | FALSE | FALSE | FALSE | 0 | 0 | 0 | n/a | n/a | n/a | n/a | n/a | 0 | 0 | 100% | 100% | 0 | 0 | 0 | 0 | 0 | 0 | 0 | 0 | 0 | 0 | 0 | 0 | 0 | 0 | 0 | 0 | 0 | 0 | 0 | 0 | 0 | 0
| 0 | 0 | 0 | 0 | 0 | 0 | 0 | 0 | 0 | 0 | 0 | 0 | 0 | 0 | 0 | 0 | 0 | 0 | FALSE | FALSE | FALSE | FALSE | 0 | 0 | 0 | n/a | n/a | n/a | n/a | n/a | 0 | 0 | 100% | 100% | 0 | 0 | 0 | 0 | 0 | 0 | 0 | 0 | 0 | 0 | 0 | 0 | 0 | 0 | 0 | 0 | 0 | 0 | 0 | 0 | 0 | 0
| 0 | 0 | 0 | 0 | 0 | 0 | 0 | 0 | 0 | 0 | 0 | 0 | 0 | 0 | 0 | 0 | 0 | 0 | FALSE | FALSE | FALSE | FALSE | 0 | 0 | 0 | n/a | n/a | n/a | n/a | n/a | 0 | 0 | 100% | 100% | 0 | 0 | 0 | 0 | 0 | 0 | 0 | 0 | 0 | 0 | 0 | 0 | 0 | 0 | 0 | 0 | 0 | 0 | 0 | 0 | 0 | 0
| 0 | 0 | 0 | 0 | 0 | 0 | 0 | 0 | 0 | 0 | 0 | 0 | 0 | 0 | 0 | 0 | 0 | 0 | FALSE | FALSE | FALSE | FALSE | 0 | 0 | 0 | n/a | n/a | n/a | n/a | n/a | 0 | 0 | 100% | 100% | 0 | 0 | 0 | 0 | 0 | 0 | 0 | 0 | 0 | 0 | 0 | 0 | 0 | 0 | 0 | 0 | 0 | 0 | 0 | 0 | 0 | 0
| 0 | 0 | 0 | 0 | 0 | 0 | 0 | 0 | 0 | 0 | 0 | 0 | 0 | 0 | 0 | 0 | 0 | 0 | FALSE | FALSE | FALSE | FALSE | 0 | 0 | 0 | n/a | n/a | n/a | n/a | n/a | 0 | 0 | 100% | 100% | 0 | 0 | 0 | 0 | 0 | 0 | 0 | 0 | 0 | 0 | 0 | 0 | 0 | 0 | 0 | 0 | 0 | 0 | 0 | 0 | 0 | 0
| 0 | 0 | 0 | 0 | 0 | 0 | 0 | 0 | 0 | 0 | 0 | 0 | 0 | 0 | 0 | 0 | 0 | 0 | FALSE | FALSE | FALSE | FALSE | 0 | 0 | 0 | n/a | n/a | n/a | n/a | n/a | 0 | 0 | 100% | 100% | 0 | 0 | 0 | 0 | 0 | 0 | 0 | 0 | 0 | 0 | 0 | 0 | 0 | 0 | 0 | 0 | 0 | 0 | 0 | 0 | 0 | 0
| 0 | 0 | 0 | 0 | 0 | 0 | 0 | 0 | 0 | 0 | 0 | 0 | 0 | 0 | 0 | 0 | 0 | 0 | FALSE | FALSE | FALSE | FALSE | 0 | 0 | 0 | n/a | n/a | n/a | n/a | n/a | 0 | 0 | 100% | 100% | 0 | 0 | 0 | 0 | 0 | 0 | 0 | 0 | 0 | 0 | 0 | 0 | 0 | 0 | 0 | 0 | 0 | 0 | 0 | 0 | 0 | 0
| 0 | 0 | 0 | 0 | 0 | 0 | 0 | 0 | 0 | 0 | 0 | 0 | 0 | 0 | 0 | 0 | 0 | 0 | FALSE | FALSE | FALSE | FALSE | 0 | 0 | 0 | n/a | n/a | n/a | n/a | n/a | 0 | 0 | 100% | 100% | 0 | 0 | 0 | 0 | 0 | 0 | 0 | 0 | 0 | 0 | 0 | 0 | 0 | 0 | 0 | 0 | 0 | 0 | 0 | 0 | 0 | 0
| 0 | 0 | 0 | 0 | 0 | 0 | 0 | 0 | 0 | 0 | 0 | 0 | 0 | 0 | 0 | 0 | 0 | 0 | FALSE | FALSE | FALSE | FALSE | 0 | 0 | 0 | n/a | n/a | n/a | n/a | n/a | 0 | 0 | 100% | 100% | 0 | 0 | 0 | 0 | 0 | 0 | 0 | 0 | 0 | 0 | 0 | 0 | 0 | 0 | 0 | 0 | 0 | 0 | 0 | 0 | 0 | 0
| 0 | 0 | 0 | 0 | 0 | 0 | 0 | 0 | 0 | 0 | 0 | 0 | 0 | 0 | 0 | 0 | 0 | 0 | FALSE | FALSE | FALSE | FALSE | 0 | 0 | 0 | n/a | n/a | n/a | n/a | n/a | 0 | 0 | 100% | 100% | 0 | 0 | 0 | 0 | 0 | 0 | 0 | 0 | 0 | 0 | 0 | 0 | 0 | 0 | 0 | 0 | 0 | 0 | 0 | 0 | 0 | 0
| 0 | 0 | 0 | 0 | 0 | 0 | 0 | 0 | 0 | 0 | 0 | 0 | 0 | 0 | 0 | 0 | 0 | 0 | FALSE | FALSE | FALSE | FALSE | 0 | 0 | 0 | n/a | n/a | n/a | n/a | n/a | 0 | 0 | 100% | 100% | 0 | 0 | 0 | 0 | 0 | 0 | 0 | 0 | 0 | 0 | 0 | 0 | 0 | 0 | 0 | 0 | 0 | 0 | 0 | 0 | 0 | 0
| 0 | 0 | 0 | 0 | 0 | 0 | 0 | 0 | 0 | 0 | 0 | 0 | 0 | 0 | 0 | 0 | 0 | 0 | FALSE | FALSE | FALSE | FALSE | 0 | 0 | 0 | n/a | n/a | n/a | n/a | n/a | 0 | 0 | 100% | 100% | 0 | 0 | 0 | 0 | 0 | 0 | 0 | 0 | 0 | 0 | 0 | 0 | 0 | 0 | 0 | 0 | 0 | 0 | 0 | 0 | 0 | 0
| 0 | 0 | 0 | 0 | 0 | 0 | 0 | 0 | 0 | 0 | 0 | 0 | 0 | 0 | 0 | 0 | 0 | 0 | FALSE | FALSE | FALSE | FALSE | 0 | 0 | 0 | n/a | n/a | n/a | n/a | n/a | 0 | 0 | 100% | 100% | 0 | 0 | 0 | 0 | 0 | 0 | 0 | 0 | 0 | 0 | 0 | 0 | 0 | 0 | 0 | 0 | 0 | 0 | 0 | 0 | 0 | 0
| 0 | 0 | 0 | 0 | 0 | 0 | 0 | 0 | 0 | 0 | 0 | 0 | 0 | 0 | 0 | 0 | 0 | 0 | FALSE | FALSE | FALSE | FALSE | 0 | 0 | 0 | n/a | n/a | n/a | n/a | n/a | 0 | 0 | 100% | 100% | 0 | 0 | 0 | 0 | 0 | 0 | 0 | 0 | 0 | 0 | 0 | 0 | 0 | 0 | 0 | 0 | 0 | 0 | 0 | 0 | 0 | 0
| 0 | 0 | 0 | 0 | 0 | 0 | 0 | 0 | 0 | 0 | 0 | 0 | 0 | 0 | 0 | 0 | 0 | 0 | FALSE | FALSE | FALSE | FALSE | 0 | 0 | 0 | n/a | n/a | n/a | n/a | n/a | 0 | 0 | 100% | 100% | 0 | 0 | 0 | 0 | 0 | 0 | 0 | 0 | 0 | 0 | 0 | 0 | 0 | 0 | 0 | 0 | 0 | 0 | 0 | 0 | 0 | 0
| 0 | 0 | 0 | 0 | 0 | 0 | 0 | 0 | 0 | 0 | 0 | 0 | 0 | 0 | 0 | 0 | 0 | 0 | FALSE | FALSE | FALSE | FALSE | 0 | 0 | 0 | n/a | n/a | n/a | n/a | n/a | 0 | 0 | 100% | 100% | 0 | 0 | 0 | 0 | 0 | 0 | 0 | 0 | 0 | 0 | 0 | 0 | 0 | 0 | 0 | 0 | 0 | 0 | 0 | 0 | 0 | 0
| 0 | 0 | 0 | 0 | 0 | 0 | 0 | 0 | 0 | 0 | 0 | 0 | 0 | 0 | 0 | 0 | 0 | 0 | FALSE | FALSE | FALSE | FALSE | 0 | 0 | 0 | n/a | n/a | n/a | n/a | n/a | 0 | 0 | 100% | 100% | 0 | 0 | 0 | 0 | 0 | 0 | 0 | 0 | 0 | 0 | 0 | 0 | 0 | 0 | 0 | 0 | 0 | 0 | 0 | 0 | 0 | 0
| 0 | 0 | 0 | 0 | 0 | 0 | 0 | 0 | 0 | 0 | 0 | 0 | 0 | 0 | 0 | 0 | 0 | 0 | FALSE | FALSE | FALSE | FALSE | 0 | 0 | 0 | n/a | n/a | n/a | n/a | n/a | 0 | 0 | 100% | 100% | 0 | 0 | 0 | 0 | 0 | 0 | 0 | 0 | 0 | 0 | 0 | 0 | 0 | 0 | 0 | 0 | 0 | 0 | 0 | 0 | 0 | 0
| 0 | 0 | 0 | 0 | 0 | 0 | 0 | 0 | 0 | 0 | 0 | 0 | 0 | 0 | 0 | 0 | 0 | 0 | FALSE | FALSE | FALSE | FALSE | 0 | 0 | 0 | n/a | n/a | n/a | n/a | n/a | 0 | 0 | 100% | 100% | 0 | 0 | 0 | 0 | 0 | 0 | 0 | 0 | 0 | 0 | 0 | 0 | 0 | 0 | 0 | 0 | 0 | 0 | 0 | 0 | 0 | 0
| 0 | 0 | 0 | 0 | 0 | 0 | 0 | 0 | 0 | 0 | 0 | 0 | 0 | 0 | 0 | 0 | 0 | 0 | FALSE | FALSE | FALSE | FALSE | 0 | 0 | 0 | n/a | n/a | n/a | n/a | n/a | 0 | 0 | 100% | 100% | 0 | 0 | 0 | 0 | 0 | 0 | 0 | 0 | 0 | 0 | 0 | 0 | 0 | 0 | 0 | 0 | 0 | 0 | 0 | 0 | 0 | 0
| 0 | 0 | 0 | 0 | 0 | 0 | 0 | 0 | 0 | 0 | 0 | 0 | 0 | 0 | 0 | 0 | 0 | 0 | FALSE | FALSE | FALSE | FALSE | 0 | 0 | 0 | n/a | n/a | n/a | n/a | n/a | 0 | 0 | 100% | 100% | 0 | 0 | 0 | 0 | 0 | 0 | 0 | 0 | 0 | 0 | 0 | 0 | 0 | 0 | 0 | 0 | 0 | 0 | 0 | 0 | 0 | 0
| 0 | 0 | 0 | 0 | 0 | 0 | 0 | 0 | 0 | 0 | 0 | 0 | 0 | 0 | 0 | 0 | 0 | 0 | FALSE | FALSE | FALSE | FALSE | 0 | 0 | 0 | n/a | n/a | n/a | n/a | n/a | 0 | 0 | 100% | 100% | 0 | 0 | 0 | 0 | 0 | 0 | 0 | 0 | 0 | 0 | 0 | 0 | 0 | 0 | 0 | 0 | 0 | 0 | 0 | 0 | 0 | 0
| 0 | 0 | 0 | 0 | 0 | 0 | 0 | 0 | 0 | 0 | 0 | 0 | 0 | 0 | 0 | 0 | 0 | 0 | FALSE | FALSE | FALSE | FALSE | 0 | 0 | 0 | n/a | n/a | n/a | n/a | n/a | 0 | 0 | 100% | 100% | 0 | 0 | 0 | 0 | 0 | 0 | 0 | 0 | 0 | 0 | 0 | 0 | 0 | 0 | 0 | 0 | 0 | 0 | 0 | 0 | 0 | 0
| 0 | 0 | 0 | 0 | 0 | 0 | 0 | 0 | 0 | 0 | 0 | 0 | 0 | 0 | 0 | 0 | 0 | 0 | FALSE | FALSE | FALSE | FALSE | 0 | 0 | 0 | n/a | n/a | n/a | n/a | n/a | 0 | 0 | 100% | 100% | 0 | 0 | 0 | 0 | 0 | 0 | 0 | 0 | 0 | 0 | 0 | 0 | 0 | 0 | 0 | 0 | 0 | 0 | 0 | 0 | 0 | 0
| 0 | 0 | 0 | 0 | 0 | 0 | 0 | 0 | 0 | 0 | 0 | 0 | 0 | 0 | 0 | 0 | 0 | 0 | FALSE | FALSE | FALSE | FALSE | 0 | 0 | 0 | n/a | n/a | n/a | n/a | n/a | 0 | 0 | 100% | 100% | 0 | 0 | 0 | 0 | 0 | 0 | 0 | 0 | 0 | 0 | 0 | 0 | 0 | 0 | 0 | 0 | 0 | 0 | 0 | 0 | 0 | 0
| 0 | 0 | 0 | 0 | 0 | 0 | 0 | 0 | 0 | 0 | 0 | 0 | 0 | 0 | 0 | 0 | 0 | 0 | FALSE | FALSE | FALSE | FALSE | 0 | 0 | 0 | n/a | n/a | n/a | n/a | n/a | 0 | 0 | 100% | 100% | 0 | 0 | 0 | 0 | 0 | 0 | 0 | 0 | 0 | 0 | 0 | 0 | 0 | 0 | 0 | 0 | 0 | 0 | 0 | 0 | 0 | 0
| 0 | 0 | 0 | 0 | 0 | 0 | 0 | 0 | 0 | 0 | 0 | 0 | 0 | 0 | 0 | 0 | 0 | 0 | FALSE | FALSE | FALSE | FALSE | 0 | 0 | 0 | n/a | n/a | n/a | n/a | n/a | 0 | 0 | 100% | 100% | 0 | 0 | 0 | 0 | 0 | 0 | 0 | 0 | 0 | 0 | 0 | 0 | 0 | 0 | 0 | 0 | 0 | 0 | 0 | 0 | 0 | 0
| 0 | 0 | 0 | 0 | 0 | 0 | 0 | 0 | 0 | 0 | 0 | 0 | 0 | 0 | 0 | 0 | 0 | 0 | FALSE | FALSE | FALSE | FALSE | 0 | 0 | 0 | n/a | n/a | n/a | n/a | n/a | 0 | 0 | 100% | 100% | 0 | 0 | 0 | 0 | 0 | 0 | 0 | 0 | 0 | 0 | 0 | 0 | 0 | 0 | 0 | 0 | 0 | 0 | 0 | 0 | 0 | 0
| 0 | 0 | 0 | 0 | 0 | 0 | 0 | 0 | 0 | 0 | 0 | 0 | 0 | 0 | 0 | 0 | 0 | 0 | FALSE | FALSE | FALSE | FALSE | 0 | 0 | 0 | n/a | n/a | n/a | n/a | n/a | 0 | 0 | 100% | 100% | 0 | 0 | 0 | 0 | 0 | 0 | 0 | 0 | 0 | 0 | 0 | 0 | 0 | 0 | 0 | 0 | 0 | 0 | 0 | 0 | 0 | 0
| 0 | 0 | 0 | 0 | 0 | 0 | 0 | 0 | 0 | 0 | 0 | 0 | 0 | 0 | 0 | 0 | 0 | 0 | FALSE | FALSE | FALSE | FALSE | 0 | 0 | 0 | n/a | n/a | n/a | n/a | n/a | 0 | 0 | 100% | 100% | 0 | 0 | 0 | 0 | 0 | 0 | 0 | 0 | 0 | 0 | 0 | 0 | 0 | 0 | 0 | 0 | 0 | 0 | 0 | 0 | 0 | 0
| 0 | 0 | 0 | 0 | 0 | 0 | 0 | 0 | 0 | 0 | 0 | 0 | 0 | 0 | 0 | 0 | 0 | 0 | FALSE | FALSE | FALSE | FALSE | 0 | 0 | 0 | n/a | n/a | n/a | n/a | n/a | 0 | 0 | 100% | 100% | 0 | 0 | 0 | 0 | 0 | 0 | 0 | 0 | 0 | 0 | 0 | 0 | 0 | 0 | 0 | 0 | 0 | 0 | 0 | 0 | 0 | 0
| 0 | 0 | 0 | 0 | 0 | 0 | 0 | 0 | 0 | 0 | 0 | 0 | 0 | 0 | 0 | 0 | 0 | 0 | FALSE | FALSE | FALSE | FALSE | 0 | 0 | 0 | n/a | n/a | n/a | n/a | n/a | 0 | 0 | 100% | 100% | 0 | 0 | 0 | 0 | 0 | 0 | 0 | 0 | 0 | 0 | 0 | 0 | 0 | 0 | 0 | 0 | 0 | 0 | 0 | 0 | 0 | 0
| 0 | 0 | 0 | 0 | 0 | 0 | 0 | 0 | 0 | 0 | 0 | 0 | 0 | 0 | 0 | 0 | 0 | 0 | FALSE | FALSE | FALSE | FALSE | 0 | 0 | 0 | n/a | n/a | n/a | n/a | n/a | 0 | 0 | 100% | 100% | 0 | 0 | 0 | 0 | 0 | 0 | 0 | 0 | 0 | 0 | 0 | 0 | 0 | 0 | 0 | 0 | 0 | 0 | 0 | 0 | 0 | 0
| 0 | 0 | 0 | 0 | 0 | 0 | 0 | 0 | 0 | 0 | 0 | 0 | 0 | 0 | 0 | 0 | 0 | 0 | FALSE | FALSE | FALSE | FALSE | 0 | 0 | 0 | n/a | n/a | n/a | n/a | n/a | 0 | 0 | 100% | 100% | 0 | 0 | 0 | 0 | 0 | 0 | 0 | 0 | 0 | 0 | 0 | 0 | 0 | 0 | 0 | 0 | 0 | 0 | 0 | 0 | 0 | 0
| 0 | 0 | 0 | 0 | 0 | 0 | 0 | 0 | 0 | 0 | 0 | 0 | 0 | 0 | 0 | 0 | 0 | 0 | FALSE | FALSE | FALSE | FALSE | 0 | 0 | 0 | n/a | n/a | n/a | n/a | n/a | 0 | 0 | 100% | 100% | 0 | 0 | 0 | 0 | 0 | 0 | 0 | 0 | 0 | 0 | 0 | 0 | 0 | 0 | 0 | 0 | 0 | 0 | 0 | 0 | 0 | 0
| 0 | 0 | 0 | 0 | 0 | 0 | 0 | 0 | 0 | 0 | 0 | 0 | 0 | 0 | 0 | 0 | 0 | 0 | FALSE | FALSE | FALSE | FALSE | 0 | 0 | 0 | n/a | n/a | n/a | n/a | n/a | 0 | 0 | 100% | 100% | 0 | 0 | 0 | 0 | 0 | 0 | 0 | 0 | 0 | 0 | 0 | 0 | 0 | 0 | 0 | 0 | 0 | 0 | 0 | 0 | 0 | 0
| 0 | 0 | 0 | 0 | 0 | 0 | 0 | 0 | 0 | 0 | 0 | 0 | 0 | 0 | 0 | 0 | 0 | 0 | FALSE | FALSE | FALSE | FALSE | 0 | 0 | 0 | n/a | n/a | n/a | n/a | n/a | 0 | 0 | 100% | 100% | 0 | 0 | 0 | 0 | 0 | 0 | 0 | 0 | 0 | 0 | 0 | 0 | 0 | 0 | 0 | 0 | 0 | 0 | 0 | 0 | 0 | 0
| 0 | 0 | 0 | 0 | 0 | 0 | 0 | 0 | 0 | 0 | 0 | 0 | 0 | 0 | 0 | 0 | 0 | 0 | FALSE | FALSE | FALSE | FALSE | 0 | 0 | 0 | n/a | n/a | n/a | n/a | n/a | 0 | 0 | 100% | 100% | 0 | 0 | 0 | 0 | 0 | 0 | 0 | 0 | 0 | 0 | 0 | 0 | 0 | 0 | 0 | 0 | 0 | 0 | 0 | 0 | 0 | 0
| 0 | 0 | 0 | 0 | 0 | 0 | 0 | 0 | 0 | 0 | 0 | 0 | 0 | 0 | 0 | 0 | 0 | 0 | FALSE | FALSE | FALSE | FALSE | 0 | 0 | 0 | n/a | n/a | n/a | n/a | n/a | 0 | 0 | 100% | 100% | 0 | 0 | 0 | 0 | 0 | 0 | 0 | 0 | 0 | 0 | 0 | 0 | 0 | 0 | 0 | 0 | 0 | 0 | 0 | 0 | 0 | 0
| 0 | 0 | 0 | 0 | 0 | 0 | 0 | 0 | 0 | 0 | 0 | 0 | 0 | 0 | 0 | 0 | 0 | 0 | FALSE | FALSE | FALSE | FALSE | 0 | 0 | 0 | n/a | n/a | n/a | n/a | n/a | 0 | 0 | 100% | 100% | 0 | 0 | 0 | 0 | 0 | 0 | 0 | 0 | 0 | 0 | 0 | 0 | 0 | 0 | 0 | 0 | 0 | 0 | 0 | 0 | 0 | 0
| 0 | 0 | 0 | 0 | 0 | 0 | 0 | 0 | 0 | 0 | 0 | 0 | 0 | 0 | 0 | 0 | 0 | 0 | FALSE | FALSE | FALSE | FALSE | 0 | 0 | 0 | n/a | n/a | n/a | n/a | n/a | 0 | 0 | 100% | 100% | 0 | 0 | 0 | 0 | 0 | 0 | 0 | 0 | 0 | 0 | 0 | 0 | 0 | 0 | 0 | 0 | 0 | 0 | 0 | 0 | 0 | 0
| 0 | 0 | 0 | 0 | 0 | 0 | 0 | 0 | 0 | 0 | 0 | 0 | 0 | 0 | 0 | 0 | 0 | 0 | FALSE | FALSE | FALSE | FALSE | 0 | 0 | 0 | n/a | n/a | n/a | n/a | n/a | 0 | 0 | 100% | 100% | 0 | 0 | 0 | 0 | 0 | 0 | 0 | 0 | 0 | 0 | 0 | 0 | 0 | 0 | 0 | 0 | 0 | 0 | 0 | 0 | 0 | 0
| 0 | 0 | 0 | 0 | 0 | 0 | 0 | 0 | 0 | 0 | 0 | 0 | 0 | 0 | 0 | 0 | 0 | 0 | FALSE | FALSE | FALSE | FALSE | 0 | 0 | 0 | n/a | n/a | n/a | n/a | n/a | 0 | 0 | 100% | 100% | 0 | 0 | 0 | 0 | 0 | 0 | 0 | 0 | 0 | 0 | 0 | 0 | 0 | 0 | 0 | 0 | 0 | 0 | 0 | 0 | 0 | 0
| 0 | 0 | 0 | 0 | 0 | 0 | 0 | 0 | 0 | 0 | 0 | 0 | 0 | 0 | 0 | 0 | 0 | 0 | FALSE | FALSE | FALSE | FALSE | 0 | 0 | 0 | n/a | n/a | n/a | n/a | n/a | 0 | 0 | 100% | 100% | 0 | 0 | 0 | 0 | 0 | 0 | 0 | 0 | 0 | 0 | 0 | 0 | 0 | 0 | 0 | 0 | 0 | 0 | 0 | 0 | 0 | 0
| 0 | 0 | 0 | 0 | 0 | 0 | 0 | 0 | 0 | 0 | 0 | 0 | 0 | 0 | 0 | 0 | 0 | 0 | FALSE | FALSE | FALSE | FALSE | 0 | 0 | 0 | n/a | n/a | n/a | n/a | n/a | 0 | 0 | 100% | 100% | 0 | 0 | 0 | 0 | 0 | 0 | 0 | 0 | 0 | 0 | 0 | 0 | 0 | 0 | 0 | 0 | 0 | 0 | 0 | 0 | 0 | 0
| 0 | 0 | 0 | 0 | 0 | 0 | 0 | 0 | 0 | 0 | 0 | 0 | 0 | 0 | 0 | 0 | 0 | 0 | FALSE | FALSE | FALSE | FALSE | 0 | 0 | 0 | n/a | n/a | n/a | n/a | n/a | 0 | 0 | 100% | 100% | 0 | 0 | 0 | 0 | 0 | 0 | 0 | 0 | 0 | 0 | 0 | 0 | 0 | 0 | 0 | 0 | 0 | 0 | 0 | 0 | 0 | 0
| 0 | 0 | 0 | 0 | 0 | 0 | 0 | 0 | 0 | 0 | 0 | 0 | 0 | 0 | 0 | 0 | 0 | 0 | FALSE | FALSE | FALSE | FALSE | 0 | 0 | 0 | n/a | n/a | n/a | n/a | n/a | 0 | 0 | 100% | 100% | 0 | 0 | 0 | 0 | 0 | 0 | 0 | 0 | 0 | 0 | 0 | 0 | 0 | 0 | 0 | 0 | 0 | 0 | 0 | 0 | 0 | 0
| 0 | 0 | 0 | 0 | 0 | 0 | 0 | 0 | 0 | 0 | 0 | 0 | 0 | 0 | 0 | 0 | 0 | 0 | FALSE | FALSE | FALSE | FALSE | 0 | 0 | 0 | n/a | n/a | n/a | n/a | n/a | 0 | 0 | 100% | 100% | 0 | 0 | 0 | 0 | 0 | 0 | 0 | 0 | 0 | 0 | 0 | 0 | 0 | 0 | 0 | 0 | 0 | 0 | 0 | 0 | 0 | 0
| 0 | 0 | 0 | 0 | 0 | 0 | 0 | 0 | 0 | 0 | 0 | 0 | 0 | 0 | 0 | 0 | 0 | 0 | FALSE | FALSE | FALSE | FALSE | 0 | 0 | 0 | n/a | n/a | n/a | n/a | n/a | 0 | 0 | 100% | 100% | 0 | 0 | 0 | 0 | 0 | 0 | 0 | 0 | 0 | 0 | 0 | 0 | 0 | 0 | 0 | 0 | 0 | 0 | 0 | 0 | 0 | 0
| 0 | 0 | 0 | 0 | 0 | 0 | 0 | 0 | 0 | 0 | 0 | 0 | 0 | 0 | 0 | 0 | 0 | 0 | FALSE | FALSE | FALSE | FALSE | 0 | 0 | 0 | n/a | n/a | n/a | n/a | n/a | 0 | 0 | 100% | 100% | 0 | 0 | 0 | 0 | 0 | 0 | 0 | 0 | 0 | 0 | 0 | 0 | 0 | 0 | 0 | 0 | 0 | 0 | 0 | 0 | 0 | 0
| 0 | 0 | 0 | 0 | 0 | 0 | 0 | 0 | 0 | 0 | 0 | 0 | 0 | 0 | 0 | 0 | 0 | 0 | FALSE | FALSE | FALSE | FALSE | 0 | 0 | 0 | n/a | n/a | n/a | n/a | n/a | 0 | 0 | 100% | 100% | 0 | 0 | 0 | 0 | 0 | 0 | 0 | 0 | 0 | 0 | 0 | 0 | 0 | 0 | 0 | 0 | 0 | 0 | 0 | 0 | 0 | 0
| 0 | 0 | 0 | 0 | 0 | 0 | 0 | 0 | 0 | 0 | 0 | 0 | 0 | 0 | 0 | 0 | 0 | 0 | FALSE | FALSE | FALSE | FALSE | 0 | 0 | 0 | n/a | n/a | n/a | n/a | n/a | 0 | 0 | 100% | 100% | 0 | 0 | 0 | 0 | 0 | 0 | 0 | 0 | 0 | 0 | 0 | 0 | 0 | 0 | 0 | 0 | 0 | 0 | 0 | 0 | 0 | 0
| 0 | 0 | 0 | 0 | 0 | 0 | 0 | 0 | 0 | 0 | 0 | 0 | 0 | 0 | 0 | 0 | 0 | 0 | FALSE | FALSE | FALSE | FALSE | 0 | 0 | 0 | n/a | n/a | n/a | n/a | n/a | 0 | 0 | 100% | 100% | 0 | 0 | 0 | 0 | 0 | 0 | 0 | 0 | 0 | 0 | 0 | 0 | 0 | 0 | 0 | 0 | 0 | 0 | 0 | 0 | 0 | 0
| 0 | 0 | 0 | 0 | 0 | 0 | 0 | 0 | 0 | 0 | 0 | 0 | 0 | 0 | 0 | 0 | 0 | 0 | FALSE | FALSE | FALSE | FALSE | 0 | 0 | 0 | n/a | n/a | n/a | n/a | n/a | 0 | 0 | 100% | 100% | 0 | 0 | 0 | 0 | 0 | 0 | 0 | 0 | 0 | 0 | 0 | 0 | 0 | 0 | 0 | 0 | 0 | 0 | 0 | 0 | 0 | 0
| 0 | 0 | 0 | 0 | 0 | 0 | 0 | 0 | 0 | 0 | 0 | 0 | 0 | 0 | 0 | 0 | 0 | 0 | FALSE | FALSE | FALSE | FALSE | 0 | 0 | 0 | n/a | n/a | n/a | n/a | n/a | 0 | 0 | 100% | 100% | 0 | 0 | 0 | 0 | 0 | 0 | 0 | 0 | 0 | 0 | 0 | 0 | 0 | 0 | 0 | 0 | 0 | 0 | 0 | 0 | 0 | 0
| 0 | 0 | 0 | 0 | 0 | 0 | 0 | 0 | 0 | 0 | 0 | 0 | 0 | 0 | 0 | 0 | 0 | 0 | FALSE | FALSE | FALSE | FALSE | 0 | 0 | 0 | n/a | n/a | n/a | n/a | n/a | 0 | 0 | 100% | 100% | 0 | 0 | 0 | 0 | 0 | 0 | 0 | 0 | 0 | 0 | 0 | 0 | 0 | 0 | 0 | 0 | 0 | 0 | 0 | 0 | 0 | 0
| 0 | 0 | 0 | 0 | 0 | 0 | 0 | 0 | 0 | 0 | 0 | 0 | 0 | 0 | 0 | 0 | 0 | 0 | FALSE | FALSE | FALSE | FALSE | 0 | 0 | 0 | n/a | n/a | n/a | n/a | n/a | 0 | 0 | 100% | 100% | 0 | 0 | 0 | 0 | 0 | 0 | 0 | 0 | 0 | 0 | 0 | 0 | 0 | 0 | 0 | 0 | 0 | 0 | 0 | 0 | 0 | 0
| 0 | 0 | 0 | 0 | 0 | 0 | 0 | 0 | 0 | 0 | 0 | 0 | 0 | 0 | 0 | 0 | 0 | 0 | FALSE | FALSE | FALSE | FALSE | 0 | 0 | 0 | n/a | n/a | n/a | n/a | n/a | 0 | 0 | 100% | 100% | 0 | 0 | 0 | 0 | 0 | 0 | 0 | 0 | 0 | 0 | 0 | 0 | 0 | 0 | 0 | 0 | 0 | 0 | 0 | 0 | 0 | 0
| 0 | 0 | 0 | 0 | 0 | 0 | 0 | 0 | 0 | 0 | 0 | 0 | 0 | 0 | 0 | 0 | 0 | 0 | FALSE | FALSE | FALSE | FALSE | 0 | 0 | 0 | n/a | n/a | n/a | n/a | n/a | 0 | 0 | 100% | 100% | 0 | 0 | 0 | 0 | 0 | 0 | 0 | 0 | 0 | 0 | 0 | 0 | 0 | 0 | 0 | 0 | 0 | 0 | 0 | 0 | 0 | 0
| 0 | 0 | 0 | 0 | 0 | 0 | 0 | 0 | 0 | 0 | 0 | 0 | 0 | 0 | 0 | 0 | 0 | 0 | FALSE | FALSE | FALSE | FALSE | 0 | 0 | 0 | n/a | n/a | n/a | n/a | n/a | 0 | 0 | 100% | 100% | 0 | 0 | 0 | 0 | 0 | 0 | 0 | 0 | 0 | 0 | 0 | 0 | 0 | 0 | 0 | 0 | 0 | 0 | 0 | 0 | 0 | 0
| 0 | 0 | 0 | 0 | 0 | 0 | 0 | 0 | 0 | 0 | 0 | 0 | 0 | 0 | 0 | 0 | 0 | 0 | FALSE | FALSE | FALSE | FALSE | 0 | 0 | 0 | n/a | n/a | n/a | n/a | n/a | 0 | 0 | 100% | 100% | 0 | 0 | 0 | 0 | 0 | 0 | 0 | 0 | 0 | 0 | 0 | 0 | 0 | 0 | 0 | 0 | 0 | 0 | 0 | 0 | 0 | 0
| 0 | 0 | 0 | 0 | 0 | 0 | 0 | 0 | 0 | 0 | 0 | 0 | 0 | 0 | 0 | 0 | 0 | 0 | FALSE | FALSE | FALSE | FALSE | 0 | 0 | 0 | n/a | n/a | n/a | n/a | n/a | 0 | 0 | 100% | 100% | 0 | 0 | 0 | 0 | 0 | 0 | 0 | 0 | 0 | 0 | 0 | 0 | 0 | 0 | 0 | 0 | 0 | 0 | 0 | 0 | 0 | 0
| 0 | 0 | 0 | 0 | 0 | 0 | 0 | 0 | 0 | 0 | 0 | 0 | 0 | 0 | 0 | 0 | 0 | 0 | FALSE | FALSE | FALSE | FALSE | 0 | 0 | 0 | n/a | n/a | n/a | n/a | n/a | 0 | 0 | 100% | 100% | 0 | 0 | 0 | 0 | 0 | 0 | 0 | 0 | 0 | 0 | 0 | 0 | 0 | 0 | 0 | 0 | 0 | 0 | 0 | 0 | 0 | 0
| 0 | 0 | 0 | 0 | 0 | 0 | 0 | 0 | 0 | 0 | 0 | 0 | 0 | 0 | 0 | 0 | 0 | 0 | FALSE | FALSE | FALSE | FALSE | 0 | 0 | 0 | n/a | n/a | n/a | n/a | n/a | 0 | 0 | 100% | 100% | 0 | 0 | 0 | 0 | 0 | 0 | 0 | 0 | 0 | 0 | 0 | 0 | 0 | 0 | 0 | 0 | 0 | 0 | 0 | 0 | 0 | 0
| 0 | 0 | 0 | 0 | 0 | 0 | 0 | 0 | 0 | 0 | 0 | 0 | 0 | 0 | 0 | 0 | 0 | 0 | FALSE | FALSE | FALSE | FALSE | 0 | 0 | 0 | n/a | n/a | n/a | n/a | n/a | 0 | 0 | 100% | 100% | 0 | 0 | 0 | 0 | 0 | 0 | 0 | 0 | 0 | 0 | 0 | 0 | 0 | 0 | 0 | 0 | 0 | 0 | 0 | 0 | 0 | 0
| 0 | 0 | 0 | 0 | 0 | 0 | 0 | 0 | 0 | 0 | 0 | 0 | 0 | 0 | 0 | 0 | 0 | 0 | FALSE | FALSE | FALSE | FALSE | 0 | 0 | 0 | n/a | n/a | n/a | n/a | n/a | 0 | 0 | 100% | 100% | 0 | 0 | 0 | 0 | 0 | 0 | 0 | 0 | 0 | 0 | 0 | 0 | 0 | 0 | 0 | 0 | 0 | 0 | 0 | 0 | 0 | 0
| 0 | 0 | 0 | 0 | 0 | 0 | 0 | 0 | 0 | 0 | 0 | 0 | 0 | 0 | 0 | 0 | 0 | 0 | FALSE | FALSE | FALSE | FALSE | 0 | 0 | 0 | n/a | n/a | n/a | n/a | n/a | 0 | 0 | 100% | 100% | 0 | 0 | 0 | 0 | 0 | 0 | 0 | 0 | 0 | 0 | 0 | 0 | 0 | 0 | 0 | 0 | 0 | 0 | 0 | 0 | 0 | 0
| 0 | 0 | 0 | 0 | 0 | 0 | 0 | 0 | 0 | 0 | 0 | 0 | 0 | 0 | 0 | 0 | 0 | 0 | FALSE | FALSE | FALSE | FALSE | 0 | 0 | 0 | n/a | n/a | n/a | n/a | n/a | 0 | 0 | 100% | 100% | 0 | 0 | 0 | 0 | 0 | 0 | 0 | 0 | 0 | 0 | 0 | 0 | 0 | 0 | 0 | 0 | 0 | 0 | 0 | 0 | 0 | 0
| 0 | 0 | 0 | 0 | 0 | 0 | 0 | 0 | 0 | 0 | 0 | 0 | 0 | 0 | 0 | 0 | 0 | 0 | FALSE | FALSE | FALSE | FALSE | 0 | 0 | 0 | n/a | n/a | n/a | n/a | n/a | 0 | 0 | 100% | 100% | 0 | 0 | 0 | 0 | 0 | 0 | 0 | 0 | 0 | 0 | 0 | 0 | 0 | 0 | 0 | 0 | 0 | 0 | 0 | 0 | 0 | 0
| 0 | 0 | 0 | 0 | 0 | 0 | 0 | 0 | 0 | 0 | 0 | 0 | 0 | 0 | 0 | 0 | 0 | 0 | FALSE | FALSE | FALSE | FALSE | 0 | 0 | 0 | n/a | n/a | n/a | n/a | n/a | 0 | 0 | 100% | 100% | 0 | 0 | 0 | 0 | 0 | 0 | 0 | 0 | 0 | 0 | 0 | 0 | 0 | 0 | 0 | 0 | 0 | 0 | 0 | 0 | 0 | 0
| 0 | 0 | 0 | 0 | 0 | 0 | 0 | 0 | 0 | 0 | 0 | 0 | 0 | 0 | 0 | 0 | 0 | 0 | FALSE | FALSE | FALSE | FALSE | 0 | 0 | 0 | n/a | n/a | n/a | n/a | n/a | 0 | 0 | 100% | 100% | 0 | 0 | 0 | 0 | 0 | 0 | 0 | 0 | 0 | 0 | 0 | 0 | 0 | 0 | 0 | 0 | 0 | 0 | 0 | 0 | 0 | 0
| 0 | 0 | 0 | 0 | 0 | 0 | 0 | 0 | 0 | 0 | 0 | 0 | 0 | 0 | 0 | 0 | 0 | 0 | FALSE | FALSE | FALSE | FALSE | 0 | 0 | 0 | n/a | n/a | n/a | n/a | n/a | 0 | 0 | 100% | 100% | 0 | 0 | 0 | 0 | 0 | 0 | 0 | 0 | 0 | 0 | 0 | 0 | 0 | 0 | 0 | 0 | 0 | 0 | 0 | 0 | 0 | 0
| 0 | 0 | 0 | 0 | 0 | 0 | 0 | 0 | 0 | 0 | 0 | 0 | 0 | 0 | 0 | 0 | 0 | 0 | FALSE | FALSE | FALSE | FALSE | 0 | 0 | 0 | n/a | n/a | n/a | n/a | n/a | 0 | 0 | 100% | 100% | 0 | 0 | 0 | 0 | 0 | 0 | 0 | 0 | 0 | 0 | 0 | 0 | 0 | 0 | 0 | 0 | 0 | 0 | 0 | 0 | 0 | 0
| 0 | 0 | 0 | 0 | 0 | 0 | 0 | 0 | 0 | 0 | 0 | 0 | 0 | 0 | 0 | 0 | 0 | 0 | FALSE | FALSE | FALSE | FALSE | 0 | 0 | 0 | n/a | n/a | n/a | n/a | n/a | 0 | 0 | 100% | 100% | 0 | 0 | 0 | 0 | 0 | 0 | 0 | 0 | 0 | 0 | 0 | 0 | 0 | 0 | 0 | 0 | 0 | 0 | 0 | 0 | 0 | 0
| 0 | 0 | 0 | 0 | 0 | 0 | 0 | 0 | 0 | 0 | 0 | 0 | 0 | 0 | 0 | 0 | 0 | 0 | FALSE | FALSE | FALSE | FALSE | 0 | 0 | 0 | n/a | n/a | n/a | n/a | n/a | 0 | 0 | 100% | 100% | 0 | 0 | 0 | 0 | 0 | 0 | 0 | 0 | 0 | 0 | 0 | 0 | 0 | 0 | 0 | 0 | 0 | 0 | 0 | 0 | 0 | 0
| 0 | 0 | 0 | 0 | 0 | 0 | 0 | 0 | 0 | 0 | 0 | 0 | 0 | 0 | 0 | 0 | 0 | 0 | FALSE | FALSE | FALSE | FALSE | 0 | 0 | 0 | n/a | n/a | n/a | n/a | n/a | 0 | 0 | 100% | 100% | 0 | 0 | 0 | 0 | 0 | 0 | 0 | 0 | 0 | 0 | 0 | 0 | 0 | 0 | 0 | 0 | 0 | 0 | 0 | 0 | 0 | 0
| 0 | 0 | 0 | 0 | 0 | 0 | 0 | 0 | 0 | 0 | 0 | 0 | 0 | 0 | 0 | 0 | 0 | 0 | FALSE | FALSE | FALSE | FALSE | 0 | 0 | 0 | n/a | n/a | n/a | n/a | n/a | 0 | 0 | 100% | 100% | 0 | 0 | 0 | 0 | 0 | 0 | 0 | 0 | 0 | 0 | 0 | 0 | 0 | 0 | 0 | 0 | 0 | 0 | 0 | 0 | 0 | 0
| 0 | 0 | 0 | 0 | 0 | 0 | 0 | 0 | 0 | 0 | 0 | 0 | 0 | 0 | 0 | 0 | 0 | 0 | FALSE | FALSE | FALSE | FALSE | 0 | 0 | 0 | n/a | n/a | n/a | n/a | n/a | 0 | 0 | 100% | 100% | 0 | 0 | 0 | 0 | 0 | 0 | 0 | 0 | 0 | 0 | 0 | 0 | 0 | 0 | 0 | 0 | 0 | 0 | 0 | 0 | 0 | 0
| 0 | 0 | 0 | 0 | 0 | 0 | 0 | 0 | 0 | 0 | 0 | 0 | 0 | 0 | 0 | 0 | 0 | 0 | FALSE | FALSE | FALSE | FALSE | 0 | 0 | 0 | n/a | n/a | n/a | n/a | n/a | 0 | 0 | 100% | 100% | 0 | 0 | 0 | 0 | 0 | 0 | 0 | 0 | 0 | 0 | 0 | 0 | 0 | 0 | 0 | 0 | 0 | 0 | 0 | 0 | 0 | 0
| 0 | 0 | 0 | 0 | 0 | 0 | 0 | 0 | 0 | 0 | 0 | 0 | 0 | 0 | 0 | 0 | 0 | 0 | FALSE | FALSE | FALSE | FALSE | 0 | 0 | 0 | n/a | n/a | n/a | n/a | n/a | 0 | 0 | 100% | 100% | 0 | 0 | 0 | 0 | 0 | 0 | 0 | 0 | 0 | 0 | 0 | 0 | 0 | 0 | 0 | 0 | 0 | 0 | 0 | 0 | 0 | 0
| 0 | 0 | 0 | 0 | 0 | 0 | 0 | 0 | 0 | 0 | 0 | 0 | 0 | 0 | 0 | 0 | 0 | 0 | FALSE | FALSE | FALSE | FALSE | 0 | 0 | 0 | n/a | n/a | n/a | n/a | n/a | 0 | 0 | 100% | 100% | 0 | 0 | 0 | 0 | 0 | 0 | 0 | 0 | 0 | 0 | 0 | 0 | 0 | 0 | 0 | 0 | 0 | 0 | 0 | 0 | 0 | 0
| 0 | 0 | 0 | 0 | 0 | 0 | 0 | 0 | 0 | 0 | 0 | 0 | 0 | 0 | 0 | 0 | 0 | 0 | FALSE | FALSE | FALSE | FALSE | 0 | 0 | 0 | n/a | n/a | n/a | n/a | n/a | 0 | 0 | 100% | 100% | 0 | 0 | 0 | 0 | 0 | 0 | 0 | 0 | 0 | 0 | 0 | 0 | 0 | 0 | 0 | 0 | 0 | 0 | 0 | 0 | 0 | 0
| 0 | 0 | 0 | 0 | 0 | 0 | 0 | 0 | 0 | 0 | 0 | 0 | 0 | 0 | 0 | 0 | 0 | 0 | FALSE | FALSE | FALSE | FALSE | 0 | 0 | 0 | n/a | n/a | n/a | n/a | n/a | 0 | 0 | 100% | 100% | 0 | 0 | 0 | 0 | 0 | 0 | 0 | 0 | 0 | 0 | 0 | 0 | 0 | 0 | 0 | 0 | 0 | 0 | 0 | 0 | 0 | 0
| 0 | 0 | 0 | 0 | 0 | 0 | 0 | 0 | 0 | 0 | 0 | 0 | 0 | 0 | 0 | 0 | 0 | 0 | FALSE | FALSE | FALSE | FALSE | 0 | 0 | 0 | n/a | n/a | n/a | n/a | n/a | 0 | 0 | 100% | 100% | 0 | 0 | 0 | 0 | 0 | 0 | 0 | 0 | 0 | 0 | 0 | 0 | 0 | 0 | 0 | 0 | 0 | 0 | 0 | 0 | 0 | 0
| 0 | 0 | 0 | 0 | 0 | 0 | 0 | 0 | 0 | 0 | 0 | 0 | 0 | 0 | 0 | 0 | 0 | 0 | FALSE | FALSE | FALSE | FALSE | 0 | 0 | 0 | n/a | n/a | n/a | n/a | n/a | 0 | 0 | 100% | 100% | 0 | 0 | 0 | 0 | 0 | 0 | 0 | 0 | 0 | 0 | 0 | 0 | 0 | 0 | 0 | 0 | 0 | 0 | 0 | 0 | 0 | 0
| 0 | 0 | 0 | 0 | 0 | 0 | 0 | 0 | 0 | 0 | 0 | 0 | 0 | 0 | 0 | 0 | 0 | 0 | FALSE | FALSE | FALSE | FALSE | 0 | 0 | 0 | n/a | n/a | n/a | n/a | n/a | 0 | 0 | 100% | 100% | 0 | 0 | 0 | 0 | 0 | 0 | 0 | 0 | 0 | 0 | 0 | 0 | 0 | 0 | 0 | 0 | 0 | 0 | 0 | 0 | 0 | 0
| 0 | 0 | 0 | 0 | 0 | 0 | 0 | 0 | 0 | 0 | 0 | 0 | 0 | 0 | 0 | 0 | 0 | 0 | FALSE | FALSE | FALSE | FALSE | 0 | 0 | 0 | n/a | n/a | n/a | n/a | n/a | 0 | 0 | 100% | 100% | 0 | 0 | 0 | 0 | 0 | 0 | 0 | 0 | 0 | 0 | 0 | 0 | 0 | 0 | 0 | 0 | 0 | 0 | 0 | 0 | 0 | 0
| 0 | 0 | 0 | 0 | 0 | 0 | 0 | 0 | 0 | 0 | 0 | 0 | 0 | 0 | 0 | 0 | 0 | 0 | FALSE | FALSE | FALSE | FALSE | 0 | 0 | 0 | n/a | n/a | n/a | n/a | n/a | 0 | 0 | 100% | 100% | 0 | 0 | 0 | 0 | 0 | 0 | 0 | 0 | 0 | 0 | 0 | 0 | 0 | 0 | 0 | 0 | 0 | 0 | 0 | 0 | 0 | 0
| 0 | 0 | 0 | 0 | 0 | 0 | 0 | 0 | 0 | 0 | 0 | 0 | 0 | 0 | 0 | 0 | 0 | 0 | FALSE | FALSE | FALSE | FALSE | 0 | 0 | 0 | n/a | n/a | n/a | n/a | n/a | 0 | 0 | 100% | 100% | 0 | 0 | 0 | 0 | 0 | 0 | 0 | 0 | 0 | 0 | 0 | 0 | 0 | 0 | 0 | 0 | 0 | 0 | 0 | 0 | 0 | 0
| 0 | 0 | 0 | 0 | 0 | 0 | 0 | 0 | 0 | 0 | 0 | 0 | 0 | 0 | 0 | 0 | 0 | 0 | FALSE | FALSE | FALSE | FALSE | 0 | 0 | 0 | n/a | n/a | n/a | n/a | n/a | 0 | 0 | 100% | 100% | 0 | 0 | 0 | 0 | 0 | 0 | 0 | 0 | 0 | 0 | 0 | 0 | 0 | 0 | 0 | 0 | 0 | 0 | 0 | 0 | 0 | 0
| 0 | 0 | 0 | 0 | 0 | 0 | 0 | 0 | 0 | 0 | 0 | 0 | 0 | 0 | 0 | 0 | 0 | 0 | FALSE | FALSE | FALSE | FALSE | 0 | 0 | 0 | n/a | n/a | n/a | n/a | n/a | 0 | 0 | 100% | 100% | 0 | 0 | 0 | 0 | 0 | 0 | 0 | 0 | 0 | 0 | 0 | 0 | 0 | 0 | 0 | 0 | 0 | 0 | 0 | 0 | 0 | 0
| 0 | 0 | 0 | 0 | 0 | 0 | 0 | 0 | 0 | 0 | 0 | 0 | 0 | 0 | 0 | 0 | 0 | 0 | FALSE | FALSE | FALSE | FALSE | 0 | 0 | 0 | n/a | n/a | n/a | n/a | n/a | 0 | 0 | 100% | 100% | 0 | 0 | 0 | 0 | 0 | 0 | 0 | 0 | 0 | 0 | 0 | 0 | 0 | 0 | 0 | 0 | 0 | 0 | 0 | 0 | 0 | 0
| 0 | 0 | 0 | 0 | 0 | 0 | 0 | 0 | 0 | 0 | 0 | 0 | 0 | 0 | 0 | 0 | 0 | 0 | FALSE | FALSE | FALSE | FALSE | 0 | 0 | 0 | n/a | n/a | n/a | n/a | n/a | 0 | 0 | 100% | 100% | 0 | 0 | 0 | 0 | 0 | 0 | 0 | 0 | 0 | 0 | 0 | 0 | 0 | 0 | 0 | 0 | 0 | 0 | 0 | 0 | 0 | 0
| 0 | 0 | 0 | 0 | 0 | 0 | 0 | 0 | 0 | 0 | 0 | 0 | 0 | 0 | 0 | 0 | 0 | 0 | FALSE | FALSE | FALSE | FALSE | 0 | 0 | 0 | n/a | n/a | n/a | n/a | n/a | 0 | 0 | 100% | 100% | 0 | 0 | 0 | 0 | 0 | 0 | 0 | 0 | 0 | 0 | 0 | 0 | 0 | 0 | 0 | 0 | 0 | 0 | 0 | 0 | 0 | 0
| 0 | 0 | 0 | 0 | 0 | 0 | 0 | 0 | 0 | 0 | 0 | 0 | 0 | 0 | 0 | 0 | 0 | 0 | FALSE | FALSE | FALSE | FALSE | 0 | 0 | 0 | n/a | n/a | n/a | n/a | n/a | 0 | 0 | 100% | 100% | 0 | 0 | 0 | 0 | 0 | 0 | 0 | 0 | 0 | 0 | 0 | 0 | 0 | 0 | 0 | 0 | 0 | 0 | 0 | 0 | 0 | 0
| 0 | 0 | 0 | 0 | 0 | 0 | 0 | 0 | 0 | 0 | 0 | 0 | 0 | 0 | 0 | 0 | 0 | 0 | FALSE | FALSE | FALSE | FALSE | 0 | 0 | 0 | n/a | n/a | n/a | n/a | n/a | 0 | 0 | 100% | 100% | 0 | 0 | 0 | 0 | 0 | 0 | 0 | 0 | 0 | 0 | 0 | 0 | 0 | 0 | 0 | 0 | 0 | 0 | 0 | 0 | 0 | 0
| 0 | 0 | 0 | 0 | 0 | 0 | 0 | 0 | 0 | 0 | 0 | 0 | 0 | 0 | 0 | 0 | 0 | 0 | FALSE | FALSE | FALSE | FALSE | 0 | 0 | 0 | n/a | n/a | n/a | n/a | n/a | 0 | 0 | 100% | 100% | 0 | 0 | 0 | 0 | 0 | 0 | 0 | 0 | 0 | 0 | 0 | 0 | 0 | 0 | 0 | 0 | 0 | 0 | 0 | 0 | 0 | 0
| 0 | 0 | 0 | 0 | 0 | 0 | 0 | 0 | 0 | 0 | 0 | 0 | 0 | 0 | 0 | 0 | 0 | 0 | FALSE | FALSE | FALSE | FALSE | 0 | 0 | 0 | n/a | n/a | n/a | n/a | n/a | 0 | 0 | 100% | 100% | 0 | 0 | 0 | 0 | 0 | 0 | 0 | 0 | 0 | 0 | 0 | 0 | 0 | 0 | 0 | 0 | 0 | 0 | 0 | 0 | 0 | 0
| 0 | 0 | 0 | 0 | 0 | 0 | 0 | 0 | 0 | 0 | 0 | 0 | 0 | 0 | 0 | 0 | 0 | 0 | FALSE | FALSE | FALSE | FALSE | 0 | 0 | 0 | n/a | n/a | n/a | n/a | n/a | 0 | 0 | 100% | 100% | 0 | 0 | 0 | 0 | 0 | 0 | 0 | 0 | 0 | 0 | 0 | 0 | 0 | 0 | 0 | 0 | 0 | 0 | 0 | 0 | 0 | 0
| 0 | 0 | 0 | 0 | 0 | 0 | 0 | 0 | 0 | 0 | 0 | 0 | 0 | 0 | 0 | 0 | 0 | 0 | FALSE | FALSE | FALSE | FALSE | 0 | 0 | 0 | n/a | n/a | n/a | n/a | n/a | 0 | 0 | 100% | 100% | 0 | 0 | 0 | 0 | 0 | 0 | 0 | 0 | 0 | 0 | 0 | 0 | 0 | 0 | 0 | 0 | 0 | 0 | 0 | 0 | 0 | 0
| 0 | 0 | 0 | 0 | 0 | 0 | 0 | 0 | 0 | 0 | 0 | 0 | 0 | 0 | 0 | 0 | 0 | 0 | FALSE | FALSE | FALSE | FALSE | 0 | 0 | 0 | n/a | n/a | n/a | n/a | n/a | 0 | 0 | 100% | 100% | 0 | 0 | 0 | 0 | 0 | 0 | 0 | 0 | 0 | 0 | 0 | 0 | 0 | 0 | 0 | 0 | 0 | 0 | 0 | 0 | 0 | 0
| 0 | 0 | 0 | 0 | 0 | 0 | 0 | 0 | 0 | 0 | 0 | 0 | 0 | 0 | 0 | 0 | 0 | 0 | FALSE | FALSE | FALSE | FALSE | 0 | 0 | 0 | n/a | n/a | n/a | n/a | n/a | 0 | 0 | 100% | 100% | 0 | 0 | 0 | 0 | 0 | 0 | 0 | 0 | 0 | 0 | 0 | 0 | 0 | 0 | 0 | 0 | 0 | 0 | 0 | 0 | 0 | 0
| 0 | 0 | 0 | 0 | 0 | 0 | 0 | 0 | 0 | 0 | 0 | 0 | 0 | 0 | 0 | 0 | 0 | 0 | FALSE | FALSE | FALSE | FALSE | 0 | 0 | 0 | n/a | n/a | n/a | n/a | n/a | 0 | 0 | 100% | 100% | 0 | 0 | 0 | 0 | 0 | 0 | 0 | 0 | 0 | 0 | 0 | 0 | 0 | 0 | 0 | 0 | 0 | 0 | 0 | 0 | 0 | 0
| 0 | 0 | 0 | 0 | 0 | 0 | 0 | 0 | 0 | 0 | 0 | 0 | 0 | 0 | 0 | 0 | 0 | 0 | FALSE | FALSE | FALSE | FALSE | 0 | 0 | 0 | n/a | n/a | n/a | n/a | n/a | 0 | 0 | 100% | 100% | 0 | 0 | 0 | 0 | 0 | 0 | 0 | 0 | 0 | 0 | 0 | 0 | 0 | 0 | 0 | 0 | 0 | 0 | 0 | 0 | 0 | 0
| 0 | 0 | 0 | 0 | 0 | 0 | 0 | 0 | 0 | 0 | 0 | 0 | 0 | 0 | 0 | 0 | 0 | 0 | FALSE | FALSE | FALSE | FALSE | 0 | 0 | 0 | n/a | n/a | n/a | n/a | n/a | 0 | 0 | 100% | 100% | 0 | 0 | 0 | 0 | 0 | 0 | 0 | 0 | 0 | 0 | 0 | 0 | 0 | 0 | 0 | 0 | 0 | 0 | 0 | 0 | 0 | 0
| 0 | 0 | 0 | 0 | 0 | 0 | 0 | 0 | 0 | 0 | 0 | 0 | 0 | 0 | 0 | 0 | 0 | 0 | FALSE | FALSE | FALSE | FALSE | 0 | 0 | 0 | n/a | n/a | n/a | n/a | n/a | 0 | 0 | 100% | 100% | 0 | 0 | 0 | 0 | 0 | 0 | 0 | 0 | 0 | 0 | 0 | 0 | 0 | 0 | 0 | 0 | 0 | 0 | 0 | 0 | 0 | 0
| 0 | 0 | 0 | 0 | 0 | 0 | 0 | 0 | 0 | 0 | 0 | 0 | 0 | 0 | 0 | 0 | 0 | 0 | FALSE | FALSE | FALSE | FALSE | 0 | 0 | 0 | n/a | n/a | n/a | n/a | n/a | 0 | 0 | 100% | 100% | 0 | 0 | 0 | 0 | 0 | 0 | 0 | 0 | 0 | 0 | 0 | 0 | 0 | 0 | 0 | 0 | 0 | 0 | 0 | 0 | 0 | 0
| 0 | 0 | 0 | 0 | 0 | 0 | 0 | 0 | 0 | 0 | 0 | 0 | 0 | 0 | 0 | 0 | 0 | 0 | FALSE | FALSE | FALSE | FALSE | 0 | 0 | 0 | n/a | n/a | n/a | n/a | n/a | 0 | 0 | 100% | 100% | 0 | 0 | 0 | 0 | 0 | 0 | 0 | 0 | 0 | 0 | 0 | 0 | 0 | 0 | 0 | 0 | 0 | 0 | 0 | 0 | 0 | 0
| 0 | 0 | 0 | 0 | 0 | 0 | 0 | 0 | 0 | 0 | 0 | 0 | 0 | 0 | 0 | 0 | 0 | 0 | FALSE | FALSE | FALSE | FALSE | 0 | 0 | 0 | n/a | n/a | n/a | n/a | n/a | 0 | 0 | 100% | 100% | 0 | 0 | 0 | 0 | 0 | 0 | 0 | 0 | 0 | 0 | 0 | 0 | 0 | 0 | 0 | 0 | 0 | 0 | 0 | 0 | 0 | 0
| 0 | 0 | 0 | 0 | 0 | 0 | 0 | 0 | 0 | 0 | 0 | 0 | 0 | 0 | 0 | 0 | 0 | 0 | FALSE | FALSE | FALSE | FALSE | 0 | 0 | 0 | n/a | n/a | n/a | n/a | n/a | 0 | 0 | 100% | 100% | 0 | 0 | 0 | 0 | 0 | 0 | 0 | 0 | 0 | 0 | 0 | 0 | 0 | 0 | 0 | 0 | 0 | 0 | 0 | 0 | 0 | 0
| 0 | 0 | 0 | 0 | 0 | 0 | 0 | 0 | 0 | 0 | 0 | 0 | 0 | 0 | 0 | 0 | 0 | 0 | FALSE | FALSE | FALSE | FALSE | 0 | 0 | 0 | n/a | n/a | n/a | n/a | n/a | 0 | 0 | 100% | 100% | 0 | 0 | 0 | 0 | 0 | 0 | 0 | 0 | 0 | 0 | 0 | 0 | 0 | 0 | 0 | 0 | 0 | 0 | 0 | 0 | 0 | 0
| 0 | 0 | 0 | 0 | 0 | 0 | 0 | 0 | 0 | 0 | 0 | 0 | 0 | 0 | 0 | 0 | 0 | 0 | FALSE | FALSE | FALSE | FALSE | 0 | 0 | 0 | n/a | n/a | n/a | n/a | n/a | 0 | 0 | 100% | 100% | 0 | 0 | 0 | 0 | 0 | 0 | 0 | 0 | 0 | 0 | 0 | 0 | 0 | 0 | 0 | 0 | 0 | 0 | 0 | 0 | 0 | 0
| 0 | 0 | 0 | 0 | 0 | 0 | 0 | 0 | 0 | 0 | 0 | 0 | 0 | 0 | 0 | 0 | 0 | 0 | FALSE | FALSE | FALSE | FALSE | 0 | 0 | 0 | n/a | n/a | n/a | n/a | n/a | 0 | 0 | 100% | 100% | 0 | 0 | 0 | 0 | 0 | 0 | 0 | 0 | 0 | 0 | 0 | 0 | 0 | 0 | 0 | 0 | 0 | 0 | 0 | 0 | 0 | 0
| 0 | 0 | 0 | 0 | 0 | 0 | 0 | 0 | 0 | 0 | 0 | 0 | 0 | 0 | 0 | 0 | 0 | 0 | FALSE | FALSE | FALSE | FALSE | 0 | 0 | 0 | n/a | n/a | n/a | n/a | n/a | 0 | 0 | 100% | 100% | 0 | 0 | 0 | 0 | 0 | 0 | 0 | 0 | 0 | 0 | 0 | 0 | 0 | 0 | 0 | 0 | 0 | 0 | 0 | 0 | 0 | 0
| 0 | 0 | 0 | 0 | 0 | 0 | 0 | 0 | 0 | 0 | 0 | 0 | 0 | 0 | 0 | 0 | 0 | 0 | FALSE | FALSE | FALSE | FALSE | 0 | 0 | 0 | n/a | n/a | n/a | n/a | n/a | 0 | 0 | 100% | 100% | 0 | 0 | 0 | 0 | 0 | 0 | 0 | 0 | 0 | 0 | 0 | 0 | 0 | 0 | 0 | 0 | 0 | 0 | 0 | 0 | 0 | 0
| 0 | 0 | 0 | 0 | 0 | 0 | 0 | 0 | 0 | 0 | 0 | 0 | 0 | 0 | 0 | 0 | 0 | 0 | FALSE | FALSE | FALSE | FALSE | 0 | 0 | 0 | n/a | n/a | n/a | n/a | n/a | 0 | 0 | 100% | 100% | 0 | 0 | 0 | 0 | 0 | 0 | 0 | 0 | 0 | 0 | 0 | 0 | 0 | 0 | 0 | 0 | 0 | 0 | 0 | 0 | 0 | 0
| 0 | 0 | 0 | 0 | 0 | 0 | 0 | 0 | 0 | 0 | 0 | 0 | 0 | 0 | 0 | 0 | 0 | 0 | FALSE | FALSE | FALSE | FALSE | 0 | 0 | 0 | n/a | n/a | n/a | n/a | n/a | 0 | 0 | 100% | 100% | 0 | 0 | 0 | 0 | 0 | 0 | 0 | 0 | 0 | 0 | 0 | 0 | 0 | 0 | 0 | 0 | 0 | 0 | 0 | 0 | 0 | 0
| 0 | 0 | 0 | 0 | 0 | 0 | 0 | 0 | 0 | 0 | 0 | 0 | 0 | 0 | 0 | 0 | 0 | 0 | FALSE | FALSE | FALSE | FALSE | 0 | 0 | 0 | n/a | n/a | n/a | n/a | n/a | 0 | 0 | 100% | 100% | 0 | 0 | 0 | 0 | 0 | 0 | 0 | 0 | 0 | 0 | 0 | 0 | 0 | 0 | 0 | 0 | 0 | 0 | 0 | 0 | 0 | 0
| 0 | 0 | 0 | 0 | 0 | 0 | 0 | 0 | 0 | 0 | 0 | 0 | 0 | 0 | 0 | 0 | 0 | 0 | FALSE | FALSE | FALSE | FALSE | 0 | 0 | 0 | n/a | n/a | n/a | n/a | n/a | 0 | 0 | 100% | 100% | 0 | 0 | 0 | 0 | 0 | 0 | 0 | 0 | 0 | 0 | 0 | 0 | 0 | 0 | 0 | 0 | 0 | 0 | 0 | 0 | 0 | 0
| 0 | 0 | 0 | 0 | 0 | 0 | 0 | 0 | 0 | 0 | 0 | 0 | 0 | 0 | 0 | 0 | 0 | 0 | FALSE | FALSE | FALSE | FALSE | 0 | 0 | 0 | n/a | n/a | n/a | n/a | n/a | 0 | 0 | 100% | 100% | 0 | 0 | 0 | 0 | 0 | 0 | 0 | 0 | 0 | 0 | 0 | 0 | 0 | 0 | 0 | 0 | 0 | 0 | 0 | 0 | 0 | 0
| 0 | 0 | 0 | 0 | 0 | 0 | 0 | 0 | 0 | 0 | 0 | 0 | 0 | 0 | 0 | 0 | 0 | 0 | FALSE | FALSE | FALSE | FALSE | 0 | 0 | 0 | n/a | n/a | n/a | n/a | n/a | 0 | 0 | 100% | 100% | 0 | 0 | 0 | 0 | 0 | 0 | 0 | 0 | 0 | 0 | 0 | 0 | 0 | 0 | 0 | 0 | 0 | 0 | 0 | 0 | 0 | 0
| 0 | 0 | 0 | 0 | 0 | 0 | 0 | 0 | 0 | 0 | 0 | 0 | 0 | 0 | 0 | 0 | 0 | 0 | FALSE | FALSE | FALSE | FALSE | 0 | 0 | 0 | n/a | n/a | n/a | n/a | n/a | 0 | 0 | 100% | 100% | 0 | 0 | 0 | 0 | 0 | 0 | 0 | 0 | 0 | 0 | 0 | 0 | 0 | 0 | 0 | 0 | 0 | 0 | 0 | 0 | 0 | 0
| 0 | 0 | 0 | 0 | 0 | 0 | 0 | 0 | 0 | 0 | 0 | 0 | 0 | 0 | 0 | 0 | 0 | 0 | FALSE | FALSE | FALSE | FALSE | 0 | 0 | 0 | n/a | n/a | n/a | n/a | n/a | 0 | 0 | 100% | 100% | 0 | 0 | 0 | 0 | 0 | 0 | 0 | 0 | 0 | 0 | 0 | 0 | 0 | 0 | 0 | 0 | 0 | 0 | 0 | 0 | 0 | 0

## mtr_nqc_validation_tool
lse_unique_contract_id | lse_selected_mtr_tranche | %_nameplate/tranche_non_hybrid | %_nameplate/tranche_hybrid_gen | %_nameplate/tranche_hybrid_storage | elcc_non_hybrid | elcc_hybrid_gen | elcc_hybrid_storage | p50_annual_mwh_he_17 | p50_annual_mwh_post_he_17 | round_trip_efficiency | engineering_assessment_confirmation | contract_in_uc | uc_is_hybrid_paired | hybrid | uc_resource_id | resource_lookup | uc_d2106035_procurement_cat | uc_contracted_nameplate_capacity | uc_contracted_generator_mw | uc_contracted_storage_mw | uc_contracted_storage_depth_mwh | storage_duration_hrs | storage_lookup_key | uc_contract_start_year | uc_contract_start_month | uc_contract_start_day | is_non_grid_charging | is_general | is_ZE_gen_paired_dr | is_firm_ZE | is_long_duration_storage | is_llt | contract_date | assumed_Tranche | decision_elcc_non_hybrid | decision_elcc_hybrid_gen | decision_elcc_hybrid_storage | valid_contract_start_date | do_tranches_match? | tranche_elcc_match_non_hybrid | tranche_elcc_match_hybrid_gen | tranche_elcc_match_hybrid_storage | mtr_heuristic_check | elcc_non_hybrid_resource | elcc_hybrid_gen_resource | elcc_match_resource_type_non_hybrid | elcc_match_resource_type_hybrid_gen | elcc_value_nonhybrid | elcc_value_hybrid_gen | elcc_value_hybrid_storage | calculated_nqc_non_hybrid | calculated_nqc_hybrid_gen | calculated_nqc_hybrid_storage | calculated_nqc_hybrid_total_nqc | calculated_general_nqc_total | calculated_llt_nqc_total | dcr_is_storage_contract | dcr_not_energy_only | dcr_5_hr_battery_size | dcr_required_energy_battery | dcr_round_trip_efficiency_loss | dcr_energy_requirement | dcr_net_energy_available | dcr_noncharging_hybrid_flag | dcr_nqc_from_gen | dcr_battery_nqc | dcr_total_nqc | dcr_eligibility_test
[12 empty] | FALSE | 0 | 0 | 0 | 0 | 0 | 0 | 0 | 0 | 0 | 0 |  | 0 | 0 | 0 | 0 | FALSE | FALSE | FALSE | FALSE | FALSE | 0% | 0 | 0 | 0 | 0 | 0 | 0 | 0 | 0 | 0 | TRUE | 0 | 0 | 0 | 0 | 0% | 0% | 0% | 0 | 0 | 0 | 0 | 0 | 0 | 0 | 0 | 0 | 0 | 0 | 0 | 0 | 0 | 0 | 0 | 0 | 0
[12 empty] | FALSE | 0 | 0 | 0 | 0 | 0 | 0 | 0 | 0 | 0 | 0 |  | 0 | 0 | 0 | 0 | FALSE | FALSE | FALSE | FALSE | FALSE | 0% | 0 | 0 | 0 | 0 | 0 | 0 | 0 | 0 | 0 | TRUE | 0 | 0 | 0 | 0 | 0% | 0% | 0% | 0 | 0 | 0 | 0 | 0 | 0 | 0 | 0 | 0 | 0 | 0 | 0 | 0 | 0 | 0 | 0 | 0 | 0
[12 empty] | FALSE | 0 | 0 | 0 | 0 | 0 | 0 | 0 | 0 | 0 | 0 |  | 0 | 0 | 0 | 0 | FALSE | FALSE | FALSE | FALSE | FALSE | 0% | 0 | 0 | 0 | 0 | 0 | 0 | 0 | 0 | 0 | TRUE | 0 | 0 | 0 | 0 | 0% | 0% | 0% | 0 | 0 | 0 | 0 | 0 | 0 | 0 | 0 | 0 | 0 | 0 | 0 | 0 | 0 | 0 | 0 | 0 | 0
[12 empty] | FALSE | 0 | 0 | 0 | 0 | 0 | 0 | 0 | 0 | 0 | 0 |  | 0 | 0 | 0 | 0 | FALSE | FALSE | FALSE | FALSE | FALSE | 0% | 0 | 0 | 0 | 0 | 0 | 0 | 0 | 0 | 0 | TRUE | 0 | 0 | 0 | 0 | 0% | 0% | 0% | 0 | 0 | 0 | 0 | 0 | 0 | 0 | 0 | 0 | 0 | 0 | 0 | 0 | 0 | 0 | 0 | 0 | 0
[12 empty] | FALSE | 0 | 0 | 0 | 0 | 0 | 0 | 0 | 0 | 0 | 0 |  | 0 | 0 | 0 | 0 | FALSE | FALSE | FALSE | FALSE | FALSE | 0% | 0 | 0 | 0 | 0 | 0 | 0 | 0 | 0 | 0 | TRUE | 0 | 0 | 0 | 0 | 0% | 0% | 0% | 0 | 0 | 0 | 0 | 0 | 0 | 0 | 0 | 0 | 0 | 0 | 0 | 0 | 0 | 0 | 0 | 0 | 0
[12 empty] | FALSE | 0 | 0 | 0 | 0 | 0 | 0 | 0 | 0 | 0 | 0 |  | 0 | 0 | 0 | 0 | FALSE | FALSE | FALSE | FALSE | FALSE | 0% | 0 | 0 | 0 | 0 | 0 | 0 | 0 | 0 | 0 | TRUE | 0 | 0 | 0 | 0 | 0% | 0% | 0% | 0 | 0 | 0 | 0 | 0 | 0 | 0 | 0 | 0 | 0 | 0 | 0 | 0 | 0 | 0 | 0 | 0 | 0
[12 empty] | FALSE | 0 | 0 | 0 | 0 | 0 | 0 | 0 | 0 | 0 | 0 |  | 0 | 0 | 0 | 0 | FALSE | FALSE | FALSE | FALSE | FALSE | 0% | 0 | 0 | 0 | 0 | 0 | 0 | 0 | 0 | 0 | TRUE | 0 | 0 | 0 | 0 | 0% | 0% | 0% | 0 | 0 | 0 | 0 | 0 | 0 | 0 | 0 | 0 | 0 | 0 | 0 | 0 | 0 | 0 | 0 | 0 | 0
[12 empty] | FALSE | 0 | 0 | 0 | 0 | 0 | 0 | 0 | 0 | 0 | 0 |  | 0 | 0 | 0 | 0 | FALSE | FALSE | FALSE | FALSE | FALSE | 0% | 0 | 0 | 0 | 0 | 0 | 0 | 0 | 0 | 0 | TRUE | 0 | 0 | 0 | 0 | 0% | 0% | 0% | 0 | 0 | 0 | 0 | 0 | 0 | 0 | 0 | 0 | 0 | 0 | 0 | 0 | 0 | 0 | 0 | 0 | 0
[12 empty] | FALSE | 0 | 0 | 0 | 0 | 0 | 0 | 0 | 0 | 0 | 0 |  | 0 | 0 | 0 | 0 | FALSE | FALSE | FALSE | FALSE | FALSE | 0% | 0 | 0 | 0 | 0 | 0 | 0 | 0 | 0 | 0 | TRUE | 0 | 0 | 0 | 0 | 0% | 0% | 0% | 0 | 0 | 0 | 0 | 0 | 0 | 0 | 0 | 0 | 0 | 0 | 0 | 0 | 0 | 0 | 0 | 0 | 0
[12 empty] | FALSE | 0 | 0 | 0 | 0 | 0 | 0 | 0 | 0 | 0 | 0 |  | 0 | 0 | 0 | 0 | FALSE | FALSE | FALSE | FALSE | FALSE | 0% | 0 | 0 | 0 | 0 | 0 | 0 | 0 | 0 | 0 | TRUE | 0 | 0 | 0 | 0 | 0% | 0% | 0% | 0 | 0 | 0 | 0 | 0 | 0 | 0 | 0 | 0 | 0 | 0 | 0 | 0 | 0 | 0 | 0 | 0 | 0
[12 empty] | FALSE | 0 | 0 | 0 | 0 | 0 | 0 | 0 | 0 | 0 | 0 |  | 0 | 0 | 0 | 0 | FALSE | FALSE | FALSE | FALSE | FALSE | 0% | 0 | 0 | 0 | 0 | 0 | 0 | 0 | 0 | 0 | TRUE | 0 | 0 | 0 | 0 | 0% | 0% | 0% | 0 | 0 | 0 | 0 | 0 | 0 | 0 | 0 | 0 | 0 | 0 | 0 | 0 | 0 | 0 | 0 | 0 | 0
[12 empty] | FALSE | 0 | 0 | 0 | 0 | 0 | 0 | 0 | 0 | 0 | 0 |  | 0 | 0 | 0 | 0 | FALSE | FALSE | FALSE | FALSE | FALSE | 0% | 0 | 0 | 0 | 0 | 0 | 0 | 0 | 0 | 0 | TRUE | 0 | 0 | 0 | 0 | 0% | 0% | 0% | 0 | 0 | 0 | 0 | 0 | 0 | 0 | 0 | 0 | 0 | 0 | 0 | 0 | 0 | 0 | 0 | 0 | 0
[12 empty] | FALSE | 0 | 0 | 0 | 0 | 0 | 0 | 0 | 0 | 0 | 0 |  | 0 | 0 | 0 | 0 | FALSE | FALSE | FALSE | FALSE | FALSE | 0% | 0 | 0 | 0 | 0 | 0 | 0 | 0 | 0 | 0 | TRUE | 0 | 0 | 0 | 0 | 0% | 0% | 0% | 0 | 0 | 0 | 0 | 0 | 0 | 0 | 0 | 0 | 0 | 0 | 0 | 0 | 0 | 0 | 0 | 0 | 0
[12 empty] | FALSE | 0 | 0 | 0 | 0 | 0 | 0 | 0 | 0 | 0 | 0 |  | 0 | 0 | 0 | 0 | FALSE | FALSE | FALSE | FALSE | FALSE | 0% | 0 | 0 | 0 | 0 | 0 | 0 | 0 | 0 | 0 | TRUE | 0 | 0 | 0 | 0 | 0% | 0% | 0% | 0 | 0 | 0 | 0 | 0 | 0 | 0 | 0 | 0 | 0 | 0 | 0 | 0 | 0 | 0 | 0 | 0 | 0
[12 empty] | FALSE | 0 | 0 | 0 | 0 | 0 | 0 | 0 | 0 | 0 | 0 |  | 0 | 0 | 0 | 0 | FALSE | FALSE | FALSE | FALSE | FALSE | 0% | 0 | 0 | 0 | 0 | 0 | 0 | 0 | 0 | 0 | TRUE | 0 | 0 | 0 | 0 | 0% | 0% | 0% | 0 | 0 | 0 | 0 | 0 | 0 | 0 | 0 | 0 | 0 | 0 | 0 | 0 | 0 | 0 | 0 | 0 | 0
[12 empty] | FALSE | 0 | 0 | 0 | 0 | 0 | 0 | 0 | 0 | 0 | 0 |  | 0 | 0 | 0 | 0 | FALSE | FALSE | FALSE | FALSE | FALSE | 0% | 0 | 0 | 0 | 0 | 0 | 0 | 0 | 0 | 0 | TRUE | 0 | 0 | 0 | 0 | 0% | 0% | 0% | 0 | 0 | 0 | 0 | 0 | 0 | 0 | 0 | 0 | 0 | 0 | 0 | 0 | 0 | 0 | 0 | 0 | 0
[12 empty] | FALSE | 0 | 0 | 0 | 0 | 0 | 0 | 0 | 0 | 0 | 0 |  | 0 | 0 | 0 | 0 | FALSE | FALSE | FALSE | FALSE | FALSE | 0% | 0 | 0 | 0 | 0 | 0 | 0 | 0 | 0 | 0 | TRUE | 0 | 0 | 0 | 0 | 0% | 0% | 0% | 0 | 0 | 0 | 0 | 0 | 0 | 0 | 0 | 0 | 0 | 0 | 0 | 0 | 0 | 0 | 0 | 0 | 0
[12 empty] | FALSE | 0 | 0 | 0 | 0 | 0 | 0 | 0 | 0 | 0 | 0 |  | 0 | 0 | 0 | 0 | FALSE | FALSE | FALSE | FALSE | FALSE | 0% | 0 | 0 | 0 | 0 | 0 | 0 | 0 | 0 | 0 | TRUE | 0 | 0 | 0 | 0 | 0% | 0% | 0% | 0 | 0 | 0 | 0 | 0 | 0 | 0 | 0 | 0 | 0 | 0 | 0 | 0 | 0 | 0 | 0 | 0 | 0
[12 empty] | FALSE | 0 | 0 | 0 | 0 | 0 | 0 | 0 | 0 | 0 | 0 |  | 0 | 0 | 0 | 0 | FALSE | FALSE | FALSE | FALSE | FALSE | 0% | 0 | 0 | 0 | 0 | 0 | 0 | 0 | 0 | 0 | TRUE | 0 | 0 | 0 | 0 | 0% | 0% | 0% | 0 | 0 | 0 | 0 | 0 | 0 | 0 | 0 | 0 | 0 | 0 | 0 | 0 | 0 | 0 | 0 | 0 | 0
[12 empty] | FALSE | 0 | 0 | 0 | 0 | 0 | 0 | 0 | 0 | 0 | 0 |  | 0 | 0 | 0 | 0 | FALSE | FALSE | FALSE | FALSE | FALSE | 0% | 0 | 0 | 0 | 0 | 0 | 0 | 0 | 0 | 0 | TRUE | 0 | 0 | 0 | 0 | 0% | 0% | 0% | 0 | 0 | 0 | 0 | 0 | 0 | 0 | 0 | 0 | 0 | 0 | 0 | 0 | 0 | 0 | 0 | 0 | 0
[12 empty] | FALSE | 0 | 0 | 0 | 0 | 0 | 0 | 0 | 0 | 0 | 0 |  | 0 | 0 | 0 | 0 | FALSE | FALSE | FALSE | FALSE | FALSE | 0% | 0 | 0 | 0 | 0 | 0 | 0 | 0 | 0 | 0 | TRUE | 0 | 0 | 0 | 0 | 0% | 0% | 0% | 0 | 0 | 0 | 0 | 0 | 0 | 0 | 0 | 0 | 0 | 0 | 0 | 0 | 0 | 0 | 0 | 0 | 0
[12 empty] | FALSE | 0 | 0 | 0 | 0 | 0 | 0 | 0 | 0 | 0 | 0 |  | 0 | 0 | 0 | 0 | FALSE | FALSE | FALSE | FALSE | FALSE | 0% | 0 | 0 | 0 | 0 | 0 | 0 | 0 | 0 | 0 | TRUE | 0 | 0 | 0 | 0 | 0% | 0% | 0% | 0 | 0 | 0 | 0 | 0 | 0 | 0 | 0 | 0 | 0 | 0 | 0 | 0 | 0 | 0 | 0 | 0 | 0
[12 empty] | FALSE | 0 | 0 | 0 | 0 | 0 | 0 | 0 | 0 | 0 | 0 |  | 0 | 0 | 0 | 0 | FALSE | FALSE | FALSE | FALSE | FALSE | 0% | 0 | 0 | 0 | 0 | 0 | 0 | 0 | 0 | 0 | TRUE | 0 | 0 | 0 | 0 | 0% | 0% | 0% | 0 | 0 | 0 | 0 | 0 | 0 | 0 | 0 | 0 | 0 | 0 | 0 | 0 | 0 | 0 | 0 | 0 | 0
[12 empty] | FALSE | 0 | 0 | 0 | 0 | 0 | 0 | 0 | 0 | 0 | 0 |  | 0 | 0 | 0 | 0 | FALSE | FALSE | FALSE | FALSE | FALSE | 0% | 0 | 0 | 0 | 0 | 0 | 0 | 0 | 0 | 0 | TRUE | 0 | 0 | 0 | 0 | 0% | 0% | 0% | 0 | 0 | 0 | 0 | 0 | 0 | 0 | 0 | 0 | 0 | 0 | 0 | 0 | 0 | 0 | 0 | 0 | 0
[12 empty] | FALSE | 0 | 0 | 0 | 0 | 0 | 0 | 0 | 0 | 0 | 0 |  | 0 | 0 | 0 | 0 | FALSE | FALSE | FALSE | FALSE | FALSE | 0% | 0 | 0 | 0 | 0 | 0 | 0 | 0 | 0 | 0 | TRUE | 0 | 0 | 0 | 0 | 0% | 0% | 0% | 0 | 0 | 0 | 0 | 0 | 0 | 0 | 0 | 0 | 0 | 0 | 0 | 0 | 0 | 0 | 0 | 0 | 0
[12 empty] | FALSE | 0 | 0 | 0 | 0 | 0 | 0 | 0 | 0 | 0 | 0 |  | 0 | 0 | 0 | 0 | FALSE | FALSE | FALSE | FALSE | FALSE | 0% | 0 | 0 | 0 | 0 | 0 | 0 | 0 | 0 | 0 | TRUE | 0 | 0 | 0 | 0 | 0% | 0% | 0% | 0 | 0 | 0 | 0 | 0 | 0 | 0 | 0 | 0 | 0 | 0 | 0 | 0 | 0 | 0 | 0 | 0 | 0
[12 empty] | FALSE | 0 | 0 | 0 | 0 | 0 | 0 | 0 | 0 | 0 | 0 |  | 0 | 0 | 0 | 0 | FALSE | FALSE | FALSE | FALSE | FALSE | 0% | 0 | 0 | 0 | 0 | 0 | 0 | 0 | 0 | 0 | TRUE | 0 | 0 | 0 | 0 | 0% | 0% | 0% | 0 | 0 | 0 | 0 | 0 | 0 | 0 | 0 | 0 | 0 | 0 | 0 | 0 | 0 | 0 | 0 | 0 | 0
[12 empty] | FALSE | 0 | 0 | 0 | 0 | 0 | 0 | 0 | 0 | 0 | 0 |  | 0 | 0 | 0 | 0 | FALSE | FALSE | FALSE | FALSE | FALSE | 0% | 0 | 0 | 0 | 0 | 0 | 0 | 0 | 0 | 0 | TRUE | 0 | 0 | 0 | 0 | 0% | 0% | 0% | 0 | 0 | 0 | 0 | 0 | 0 | 0 | 0 | 0 | 0 | 0 | 0 | 0 | 0 | 0 | 0 | 0 | 0
[12 empty] | FALSE | 0 | 0 | 0 | 0 | 0 | 0 | 0 | 0 | 0 | 0 |  | 0 | 0 | 0 | 0 | FALSE | FALSE | FALSE | FALSE | FALSE | 0% | 0 | 0 | 0 | 0 | 0 | 0 | 0 | 0 | 0 | TRUE | 0 | 0 | 0 | 0 | 0% | 0% | 0% | 0 | 0 | 0 | 0 | 0 | 0 | 0 | 0 | 0 | 0 | 0 | 0 | 0 | 0 | 0 | 0 | 0 | 0
[12 empty] | FALSE | 0 | 0 | 0 | 0 | 0 | 0 | 0 | 0 | 0 | 0 |  | 0 | 0 | 0 | 0 | FALSE | FALSE | FALSE | FALSE | FALSE | 0% | 0 | 0 | 0 | 0 | 0 | 0 | 0 | 0 | 0 | TRUE | 0 | 0 | 0 | 0 | 0% | 0% | 0% | 0 | 0 | 0 | 0 | 0 | 0 | 0 | 0 | 0 | 0 | 0 | 0 | 0 | 0 | 0 | 0 | 0 | 0
[12 empty] | FALSE | 0 | 0 | 0 | 0 | 0 | 0 | 0 | 0 | 0 | 0 |  | 0 | 0 | 0 | 0 | FALSE | FALSE | FALSE | FALSE | FALSE | 0% | 0 | 0 | 0 | 0 | 0 | 0 | 0 | 0 | 0 | TRUE | 0 | 0 | 0 | 0 | 0% | 0% | 0% | 0 | 0 | 0 | 0 | 0 | 0 | 0 | 0 | 0 | 0 | 0 | 0 | 0 | 0 | 0 | 0 | 0 | 0
[12 empty] | FALSE | 0 | 0 | 0 | 0 | 0 | 0 | 0 | 0 | 0 | 0 |  | 0 | 0 | 0 | 0 | FALSE | FALSE | FALSE | FALSE | FALSE | 0% | 0 | 0 | 0 | 0 | 0 | 0 | 0 | 0 | 0 | TRUE | 0 | 0 | 0 | 0 | 0% | 0% | 0% | 0 | 0 | 0 | 0 | 0 | 0 | 0 | 0 | 0 | 0 | 0 | 0 | 0 | 0 | 0 | 0 | 0 | 0
[12 empty] | FALSE | 0 | 0 | 0 | 0 | 0 | 0 | 0 | 0 | 0 | 0 |  | 0 | 0 | 0 | 0 | FALSE | FALSE | FALSE | FALSE | FALSE | 0% | 0 | 0 | 0 | 0 | 0 | 0 | 0 | 0 | 0 | TRUE | 0 | 0 | 0 | 0 | 0% | 0% | 0% | 0 | 0 | 0 | 0 | 0 | 0 | 0 | 0 | 0 | 0 | 0 | 0 | 0 | 0 | 0 | 0 | 0 | 0
[12 empty] | FALSE | 0 | 0 | 0 | 0 | 0 | 0 | 0 | 0 | 0 | 0 |  | 0 | 0 | 0 | 0 | FALSE | FALSE | FALSE | FALSE | FALSE | 0% | 0 | 0 | 0 | 0 | 0 | 0 | 0 | 0 | 0 | TRUE | 0 | 0 | 0 | 0 | 0% | 0% | 0% | 0 | 0 | 0 | 0 | 0 | 0 | 0 | 0 | 0 | 0 | 0 | 0 | 0 | 0 | 0 | 0 | 0 | 0
[12 empty] | FALSE | 0 | 0 | 0 | 0 | 0 | 0 | 0 | 0 | 0 | 0 |  | 0 | 0 | 0 | 0 | FALSE | FALSE | FALSE | FALSE | FALSE | 0% | 0 | 0 | 0 | 0 | 0 | 0 | 0 | 0 | 0 | TRUE | 0 | 0 | 0 | 0 | 0% | 0% | 0% | 0 | 0 | 0 | 0 | 0 | 0 | 0 | 0 | 0 | 0 | 0 | 0 | 0 | 0 | 0 | 0 | 0 | 0
[12 empty] | FALSE | 0 | 0 | 0 | 0 | 0 | 0 | 0 | 0 | 0 | 0 |  | 0 | 0 | 0 | 0 | FALSE | FALSE | FALSE | FALSE | FALSE | 0% | 0 | 0 | 0 | 0 | 0 | 0 | 0 | 0 | 0 | TRUE | 0 | 0 | 0 | 0 | 0% | 0% | 0% | 0 | 0 | 0 | 0 | 0 | 0 | 0 | 0 | 0 | 0 | 0 | 0 | 0 | 0 | 0 | 0 | 0 | 0
[12 empty] | FALSE | 0 | 0 | 0 | 0 | 0 | 0 | 0 | 0 | 0 | 0 |  | 0 | 0 | 0 | 0 | FALSE | FALSE | FALSE | FALSE | FALSE | 0% | 0 | 0 | 0 | 0 | 0 | 0 | 0 | 0 | 0 | TRUE | 0 | 0 | 0 | 0 | 0% | 0% | 0% | 0 | 0 | 0 | 0 | 0 | 0 | 0 | 0 | 0 | 0 | 0 | 0 | 0 | 0 | 0 | 0 | 0 | 0
[12 empty] | FALSE | 0 | 0 | 0 | 0 | 0 | 0 | 0 | 0 | 0 | 0 |  | 0 | 0 | 0 | 0 | FALSE | FALSE | FALSE | FALSE | FALSE | 0% | 0 | 0 | 0 | 0 | 0 | 0 | 0 | 0 | 0 | TRUE | 0 | 0 | 0 | 0 | 0% | 0% | 0% | 0 | 0 | 0 | 0 | 0 | 0 | 0 | 0 | 0 | 0 | 0 | 0 | 0 | 0 | 0 | 0 | 0 | 0
[12 empty] | FALSE | 0 | 0 | 0 | 0 | 0 | 0 | 0 | 0 | 0 | 0 |  | 0 | 0 | 0 | 0 | FALSE | FALSE | FALSE | FALSE | FALSE | 0% | 0 | 0 | 0 | 0 | 0 | 0 | 0 | 0 | 0 | TRUE | 0 | 0 | 0 | 0 | 0% | 0% | 0% | 0 | 0 | 0 | 0 | 0 | 0 | 0 | 0 | 0 | 0 | 0 | 0 | 0 | 0 | 0 | 0 | 0 | 0
[12 empty] | FALSE | 0 | 0 | 0 | 0 | 0 | 0 | 0 | 0 | 0 | 0 |  | 0 | 0 | 0 | 0 | FALSE | FALSE | FALSE | FALSE | FALSE | 0% | 0 | 0 | 0 | 0 | 0 | 0 | 0 | 0 | 0 | TRUE | 0 | 0 | 0 | 0 | 0% | 0% | 0% | 0 | 0 | 0 | 0 | 0 | 0 | 0 | 0 | 0 | 0 | 0 | 0 | 0 | 0 | 0 | 0 | 0 | 0
[12 empty] | FALSE | 0 | 0 | 0 | 0 | 0 | 0 | 0 | 0 | 0 | 0 |  | 0 | 0 | 0 | 0 | FALSE | FALSE | FALSE | FALSE | FALSE | 0% | 0 | 0 | 0 | 0 | 0 | 0 | 0 | 0 | 0 | TRUE | 0 | 0 | 0 | 0 | 0% | 0% | 0% | 0 | 0 | 0 | 0 | 0 | 0 | 0 | 0 | 0 | 0 | 0 | 0 | 0 | 0 | 0 | 0 | 0 | 0
[12 empty] | FALSE | 0 | 0 | 0 | 0 | 0 | 0 | 0 | 0 | 0 | 0 |  | 0 | 0 | 0 | 0 | FALSE | FALSE | FALSE | FALSE | FALSE | 0% | 0 | 0 | 0 | 0 | 0 | 0 | 0 | 0 | 0 | TRUE | 0 | 0 | 0 | 0 | 0% | 0% | 0% | 0 | 0 | 0 | 0 | 0 | 0 | 0 | 0 | 0 | 0 | 0 | 0 | 0 | 0 | 0 | 0 | 0 | 0
[12 empty] | FALSE | 0 | 0 | 0 | 0 | 0 | 0 | 0 | 0 | 0 | 0 |  | 0 | 0 | 0 | 0 | FALSE | FALSE | FALSE | FALSE | FALSE | 0% | 0 | 0 | 0 | 0 | 0 | 0 | 0 | 0 | 0 | TRUE | 0 | 0 | 0 | 0 | 0% | 0% | 0% | 0 | 0 | 0 | 0 | 0 | 0 | 0 | 0 | 0 | 0 | 0 | 0 | 0 | 0 | 0 | 0 | 0 | 0
[12 empty] | FALSE | 0 | 0 | 0 | 0 | 0 | 0 | 0 | 0 | 0 | 0 |  | 0 | 0 | 0 | 0 | FALSE | FALSE | FALSE | FALSE | FALSE | 0% | 0 | 0 | 0 | 0 | 0 | 0 | 0 | 0 | 0 | TRUE | 0 | 0 | 0 | 0 | 0% | 0% | 0% | 0 | 0 | 0 | 0 | 0 | 0 | 0 | 0 | 0 | 0 | 0 | 0 | 0 | 0 | 0 | 0 | 0 | 0
[12 empty] | FALSE | 0 | 0 | 0 | 0 | 0 | 0 | 0 | 0 | 0 | 0 |  | 0 | 0 | 0 | 0 | FALSE | FALSE | FALSE | FALSE | FALSE | 0% | 0 | 0 | 0 | 0 | 0 | 0 | 0 | 0 | 0 | TRUE | 0 | 0 | 0 | 0 | 0% | 0% | 0% | 0 | 0 | 0 | 0 | 0 | 0 | 0 | 0 | 0 | 0 | 0 | 0 | 0 | 0 | 0 | 0 | 0 | 0
[12 empty] | FALSE | 0 | 0 | 0 | 0 | 0 | 0 | 0 | 0 | 0 | 0 |  | 0 | 0 | 0 | 0 | FALSE | FALSE | FALSE | FALSE | FALSE | 0% | 0 | 0 | 0 | 0 | 0 | 0 | 0 | 0 | 0 | TRUE | 0 | 0 | 0 | 0 | 0% | 0% | 0% | 0 | 0 | 0 | 0 | 0 | 0 | 0 | 0 | 0 | 0 | 0 | 0 | 0 | 0 | 0 | 0 | 0 | 0
[12 empty] | FALSE | 0 | 0 | 0 | 0 | 0 | 0 | 0 | 0 | 0 | 0 |  | 0 | 0 | 0 | 0 | FALSE | FALSE | FALSE | FALSE | FALSE | 0% | 0 | 0 | 0 | 0 | 0 | 0 | 0 | 0 | 0 | TRUE | 0 | 0 | 0 | 0 | 0% | 0% | 0% | 0 | 0 | 0 | 0 | 0 | 0 | 0 | 0 | 0 | 0 | 0 | 0 | 0 | 0 | 0 | 0 | 0 | 0
[12 empty] | FALSE | 0 | 0 | 0 | 0 | 0 | 0 | 0 | 0 | 0 | 0 |  | 0 | 0 | 0 | 0 | FALSE | FALSE | FALSE | FALSE | FALSE | 0% | 0 | 0 | 0 | 0 | 0 | 0 | 0 | 0 | 0 | TRUE | 0 | 0 | 0 | 0 | 0% | 0% | 0% | 0 | 0 | 0 | 0 | 0 | 0 | 0 | 0 | 0 | 0 | 0 | 0 | 0 | 0 | 0 | 0 | 0 | 0
[12 empty] | FALSE | 0 | 0 | 0 | 0 | 0 | 0 | 0 | 0 | 0 | 0 |  | 0 | 0 | 0 | 0 | FALSE | FALSE | FALSE | FALSE | FALSE | 0% | 0 | 0 | 0 | 0 | 0 | 0 | 0 | 0 | 0 | TRUE | 0 | 0 | 0 | 0 | 0% | 0% | 0% | 0 | 0 | 0 | 0 | 0 | 0 | 0 | 0 | 0 | 0 | 0 | 0 | 0 | 0 | 0 | 0 | 0 | 0
[12 empty] | FALSE | 0 | 0 | 0 | 0 | 0 | 0 | 0 | 0 | 0 | 0 |  | 0 | 0 | 0 | 0 | FALSE | FALSE | FALSE | FALSE | FALSE | 0% | 0 | 0 | 0 | 0 | 0 | 0 | 0 | 0 | 0 | TRUE | 0 | 0 | 0 | 0 | 0% | 0% | 0% | 0 | 0 | 0 | 0 | 0 | 0 | 0 | 0 | 0 | 0 | 0 | 0 | 0 | 0 | 0 | 0 | 0 | 0
[12 empty] | FALSE | 0 | 0 | 0 | 0 | 0 | 0 | 0 | 0 | 0 | 0 |  | 0 | 0 | 0 | 0 | FALSE | FALSE | FALSE | FALSE | FALSE | 0% | 0 | 0 | 0 | 0 | 0 | 0 | 0 | 0 | 0 | TRUE | 0 | 0 | 0 | 0 | 0% | 0% | 0% | 0 | 0 | 0 | 0 | 0 | 0 | 0 | 0 | 0 | 0 | 0 | 0 | 0 | 0 | 0 | 0 | 0 | 0
[12 empty] | FALSE | 0 | 0 | 0 | 0 | 0 | 0 | 0 | 0 | 0 | 0 |  | 0 | 0 | 0 | 0 | FALSE | FALSE | FALSE | FALSE | FALSE | 0% | 0 | 0 | 0 | 0 | 0 | 0 | 0 | 0 | 0 | TRUE | 0 | 0 | 0 | 0 | 0% | 0% | 0% | 0 | 0 | 0 | 0 | 0 | 0 | 0 | 0 | 0 | 0 | 0 | 0 | 0 | 0 | 0 | 0 | 0 | 0
[8 empty] | 664000 | 163520 | 87% | TRUE | FALSE | 0 | 0 | 0 | 0 | 0 | 0 | 0 | 0 | 0 | 0 |  | 0 | 0 | 0 | 0 | FALSE | FALSE | FALSE | FALSE | FALSE | 0% | 0 | 0 | 0 | 0 | 0 | 0 | 0 | 0 | 0 | TRUE | 0 | 0 | 0 | 0 | 0% | 0% | 0% | 0 | 0 | 0 | 0 | 0 | 0 | 0 | 0 | 0 | 0 | 0 | 0 | 0 | 0 | 0 | 0 | 0 | 0
[12 empty] | FALSE | 0 | 0 | 0 | 0 | 0 | 0 | 0 | 0 | 0 | 0 |  | 0 | 0 | 0 | 0 | FALSE | FALSE | FALSE | FALSE | FALSE | 0% | 0 | 0 | 0 | 0 | 0 | 0 | 0 | 0 | 0 | TRUE | 0 | 0 | 0 | 0 | 0% | 0% | 0% | 0 | 0 | 0 | 0 | 0 | 0 | 0 | 0 | 0 | 0 | 0 | 0 | 0 | 0 | 0 | 0 | 0 | 0
[12 empty] | FALSE | 0 | 0 | 0 | 0 | 0 | 0 | 0 | 0 | 0 | 0 |  | 0 | 0 | 0 | 0 | FALSE | FALSE | FALSE | FALSE | FALSE | 0% | 0 | 0 | 0 | 0 | 0 | 0 | 0 | 0 | 0 | TRUE | 0 | 0 | 0 | 0 | 0% | 0% | 0% | 0 | 0 | 0 | 0 | 0 | 0 | 0 | 0 | 0 | 0 | 0 | 0 | 0 | 0 | 0 | 0 | 0 | 0
[12 empty] | FALSE | 0 | 0 | 0 | 0 | 0 | 0 | 0 | 0 | 0 | 0 |  | 0 | 0 | 0 | 0 | FALSE | FALSE | FALSE | FALSE | FALSE | 0% | 0 | 0 | 0 | 0 | 0 | 0 | 0 | 0 | 0 | TRUE | 0 | 0 | 0 | 0 | 0% | 0% | 0% | 0 | 0 | 0 | 0 | 0 | 0 | 0 | 0 | 0 | 0 | 0 | 0 | 0 | 0 | 0 | 0 | 0 | 0
[12 empty] | FALSE | 0 | 0 | 0 | 0 | 0 | 0 | 0 | 0 | 0 | 0 |  | 0 | 0 | 0 | 0 | FALSE | FALSE | FALSE | FALSE | FALSE | 0% | 0 | 0 | 0 | 0 | 0 | 0 | 0 | 0 | 0 | TRUE | 0 | 0 | 0 | 0 | 0% | 0% | 0% | 0 | 0 | 0 | 0 | 0 | 0 | 0 | 0 | 0 | 0 | 0 | 0 | 0 | 0 | 0 | 0 | 0 | 0
[12 empty] | FALSE | 0 | 0 | 0 | 0 | 0 | 0 | 0 | 0 | 0 | 0 |  | 0 | 0 | 0 | 0 | FALSE | FALSE | FALSE | FALSE | FALSE | 0% | 0 | 0 | 0 | 0 | 0 | 0 | 0 | 0 | 0 | TRUE | 0 | 0 | 0 | 0 | 0% | 0% | 0% | 0 | 0 | 0 | 0 | 0 | 0 | 0 | 0 | 0 | 0 | 0 | 0 | 0 | 0 | 0 | 0 | 0 | 0
[12 empty] | FALSE | 0 | 0 | 0 | 0 | 0 | 0 | 0 | 0 | 0 | 0 |  | 0 | 0 | 0 | 0 | FALSE | FALSE | FALSE | FALSE | FALSE | 0% | 0 | 0 | 0 | 0 | 0 | 0 | 0 | 0 | 0 | TRUE | 0 | 0 | 0 | 0 | 0% | 0% | 0% | 0 | 0 | 0 | 0 | 0 | 0 | 0 | 0 | 0 | 0 | 0 | 0 | 0 | 0 | 0 | 0 | 0 | 0
[12 empty] | FALSE | 0 | 0 | 0 | 0 | 0 | 0 | 0 | 0 | 0 | 0 |  | 0 | 0 | 0 | 0 | FALSE | FALSE | FALSE | FALSE | FALSE | 0% | 0 | 0 | 0 | 0 | 0 | 0 | 0 | 0 | 0 | TRUE | 0 | 0 | 0 | 0 | 0% | 0% | 0% | 0 | 0 | 0 | 0 | 0 | 0 | 0 | 0 | 0 | 0 | 0 | 0 | 0 | 0 | 0 | 0 | 0 | 0
[12 empty] | FALSE | 0 | 0 | 0 | 0 | 0 | 0 | 0 | 0 | 0 | 0 |  | 0 | 0 | 0 | 0 | FALSE | FALSE | FALSE | FALSE | FALSE | 0% | 0 | 0 | 0 | 0 | 0 | 0 | 0 | 0 | 0 | TRUE | 0 | 0 | 0 | 0 | 0% | 0% | 0% | 0 | 0 | 0 | 0 | 0 | 0 | 0 | 0 | 0 | 0 | 0 | 0 | 0 | 0 | 0 | 0 | 0 | 0
[12 empty] | FALSE | 0 | 0 | 0 | 0 | 0 | 0 | 0 | 0 | 0 | 0 |  | 0 | 0 | 0 | 0 | FALSE | FALSE | FALSE | FALSE | FALSE | 0% | 0 | 0 | 0 | 0 | 0 | 0 | 0 | 0 | 0 | TRUE | 0 | 0 | 0 | 0 | 0% | 0% | 0% | 0 | 0 | 0 | 0 | 0 | 0 | 0 | 0 | 0 | 0 | 0 | 0 | 0 | 0 | 0 | 0 | 0 | 0
[12 empty] | FALSE | 0 | 0 | 0 | 0 | 0 | 0 | 0 | 0 | 0 | 0 |  | 0 | 0 | 0 | 0 | FALSE | FALSE | FALSE | FALSE | FALSE | 0% | 0 | 0 | 0 | 0 | 0 | 0 | 0 | 0 | 0 | TRUE | 0 | 0 | 0 | 0 | 0% | 0% | 0% | 0 | 0 | 0 | 0 | 0 | 0 | 0 | 0 | 0 | 0 | 0 | 0 | 0 | 0 | 0 | 0 | 0 | 0
[12 empty] | FALSE | 0 | 0 | 0 | 0 | 0 | 0 | 0 | 0 | 0 | 0 |  | 0 | 0 | 0 | 0 | FALSE | FALSE | FALSE | FALSE | FALSE | 0% | 0 | 0 | 0 | 0 | 0 | 0 | 0 | 0 | 0 | TRUE | 0 | 0 | 0 | 0 | 0% | 0% | 0% | 0 | 0 | 0 | 0 | 0 | 0 | 0 | 0 | 0 | 0 | 0 | 0 | 0 | 0 | 0 | 0 | 0 | 0
[12 empty] | FALSE | 0 | 0 | 0 | 0 | 0 | 0 | 0 | 0 | 0 | 0 |  | 0 | 0 | 0 | 0 | FALSE | FALSE | FALSE | FALSE | FALSE | 0% | 0 | 0 | 0 | 0 | 0 | 0 | 0 | 0 | 0 | TRUE | 0 | 0 | 0 | 0 | 0% | 0% | 0% | 0 | 0 | 0 | 0 | 0 | 0 | 0 | 0 | 0 | 0 | 0 | 0 | 0 | 0 | 0 | 0 | 0 | 0
[12 empty] | FALSE | 0 | 0 | 0 | 0 | 0 | 0 | 0 | 0 | 0 | 0 |  | 0 | 0 | 0 | 0 | FALSE | FALSE | FALSE | FALSE | FALSE | 0% | 0 | 0 | 0 | 0 | 0 | 0 | 0 | 0 | 0 | TRUE | 0 | 0 | 0 | 0 | 0% | 0% | 0% | 0 | 0 | 0 | 0 | 0 | 0 | 0 | 0 | 0 | 0 | 0 | 0 | 0 | 0 | 0 | 0 | 0 | 0
[12 empty] | FALSE | 0 | 0 | 0 | 0 | 0 | 0 | 0 | 0 | 0 | 0 |  | 0 | 0 | 0 | 0 | FALSE | FALSE | FALSE | FALSE | FALSE | 0% | 0 | 0 | 0 | 0 | 0 | 0 | 0 | 0 | 0 | TRUE | 0 | 0 | 0 | 0 | 0% | 0% | 0% | 0 | 0 | 0 | 0 | 0 | 0 | 0 | 0 | 0 | 0 | 0 | 0 | 0 | 0 | 0 | 0 | 0 | 0
[12 empty] | FALSE | 0 | 0 | 0 | 0 | 0 | 0 | 0 | 0 | 0 | 0 |  | 0 | 0 | 0 | 0 | FALSE | FALSE | FALSE | FALSE | FALSE | 0% | 0 | 0 | 0 | 0 | 0 | 0 | 0 | 0 | 0 | TRUE | 0 | 0 | 0 | 0 | 0% | 0% | 0% | 0 | 0 | 0 | 0 | 0 | 0 | 0 | 0 | 0 | 0 | 0 | 0 | 0 | 0 | 0 | 0 | 0 | 0
[12 empty] | FALSE | 0 | 0 | 0 | 0 | 0 | 0 | 0 | 0 | 0 | 0 |  | 0 | 0 | 0 | 0 | FALSE | FALSE | FALSE | FALSE | FALSE | 0% | 0 | 0 | 0 | 0 | 0 | 0 | 0 | 0 | 0 | TRUE | 0 | 0 | 0 | 0 | 0% | 0% | 0% | 0 | 0 | 0 | 0 | 0 | 0 | 0 | 0 | 0 | 0 | 0 | 0 | 0 | 0 | 0 | 0 | 0 | 0
[12 empty] | FALSE | 0 | 0 | 0 | 0 | 0 | 0 | 0 | 0 | 0 | 0 |  | 0 | 0 | 0 | 0 | FALSE | FALSE | FALSE | FALSE | FALSE | 0% | 0 | 0 | 0 | 0 | 0 | 0 | 0 | 0 | 0 | TRUE | 0 | 0 | 0 | 0 | 0% | 0% | 0% | 0 | 0 | 0 | 0 | 0 | 0 | 0 | 0 | 0 | 0 | 0 | 0 | 0 | 0 | 0 | 0 | 0 | 0
[12 empty] | FALSE | 0 | 0 | 0 | 0 | 0 | 0 | 0 | 0 | 0 | 0 |  | 0 | 0 | 0 | 0 | FALSE | FALSE | FALSE | FALSE | FALSE | 0% | 0 | 0 | 0 | 0 | 0 | 0 | 0 | 0 | 0 | TRUE | 0 | 0 | 0 | 0 | 0% | 0% | 0% | 0 | 0 | 0 | 0 | 0 | 0 | 0 | 0 | 0 | 0 | 0 | 0 | 0 | 0 | 0 | 0 | 0 | 0
[12 empty] | FALSE | 0 | 0 | 0 | 0 | 0 | 0 | 0 | 0 | 0 | 0 |  | 0 | 0 | 0 | 0 | FALSE | FALSE | FALSE | FALSE | FALSE | 0% | 0 | 0 | 0 | 0 | 0 | 0 | 0 | 0 | 0 | TRUE | 0 | 0 | 0 | 0 | 0% | 0% | 0% | 0 | 0 | 0 | 0 | 0 | 0 | 0 | 0 | 0 | 0 | 0 | 0 | 0 | 0 | 0 | 0 | 0 | 0
[12 empty] | FALSE | 0 | 0 | 0 | 0 | 0 | 0 | 0 | 0 | 0 | 0 |  | 0 | 0 | 0 | 0 | FALSE | FALSE | FALSE | FALSE | FALSE | 0% | 0 | 0 | 0 | 0 | 0 | 0 | 0 | 0 | 0 | TRUE | 0 | 0 | 0 | 0 | 0% | 0% | 0% | 0 | 0 | 0 | 0 | 0 | 0 | 0 | 0 | 0 | 0 | 0 | 0 | 0 | 0 | 0 | 0 | 0 | 0
[12 empty] | FALSE | 0 | 0 | 0 | 0 | 0 | 0 | 0 | 0 | 0 | 0 |  | 0 | 0 | 0 | 0 | FALSE | FALSE | FALSE | FALSE | FALSE | 0% | 0 | 0 | 0 | 0 | 0 | 0 | 0 | 0 | 0 | TRUE | 0 | 0 | 0 | 0 | 0% | 0% | 0% | 0 | 0 | 0 | 0 | 0 | 0 | 0 | 0 | 0 | 0 | 0 | 0 | 0 | 0 | 0 | 0 | 0 | 0
[12 empty] | FALSE | 0 | 0 | 0 | 0 | 0 | 0 | 0 | 0 | 0 | 0 |  | 0 | 0 | 0 | 0 | FALSE | FALSE | FALSE | FALSE | FALSE | 0% | 0 | 0 | 0 | 0 | 0 | 0 | 0 | 0 | 0 | TRUE | 0 | 0 | 0 | 0 | 0% | 0% | 0% | 0 | 0 | 0 | 0 | 0 | 0 | 0 | 0 | 0 | 0 | 0 | 0 | 0 | 0 | 0 | 0 | 0 | 0
[12 empty] | FALSE | 0 | 0 | 0 | 0 | 0 | 0 | 0 | 0 | 0 | 0 |  | 0 | 0 | 0 | 0 | FALSE | FALSE | FALSE | FALSE | FALSE | 0% | 0 | 0 | 0 | 0 | 0 | 0 | 0 | 0 | 0 | TRUE | 0 | 0 | 0 | 0 | 0% | 0% | 0% | 0 | 0 | 0 | 0 | 0 | 0 | 0 | 0 | 0 | 0 | 0 | 0 | 0 | 0 | 0 | 0 | 0 | 0
[12 empty] | FALSE | 0 | 0 | 0 | 0 | 0 | 0 | 0 | 0 | 0 | 0 |  | 0 | 0 | 0 | 0 | FALSE | FALSE | FALSE | FALSE | FALSE | 0% | 0 | 0 | 0 | 0 | 0 | 0 | 0 | 0 | 0 | TRUE | 0 | 0 | 0 | 0 | 0% | 0% | 0% | 0 | 0 | 0 | 0 | 0 | 0 | 0 | 0 | 0 | 0 | 0 | 0 | 0 | 0 | 0 | 0 | 0 | 0
[12 empty] | FALSE | 0 | 0 | 0 | 0 | 0 | 0 | 0 | 0 | 0 | 0 |  | 0 | 0 | 0 | 0 | FALSE | FALSE | FALSE | FALSE | FALSE | 0% | 0 | 0 | 0 | 0 | 0 | 0 | 0 | 0 | 0 | TRUE | 0 | 0 | 0 | 0 | 0% | 0% | 0% | 0 | 0 | 0 | 0 | 0 | 0 | 0 | 0 | 0 | 0 | 0 | 0 | 0 | 0 | 0 | 0 | 0 | 0
[12 empty] | FALSE | 0 | 0 | 0 | 0 | 0 | 0 | 0 | 0 | 0 | 0 |  | 0 | 0 | 0 | 0 | FALSE | FALSE | FALSE | FALSE | FALSE | 0% | 0 | 0 | 0 | 0 | 0 | 0 | 0 | 0 | 0 | TRUE | 0 | 0 | 0 | 0 | 0% | 0% | 0% | 0 | 0 | 0 | 0 | 0 | 0 | 0 | 0 | 0 | 0 | 0 | 0 | 0 | 0 | 0 | 0 | 0 | 0
[12 empty] | FALSE | 0 | 0 | 0 | 0 | 0 | 0 | 0 | 0 | 0 | 0 |  | 0 | 0 | 0 | 0 | FALSE | FALSE | FALSE | FALSE | FALSE | 0% | 0 | 0 | 0 | 0 | 0 | 0 | 0 | 0 | 0 | TRUE | 0 | 0 | 0 | 0 | 0% | 0% | 0% | 0 | 0 | 0 | 0 | 0 | 0 | 0 | 0 | 0 | 0 | 0 | 0 | 0 | 0 | 0 | 0 | 0 | 0
[12 empty] | FALSE | 0 | 0 | 0 | 0 | 0 | 0 | 0 | 0 | 0 | 0 |  | 0 | 0 | 0 | 0 | FALSE | FALSE | FALSE | FALSE | FALSE | 0% | 0 | 0 | 0 | 0 | 0 | 0 | 0 | 0 | 0 | TRUE | 0 | 0 | 0 | 0 | 0% | 0% | 0% | 0 | 0 | 0 | 0 | 0 | 0 | 0 | 0 | 0 | 0 | 0 | 0 | 0 | 0 | 0 | 0 | 0 | 0
[12 empty] | FALSE | 0 | 0 | 0 | 0 | 0 | 0 | 0 | 0 | 0 | 0 |  | 0 | 0 | 0 | 0 | FALSE | FALSE | FALSE | FALSE | FALSE | 0% | 0 | 0 | 0 | 0 | 0 | 0 | 0 | 0 | 0 | TRUE | 0 | 0 | 0 | 0 | 0% | 0% | 0% | 0 | 0 | 0 | 0 | 0 | 0 | 0 | 0 | 0 | 0 | 0 | 0 | 0 | 0 | 0 | 0 | 0 | 0
[8 empty] | 299156 | 20441 | 80% | TRUE | FALSE | 0 | 0 | 0 | 0 | 0 | 0 | 0 | 0 | 0 | 0 |  | 0 | 0 | 0 | 0 | FALSE | FALSE | FALSE | FALSE | FALSE | 0% | 0 | 0 | 0 | 0 | 0 | 0 | 0 | 0 | 0 | TRUE | 0 | 0 | 0 | 0 | 0% | 0% | 0% | 0 | 0 | 0 | 0 | 0 | 0 | 0 | 0 | 0 | 0 | 0 | 0 | 0 | 0 | 0 | 0 | 0 | 0
[8 empty] | 205751 | 14142 | 80% | TRUE | FALSE | 0 | 0 | 0 | 0 | 0 | 0 | 0 | 0 | 0 | 0 |  | 0 | 0 | 0 | 0 | FALSE | FALSE | FALSE | FALSE | FALSE | 0% | 0 | 0 | 0 | 0 | 0 | 0 | 0 | 0 | 0 | TRUE | 0 | 0 | 0 | 0 | 0% | 0% | 0% | 0 | 0 | 0 | 0 | 0 | 0 | 0 | 0 | 0 | 0 | 0 | 0 | 0 | 0 | 0 | 0 | 0 | 0
[8 empty] | 387226 | 25275 | 80% | TRUE | FALSE | 0 | 0 | 0 | 0 | 0 | 0 | 0 | 0 | 0 | 0 |  | 0 | 0 | 0 | 0 | FALSE | FALSE | FALSE | FALSE | FALSE | 0% | 0 | 0 | 0 | 0 | 0 | 0 | 0 | 0 | 0 | TRUE | 0 | 0 | 0 | 0 | 0% | 0% | 0% | 0 | 0 | 0 | 0 | 0 | 0 | 0 | 0 | 0 | 0 | 0 | 0 | 0 | 0 | 0 | 0 | 0 | 0
[8 empty] | 1295158 | 439079 | 73% | FALSE | FALSE | 0 | 0 | 0 | 0 | 0 | 0 | 0 | 0 | 0 | 0 |  | 0 | 0 | 0 | 0 | FALSE | FALSE | FALSE | FALSE | FALSE | 0% | 0 | 0 | 0 | 0 | 0 | 0 | 0 | 0 | 0 | TRUE | 0 | 0 | 0 | 0 | 0% | 0% | 0% | 0 | 0 | 0 | 0 | 0 | 0 | 0 | 0 | 0 | 0 | 0 | 0 | 0 | 0 | 0 | 0 | 0 | 0
[12 empty] | FALSE | 0 | 0 | 0 | 0 | 0 | 0 | 0 | 0 | 0 | 0 |  | 0 | 0 | 0 | 0 | FALSE | FALSE | FALSE | FALSE | FALSE | 0% | 0 | 0 | 0 | 0 | 0 | 0 | 0 | 0 | 0 | TRUE | 0 | 0 | 0 | 0 | 0% | 0% | 0% | 0 | 0 | 0 | 0 | 0 | 0 | 0 | 0 | 0 | 0 | 0 | 0 | 0 | 0 | 0 | 0 | 0 | 0
[12 empty] | FALSE | 0 | 0 | 0 | 0 | 0 | 0 | 0 | 0 | 0 | 0 |  | 0 | 0 | 0 | 0 | FALSE | FALSE | FALSE | FALSE | FALSE | 0% | 0 | 0 | 0 | 0 | 0 | 0 | 0 | 0 | 0 | TRUE | 0 | 0 | 0 | 0 | 0% | 0% | 0% | 0 | 0 | 0 | 0 | 0 | 0 | 0 | 0 | 0 | 0 | 0 | 0 | 0 | 0 | 0 | 0 | 0 | 0
[12 empty] | FALSE | 0 | 0 | 0 | 0 | 0 | 0 | 0 | 0 | 0 | 0 |  | 0 | 0 | 0 | 0 | FALSE | FALSE | FALSE | FALSE | FALSE | 0% | 0 | 0 | 0 | 0 | 0 | 0 | 0 | 0 | 0 | TRUE | 0 | 0 | 0 | 0 | 0% | 0% | 0% | 0 | 0 | 0 | 0 | 0 | 0 | 0 | 0 | 0 | 0 | 0 | 0 | 0 | 0 | 0 | 0 | 0 | 0
[12 empty] | FALSE | 0 | 0 | 0 | 0 | 0 | 0 | 0 | 0 | 0 | 0 |  | 0 | 0 | 0 | 0 | FALSE | FALSE | FALSE | FALSE | FALSE | 0% | 0 | 0 | 0 | 0 | 0 | 0 | 0 | 0 | 0 | TRUE | 0 | 0 | 0 | 0 | 0% | 0% | 0% | 0 | 0 | 0 | 0 | 0 | 0 | 0 | 0 | 0 | 0 | 0 | 0 | 0 | 0 | 0 | 0 | 0 | 0
[8 empty] | 323000 | 0 | 80% | TRUE | FALSE | 0 | 0 | 0 | 0 | 0 | 0 | 0 | 0 | 0 | 0 |  | 0 | 0 | 0 | 0 | FALSE | FALSE | FALSE | FALSE | FALSE | 0% | 0 | 0 | 0 | 0 | 0 | 0 | 0 | 0 | 0 | TRUE | 0 | 0 | 0 | 0 | 0% | 0% | 0% | 0 | 0 | 0 | 0 | 0 | 0 | 0 | 0 | 0 | 0 | 0 | 0 | 0 | 0 | 0 | 0 | 0 | 0
[8 empty] | 323000 | 0 | 80% | TRUE | FALSE | 0 | 0 | 0 | 0 | 0 | 0 | 0 | 0 | 0 | 0 |  | 0 | 0 | 0 | 0 | FALSE | FALSE | FALSE | FALSE | FALSE | 0% | 0 | 0 | 0 | 0 | 0 | 0 | 0 | 0 | 0 | TRUE | 0 | 0 | 0 | 0 | 0% | 0% | 0% | 0 | 0 | 0 | 0 | 0 | 0 | 0 | 0 | 0 | 0 | 0 | 0 | 0 | 0 | 0 | 0 | 0 | 0
[12 empty] | FALSE | 0 | 0 | 0 | 0 | 0 | 0 | 0 | 0 | 0 | 0 |  | 0 | 0 | 0 | 0 | FALSE | FALSE | FALSE | FALSE | FALSE | 0% | 0 | 0 | 0 | 0 | 0 | 0 | 0 | 0 | 0 | TRUE | 0 | 0 | 0 | 0 | 0% | 0% | 0% | 0 | 0 | 0 | 0 | 0 | 0 | 0 | 0 | 0 | 0 | 0 | 0 | 0 | 0 | 0 | 0 | 0 | 0
[12 empty] | FALSE | 0 | 0 | 0 | 0 | 0 | 0 | 0 | 0 | 0 | 0 |  | 0 | 0 | 0 | 0 | FALSE | FALSE | FALSE | FALSE | FALSE | 0% | 0 | 0 | 0 | 0 | 0 | 0 | 0 | 0 | 0 | TRUE | 0 | 0 | 0 | 0 | 0% | 0% | 0% | 0 | 0 | 0 | 0 | 0 | 0 | 0 | 0 | 0 | 0 | 0 | 0 | 0 | 0 | 0 | 0 | 0 | 0
[8 empty] | 75000 | 0 | 86% | TRUE | FALSE | 0 | 0 | 0 | 0 | 0 | 0 | 0 | 0 | 0 | 0 |  | 0 | 0 | 0 | 0 | FALSE | FALSE | FALSE | FALSE | FALSE | 0% | 0 | 0 | 0 | 0 | 0 | 0 | 0 | 0 | 0 | TRUE | 0 | 0 | 0 | 0 | 0% | 0% | 0% | 0 | 0 | 0 | 0 | 0 | 0 | 0 | 0 | 0 | 0 | 0 | 0 | 0 | 0 | 0 | 0 | 0 | 0
[12 empty] | FALSE | 0 | 0 | 0 | 0 | 0 | 0 | 0 | 0 | 0 | 0 |  | 0 | 0 | 0 | 0 | FALSE | FALSE | FALSE | FALSE | FALSE | 0% | 0 | 0 | 0 | 0 | 0 | 0 | 0 | 0 | 0 | TRUE | 0 | 0 | 0 | 0 | 0% | 0% | 0% | 0 | 0 | 0 | 0 | 0 | 0 | 0 | 0 | 0 | 0 | 0 | 0 | 0 | 0 | 0 | 0 | 0 | 0
[12 empty] | FALSE | 0 | 0 | 0 | 0 | 0 | 0 | 0 | 0 | 0 | 0 |  | 0 | 0 | 0 | 0 | FALSE | FALSE | FALSE | FALSE | FALSE | 0% | 0 | 0 | 0 | 0 | 0 | 0 | 0 | 0 | 0 | TRUE | 0 | 0 | 0 | 0 | 0% | 0% | 0% | 0 | 0 | 0 | 0 | 0 | 0 | 0 | 0 | 0 | 0 | 0 | 0 | 0 | 0 | 0 | 0 | 0 | 0
[12 empty] | FALSE | 0 | 0 | 0 | 0 | 0 | 0 | 0 | 0 | 0 | 0 |  | 0 | 0 | 0 | 0 | FALSE | FALSE | FALSE | FALSE | FALSE | 0% | 0 | 0 | 0 | 0 | 0 | 0 | 0 | 0 | 0 | TRUE | 0 | 0 | 0 | 0 | 0% | 0% | 0% | 0 | 0 | 0 | 0 | 0 | 0 | 0 | 0 | 0 | 0 | 0 | 0 | 0 | 0 | 0 | 0 | 0 | 0
[12 empty] | FALSE | 0 | 0 | 0 | 0 | 0 | 0 | 0 | 0 | 0 | 0 |  | 0 | 0 | 0 | 0 | FALSE | FALSE | FALSE | FALSE | FALSE | 0% | 0 | 0 | 0 | 0 | 0 | 0 | 0 | 0 | 0 | TRUE | 0 | 0 | 0 | 0 | 0% | 0% | 0% | 0 | 0 | 0 | 0 | 0 | 0 | 0 | 0 | 0 | 0 | 0 | 0 | 0 | 0 | 0 | 0 | 0 | 0
[12 empty] | FALSE | 0 | 0 | 0 | 0 | 0 | 0 | 0 | 0 | 0 | 0 |  | 0 | 0 | 0 | 0 | FALSE | FALSE | FALSE | FALSE | FALSE | 0% | 0 | 0 | 0 | 0 | 0 | 0 | 0 | 0 | 0 | TRUE | 0 | 0 | 0 | 0 | 0% | 0% | 0% | 0 | 0 | 0 | 0 | 0 | 0 | 0 | 0 | 0 | 0 | 0 | 0 | 0 | 0 | 0 | 0 | 0 | 0
[12 empty] | FALSE | 0 | 0 | 0 | 0 | 0 | 0 | 0 | 0 | 0 | 0 |  | 0 | 0 | 0 | 0 | FALSE | FALSE | FALSE | FALSE | FALSE | 0% | 0 | 0 | 0 | 0 | 0 | 0 | 0 | 0 | 0 | TRUE | 0 | 0 | 0 | 0 | 0% | 0% | 0% | 0 | 0 | 0 | 0 | 0 | 0 | 0 | 0 | 0 | 0 | 0 | 0 | 0 | 0 | 0 | 0 | 0 | 0
[12 empty] | FALSE | 0 | 0 | 0 | 0 | 0 | 0 | 0 | 0 | 0 | 0 |  | 0 | 0 | 0 | 0 | FALSE | FALSE | FALSE | FALSE | FALSE | 0% | 0 | 0 | 0 | 0 | 0 | 0 | 0 | 0 | 0 | TRUE | 0 | 0 | 0 | 0 | 0% | 0% | 0% | 0 | 0 | 0 | 0 | 0 | 0 | 0 | 0 | 0 | 0 | 0 | 0 | 0 | 0 | 0 | 0 | 0 | 0
[12 empty] | FALSE | 0 | 0 | 0 | 0 | 0 | 0 | 0 | 0 | 0 | 0 |  | 0 | 0 | 0 | 0 | FALSE | FALSE | FALSE | FALSE | FALSE | 0% | 0 | 0 | 0 | 0 | 0 | 0 | 0 | 0 | 0 | TRUE | 0 | 0 | 0 | 0 | 0% | 0% | 0% | 0 | 0 | 0 | 0 | 0 | 0 | 0 | 0 | 0 | 0 | 0 | 0 | 0 | 0 | 0 | 0 | 0 | 0
[12 empty] | FALSE | 0 | 0 | 0 | 0 | 0 | 0 | 0 | 0 | 0 | 0 |  | 0 | 0 | 0 | 0 | FALSE | FALSE | FALSE | FALSE | FALSE | 0% | 0 | 0 | 0 | 0 | 0 | 0 | 0 | 0 | 0 | TRUE | 0 | 0 | 0 | 0 | 0% | 0% | 0% | 0 | 0 | 0 | 0 | 0 | 0 | 0 | 0 | 0 | 0 | 0 | 0 | 0 | 0 | 0 | 0 | 0 | 0
[12 empty] | FALSE | 0 | 0 | 0 | 0 | 0 | 0 | 0 | 0 | 0 | 0 |  | 0 | 0 | 0 | 0 | FALSE | FALSE | FALSE | FALSE | FALSE | 0% | 0 | 0 | 0 | 0 | 0 | 0 | 0 | 0 | 0 | TRUE | 0 | 0 | 0 | 0 | 0% | 0% | 0% | 0 | 0 | 0 | 0 | 0 | 0 | 0 | 0 | 0 | 0 | 0 | 0 | 0 | 0 | 0 | 0 | 0 | 0
[12 empty] | FALSE | 0 | 0 | 0 | 0 | 0 | 0 | 0 | 0 | 0 | 0 |  | 0 | 0 | 0 | 0 | FALSE | FALSE | FALSE | FALSE | FALSE | 0% | 0 | 0 | 0 | 0 | 0 | 0 | 0 | 0 | 0 | TRUE | 0 | 0 | 0 | 0 | 0% | 0% | 0% | 0 | 0 | 0 | 0 | 0 | 0 | 0 | 0 | 0 | 0 | 0 | 0 | 0 | 0 | 0 | 0 | 0 | 0
[12 empty] | FALSE | 0 | 0 | 0 | 0 | 0 | 0 | 0 | 0 | 0 | 0 |  | 0 | 0 | 0 | 0 | FALSE | FALSE | FALSE | FALSE | FALSE | 0% | 0 | 0 | 0 | 0 | 0 | 0 | 0 | 0 | 0 | TRUE | 0 | 0 | 0 | 0 | 0% | 0% | 0% | 0 | 0 | 0 | 0 | 0 | 0 | 0 | 0 | 0 | 0 | 0 | 0 | 0 | 0 | 0 | 0 | 0 | 0
[12 empty] | FALSE | 0 | 0 | 0 | 0 | 0 | 0 | 0 | 0 | 0 | 0 |  | 0 | 0 | 0 | 0 | FALSE | FALSE | FALSE | FALSE | FALSE | 0% | 0 | 0 | 0 | 0 | 0 | 0 | 0 | 0 | 0 | TRUE | 0 | 0 | 0 | 0 | 0% | 0% | 0% | 0 | 0 | 0 | 0 | 0 | 0 | 0 | 0 | 0 | 0 | 0 | 0 | 0 | 0 | 0 | 0 | 0 | 0
[12 empty] | FALSE | 0 | 0 | 0 | 0 | 0 | 0 | 0 | 0 | 0 | 0 |  | 0 | 0 | 0 | 0 | FALSE | FALSE | FALSE | FALSE | FALSE | 0% | 0 | 0 | 0 | 0 | 0 | 0 | 0 | 0 | 0 | TRUE | 0 | 0 | 0 | 0 | 0% | 0% | 0% | 0 | 0 | 0 | 0 | 0 | 0 | 0 | 0 | 0 | 0 | 0 | 0 | 0 | 0 | 0 | 0 | 0 | 0
[12 empty] | FALSE | 0 | 0 | 0 | 0 | 0 | 0 | 0 | 0 | 0 | 0 |  | 0 | 0 | 0 | 0 | FALSE | FALSE | FALSE | FALSE | FALSE | 0% | 0 | 0 | 0 | 0 | 0 | 0 | 0 | 0 | 0 | TRUE | 0 | 0 | 0 | 0 | 0% | 0% | 0% | 0 | 0 | 0 | 0 | 0 | 0 | 0 | 0 | 0 | 0 | 0 | 0 | 0 | 0 | 0 | 0 | 0 | 0
[12 empty] | FALSE | 0 | 0 | 0 | 0 | 0 | 0 | 0 | 0 | 0 | 0 |  | 0 | 0 | 0 | 0 | FALSE | FALSE | FALSE | FALSE | FALSE | 0% | 0 | 0 | 0 | 0 | 0 | 0 | 0 | 0 | 0 | TRUE | 0 | 0 | 0 | 0 | 0% | 0% | 0% | 0 | 0 | 0 | 0 | 0 | 0 | 0 | 0 | 0 | 0 | 0 | 0 | 0 | 0 | 0 | 0 | 0 | 0
[12 empty] | FALSE | 0 | 0 | 0 | 0 | 0 | 0 | 0 | 0 | 0 | 0 |  | 0 | 0 | 0 | 0 | FALSE | FALSE | FALSE | FALSE | FALSE | 0% | 0 | 0 | 0 | 0 | 0 | 0 | 0 | 0 | 0 | TRUE | 0 | 0 | 0 | 0 | 0% | 0% | 0% | 0 | 0 | 0 | 0 | 0 | 0 | 0 | 0 | 0 | 0 | 0 | 0 | 0 | 0 | 0 | 0 | 0 | 0
[12 empty] | FALSE | 0 | 0 | 0 | 0 | 0 | 0 | 0 | 0 | 0 | 0 |  | 0 | 0 | 0 | 0 | FALSE | FALSE | FALSE | FALSE | FALSE | 0% | 0 | 0 | 0 | 0 | 0 | 0 | 0 | 0 | 0 | TRUE | 0 | 0 | 0 | 0 | 0% | 0% | 0% | 0 | 0 | 0 | 0 | 0 | 0 | 0 | 0 | 0 | 0 | 0 | 0 | 0 | 0 | 0 | 0 | 0 | 0
[12 empty] | FALSE | 0 | 0 | 0 | 0 | 0 | 0 | 0 | 0 | 0 | 0 |  | 0 | 0 | 0 | 0 | FALSE | FALSE | FALSE | FALSE | FALSE | 0% | 0 | 0 | 0 | 0 | 0 | 0 | 0 | 0 | 0 | TRUE | 0 | 0 | 0 | 0 | 0% | 0% | 0% | 0 | 0 | 0 | 0 | 0 | 0 | 0 | 0 | 0 | 0 | 0 | 0 | 0 | 0 | 0 | 0 | 0 | 0
[12 empty] | FALSE | 0 | 0 | 0 | 0 | 0 | 0 | 0 | 0 | 0 | 0 |  | 0 | 0 | 0 | 0 | FALSE | FALSE | FALSE | FALSE | FALSE | 0% | 0 | 0 | 0 | 0 | 0 | 0 | 0 | 0 | 0 | TRUE | 0 | 0 | 0 | 0 | 0% | 0% | 0% | 0 | 0 | 0 | 0 | 0 | 0 | 0 | 0 | 0 | 0 | 0 | 0 | 0 | 0 | 0 | 0 | 0 | 0
[12 empty] | FALSE | 0 | 0 | 0 | 0 | 0 | 0 | 0 | 0 | 0 | 0 |  | 0 | 0 | 0 | 0 | FALSE | FALSE | FALSE | FALSE | FALSE | 0% | 0 | 0 | 0 | 0 | 0 | 0 | 0 | 0 | 0 | TRUE | 0 | 0 | 0 | 0 | 0% | 0% | 0% | 0 | 0 | 0 | 0 | 0 | 0 | 0 | 0 | 0 | 0 | 0 | 0 | 0 | 0 | 0 | 0 | 0 | 0
[12 empty] | FALSE | 0 | 0 | 0 | 0 | 0 | 0 | 0 | 0 | 0 | 0 |  | 0 | 0 | 0 | 0 | FALSE | FALSE | FALSE | FALSE | FALSE | 0% | 0 | 0 | 0 | 0 | 0 | 0 | 0 | 0 | 0 | TRUE | 0 | 0 | 0 | 0 | 0% | 0% | 0% | 0 | 0 | 0 | 0 | 0 | 0 | 0 | 0 | 0 | 0 | 0 | 0 | 0 | 0 | 0 | 0 | 0 | 0
[12 empty] | FALSE | 0 | 0 | 0 | 0 | 0 | 0 | 0 | 0 | 0 | 0 |  | 0 | 0 | 0 | 0 | FALSE | FALSE | FALSE | FALSE | FALSE | 0% | 0 | 0 | 0 | 0 | 0 | 0 | 0 | 0 | 0 | TRUE | 0 | 0 | 0 | 0 | 0% | 0% | 0% | 0 | 0 | 0 | 0 | 0 | 0 | 0 | 0 | 0 | 0 | 0 | 0 | 0 | 0 | 0 | 0 | 0 | 0
[12 empty] | FALSE | 0 | 0 | 0 | 0 | 0 | 0 | 0 | 0 | 0 | 0 |  | 0 | 0 | 0 | 0 | FALSE | FALSE | FALSE | FALSE | FALSE | 0% | 0 | 0 | 0 | 0 | 0 | 0 | 0 | 0 | 0 | TRUE | 0 | 0 | 0 | 0 | 0% | 0% | 0% | 0 | 0 | 0 | 0 | 0 | 0 | 0 | 0 | 0 | 0 | 0 | 0 | 0 | 0 | 0 | 0 | 0 | 0
[8 empty] | 128078.5 | 0 | 80% | TRUE | FALSE | 0 | 0 | 0 | 0 | 0 | 0 | 0 | 0 | 0 | 0 |  | 0 | 0 | 0 | 0 | FALSE | FALSE | FALSE | FALSE | FALSE | 0% | 0 | 0 | 0 | 0 | 0 | 0 | 0 | 0 | 0 | TRUE | 0 | 0 | 0 | 0 | 0% | 0% | 0% | 0 | 0 | 0 | 0 | 0 | 0 | 0 | 0 | 0 | 0 | 0 | 0 | 0 | 0 | 0 | 0 | 0 | 0
[12 empty] | FALSE | 0 | 0 | 0 | 0 | 0 | 0 | 0 | 0 | 0 | 0 |  | 0 | 0 | 0 | 0 | FALSE | FALSE | FALSE | FALSE | FALSE | 0% | 0 | 0 | 0 | 0 | 0 | 0 | 0 | 0 | 0 | TRUE | 0 | 0 | 0 | 0 | 0% | 0% | 0% | 0 | 0 | 0 | 0 | 0 | 0 | 0 | 0 | 0 | 0 | 0 | 0 | 0 | 0 | 0 | 0 | 0 | 0
[12 empty] | FALSE | 0 | 0 | 0 | 0 | 0 | 0 | 0 | 0 | 0 | 0 |  | 0 | 0 | 0 | 0 | FALSE | FALSE | FALSE | FALSE | FALSE | 0% | 0 | 0 | 0 | 0 | 0 | 0 | 0 | 0 | 0 | TRUE | 0 | 0 | 0 | 0 | 0% | 0% | 0% | 0 | 0 | 0 | 0 | 0 | 0 | 0 | 0 | 0 | 0 | 0 | 0 | 0 | 0 | 0 | 0 | 0 | 0
[12 empty] | FALSE | 0 | 0 | 0 | 0 | 0 | 0 | 0 | 0 | 0 | 0 |  | 0 | 0 | 0 | 0 | FALSE | FALSE | FALSE | FALSE | FALSE | 0% | 0 | 0 | 0 | 0 | 0 | 0 | 0 | 0 | 0 | TRUE | 0 | 0 | 0 | 0 | 0% | 0% | 0% | 0 | 0 | 0 | 0 | 0 | 0 | 0 | 0 | 0 | 0 | 0 | 0 | 0 | 0 | 0 | 0 | 0 | 0
[12 empty] | FALSE | 0 | 0 | 0 | 0 | 0 | 0 | 0 | 0 | 0 | 0 |  | 0 | 0 | 0 | 0 | FALSE | FALSE | FALSE | FALSE | FALSE | 0% | 0 | 0 | 0 | 0 | 0 | 0 | 0 | 0 | 0 | TRUE | 0 | 0 | 0 | 0 | 0% | 0% | 0% | 0 | 0 | 0 | 0 | 0 | 0 | 0 | 0 | 0 | 0 | 0 | 0 | 0 | 0 | 0 | 0 | 0 | 0
[12 empty] | FALSE | 0 | 0 | 0 | 0 | 0 | 0 | 0 | 0 | 0 | 0 |  | 0 | 0 | 0 | 0 | FALSE | FALSE | FALSE | FALSE | FALSE | 0% | 0 | 0 | 0 | 0 | 0 | 0 | 0 | 0 | 0 | TRUE | 0 | 0 | 0 | 0 | 0% | 0% | 0% | 0 | 0 | 0 | 0 | 0 | 0 | 0 | 0 | 0 | 0 | 0 | 0 | 0 | 0 | 0 | 0 | 0 | 0
[12 empty] | FALSE | 0 | 0 | 0 | 0 | 0 | 0 | 0 | 0 | 0 | 0 |  | 0 | 0 | 0 | 0 | FALSE | FALSE | FALSE | FALSE | FALSE | 0% | 0 | 0 | 0 | 0 | 0 | 0 | 0 | 0 | 0 | TRUE | 0 | 0 | 0 | 0 | 0% | 0% | 0% | 0 | 0 | 0 | 0 | 0 | 0 | 0 | 0 | 0 | 0 | 0 | 0 | 0 | 0 | 0 | 0 | 0 | 0
[8 empty] | 278372 | 13056 | 0% | TRUE | FALSE | 0 | 0 | 0 | 0 | 0 | 0 | 0 | 0 | 0 | 0 |  | 0 | 0 | 0 | 0 | FALSE | FALSE | FALSE | FALSE | FALSE | 0% | 0 | 0 | 0 | 0 | 0 | 0 | 0 | 0 | 0 | TRUE | 0 | 0 | 0 | 0 | 0% | 0% | 0% | 0 | 0 | 0 | 0 | 0 | 0 | 0 | 0 | 0 | 0 | 0 | 0 | 0 | 0 | 0 | 0 | 0 | 0
[8 empty] | 0 | 0 | 94% | TRUE | FALSE | 0 | 0 | 0 | 0 | 0 | 0 | 0 | 0 | 0 | 0 |  | 0 | 0 | 0 | 0 | FALSE | FALSE | FALSE | FALSE | FALSE | 0% | 0 | 0 | 0 | 0 | 0 | 0 | 0 | 0 | 0 | TRUE | 0 | 0 | 0 | 0 | 0% | 0% | 0% | 0 | 0 | 0 | 0 | 0 | 0 | 0 | 0 | 0 | 0 | 0 | 0 | 0 | 0 | 0 | 0 | 0 | 0
[8 empty] | 278372 | 13056 | 0% | TRUE | FALSE | 0 | 0 | 0 | 0 | 0 | 0 | 0 | 0 | 0 | 0 |  | 0 | 0 | 0 | 0 | FALSE | FALSE | FALSE | FALSE | FALSE | 0% | 0 | 0 | 0 | 0 | 0 | 0 | 0 | 0 | 0 | TRUE | 0 | 0 | 0 | 0 | 0% | 0% | 0% | 0 | 0 | 0 | 0 | 0 | 0 | 0 | 0 | 0 | 0 | 0 | 0 | 0 | 0 | 0 | 0 | 0 | 0
[8 empty] | 0 | 0 | 94% | TRUE | FALSE | 0 | 0 | 0 | 0 | 0 | 0 | 0 | 0 | 0 | 0 |  | 0 | 0 | 0 | 0 | FALSE | FALSE | FALSE | FALSE | FALSE | 0% | 0 | 0 | 0 | 0 | 0 | 0 | 0 | 0 | 0 | TRUE | 0 | 0 | 0 | 0 | 0% | 0% | 0% | 0 | 0 | 0 | 0 | 0 | 0 | 0 | 0 | 0 | 0 | 0 | 0 | 0 | 0 | 0 | 0 | 0 | 0
[8 empty] | 369513 | 7109 | 0% | TRUE | FALSE | 0 | 0 | 0 | 0 | 0 | 0 | 0 | 0 | 0 | 0 |  | 0 | 0 | 0 | 0 | FALSE | FALSE | FALSE | FALSE | FALSE | 0% | 0 | 0 | 0 | 0 | 0 | 0 | 0 | 0 | 0 | TRUE | 0 | 0 | 0 | 0 | 0% | 0% | 0% | 0 | 0 | 0 | 0 | 0 | 0 | 0 | 0 | 0 | 0 | 0 | 0 | 0 | 0 | 0 | 0 | 0 | 0
[8 empty] | 0 | 0 | 90% | TRUE | FALSE | 0 | 0 | 0 | 0 | 0 | 0 | 0 | 0 | 0 | 0 |  | 0 | 0 | 0 | 0 | FALSE | FALSE | FALSE | FALSE | FALSE | 0% | 0 | 0 | 0 | 0 | 0 | 0 | 0 | 0 | 0 | TRUE | 0 | 0 | 0 | 0 | 0% | 0% | 0% | 0 | 0 | 0 | 0 | 0 | 0 | 0 | 0 | 0 | 0 | 0 | 0 | 0 | 0 | 0 | 0 | 0 | 0
[12 empty] | FALSE | 0 | 0 | 0 | 0 | 0 | 0 | 0 | 0 | 0 | 0 |  | 0 | 0 | 0 | 0 | FALSE | FALSE | FALSE | FALSE | FALSE | 0% | 0 | 0 | 0 | 0 | 0 | 0 | 0 | 0 | 0 | TRUE | 0 | 0 | 0 | 0 | 0% | 0% | 0% | 0 | 0 | 0 | 0 | 0 | 0 | 0 | 0 | 0 | 0 | 0 | 0 | 0 | 0 | 0 | 0 | 0 | 0
[8 empty] | 0 | 0 | 86.63% | TRUE | FALSE | 0 | 0 | 0 | 0 | 0 | 0 | 0 | 0 | 0 | 0 |  | 0 | 0 | 0 | 0 | FALSE | FALSE | FALSE | FALSE | FALSE | 0% | 0 | 0 | 0 | 0 | 0 | 0 | 0 | 0 | 0 | TRUE | 0 | 0 | 0 | 0 | 0% | 0% | 0% | 0 | 0 | 0 | 0 | 0 | 0 | 0 | 0 | 0 | 0 | 0 | 0 | 0 | 0 | 0 | 0 | 0 | 0
[8 empty] | 278372 | 13056 | 0% | TRUE | FALSE | 0 | 0 | 0 | 0 | 0 | 0 | 0 | 0 | 0 | 0 |  | 0 | 0 | 0 | 0 | FALSE | FALSE | FALSE | FALSE | FALSE | 0% | 0 | 0 | 0 | 0 | 0 | 0 | 0 | 0 | 0 | TRUE | 0 | 0 | 0 | 0 | 0% | 0% | 0% | 0 | 0 | 0 | 0 | 0 | 0 | 0 | 0 | 0 | 0 | 0 | 0 | 0 | 0 | 0 | 0 | 0 | 0
[8 empty] | 369513 | 7109 | 0% | TRUE | FALSE | 0 | 0 | 0 | 0 | 0 | 0 | 0 | 0 | 0 | 0 |  | 0 | 0 | 0 | 0 | FALSE | FALSE | FALSE | FALSE | FALSE | 0% | 0 | 0 | 0 | 0 | 0 | 0 | 0 | 0 | 0 | TRUE | 0 | 0 | 0 | 0 | 0% | 0% | 0% | 0 | 0 | 0 | 0 | 0 | 0 | 0 | 0 | 0 | 0 | 0 | 0 | 0 | 0 | 0 | 0 | 0 | 0
[8 empty] | 0 | 0 | 90% | TRUE | FALSE | 0 | 0 | 0 | 0 | 0 | 0 | 0 | 0 | 0 | 0 |  | 0 | 0 | 0 | 0 | FALSE | FALSE | FALSE | FALSE | FALSE | 0% | 0 | 0 | 0 | 0 | 0 | 0 | 0 | 0 | 0 | TRUE | 0 | 0 | 0 | 0 | 0% | 0% | 0% | 0 | 0 | 0 | 0 | 0 | 0 | 0 | 0 | 0 | 0 | 0 | 0 | 0 | 0 | 0 | 0 | 0 | 0
[12 empty] | FALSE | 0 | 0 | 0 | 0 | 0 | 0 | 0 | 0 | 0 | 0 |  | 0 | 0 | 0 | 0 | FALSE | FALSE | FALSE | FALSE | FALSE | 0% | 0 | 0 | 0 | 0 | 0 | 0 | 0 | 0 | 0 | TRUE | 0 | 0 | 0 | 0 | 0% | 0% | 0% | 0 | 0 | 0 | 0 | 0 | 0 | 0 | 0 | 0 | 0 | 0 | 0 | 0 | 0 | 0 | 0 | 0 | 0
[12 empty] | FALSE | 0 | 0 | 0 | 0 | 0 | 0 | 0 | 0 | 0 | 0 |  | 0 | 0 | 0 | 0 | FALSE | FALSE | FALSE | FALSE | FALSE | 0% | 0 | 0 | 0 | 0 | 0 | 0 | 0 | 0 | 0 | TRUE | 0 | 0 | 0 | 0 | 0% | 0% | 0% | 0 | 0 | 0 | 0 | 0 | 0 | 0 | 0 | 0 | 0 | 0 | 0 | 0 | 0 | 0 | 0 | 0 | 0
[12 empty] | FALSE | 0 | 0 | 0 | 0 | 0 | 0 | 0 | 0 | 0 | 0 |  | 0 | 0 | 0 | 0 | FALSE | FALSE | FALSE | FALSE | FALSE | 0% | 0 | 0 | 0 | 0 | 0 | 0 | 0 | 0 | 0 | TRUE | 0 | 0 | 0 | 0 | 0% | 0% | 0% | 0 | 0 | 0 | 0 | 0 | 0 | 0 | 0 | 0 | 0 | 0 | 0 | 0 | 0 | 0 | 0 | 0 | 0
[12 empty] | FALSE | 0 | 0 | 0 | 0 | 0 | 0 | 0 | 0 | 0 | 0 |  | 0 | 0 | 0 | 0 | FALSE | FALSE | FALSE | FALSE | FALSE | 0% | 0 | 0 | 0 | 0 | 0 | 0 | 0 | 0 | 0 | TRUE | 0 | 0 | 0 | 0 | 0% | 0% | 0% | 0 | 0 | 0 | 0 | 0 | 0 | 0 | 0 | 0 | 0 | 0 | 0 | 0 | 0 | 0 | 0 | 0 | 0
[12 empty] | FALSE | 0 | 0 | 0 | 0 | 0 | 0 | 0 | 0 | 0 | 0 |  | 0 | 0 | 0 | 0 | FALSE | FALSE | FALSE | FALSE | FALSE | 0% | 0 | 0 | 0 | 0 | 0 | 0 | 0 | 0 | 0 | TRUE | 0 | 0 | 0 | 0 | 0% | 0% | 0% | 0 | 0 | 0 | 0 | 0 | 0 | 0 | 0 | 0 | 0 | 0 | 0 | 0 | 0 | 0 | 0 | 0 | 0
[12 empty] | FALSE | 0 | 0 | 0 | 0 | 0 | 0 | 0 | 0 | 0 | 0 |  | 0 | 0 | 0 | 0 | FALSE | FALSE | FALSE | FALSE | FALSE | 0% | 0 | 0 | 0 | 0 | 0 | 0 | 0 | 0 | 0 | TRUE | 0 | 0 | 0 | 0 | 0% | 0% | 0% | 0 | 0 | 0 | 0 | 0 | 0 | 0 | 0 | 0 | 0 | 0 | 0 | 0 | 0 | 0 | 0 | 0 | 0
[12 empty] | FALSE | 0 | 0 | 0 | 0 | 0 | 0 | 0 | 0 | 0 | 0 |  | 0 | 0 | 0 | 0 | FALSE | FALSE | FALSE | FALSE | FALSE | 0% | 0 | 0 | 0 | 0 | 0 | 0 | 0 | 0 | 0 | TRUE | 0 | 0 | 0 | 0 | 0% | 0% | 0% | 0 | 0 | 0 | 0 | 0 | 0 | 0 | 0 | 0 | 0 | 0 | 0 | 0 | 0 | 0 | 0 | 0 | 0
[12 empty] | FALSE | 0 | 0 | 0 | 0 | 0 | 0 | 0 | 0 | 0 | 0 |  | 0 | 0 | 0 | 0 | FALSE | FALSE | FALSE | FALSE | FALSE | 0% | 0 | 0 | 0 | 0 | 0 | 0 | 0 | 0 | 0 | TRUE | 0 | 0 | 0 | 0 | 0% | 0% | 0% | 0 | 0 | 0 | 0 | 0 | 0 | 0 | 0 | 0 | 0 | 0 | 0 | 0 | 0 | 0 | 0 | 0 | 0
[12 empty] | FALSE | 0 | 0 | 0 | 0 | 0 | 0 | 0 | 0 | 0 | 0 |  | 0 | 0 | 0 | 0 | FALSE | FALSE | FALSE | FALSE | FALSE | 0% | 0 | 0 | 0 | 0 | 0 | 0 | 0 | 0 | 0 | TRUE | 0 | 0 | 0 | 0 | 0% | 0% | 0% | 0 | 0 | 0 | 0 | 0 | 0 | 0 | 0 | 0 | 0 | 0 | 0 | 0 | 0 | 0 | 0 | 0 | 0
[12 empty] | FALSE | 0 | 0 | 0 | 0 | 0 | 0 | 0 | 0 | 0 | 0 |  | 0 | 0 | 0 | 0 | FALSE | FALSE | FALSE | FALSE | FALSE | 0% | 0 | 0 | 0 | 0 | 0 | 0 | 0 | 0 | 0 | TRUE | 0 | 0 | 0 | 0 | 0% | 0% | 0% | 0 | 0 | 0 | 0 | 0 | 0 | 0 | 0 | 0 | 0 | 0 | 0 | 0 | 0 | 0 | 0 | 0 | 0
[12 empty] | FALSE | 0 | 0 | 0 | 0 | 0 | 0 | 0 | 0 | 0 | 0 |  | 0 | 0 | 0 | 0 | FALSE | FALSE | FALSE | FALSE | FALSE | 0% | 0 | 0 | 0 | 0 | 0 | 0 | 0 | 0 | 0 | TRUE | 0 | 0 | 0 | 0 | 0% | 0% | 0% | 0 | 0 | 0 | 0 | 0 | 0 | 0 | 0 | 0 | 0 | 0 | 0 | 0 | 0 | 0 | 0 | 0 | 0
[12 empty] | FALSE | 0 | 0 | 0 | 0 | 0 | 0 | 0 | 0 | 0 | 0 |  | 0 | 0 | 0 | 0 | FALSE | FALSE | FALSE | FALSE | FALSE | 0% | 0 | 0 | 0 | 0 | 0 | 0 | 0 | 0 | 0 | TRUE | 0 | 0 | 0 | 0 | 0% | 0% | 0% | 0 | 0 | 0 | 0 | 0 | 0 | 0 | 0 | 0 | 0 | 0 | 0 | 0 | 0 | 0 | 0 | 0 | 0
[12 empty] | FALSE | 0 | 0 | 0 | 0 | 0 | 0 | 0 | 0 | 0 | 0 |  | 0 | 0 | 0 | 0 | FALSE | FALSE | FALSE | FALSE | FALSE | 0% | 0 | 0 | 0 | 0 | 0 | 0 | 0 | 0 | 0 | TRUE | 0 | 0 | 0 | 0 | 0% | 0% | 0% | 0 | 0 | 0 | 0 | 0 | 0 | 0 | 0 | 0 | 0 | 0 | 0 | 0 | 0 | 0 | 0 | 0 | 0
[12 empty] | FALSE | 0 | 0 | 0 | 0 | 0 | 0 | 0 | 0 | 0 | 0 |  | 0 | 0 | 0 | 0 | FALSE | FALSE | FALSE | FALSE | FALSE | 0% | 0 | 0 | 0 | 0 | 0 | 0 | 0 | 0 | 0 | TRUE | 0 | 0 | 0 | 0 | 0% | 0% | 0% | 0 | 0 | 0 | 0 | 0 | 0 | 0 | 0 | 0 | 0 | 0 | 0 | 0 | 0 | 0 | 0 | 0 | 0
[12 empty] | FALSE | 0 | 0 | 0 | 0 | 0 | 0 | 0 | 0 | 0 | 0 |  | 0 | 0 | 0 | 0 | FALSE | FALSE | FALSE | FALSE | FALSE | 0% | 0 | 0 | 0 | 0 | 0 | 0 | 0 | 0 | 0 | TRUE | 0 | 0 | 0 | 0 | 0% | 0% | 0% | 0 | 0 | 0 | 0 | 0 | 0 | 0 | 0 | 0 | 0 | 0 | 0 | 0 | 0 | 0 | 0 | 0 | 0
[12 empty] | FALSE | 0 | 0 | 0 | 0 | 0 | 0 | 0 | 0 | 0 | 0 |  | 0 | 0 | 0 | 0 | FALSE | FALSE | FALSE | FALSE | FALSE | 0% | 0 | 0 | 0 | 0 | 0 | 0 | 0 | 0 | 0 | TRUE | 0 | 0 | 0 | 0 | 0% | 0% | 0% | 0 | 0 | 0 | 0 | 0 | 0 | 0 | 0 | 0 | 0 | 0 | 0 | 0 | 0 | 0 | 0 | 0 | 0
[12 empty] | FALSE | 0 | 0 | 0 | 0 | 0 | 0 | 0 | 0 | 0 | 0 |  | 0 | 0 | 0 | 0 | FALSE | FALSE | FALSE | FALSE | FALSE | 0% | 0 | 0 | 0 | 0 | 0 | 0 | 0 | 0 | 0 | TRUE | 0 | 0 | 0 | 0 | 0% | 0% | 0% | 0 | 0 | 0 | 0 | 0 | 0 | 0 | 0 | 0 | 0 | 0 | 0 | 0 | 0 | 0 | 0 | 0 | 0
[12 empty] | FALSE | 0 | 0 | 0 | 0 | 0 | 0 | 0 | 0 | 0 | 0 |  | 0 | 0 | 0 | 0 | FALSE | FALSE | FALSE | FALSE | FALSE | 0% | 0 | 0 | 0 | 0 | 0 | 0 | 0 | 0 | 0 | TRUE | 0 | 0 | 0 | 0 | 0% | 0% | 0% | 0 | 0 | 0 | 0 | 0 | 0 | 0 | 0 | 0 | 0 | 0 | 0 | 0 | 0 | 0 | 0 | 0 | 0
[12 empty] | FALSE | 0 | 0 | 0 | 0 | 0 | 0 | 0 | 0 | 0 | 0 |  | 0 | 0 | 0 | 0 | FALSE | FALSE | FALSE | FALSE | FALSE | 0% | 0 | 0 | 0 | 0 | 0 | 0 | 0 | 0 | 0 | TRUE | 0 | 0 | 0 | 0 | 0% | 0% | 0% | 0 | 0 | 0 | 0 | 0 | 0 | 0 | 0 | 0 | 0 | 0 | 0 | 0 | 0 | 0 | 0 | 0 | 0
[12 empty] | FALSE | 0 | 0 | 0 | 0 | 0 | 0 | 0 | 0 | 0 | 0 |  | 0 | 0 | 0 | 0 | FALSE | FALSE | FALSE | FALSE | FALSE | 0% | 0 | 0 | 0 | 0 | 0 | 0 | 0 | 0 | 0 | TRUE | 0 | 0 | 0 | 0 | 0% | 0% | 0% | 0 | 0 | 0 | 0 | 0 | 0 | 0 | 0 | 0 | 0 | 0 | 0 | 0 | 0 | 0 | 0 | 0 | 0
[12 empty] | FALSE | 0 | 0 | 0 | 0 | 0 | 0 | 0 | 0 | 0 | 0 |  | 0 | 0 | 0 | 0 | FALSE | FALSE | FALSE | FALSE | FALSE | 0% | 0 | 0 | 0 | 0 | 0 | 0 | 0 | 0 | 0 | TRUE | 0 | 0 | 0 | 0 | 0% | 0% | 0% | 0 | 0 | 0 | 0 | 0 | 0 | 0 | 0 | 0 | 0 | 0 | 0 | 0 | 0 | 0 | 0 | 0 | 0
[12 empty] | FALSE | 0 | 0 | 0 | 0 | 0 | 0 | 0 | 0 | 0 | 0 |  | 0 | 0 | 0 | 0 | FALSE | FALSE | FALSE | FALSE | FALSE | 0% | 0 | 0 | 0 | 0 | 0 | 0 | 0 | 0 | 0 | TRUE | 0 | 0 | 0 | 0 | 0% | 0% | 0% | 0 | 0 | 0 | 0 | 0 | 0 | 0 | 0 | 0 | 0 | 0 | 0 | 0 | 0 | 0 | 0 | 0 | 0
[12 empty] | FALSE | 0 | 0 | 0 | 0 | 0 | 0 | 0 | 0 | 0 | 0 |  | 0 | 0 | 0 | 0 | FALSE | FALSE | FALSE | FALSE | FALSE | 0% | 0 | 0 | 0 | 0 | 0 | 0 | 0 | 0 | 0 | TRUE | 0 | 0 | 0 | 0 | 0% | 0% | 0% | 0 | 0 | 0 | 0 | 0 | 0 | 0 | 0 | 0 | 0 | 0 | 0 | 0 | 0 | 0 | 0 | 0 | 0
[12 empty] | FALSE | 0 | 0 | 0 | 0 | 0 | 0 | 0 | 0 | 0 | 0 |  | 0 | 0 | 0 | 0 | FALSE | FALSE | FALSE | FALSE | FALSE | 0% | 0 | 0 | 0 | 0 | 0 | 0 | 0 | 0 | 0 | TRUE | 0 | 0 | 0 | 0 | 0% | 0% | 0% | 0 | 0 | 0 | 0 | 0 | 0 | 0 | 0 | 0 | 0 | 0 | 0 | 0 | 0 | 0 | 0 | 0 | 0
[12 empty] | FALSE | 0 | 0 | 0 | 0 | 0 | 0 | 0 | 0 | 0 | 0 |  | 0 | 0 | 0 | 0 | FALSE | FALSE | FALSE | FALSE | FALSE | 0% | 0 | 0 | 0 | 0 | 0 | 0 | 0 | 0 | 0 | TRUE | 0 | 0 | 0 | 0 | 0% | 0% | 0% | 0 | 0 | 0 | 0 | 0 | 0 | 0 | 0 | 0 | 0 | 0 | 0 | 0 | 0 | 0 | 0 | 0 | 0
[12 empty] | FALSE | 0 | 0 | 0 | 0 | 0 | 0 | 0 | 0 | 0 | 0 |  | 0 | 0 | 0 | 0 | FALSE | FALSE | FALSE | FALSE | FALSE | 0% | 0 | 0 | 0 | 0 | 0 | 0 | 0 | 0 | 0 | TRUE | 0 | 0 | 0 | 0 | 0% | 0% | 0% | 0 | 0 | 0 | 0 | 0 | 0 | 0 | 0 | 0 | 0 | 0 | 0 | 0 | 0 | 0 | 0 | 0 | 0
[12 empty] | FALSE | 0 | 0 | 0 | 0 | 0 | 0 | 0 | 0 | 0 | 0 |  | 0 | 0 | 0 | 0 | FALSE | FALSE | FALSE | FALSE | FALSE | 0% | 0 | 0 | 0 | 0 | 0 | 0 | 0 | 0 | 0 | TRUE | 0 | 0 | 0 | 0 | 0% | 0% | 0% | 0 | 0 | 0 | 0 | 0 | 0 | 0 | 0 | 0 | 0 | 0 | 0 | 0 | 0 | 0 | 0 | 0 | 0
[12 empty] | FALSE | 0 | 0 | 0 | 0 | 0 | 0 | 0 | 0 | 0 | 0 |  | 0 | 0 | 0 | 0 | FALSE | FALSE | FALSE | FALSE | FALSE | 0% | 0 | 0 | 0 | 0 | 0 | 0 | 0 | 0 | 0 | TRUE | 0 | 0 | 0 | 0 | 0% | 0% | 0% | 0 | 0 | 0 | 0 | 0 | 0 | 0 | 0 | 0 | 0 | 0 | 0 | 0 | 0 | 0 | 0 | 0 | 0
[12 empty] | FALSE | 0 | 0 | 0 | 0 | 0 | 0 | 0 | 0 | 0 | 0 |  | 0 | 0 | 0 | 0 | FALSE | FALSE | FALSE | FALSE | FALSE | 0% | 0 | 0 | 0 | 0 | 0 | 0 | 0 | 0 | 0 | TRUE | 0 | 0 | 0 | 0 | 0% | 0% | 0% | 0 | 0 | 0 | 0 | 0 | 0 | 0 | 0 | 0 | 0 | 0 | 0 | 0 | 0 | 0 | 0 | 0 | 0
[10 empty] | 80% | FALSE | FALSE | 0 | 0 | 0 | 0 | 0 | 0 | 0 | 0 | 0 | 0 |  | 0 | 0 | 0 | 0 | FALSE | FALSE | FALSE | FALSE | FALSE | 0% | 0 | 0 | 0 | 0 | 0 | 0 | 0 | 0 | 0 | TRUE | 0 | 0 | 0 | 0 | 0% | 0% | 0% | 0 | 0 | 0 | 0 | 0 | 0 | 0 | 0 | 0 | 0 | 0 | 0 | 0 | 0 | 0 | 0 | 0 | 0
[10 empty] | 80% | FALSE | FALSE | 0 | 0 | 0 | 0 | 0 | 0 | 0 | 0 | 0 | 0 |  | 0 | 0 | 0 | 0 | FALSE | FALSE | FALSE | FALSE | FALSE | 0% | 0 | 0 | 0 | 0 | 0 | 0 | 0 | 0 | 0 | TRUE | 0 | 0 | 0 | 0 | 0% | 0% | 0% | 0 | 0 | 0 | 0 | 0 | 0 | 0 | 0 | 0 | 0 | 0 | 0 | 0 | 0 | 0 | 0 | 0 | 0
[12 empty] | FALSE | 0 | 0 | 0 | 0 | 0 | 0 | 0 | 0 | 0 | 0 |  | 0 | 0 | 0 | 0 | FALSE | FALSE | FALSE | FALSE | FALSE | 0% | 0 | 0 | 0 | 0 | 0 | 0 | 0 | 0 | 0 | TRUE | 0 | 0 | 0 | 0 | 0% | 0% | 0% | 0 | 0 | 0 | 0 | 0 | 0 | 0 | 0 | 0 | 0 | 0 | 0 | 0 | 0 | 0 | 0 | 0 | 0
[8 empty] | 431363.26 | 2986.74 |  |  | FALSE | 0 | 0 | 0 | 0 | 0 | 0 | 0 | 0 | 0 | 0 |  | 0 | 0 | 0 | 0 | FALSE | FALSE | FALSE | FALSE | FALSE | 0% | 0 | 0 | 0 | 0 | 0 | 0 | 0 | 0 | 0 | TRUE | 0 | 0 | 0 | 0 | 0% | 0% | 0% | 0 | 0 | 0 | 0 | 0 | 0 | 0 | 0 | 0 | 0 | 0 | 0 | 0 | 0 | 0 | 0 | 0 | 0
[8 empty] | 431363.26 | 2986.74 |  |  | FALSE | 0 | 0 | 0 | 0 | 0 | 0 | 0 | 0 | 0 | 0 |  | 0 | 0 | 0 | 0 | FALSE | FALSE | FALSE | FALSE | FALSE | 0% | 0 | 0 | 0 | 0 | 0 | 0 | 0 | 0 | 0 | TRUE | 0 | 0 | 0 | 0 | 0% | 0% | 0% | 0 | 0 | 0 | 0 | 0 | 0 | 0 | 0 | 0 | 0 | 0 | 0 | 0 | 0 | 0 | 0 | 0 | 0
[12 empty] | FALSE | 0 | 0 | 0 | 0 | 0 | 0 | 0 | 0 | 0 | 0 |  | 0 | 0 | 0 | 0 | FALSE | FALSE | FALSE | FALSE | FALSE | 0% | 0 | 0 | 0 | 0 | 0 | 0 | 0 | 0 | 0 | TRUE | 0 | 0 | 0 | 0 | 0% | 0% | 0% | 0 | 0 | 0 | 0 | 0 | 0 | 0 | 0 | 0 | 0 | 0 | 0 | 0 | 0 | 0 | 0 | 0 | 0
[12 empty] | FALSE | 0 | 0 | 0 | 0 | 0 | 0 | 0 | 0 | 0 | 0 |  | 0 | 0 | 0 | 0 | FALSE | FALSE | FALSE | FALSE | FALSE | 0% | 0 | 0 | 0 | 0 | 0 | 0 | 0 | 0 | 0 | TRUE | 0 | 0 | 0 | 0 | 0% | 0% | 0% | 0 | 0 | 0 | 0 | 0 | 0 | 0 | 0 | 0 | 0 | 0 | 0 | 0 | 0 | 0 | 0 | 0 | 0
[12 empty] | FALSE | 0 | 0 | 0 | 0 | 0 | 0 | 0 | 0 | 0 | 0 |  | 0 | 0 | 0 | 0 | FALSE | FALSE | FALSE | FALSE | FALSE | 0% | 0 | 0 | 0 | 0 | 0 | 0 | 0 | 0 | 0 | TRUE | 0 | 0 | 0 | 0 | 0% | 0% | 0% | 0 | 0 | 0 | 0 | 0 | 0 | 0 | 0 | 0 | 0 | 0 | 0 | 0 | 0 | 0 | 0 | 0 | 0
[12 empty] | FALSE | 0 | 0 | 0 | 0 | 0 | 0 | 0 | 0 | 0 | 0 |  | 0 | 0 | 0 | 0 | FALSE | FALSE | FALSE | FALSE | FALSE | 0% | 0 | 0 | 0 | 0 | 0 | 0 | 0 | 0 | 0 | TRUE | 0 | 0 | 0 | 0 | 0% | 0% | 0% | 0 | 0 | 0 | 0 | 0 | 0 | 0 | 0 | 0 | 0 | 0 | 0 | 0 | 0 | 0 | 0 | 0 | 0
[12 empty] | FALSE | 0 | 0 | 0 | 0 | 0 | 0 | 0 | 0 | 0 | 0 |  | 0 | 0 | 0 | 0 | FALSE | FALSE | FALSE | FALSE | FALSE | 0% | 0 | 0 | 0 | 0 | 0 | 0 | 0 | 0 | 0 | TRUE | 0 | 0 | 0 | 0 | 0% | 0% | 0% | 0 | 0 | 0 | 0 | 0 | 0 | 0 | 0 | 0 | 0 | 0 | 0 | 0 | 0 | 0 | 0 | 0 | 0
[12 empty] | FALSE | 0 | 0 | 0 | 0 | 0 | 0 | 0 | 0 | 0 | 0 |  | 0 | 0 | 0 | 0 | FALSE | FALSE | FALSE | FALSE | FALSE | 0% | 0 | 0 | 0 | 0 | 0 | 0 | 0 | 0 | 0 | TRUE | 0 | 0 | 0 | 0 | 0% | 0% | 0% | 0 | 0 | 0 | 0 | 0 | 0 | 0 | 0 | 0 | 0 | 0 | 0 | 0 | 0 | 0 | 0 | 0 | 0
[12 empty] | FALSE | 0 | 0 | 0 | 0 | 0 | 0 | 0 | 0 | 0 | 0 |  | 0 | 0 | 0 | 0 | FALSE | FALSE | FALSE | FALSE | FALSE | 0% | 0 | 0 | 0 | 0 | 0 | 0 | 0 | 0 | 0 | TRUE | 0 | 0 | 0 | 0 | 0% | 0% | 0% | 0 | 0 | 0 | 0 | 0 | 0 | 0 | 0 | 0 | 0 | 0 | 0 | 0 | 0 | 0 | 0 | 0 | 0
[12 empty] | FALSE | 0 | 0 | 0 | 0 | 0 | 0 | 0 | 0 | 0 | 0 |  | 0 | 0 | 0 | 0 | FALSE | FALSE | FALSE | FALSE | FALSE | 0% | 0 | 0 | 0 | 0 | 0 | 0 | 0 | 0 | 0 | TRUE | 0 | 0 | 0 | 0 | 0% | 0% | 0% | 0 | 0 | 0 | 0 | 0 | 0 | 0 | 0 | 0 | 0 | 0 | 0 | 0 | 0 | 0 | 0 | 0 | 0
[12 empty] | FALSE | 0 | 0 | 0 | 0 | 0 | 0 | 0 | 0 | 0 | 0 |  | 0 | 0 | 0 | 0 | FALSE | FALSE | FALSE | FALSE | FALSE | 0% | 0 | 0 | 0 | 0 | 0 | 0 | 0 | 0 | 0 | TRUE | 0 | 0 | 0 | 0 | 0% | 0% | 0% | 0 | 0 | 0 | 0 | 0 | 0 | 0 | 0 | 0 | 0 | 0 | 0 | 0 | 0 | 0 | 0 | 0 | 0
[12 empty] | FALSE | 0 | 0 | 0 | 0 | 0 | 0 | 0 | 0 | 0 | 0 |  | 0 | 0 | 0 | 0 | FALSE | FALSE | FALSE | FALSE | FALSE | 0% | 0 | 0 | 0 | 0 | 0 | 0 | 0 | 0 | 0 | TRUE | 0 | 0 | 0 | 0 | 0% | 0% | 0% | 0 | 0 | 0 | 0 | 0 | 0 | 0 | 0 | 0 | 0 | 0 | 0 | 0 | 0 | 0 | 0 | 0 | 0
[12 empty] | FALSE | 0 | 0 | 0 | 0 | 0 | 0 | 0 | 0 | 0 | 0 |  | 0 | 0 | 0 | 0 | FALSE | FALSE | FALSE | FALSE | FALSE | 0% | 0 | 0 | 0 | 0 | 0 | 0 | 0 | 0 | 0 | TRUE | 0 | 0 | 0 | 0 | 0% | 0% | 0% | 0 | 0 | 0 | 0 | 0 | 0 | 0 | 0 | 0 | 0 | 0 | 0 | 0 | 0 | 0 | 0 | 0 | 0
[12 empty] | FALSE | 0 | 0 | 0 | 0 | 0 | 0 | 0 | 0 | 0 | 0 |  | 0 | 0 | 0 | 0 | FALSE | FALSE | FALSE | FALSE | FALSE | 0% | 0 | 0 | 0 | 0 | 0 | 0 | 0 | 0 | 0 | TRUE | 0 | 0 | 0 | 0 | 0% | 0% | 0% | 0 | 0 | 0 | 0 | 0 | 0 | 0 | 0 | 0 | 0 | 0 | 0 | 0 | 0 | 0 | 0 | 0 | 0
[12 empty] | FALSE | 0 | 0 | 0 | 0 | 0 | 0 | 0 | 0 | 0 | 0 |  | 0 | 0 | 0 | 0 | FALSE | FALSE | FALSE | FALSE | FALSE | 0% | 0 | 0 | 0 | 0 | 0 | 0 | 0 | 0 | 0 | TRUE | 0 | 0 | 0 | 0 | 0% | 0% | 0% | 0 | 0 | 0 | 0 | 0 | 0 | 0 | 0 | 0 | 0 | 0 | 0 | 0 | 0 | 0 | 0 | 0 | 0
[8 empty] | 106607.375 | 0 | 80% | TRUE | FALSE | 0 | 0 | 0 | 0 | 0 | 0 | 0 | 0 | 0 | 0 |  | 0 | 0 | 0 | 0 | FALSE | FALSE | FALSE | FALSE | FALSE | 0% | 0 | 0 | 0 | 0 | 0 | 0 | 0 | 0 | 0 | TRUE | 0 | 0 | 0 | 0 | 0% | 0% | 0% | 0 | 0 | 0 | 0 | 0 | 0 | 0 | 0 | 0 | 0 | 0 | 0 | 0 | 0 | 0 | 0 | 0 | 0
[8 empty] | 15229.625 | 0 | 80% | TRUE | FALSE | 0 | 0 | 0 | 0 | 0 | 0 | 0 | 0 | 0 | 0 |  | 0 | 0 | 0 | 0 | FALSE | FALSE | FALSE | FALSE | FALSE | 0% | 0 | 0 | 0 | 0 | 0 | 0 | 0 | 0 | 0 | TRUE | 0 | 0 | 0 | 0 | 0% | 0% | 0% | 0 | 0 | 0 | 0 | 0 | 0 | 0 | 0 | 0 | 0 | 0 | 0 | 0 | 0 | 0 | 0 | 0 | 0
[12 empty] | FALSE | 0 | 0 | 0 | 0 | 0 | 0 | 0 | 0 | 0 | 0 |  | 0 | 0 | 0 | 0 | FALSE | FALSE | FALSE | FALSE | FALSE | 0% | 0 | 0 | 0 | 0 | 0 | 0 | 0 | 0 | 0 | TRUE | 0 | 0 | 0 | 0 | 0% | 0% | 0% | 0 | 0 | 0 | 0 | 0 | 0 | 0 | 0 | 0 | 0 | 0 | 0 | 0 | 0 | 0 | 0 | 0 | 0
[12 empty] | FALSE | 0 | 0 | 0 | 0 | 0 | 0 | 0 | 0 | 0 | 0 |  | 0 | 0 | 0 | 0 | FALSE | FALSE | FALSE | FALSE | FALSE | 0% | 0 | 0 | 0 | 0 | 0 | 0 | 0 | 0 | 0 | TRUE | 0 | 0 | 0 | 0 | 0% | 0% | 0% | 0 | 0 | 0 | 0 | 0 | 0 | 0 | 0 | 0 | 0 | 0 | 0 | 0 | 0 | 0 | 0 | 0 | 0
[8 empty] | 158556 | 0 | 80% | TRUE | FALSE | 0 | 0 | 0 | 0 | 0 | 0 | 0 | 0 | 0 | 0 |  | 0 | 0 | 0 | 0 | FALSE | FALSE | FALSE | FALSE | FALSE | 0% | 0 | 0 | 0 | 0 | 0 | 0 | 0 | 0 | 0 | TRUE | 0 | 0 | 0 | 0 | 0% | 0% | 0% | 0 | 0 | 0 | 0 | 0 | 0 | 0 | 0 | 0 | 0 | 0 | 0 | 0 | 0 | 0 | 0 | 0 | 0
[12 empty] | FALSE | 0 | 0 | 0 | 0 | 0 | 0 | 0 | 0 | 0 | 0 |  | 0 | 0 | 0 | 0 | FALSE | FALSE | FALSE | FALSE | FALSE | 0% | 0 | 0 | 0 | 0 | 0 | 0 | 0 | 0 | 0 | TRUE | 0 | 0 | 0 | 0 | 0% | 0% | 0% | 0 | 0 | 0 | 0 | 0 | 0 | 0 | 0 | 0 | 0 | 0 | 0 | 0 | 0 | 0 | 0 | 0 | 0
[12 empty] | FALSE | 0 | 0 | 0 | 0 | 0 | 0 | 0 | 0 | 0 | 0 |  | 0 | 0 | 0 | 0 | FALSE | FALSE | FALSE | FALSE | FALSE | 0% | 0 | 0 | 0 | 0 | 0 | 0 | 0 | 0 | 0 | TRUE | 0 | 0 | 0 | 0 | 0% | 0% | 0% | 0 | 0 | 0 | 0 | 0 | 0 | 0 | 0 | 0 | 0 | 0 | 0 | 0 | 0 | 0 | 0 | 0 | 0
[12 empty] | FALSE | 0 | 0 | 0 | 0 | 0 | 0 | 0 | 0 | 0 | 0 |  | 0 | 0 | 0 | 0 | FALSE | FALSE | FALSE | FALSE | FALSE | 0% | 0 | 0 | 0 | 0 | 0 | 0 | 0 | 0 | 0 | TRUE | 0 | 0 | 0 | 0 | 0% | 0% | 0% | 0 | 0 | 0 | 0 | 0 | 0 | 0 | 0 | 0 | 0 | 0 | 0 | 0 | 0 | 0 | 0 | 0 | 0
[12 empty] | FALSE | 0 | 0 | 0 | 0 | 0 | 0 | 0 | 0 | 0 | 0 |  | 0 | 0 | 0 | 0 | FALSE | FALSE | FALSE | FALSE | FALSE | 0% | 0 | 0 | 0 | 0 | 0 | 0 | 0 | 0 | 0 | TRUE | 0 | 0 | 0 | 0 | 0% | 0% | 0% | 0 | 0 | 0 | 0 | 0 | 0 | 0 | 0 | 0 | 0 | 0 | 0 | 0 | 0 | 0 | 0 | 0 | 0
[12 empty] | FALSE | 0 | 0 | 0 | 0 | 0 | 0 | 0 | 0 | 0 | 0 |  | 0 | 0 | 0 | 0 | FALSE | FALSE | FALSE | FALSE | FALSE | 0% | 0 | 0 | 0 | 0 | 0 | 0 | 0 | 0 | 0 | TRUE | 0 | 0 | 0 | 0 | 0% | 0% | 0% | 0 | 0 | 0 | 0 | 0 | 0 | 0 | 0 | 0 | 0 | 0 | 0 | 0 | 0 | 0 | 0 | 0 | 0
[12 empty] | FALSE | 0 | 0 | 0 | 0 | 0 | 0 | 0 | 0 | 0 | 0 |  | 0 | 0 | 0 | 0 | FALSE | FALSE | FALSE | FALSE | FALSE | 0% | 0 | 0 | 0 | 0 | 0 | 0 | 0 | 0 | 0 | TRUE | 0 | 0 | 0 | 0 | 0% | 0% | 0% | 0 | 0 | 0 | 0 | 0 | 0 | 0 | 0 | 0 | 0 | 0 | 0 | 0 | 0 | 0 | 0 | 0 | 0
[12 empty] | FALSE | 0 | 0 | 0 | 0 | 0 | 0 | 0 | 0 | 0 | 0 |  | 0 | 0 | 0 | 0 | FALSE | FALSE | FALSE | FALSE | FALSE | 0% | 0 | 0 | 0 | 0 | 0 | 0 | 0 | 0 | 0 | TRUE | 0 | 0 | 0 | 0 | 0% | 0% | 0% | 0 | 0 | 0 | 0 | 0 | 0 | 0 | 0 | 0 | 0 | 0 | 0 | 0 | 0 | 0 | 0 | 0 | 0
[12 empty] | FALSE | 0 | 0 | 0 | 0 | 0 | 0 | 0 | 0 | 0 | 0 |  | 0 | 0 | 0 | 0 | FALSE | FALSE | FALSE | FALSE | FALSE | 0% | 0 | 0 | 0 | 0 | 0 | 0 | 0 | 0 | 0 | TRUE | 0 | 0 | 0 | 0 | 0% | 0% | 0% | 0 | 0 | 0 | 0 | 0 | 0 | 0 | 0 | 0 | 0 | 0 | 0 | 0 | 0 | 0 | 0 | 0 | 0
[12 empty] | FALSE | 0 | 0 | 0 | 0 | 0 | 0 | 0 | 0 | 0 | 0 |  | 0 | 0 | 0 | 0 | FALSE | FALSE | FALSE | FALSE | FALSE | 0% | 0 | 0 | 0 | 0 | 0 | 0 | 0 | 0 | 0 | TRUE | 0 | 0 | 0 | 0 | 0% | 0% | 0% | 0 | 0 | 0 | 0 | 0 | 0 | 0 | 0 | 0 | 0 | 0 | 0 | 0 | 0 | 0 | 0 | 0 | 0
[12 empty] | FALSE | 0 | 0 | 0 | 0 | 0 | 0 | 0 | 0 | 0 | 0 |  | 0 | 0 | 0 | 0 | FALSE | FALSE | FALSE | FALSE | FALSE | 0% | 0 | 0 | 0 | 0 | 0 | 0 | 0 | 0 | 0 | TRUE | 0 | 0 | 0 | 0 | 0% | 0% | 0% | 0 | 0 | 0 | 0 | 0 | 0 | 0 | 0 | 0 | 0 | 0 | 0 | 0 | 0 | 0 | 0 | 0 | 0
[12 empty] | FALSE | 0 | 0 | 0 | 0 | 0 | 0 | 0 | 0 | 0 | 0 |  | 0 | 0 | 0 | 0 | FALSE | FALSE | FALSE | FALSE | FALSE | 0% | 0 | 0 | 0 | 0 | 0 | 0 | 0 | 0 | 0 | TRUE | 0 | 0 | 0 | 0 | 0% | 0% | 0% | 0 | 0 | 0 | 0 | 0 | 0 | 0 | 0 | 0 | 0 | 0 | 0 | 0 | 0 | 0 | 0 | 0 | 0
[12 empty] | FALSE | 0 | 0 | 0 | 0 | 0 | 0 | 0 | 0 | 0 | 0 |  | 0 | 0 | 0 | 0 | FALSE | FALSE | FALSE | FALSE | FALSE | 0% | 0 | 0 | 0 | 0 | 0 | 0 | 0 | 0 | 0 | TRUE | 0 | 0 | 0 | 0 | 0% | 0% | 0% | 0 | 0 | 0 | 0 | 0 | 0 | 0 | 0 | 0 | 0 | 0 | 0 | 0 | 0 | 0 | 0 | 0 | 0
[12 empty] | FALSE | 0 | 0 | 0 | 0 | 0 | 0 | 0 | 0 | 0 | 0 |  | 0 | 0 | 0 | 0 | FALSE | FALSE | FALSE | FALSE | FALSE | 0% | 0 | 0 | 0 | 0 | 0 | 0 | 0 | 0 | 0 | TRUE | 0 | 0 | 0 | 0 | 0% | 0% | 0% | 0 | 0 | 0 | 0 | 0 | 0 | 0 | 0 | 0 | 0 | 0 | 0 | 0 | 0 | 0 | 0 | 0 | 0
[12 empty] | FALSE | 0 | 0 | 0 | 0 | 0 | 0 | 0 | 0 | 0 | 0 |  | 0 | 0 | 0 | 0 | FALSE | FALSE | FALSE | FALSE | FALSE | 0% | 0 | 0 | 0 | 0 | 0 | 0 | 0 | 0 | 0 | TRUE | 0 | 0 | 0 | 0 | 0% | 0% | 0% | 0 | 0 | 0 | 0 | 0 | 0 | 0 | 0 | 0 | 0 | 0 | 0 | 0 | 0 | 0 | 0 | 0 | 0
[12 empty] | FALSE | 0 | 0 | 0 | 0 | 0 | 0 | 0 | 0 | 0 | 0 |  | 0 | 0 | 0 | 0 | FALSE | FALSE | FALSE | FALSE | FALSE | 0% | 0 | 0 | 0 | 0 | 0 | 0 | 0 | 0 | 0 | TRUE | 0 | 0 | 0 | 0 | 0% | 0% | 0% | 0 | 0 | 0 | 0 | 0 | 0 | 0 | 0 | 0 | 0 | 0 | 0 | 0 | 0 | 0 | 0 | 0 | 0
[12 empty] | FALSE | 0 | 0 | 0 | 0 | 0 | 0 | 0 | 0 | 0 | 0 |  | 0 | 0 | 0 | 0 | FALSE | FALSE | FALSE | FALSE | FALSE | 0% | 0 | 0 | 0 | 0 | 0 | 0 | 0 | 0 | 0 | TRUE | 0 | 0 | 0 | 0 | 0% | 0% | 0% | 0 | 0 | 0 | 0 | 0 | 0 | 0 | 0 | 0 | 0 | 0 | 0 | 0 | 0 | 0 | 0 | 0 | 0
[12 empty] | FALSE | 0 | 0 | 0 | 0 | 0 | 0 | 0 | 0 | 0 | 0 |  | 0 | 0 | 0 | 0 | FALSE | FALSE | FALSE | FALSE | FALSE | 0% | 0 | 0 | 0 | 0 | 0 | 0 | 0 | 0 | 0 | TRUE | 0 | 0 | 0 | 0 | 0% | 0% | 0% | 0 | 0 | 0 | 0 | 0 | 0 | 0 | 0 | 0 | 0 | 0 | 0 | 0 | 0 | 0 | 0 | 0 | 0
[12 empty] | FALSE | 0 | 0 | 0 | 0 | 0 | 0 | 0 | 0 | 0 | 0 |  | 0 | 0 | 0 | 0 | FALSE | FALSE | FALSE | FALSE | FALSE | 0% | 0 | 0 | 0 | 0 | 0 | 0 | 0 | 0 | 0 | TRUE | 0 | 0 | 0 | 0 | 0% | 0% | 0% | 0 | 0 | 0 | 0 | 0 | 0 | 0 | 0 | 0 | 0 | 0 | 0 | 0 | 0 | 0 | 0 | 0 | 0
[12 empty] | FALSE | 0 | 0 | 0 | 0 | 0 | 0 | 0 | 0 | 0 | 0 |  | 0 | 0 | 0 | 0 | FALSE | FALSE | FALSE | FALSE | FALSE | 0% | 0 | 0 | 0 | 0 | 0 | 0 | 0 | 0 | 0 | TRUE | 0 | 0 | 0 | 0 | 0% | 0% | 0% | 0 | 0 | 0 | 0 | 0 | 0 | 0 | 0 | 0 | 0 | 0 | 0 | 0 | 0 | 0 | 0 | 0 | 0
[12 empty] | FALSE | 0 | 0 | 0 | 0 | 0 | 0 | 0 | 0 | 0 | 0 |  | 0 | 0 | 0 | 0 | FALSE | FALSE | FALSE | FALSE | FALSE | 0% | 0 | 0 | 0 | 0 | 0 | 0 | 0 | 0 | 0 | TRUE | 0 | 0 | 0 | 0 | 0% | 0% | 0% | 0 | 0 | 0 | 0 | 0 | 0 | 0 | 0 | 0 | 0 | 0 | 0 | 0 | 0 | 0 | 0 | 0 | 0
[12 empty] | FALSE | 0 | 0 | 0 | 0 | 0 | 0 | 0 | 0 | 0 | 0 |  | 0 | 0 | 0 | 0 | FALSE | FALSE | FALSE | FALSE | FALSE | 0% | 0 | 0 | 0 | 0 | 0 | 0 | 0 | 0 | 0 | TRUE | 0 | 0 | 0 | 0 | 0% | 0% | 0% | 0 | 0 | 0 | 0 | 0 | 0 | 0 | 0 | 0 | 0 | 0 | 0 | 0 | 0 | 0 | 0 | 0 | 0
[12 empty] | FALSE | 0 | 0 | 0 | 0 | 0 | 0 | 0 | 0 | 0 | 0 |  | 0 | 0 | 0 | 0 | FALSE | FALSE | FALSE | FALSE | FALSE | 0% | 0 | 0 | 0 | 0 | 0 | 0 | 0 | 0 | 0 | TRUE | 0 | 0 | 0 | 0 | 0% | 0% | 0% | 0 | 0 | 0 | 0 | 0 | 0 | 0 | 0 | 0 | 0 | 0 | 0 | 0 | 0 | 0 | 0 | 0 | 0
[12 empty] | FALSE | 0 | 0 | 0 | 0 | 0 | 0 | 0 | 0 | 0 | 0 |  | 0 | 0 | 0 | 0 | FALSE | FALSE | FALSE | FALSE | FALSE | 0% | 0 | 0 | 0 | 0 | 0 | 0 | 0 | 0 | 0 | TRUE | 0 | 0 | 0 | 0 | 0% | 0% | 0% | 0 | 0 | 0 | 0 | 0 | 0 | 0 | 0 | 0 | 0 | 0 | 0 | 0 | 0 | 0 | 0 | 0 | 0
[12 empty] | FALSE | 0 | 0 | 0 | 0 | 0 | 0 | 0 | 0 | 0 | 0 |  | 0 | 0 | 0 | 0 | FALSE | FALSE | FALSE | FALSE | FALSE | 0% | 0 | 0 | 0 | 0 | 0 | 0 | 0 | 0 | 0 | TRUE | 0 | 0 | 0 | 0 | 0% | 0% | 0% | 0 | 0 | 0 | 0 | 0 | 0 | 0 | 0 | 0 | 0 | 0 | 0 | 0 | 0 | 0 | 0 | 0 | 0
[12 empty] | FALSE | 0 | 0 | 0 | 0 | 0 | 0 | 0 | 0 | 0 | 0 |  | 0 | 0 | 0 | 0 | FALSE | FALSE | FALSE | FALSE | FALSE | 0% | 0 | 0 | 0 | 0 | 0 | 0 | 0 | 0 | 0 | TRUE | 0 | 0 | 0 | 0 | 0% | 0% | 0% | 0 | 0 | 0 | 0 | 0 | 0 | 0 | 0 | 0 | 0 | 0 | 0 | 0 | 0 | 0 | 0 | 0 | 0
[12 empty] | FALSE | 0 | 0 | 0 | 0 | 0 | 0 | 0 | 0 | 0 | 0 |  | 0 | 0 | 0 | 0 | FALSE | FALSE | FALSE | FALSE | FALSE | 0% | 0 | 0 | 0 | 0 | 0 | 0 | 0 | 0 | 0 | TRUE | 0 | 0 | 0 | 0 | 0% | 0% | 0% | 0 | 0 | 0 | 0 | 0 | 0 | 0 | 0 | 0 | 0 | 0 | 0 | 0 | 0 | 0 | 0 | 0 | 0
[12 empty] | FALSE | 0 | 0 | 0 | 0 | 0 | 0 | 0 | 0 | 0 | 0 |  | 0 | 0 | 0 | 0 | FALSE | FALSE | FALSE | FALSE | FALSE | 0% | 0 | 0 | 0 | 0 | 0 | 0 | 0 | 0 | 0 | TRUE | 0 | 0 | 0 | 0 | 0% | 0% | 0% | 0 | 0 | 0 | 0 | 0 | 0 | 0 | 0 | 0 | 0 | 0 | 0 | 0 | 0 | 0 | 0 | 0 | 0
[12 empty] | FALSE | 0 | 0 | 0 | 0 | 0 | 0 | 0 | 0 | 0 | 0 |  | 0 | 0 | 0 | 0 | FALSE | FALSE | FALSE | FALSE | FALSE | 0% | 0 | 0 | 0 | 0 | 0 | 0 | 0 | 0 | 0 | TRUE | 0 | 0 | 0 | 0 | 0% | 0% | 0% | 0 | 0 | 0 | 0 | 0 | 0 | 0 | 0 | 0 | 0 | 0 | 0 | 0 | 0 | 0 | 0 | 0 | 0
[12 empty] | FALSE | 0 | 0 | 0 | 0 | 0 | 0 | 0 | 0 | 0 | 0 |  | 0 | 0 | 0 | 0 | FALSE | FALSE | FALSE | FALSE | FALSE | 0% | 0 | 0 | 0 | 0 | 0 | 0 | 0 | 0 | 0 | TRUE | 0 | 0 | 0 | 0 | 0% | 0% | 0% | 0 | 0 | 0 | 0 | 0 | 0 | 0 | 0 | 0 | 0 | 0 | 0 | 0 | 0 | 0 | 0 | 0 | 0
[12 empty] | FALSE | 0 | 0 | 0 | 0 | 0 | 0 | 0 | 0 | 0 | 0 |  | 0 | 0 | 0 | 0 | FALSE | FALSE | FALSE | FALSE | FALSE | 0% | 0 | 0 | 0 | 0 | 0 | 0 | 0 | 0 | 0 | TRUE | 0 | 0 | 0 | 0 | 0% | 0% | 0% | 0 | 0 | 0 | 0 | 0 | 0 | 0 | 0 | 0 | 0 | 0 | 0 | 0 | 0 | 0 | 0 | 0 | 0
[12 empty] | FALSE | 0 | 0 | 0 | 0 | 0 | 0 | 0 | 0 | 0 | 0 |  | 0 | 0 | 0 | 0 | FALSE | FALSE | FALSE | FALSE | FALSE | 0% | 0 | 0 | 0 | 0 | 0 | 0 | 0 | 0 | 0 | TRUE | 0 | 0 | 0 | 0 | 0% | 0% | 0% | 0 | 0 | 0 | 0 | 0 | 0 | 0 | 0 | 0 | 0 | 0 | 0 | 0 | 0 | 0 | 0 | 0 | 0
[12 empty] | FALSE | 0 | 0 | 0 | 0 | 0 | 0 | 0 | 0 | 0 | 0 |  | 0 | 0 | 0 | 0 | FALSE | FALSE | FALSE | FALSE | FALSE | 0% | 0 | 0 | 0 | 0 | 0 | 0 | 0 | 0 | 0 | TRUE | 0 | 0 | 0 | 0 | 0% | 0% | 0% | 0 | 0 | 0 | 0 | 0 | 0 | 0 | 0 | 0 | 0 | 0 | 0 | 0 | 0 | 0 | 0 | 0 | 0
[12 empty] | FALSE | 0 | 0 | 0 | 0 | 0 | 0 | 0 | 0 | 0 | 0 |  | 0 | 0 | 0 | 0 | FALSE | FALSE | FALSE | FALSE | FALSE | 0% | 0 | 0 | 0 | 0 | 0 | 0 | 0 | 0 | 0 | TRUE | 0 | 0 | 0 | 0 | 0% | 0% | 0% | 0 | 0 | 0 | 0 | 0 | 0 | 0 | 0 | 0 | 0 | 0 | 0 | 0 | 0 | 0 | 0 | 0 | 0
[12 empty] | FALSE | 0 | 0 | 0 | 0 | 0 | 0 | 0 | 0 | 0 | 0 |  | 0 | 0 | 0 | 0 | FALSE | FALSE | FALSE | FALSE | FALSE | 0% | 0 | 0 | 0 | 0 | 0 | 0 | 0 | 0 | 0 | TRUE | 0 | 0 | 0 | 0 | 0% | 0% | 0% | 0 | 0 | 0 | 0 | 0 | 0 | 0 | 0 | 0 | 0 | 0 | 0 | 0 | 0 | 0 | 0 | 0 | 0
[12 empty] | FALSE | 0 | 0 | 0 | 0 | 0 | 0 | 0 | 0 | 0 | 0 |  | 0 | 0 | 0 | 0 | FALSE | FALSE | FALSE | FALSE | FALSE | 0% | 0 | 0 | 0 | 0 | 0 | 0 | 0 | 0 | 0 | TRUE | 0 | 0 | 0 | 0 | 0% | 0% | 0% | 0 | 0 | 0 | 0 | 0 | 0 | 0 | 0 | 0 | 0 | 0 | 0 | 0 | 0 | 0 | 0 | 0 | 0
[12 empty] | FALSE | 0 | 0 | 0 | 0 | 0 | 0 | 0 | 0 | 0 | 0 |  | 0 | 0 | 0 | 0 | FALSE | FALSE | FALSE | FALSE | FALSE | 0% | 0 | 0 | 0 | 0 | 0 | 0 | 0 | 0 | 0 | TRUE | 0 | 0 | 0 | 0 | 0% | 0% | 0% | 0 | 0 | 0 | 0 | 0 | 0 | 0 | 0 | 0 | 0 | 0 | 0 | 0 | 0 | 0 | 0 | 0 | 0
[12 empty] | FALSE | 0 | 0 | 0 | 0 | 0 | 0 | 0 | 0 | 0 | 0 |  | 0 | 0 | 0 | 0 | FALSE | FALSE | FALSE | FALSE | FALSE | 0% | 0 | 0 | 0 | 0 | 0 | 0 | 0 | 0 | 0 | TRUE | 0 | 0 | 0 | 0 | 0% | 0% | 0% | 0 | 0 | 0 | 0 | 0 | 0 | 0 | 0 | 0 | 0 | 0 | 0 | 0 | 0 | 0 | 0 | 0 | 0
[12 empty] | FALSE | 0 | 0 | 0 | 0 | 0 | 0 | 0 | 0 | 0 | 0 |  | 0 | 0 | 0 | 0 | FALSE | FALSE | FALSE | FALSE | FALSE | 0% | 0 | 0 | 0 | 0 | 0 | 0 | 0 | 0 | 0 | TRUE | 0 | 0 | 0 | 0 | 0% | 0% | 0% | 0 | 0 | 0 | 0 | 0 | 0 | 0 | 0 | 0 | 0 | 0 | 0 | 0 | 0 | 0 | 0 | 0 | 0
[12 empty] | FALSE | 0 | 0 | 0 | 0 | 0 | 0 | 0 | 0 | 0 | 0 |  | 0 | 0 | 0 | 0 | FALSE | FALSE | FALSE | FALSE | FALSE | 0% | 0 | 0 | 0 | 0 | 0 | 0 | 0 | 0 | 0 | TRUE | 0 | 0 | 0 | 0 | 0% | 0% | 0% | 0 | 0 | 0 | 0 | 0 | 0 | 0 | 0 | 0 | 0 | 0 | 0 | 0 | 0 | 0 | 0 | 0 | 0
[12 empty] | FALSE | 0 | 0 | 0 | 0 | 0 | 0 | 0 | 0 | 0 | 0 |  | 0 | 0 | 0 | 0 | FALSE | FALSE | FALSE | FALSE | FALSE | 0% | 0 | 0 | 0 | 0 | 0 | 0 | 0 | 0 | 0 | TRUE | 0 | 0 | 0 | 0 | 0% | 0% | 0% | 0 | 0 | 0 | 0 | 0 | 0 | 0 | 0 | 0 | 0 | 0 | 0 | 0 | 0 | 0 | 0 | 0 | 0
[12 empty] | FALSE | 0 | 0 | 0 | 0 | 0 | 0 | 0 | 0 | 0 | 0 |  | 0 | 0 | 0 | 0 | FALSE | FALSE | FALSE | FALSE | FALSE | 0% | 0 | 0 | 0 | 0 | 0 | 0 | 0 | 0 | 0 | TRUE | 0 | 0 | 0 | 0 | 0% | 0% | 0% | 0 | 0 | 0 | 0 | 0 | 0 | 0 | 0 | 0 | 0 | 0 | 0 | 0 | 0 | 0 | 0 | 0 | 0
[12 empty] | FALSE | 0 | 0 | 0 | 0 | 0 | 0 | 0 | 0 | 0 | 0 |  | 0 | 0 | 0 | 0 | FALSE | FALSE | FALSE | FALSE | FALSE | 0% | 0 | 0 | 0 | 0 | 0 | 0 | 0 | 0 | 0 | TRUE | 0 | 0 | 0 | 0 | 0% | 0% | 0% | 0 | 0 | 0 | 0 | 0 | 0 | 0 | 0 | 0 | 0 | 0 | 0 | 0 | 0 | 0 | 0 | 0 | 0
[12 empty] | FALSE | 0 | 0 | 0 | 0 | 0 | 0 | 0 | 0 | 0 | 0 |  | 0 | 0 | 0 | 0 | FALSE | FALSE | FALSE | FALSE | FALSE | 0% | 0 | 0 | 0 | 0 | 0 | 0 | 0 | 0 | 0 | TRUE | 0 | 0 | 0 | 0 | 0% | 0% | 0% | 0 | 0 | 0 | 0 | 0 | 0 | 0 | 0 | 0 | 0 | 0 | 0 | 0 | 0 | 0 | 0 | 0 | 0
[12 empty] | FALSE | 0 | 0 | 0 | 0 | 0 | 0 | 0 | 0 | 0 | 0 |  | 0 | 0 | 0 | 0 | FALSE | FALSE | FALSE | FALSE | FALSE | 0% | 0 | 0 | 0 | 0 | 0 | 0 | 0 | 0 | 0 | TRUE | 0 | 0 | 0 | 0 | 0% | 0% | 0% | 0 | 0 | 0 | 0 | 0 | 0 | 0 | 0 | 0 | 0 | 0 | 0 | 0 | 0 | 0 | 0 | 0 | 0
[12 empty] | FALSE | 0 | 0 | 0 | 0 | 0 | 0 | 0 | 0 | 0 | 0 |  | 0 | 0 | 0 | 0 | FALSE | FALSE | FALSE | FALSE | FALSE | 0% | 0 | 0 | 0 | 0 | 0 | 0 | 0 | 0 | 0 | TRUE | 0 | 0 | 0 | 0 | 0% | 0% | 0% | 0 | 0 | 0 | 0 | 0 | 0 | 0 | 0 | 0 | 0 | 0 | 0 | 0 | 0 | 0 | 0 | 0 | 0
[12 empty] | FALSE | 0 | 0 | 0 | 0 | 0 | 0 | 0 | 0 | 0 | 0 |  | 0 | 0 | 0 | 0 | FALSE | FALSE | FALSE | FALSE | FALSE | 0% | 0 | 0 | 0 | 0 | 0 | 0 | 0 | 0 | 0 | TRUE | 0 | 0 | 0 | 0 | 0% | 0% | 0% | 0 | 0 | 0 | 0 | 0 | 0 | 0 | 0 | 0 | 0 | 0 | 0 | 0 | 0 | 0 | 0 | 0 | 0
[12 empty] | FALSE | 0 | 0 | 0 | 0 | 0 | 0 | 0 | 0 | 0 | 0 |  | 0 | 0 | 0 | 0 | FALSE | FALSE | FALSE | FALSE | FALSE | 0% | 0 | 0 | 0 | 0 | 0 | 0 | 0 | 0 | 0 | TRUE | 0 | 0 | 0 | 0 | 0% | 0% | 0% | 0 | 0 | 0 | 0 | 0 | 0 | 0 | 0 | 0 | 0 | 0 | 0 | 0 | 0 | 0 | 0 | 0 | 0
[12 empty] | FALSE | 0 | 0 | 0 | 0 | 0 | 0 | 0 | 0 | 0 | 0 |  | 0 | 0 | 0 | 0 | FALSE | FALSE | FALSE | FALSE | FALSE | 0% | 0 | 0 | 0 | 0 | 0 | 0 | 0 | 0 | 0 | TRUE | 0 | 0 | 0 | 0 | 0% | 0% | 0% | 0 | 0 | 0 | 0 | 0 | 0 | 0 | 0 | 0 | 0 | 0 | 0 | 0 | 0 | 0 | 0 | 0 | 0
[12 empty] | FALSE | 0 | 0 | 0 | 0 | 0 | 0 | 0 | 0 | 0 | 0 |  | 0 | 0 | 0 | 0 | FALSE | FALSE | FALSE | FALSE | FALSE | 0% | 0 | 0 | 0 | 0 | 0 | 0 | 0 | 0 | 0 | TRUE | 0 | 0 | 0 | 0 | 0% | 0% | 0% | 0 | 0 | 0 | 0 | 0 | 0 | 0 | 0 | 0 | 0 | 0 | 0 | 0 | 0 | 0 | 0 | 0 | 0
[12 empty] | FALSE | 0 | 0 | 0 | 0 | 0 | 0 | 0 | 0 | 0 | 0 |  | 0 | 0 | 0 | 0 | FALSE | FALSE | FALSE | FALSE | FALSE | 0% | 0 | 0 | 0 | 0 | 0 | 0 | 0 | 0 | 0 | TRUE | 0 | 0 | 0 | 0 | 0% | 0% | 0% | 0 | 0 | 0 | 0 | 0 | 0 | 0 | 0 | 0 | 0 | 0 | 0 | 0 | 0 | 0 | 0 | 0 | 0
[12 empty] | FALSE | 0 | 0 | 0 | 0 | 0 | 0 | 0 | 0 | 0 | 0 |  | 0 | 0 | 0 | 0 | FALSE | FALSE | FALSE | FALSE | FALSE | 0% | 0 | 0 | 0 | 0 | 0 | 0 | 0 | 0 | 0 | TRUE | 0 | 0 | 0 | 0 | 0% | 0% | 0% | 0 | 0 | 0 | 0 | 0 | 0 | 0 | 0 | 0 | 0 | 0 | 0 | 0 | 0 | 0 | 0 | 0 | 0
[12 empty] | FALSE | 0 | 0 | 0 | 0 | 0 | 0 | 0 | 0 | 0 | 0 |  | 0 | 0 | 0 | 0 | FALSE | FALSE | FALSE | FALSE | FALSE | 0% | 0 | 0 | 0 | 0 | 0 | 0 | 0 | 0 | 0 | TRUE | 0 | 0 | 0 | 0 | 0% | 0% | 0% | 0 | 0 | 0 | 0 | 0 | 0 | 0 | 0 | 0 | 0 | 0 | 0 | 0 | 0 | 0 | 0 | 0 | 0
[12 empty] | FALSE | 0 | 0 | 0 | 0 | 0 | 0 | 0 | 0 | 0 | 0 |  | 0 | 0 | 0 | 0 | FALSE | FALSE | FALSE | FALSE | FALSE | 0% | 0 | 0 | 0 | 0 | 0 | 0 | 0 | 0 | 0 | TRUE | 0 | 0 | 0 | 0 | 0% | 0% | 0% | 0 | 0 | 0 | 0 | 0 | 0 | 0 | 0 | 0 | 0 | 0 | 0 | 0 | 0 | 0 | 0 | 0 | 0
[12 empty] | FALSE | 0 | 0 | 0 | 0 | 0 | 0 | 0 | 0 | 0 | 0 |  | 0 | 0 | 0 | 0 | FALSE | FALSE | FALSE | FALSE | FALSE | 0% | 0 | 0 | 0 | 0 | 0 | 0 | 0 | 0 | 0 | TRUE | 0 | 0 | 0 | 0 | 0% | 0% | 0% | 0 | 0 | 0 | 0 | 0 | 0 | 0 | 0 | 0 | 0 | 0 | 0 | 0 | 0 | 0 | 0 | 0 | 0
[12 empty] | FALSE | 0 | 0 | 0 | 0 | 0 | 0 | 0 | 0 | 0 | 0 |  | 0 | 0 | 0 | 0 | FALSE | FALSE | FALSE | FALSE | FALSE | 0% | 0 | 0 | 0 | 0 | 0 | 0 | 0 | 0 | 0 | TRUE | 0 | 0 | 0 | 0 | 0% | 0% | 0% | 0 | 0 | 0 | 0 | 0 | 0 | 0 | 0 | 0 | 0 | 0 | 0 | 0 | 0 | 0 | 0 | 0 | 0
[12 empty] | FALSE | 0 | 0 | 0 | 0 | 0 | 0 | 0 | 0 | 0 | 0 |  | 0 | 0 | 0 | 0 | FALSE | FALSE | FALSE | FALSE | FALSE | 0% | 0 | 0 | 0 | 0 | 0 | 0 | 0 | 0 | 0 | TRUE | 0 | 0 | 0 | 0 | 0% | 0% | 0% | 0 | 0 | 0 | 0 | 0 | 0 | 0 | 0 | 0 | 0 | 0 | 0 | 0 | 0 | 0 | 0 | 0 | 0
[12 empty] | FALSE | 0 | 0 | 0 | 0 | 0 | 0 | 0 | 0 | 0 | 0 |  | 0 | 0 | 0 | 0 | FALSE | FALSE | FALSE | FALSE | FALSE | 0% | 0 | 0 | 0 | 0 | 0 | 0 | 0 | 0 | 0 | TRUE | 0 | 0 | 0 | 0 | 0% | 0% | 0% | 0 | 0 | 0 | 0 | 0 | 0 | 0 | 0 | 0 | 0 | 0 | 0 | 0 | 0 | 0 | 0 | 0 | 0
[12 empty] | FALSE | 0 | 0 | 0 | 0 | 0 | 0 | 0 | 0 | 0 | 0 |  | 0 | 0 | 0 | 0 | FALSE | FALSE | FALSE | FALSE | FALSE | 0% | 0 | 0 | 0 | 0 | 0 | 0 | 0 | 0 | 0 | TRUE | 0 | 0 | 0 | 0 | 0% | 0% | 0% | 0 | 0 | 0 | 0 | 0 | 0 | 0 | 0 | 0 | 0 | 0 | 0 | 0 | 0 | 0 | 0 | 0 | 0
[12 empty] | FALSE | 0 | 0 | 0 | 0 | 0 | 0 | 0 | 0 | 0 | 0 |  | 0 | 0 | 0 | 0 | FALSE | FALSE | FALSE | FALSE | FALSE | 0% | 0 | 0 | 0 | 0 | 0 | 0 | 0 | 0 | 0 | TRUE | 0 | 0 | 0 | 0 | 0% | 0% | 0% | 0 | 0 | 0 | 0 | 0 | 0 | 0 | 0 | 0 | 0 | 0 | 0 | 0 | 0 | 0 | 0 | 0 | 0
[12 empty] | FALSE | 0 | 0 | 0 | 0 | 0 | 0 | 0 | 0 | 0 | 0 |  | 0 | 0 | 0 | 0 | FALSE | FALSE | FALSE | FALSE | FALSE | 0% | 0 | 0 | 0 | 0 | 0 | 0 | 0 | 0 | 0 | TRUE | 0 | 0 | 0 | 0 | 0% | 0% | 0% | 0 | 0 | 0 | 0 | 0 | 0 | 0 | 0 | 0 | 0 | 0 | 0 | 0 | 0 | 0 | 0 | 0 | 0
[12 empty] | FALSE | 0 | 0 | 0 | 0 | 0 | 0 | 0 | 0 | 0 | 0 |  | 0 | 0 | 0 | 0 | FALSE | FALSE | FALSE | FALSE | FALSE | 0% | 0 | 0 | 0 | 0 | 0 | 0 | 0 | 0 | 0 | TRUE | 0 | 0 | 0 | 0 | 0% | 0% | 0% | 0 | 0 | 0 | 0 | 0 | 0 | 0 | 0 | 0 | 0 | 0 | 0 | 0 | 0 | 0 | 0 | 0 | 0
[12 empty] | FALSE | 0 | 0 | 0 | 0 | 0 | 0 | 0 | 0 | 0 | 0 |  | 0 | 0 | 0 | 0 | FALSE | FALSE | FALSE | FALSE | FALSE | 0% | 0 | 0 | 0 | 0 | 0 | 0 | 0 | 0 | 0 | TRUE | 0 | 0 | 0 | 0 | 0% | 0% | 0% | 0 | 0 | 0 | 0 | 0 | 0 | 0 | 0 | 0 | 0 | 0 | 0 | 0 | 0 | 0 | 0 | 0 | 0
[12 empty] | FALSE | 0 | 0 | 0 | 0 | 0 | 0 | 0 | 0 | 0 | 0 |  | 0 | 0 | 0 | 0 | FALSE | FALSE | FALSE | FALSE | FALSE | 0% | 0 | 0 | 0 | 0 | 0 | 0 | 0 | 0 | 0 | TRUE | 0 | 0 | 0 | 0 | 0% | 0% | 0% | 0 | 0 | 0 | 0 | 0 | 0 | 0 | 0 | 0 | 0 | 0 | 0 | 0 | 0 | 0 | 0 | 0 | 0
[12 empty] | FALSE | 0 | 0 | 0 | 0 | 0 | 0 | 0 | 0 | 0 | 0 |  | 0 | 0 | 0 | 0 | FALSE | FALSE | FALSE | FALSE | FALSE | 0% | 0 | 0 | 0 | 0 | 0 | 0 | 0 | 0 | 0 | TRUE | 0 | 0 | 0 | 0 | 0% | 0% | 0% | 0 | 0 | 0 | 0 | 0 | 0 | 0 | 0 | 0 | 0 | 0 | 0 | 0 | 0 | 0 | 0 | 0 | 0
[8 empty] | 0 | 0 | 73.3% | TRUE | FALSE | 0 | 0 | 0 | 0 | 0 | 0 | 0 | 0 | 0 | 0 |  | 0 | 0 | 0 | 0 | FALSE | FALSE | FALSE | FALSE | FALSE | 0% | 0 | 0 | 0 | 0 | 0 | 0 | 0 | 0 | 0 | TRUE | 0 | 0 | 0 | 0 | 0% | 0% | 0% | 0 | 0 | 0 | 0 | 0 | 0 | 0 | 0 | 0 | 0 | 0 | 0 | 0 | 0 | 0 | 0 | 0 | 0
[12 empty] | FALSE | 0 | 0 | 0 | 0 | 0 | 0 | 0 | 0 | 0 | 0 |  | 0 | 0 | 0 | 0 | FALSE | FALSE | FALSE | FALSE | FALSE | 0% | 0 | 0 | 0 | 0 | 0 | 0 | 0 | 0 | 0 | TRUE | 0 | 0 | 0 | 0 | 0% | 0% | 0% | 0 | 0 | 0 | 0 | 0 | 0 | 0 | 0 | 0 | 0 | 0 | 0 | 0 | 0 | 0 | 0 | 0 | 0
[12 empty] | FALSE | 0 | 0 | 0 | 0 | 0 | 0 | 0 | 0 | 0 | 0 |  | 0 | 0 | 0 | 0 | FALSE | FALSE | FALSE | FALSE | FALSE | 0% | 0 | 0 | 0 | 0 | 0 | 0 | 0 | 0 | 0 | TRUE | 0 | 0 | 0 | 0 | 0% | 0% | 0% | 0 | 0 | 0 | 0 | 0 | 0 | 0 | 0 | 0 | 0 | 0 | 0 | 0 | 0 | 0 | 0 | 0 | 0
[8 empty] | 1295158 | 439079 |  | TRUE | FALSE | 0 | 0 | 0 | 0 | 0 | 0 | 0 | 0 | 0 | 0 |  | 0 | 0 | 0 | 0 | FALSE | FALSE | FALSE | FALSE | FALSE | 0% | 0 | 0 | 0 | 0 | 0 | 0 | 0 | 0 | 0 | TRUE | 0 | 0 | 0 | 0 | 0% | 0% | 0% | 0 | 0 | 0 | 0 | 0 | 0 | 0 | 0 | 0 | 0 | 0 | 0 | 0 | 0 | 0 | 0 | 0 | 0
[12 empty] | FALSE | 0 | 0 | 0 | 0 | 0 | 0 | 0 | 0 | 0 | 0 |  | 0 | 0 | 0 | 0 | FALSE | FALSE | FALSE | FALSE | FALSE | 0% | 0 | 0 | 0 | 0 | 0 | 0 | 0 | 0 | 0 | TRUE | 0 | 0 | 0 | 0 | 0% | 0% | 0% | 0 | 0 | 0 | 0 | 0 | 0 | 0 | 0 | 0 | 0 | 0 | 0 | 0 | 0 | 0 | 0 | 0 | 0
[12 empty] | FALSE | 0 | 0 | 0 | 0 | 0 | 0 | 0 | 0 | 0 | 0 |  | 0 | 0 | 0 | 0 | FALSE | FALSE | FALSE | FALSE | FALSE | 0% | 0 | 0 | 0 | 0 | 0 | 0 | 0 | 0 | 0 | TRUE | 0 | 0 | 0 | 0 | 0% | 0% | 0% | 0 | 0 | 0 | 0 | 0 | 0 | 0 | 0 | 0 | 0 | 0 | 0 | 0 | 0 | 0 | 0 | 0 | 0
[12 empty] | FALSE | 0 | 0 | 0 | 0 | 0 | 0 | 0 | 0 | 0 | 0 |  | 0 | 0 | 0 | 0 | FALSE | FALSE | FALSE | FALSE | FALSE | 0% | 0 | 0 | 0 | 0 | 0 | 0 | 0 | 0 | 0 | TRUE | 0 | 0 | 0 | 0 | 0% | 0% | 0% | 0 | 0 | 0 | 0 | 0 | 0 | 0 | 0 | 0 | 0 | 0 | 0 | 0 | 0 | 0 | 0 | 0 | 0
[12 empty] | FALSE | 0 | 0 | 0 | 0 | 0 | 0 | 0 | 0 | 0 | 0 |  | 0 | 0 | 0 | 0 | FALSE | FALSE | FALSE | FALSE | FALSE | 0% | 0 | 0 | 0 | 0 | 0 | 0 | 0 | 0 | 0 | TRUE | 0 | 0 | 0 | 0 | 0% | 0% | 0% | 0 | 0 | 0 | 0 | 0 | 0 | 0 | 0 | 0 | 0 | 0 | 0 | 0 | 0 | 0 | 0 | 0 | 0
[12 empty] | FALSE | 0 | 0 | 0 | 0 | 0 | 0 | 0 | 0 | 0 | 0 |  | 0 | 0 | 0 | 0 | FALSE | FALSE | FALSE | FALSE | FALSE | 0% | 0 | 0 | 0 | 0 | 0 | 0 | 0 | 0 | 0 | TRUE | 0 | 0 | 0 | 0 | 0% | 0% | 0% | 0 | 0 | 0 | 0 | 0 | 0 | 0 | 0 | 0 | 0 | 0 | 0 | 0 | 0 | 0 | 0 | 0 | 0
[12 empty] | FALSE | 0 | 0 | 0 | 0 | 0 | 0 | 0 | 0 | 0 | 0 |  | 0 | 0 | 0 | 0 | FALSE | FALSE | FALSE | FALSE | FALSE | 0% | 0 | 0 | 0 | 0 | 0 | 0 | 0 | 0 | 0 | TRUE | 0 | 0 | 0 | 0 | 0% | 0% | 0% | 0 | 0 | 0 | 0 | 0 | 0 | 0 | 0 | 0 | 0 | 0 | 0 | 0 | 0 | 0 | 0 | 0 | 0
[12 empty] | FALSE | 0 | 0 | 0 | 0 | 0 | 0 | 0 | 0 | 0 | 0 |  | 0 | 0 | 0 | 0 | FALSE | FALSE | FALSE | FALSE | FALSE | 0% | 0 | 0 | 0 | 0 | 0 | 0 | 0 | 0 | 0 | TRUE | 0 | 0 | 0 | 0 | 0% | 0% | 0% | 0 | 0 | 0 | 0 | 0 | 0 | 0 | 0 | 0 | 0 | 0 | 0 | 0 | 0 | 0 | 0 | 0 | 0
[8 empty] | 276700 | 0 | 80% | TRUE | FALSE | 0 | 0 | 0 | 0 | 0 | 0 | 0 | 0 | 0 | 0 |  | 0 | 0 | 0 | 0 | FALSE | FALSE | FALSE | FALSE | FALSE | 0% | 0 | 0 | 0 | 0 | 0 | 0 | 0 | 0 | 0 | TRUE | 0 | 0 | 0 | 0 | 0% | 0% | 0% | 0 | 0 | 0 | 0 | 0 | 0 | 0 | 0 | 0 | 0 | 0 | 0 | 0 | 0 | 0 | 0 | 0 | 0
[8 empty] | 276700 | 0 | 80% | TRUE | FALSE | 0 | 0 | 0 | 0 | 0 | 0 | 0 | 0 | 0 | 0 |  | 0 | 0 | 0 | 0 | FALSE | FALSE | FALSE | FALSE | FALSE | 0% | 0 | 0 | 0 | 0 | 0 | 0 | 0 | 0 | 0 | TRUE | 0 | 0 | 0 | 0 | 0% | 0% | 0% | 0 | 0 | 0 | 0 | 0 | 0 | 0 | 0 | 0 | 0 | 0 | 0 | 0 | 0 | 0 | 0 | 0 | 0
[12 empty] | FALSE | 0 | 0 | 0 | 0 | 0 | 0 | 0 | 0 | 0 | 0 |  | 0 | 0 | 0 | 0 | FALSE | FALSE | FALSE | FALSE | FALSE | 0% | 0 | 0 | 0 | 0 | 0 | 0 | 0 | 0 | 0 | TRUE | 0 | 0 | 0 | 0 | 0% | 0% | 0% | 0 | 0 | 0 | 0 | 0 | 0 | 0 | 0 | 0 | 0 | 0 | 0 | 0 | 0 | 0 | 0 | 0 | 0
[12 empty] | FALSE | 0 | 0 | 0 | 0 | 0 | 0 | 0 | 0 | 0 | 0 |  | 0 | 0 | 0 | 0 | FALSE | FALSE | FALSE | FALSE | FALSE | 0% | 0 | 0 | 0 | 0 | 0 | 0 | 0 | 0 | 0 | TRUE | 0 | 0 | 0 | 0 | 0% | 0% | 0% | 0 | 0 | 0 | 0 | 0 | 0 | 0 | 0 | 0 | 0 | 0 | 0 | 0 | 0 | 0 | 0 | 0 | 0
[12 empty] | FALSE | 0 | 0 | 0 | 0 | 0 | 0 | 0 | 0 | 0 | 0 |  | 0 | 0 | 0 | 0 | FALSE | FALSE | FALSE | FALSE | FALSE | 0% | 0 | 0 | 0 | 0 | 0 | 0 | 0 | 0 | 0 | TRUE | 0 | 0 | 0 | 0 | 0% | 0% | 0% | 0 | 0 | 0 | 0 | 0 | 0 | 0 | 0 | 0 | 0 | 0 | 0 | 0 | 0 | 0 | 0 | 0 | 0
[8 empty] | 174215 | 0 | 80% | TRUE | FALSE | 0 | 0 | 0 | 0 | 0 | 0 | 0 | 0 | 0 | 0 |  | 0 | 0 | 0 | 0 | FALSE | FALSE | FALSE | FALSE | FALSE | 0% | 0 | 0 | 0 | 0 | 0 | 0 | 0 | 0 | 0 | TRUE | 0 | 0 | 0 | 0 | 0% | 0% | 0% | 0 | 0 | 0 | 0 | 0 | 0 | 0 | 0 | 0 | 0 | 0 | 0 | 0 | 0 | 0 | 0 | 0 | 0
[12 empty] | FALSE | 0 | 0 | 0 | 0 | 0 | 0 | 0 | 0 | 0 | 0 |  | 0 | 0 | 0 | 0 | FALSE | FALSE | FALSE | FALSE | FALSE | 0% | 0 | 0 | 0 | 0 | 0 | 0 | 0 | 0 | 0 | TRUE | 0 | 0 | 0 | 0 | 0% | 0% | 0% | 0 | 0 | 0 | 0 | 0 | 0 | 0 | 0 | 0 | 0 | 0 | 0 | 0 | 0 | 0 | 0 | 0 | 0
[12 empty] | FALSE | 0 | 0 | 0 | 0 | 0 | 0 | 0 | 0 | 0 | 0 |  | 0 | 0 | 0 | 0 | FALSE | FALSE | FALSE | FALSE | FALSE | 0% | 0 | 0 | 0 | 0 | 0 | 0 | 0 | 0 | 0 | TRUE | 0 | 0 | 0 | 0 | 0% | 0% | 0% | 0 | 0 | 0 | 0 | 0 | 0 | 0 | 0 | 0 | 0 | 0 | 0 | 0 | 0 | 0 | 0 | 0 | 0
[12 empty] | FALSE | 0 | 0 | 0 | 0 | 0 | 0 | 0 | 0 | 0 | 0 |  | 0 | 0 | 0 | 0 | FALSE | FALSE | FALSE | FALSE | FALSE | 0% | 0 | 0 | 0 | 0 | 0 | 0 | 0 | 0 | 0 | TRUE | 0 | 0 | 0 | 0 | 0% | 0% | 0% | 0 | 0 | 0 | 0 | 0 | 0 | 0 | 0 | 0 | 0 | 0 | 0 | 0 | 0 | 0 | 0 | 0 | 0
[12 empty] | FALSE | 0 | 0 | 0 | 0 | 0 | 0 | 0 | 0 | 0 | 0 |  | 0 | 0 | 0 | 0 | FALSE | FALSE | FALSE | FALSE | FALSE | 0% | 0 | 0 | 0 | 0 | 0 | 0 | 0 | 0 | 0 | TRUE | 0 | 0 | 0 | 0 | 0% | 0% | 0% | 0 | 0 | 0 | 0 | 0 | 0 | 0 | 0 | 0 | 0 | 0 | 0 | 0 | 0 | 0 | 0 | 0 | 0
[12 empty] | FALSE | 0 | 0 | 0 | 0 | 0 | 0 | 0 | 0 | 0 | 0 |  | 0 | 0 | 0 | 0 | FALSE | FALSE | FALSE | FALSE | FALSE | 0% | 0 | 0 | 0 | 0 | 0 | 0 | 0 | 0 | 0 | TRUE | 0 | 0 | 0 | 0 | 0% | 0% | 0% | 0 | 0 | 0 | 0 | 0 | 0 | 0 | 0 | 0 | 0 | 0 | 0 | 0 | 0 | 0 | 0 | 0 | 0
[12 empty] | FALSE | 0 | 0 | 0 | 0 | 0 | 0 | 0 | 0 | 0 | 0 |  | 0 | 0 | 0 | 0 | FALSE | FALSE | FALSE | FALSE | FALSE | 0% | 0 | 0 | 0 | 0 | 0 | 0 | 0 | 0 | 0 | TRUE | 0 | 0 | 0 | 0 | 0% | 0% | 0% | 0 | 0 | 0 | 0 | 0 | 0 | 0 | 0 | 0 | 0 | 0 | 0 | 0 | 0 | 0 | 0 | 0 | 0
[12 empty] | FALSE | 0 | 0 | 0 | 0 | 0 | 0 | 0 | 0 | 0 | 0 |  | 0 | 0 | 0 | 0 | FALSE | FALSE | FALSE | FALSE | FALSE | 0% | 0 | 0 | 0 | 0 | 0 | 0 | 0 | 0 | 0 | TRUE | 0 | 0 | 0 | 0 | 0% | 0% | 0% | 0 | 0 | 0 | 0 | 0 | 0 | 0 | 0 | 0 | 0 | 0 | 0 | 0 | 0 | 0 | 0 | 0 | 0
[12 empty] | FALSE | 0 | 0 | 0 | 0 | 0 | 0 | 0 | 0 | 0 | 0 |  | 0 | 0 | 0 | 0 | FALSE | FALSE | FALSE | FALSE | FALSE | 0% | 0 | 0 | 0 | 0 | 0 | 0 | 0 | 0 | 0 | TRUE | 0 | 0 | 0 | 0 | 0% | 0% | 0% | 0 | 0 | 0 | 0 | 0 | 0 | 0 | 0 | 0 | 0 | 0 | 0 | 0 | 0 | 0 | 0 | 0 | 0
[12 empty] | FALSE | 0 | 0 | 0 | 0 | 0 | 0 | 0 | 0 | 0 | 0 |  | 0 | 0 | 0 | 0 | FALSE | FALSE | FALSE | FALSE | FALSE | 0% | 0 | 0 | 0 | 0 | 0 | 0 | 0 | 0 | 0 | TRUE | 0 | 0 | 0 | 0 | 0% | 0% | 0% | 0 | 0 | 0 | 0 | 0 | 0 | 0 | 0 | 0 | 0 | 0 | 0 | 0 | 0 | 0 | 0 | 0 | 0
[12 empty] | FALSE | 0 | 0 | 0 | 0 | 0 | 0 | 0 | 0 | 0 | 0 |  | 0 | 0 | 0 | 0 | FALSE | FALSE | FALSE | FALSE | FALSE | 0% | 0 | 0 | 0 | 0 | 0 | 0 | 0 | 0 | 0 | TRUE | 0 | 0 | 0 | 0 | 0% | 0% | 0% | 0 | 0 | 0 | 0 | 0 | 0 | 0 | 0 | 0 | 0 | 0 | 0 | 0 | 0 | 0 | 0 | 0 | 0
[12 empty] | FALSE | 0 | 0 | 0 | 0 | 0 | 0 | 0 | 0 | 0 | 0 |  | 0 | 0 | 0 | 0 | FALSE | FALSE | FALSE | FALSE | FALSE | 0% | 0 | 0 | 0 | 0 | 0 | 0 | 0 | 0 | 0 | TRUE | 0 | 0 | 0 | 0 | 0% | 0% | 0% | 0 | 0 | 0 | 0 | 0 | 0 | 0 | 0 | 0 | 0 | 0 | 0 | 0 | 0 | 0 | 0 | 0 | 0
[12 empty] | FALSE | 0 | 0 | 0 | 0 | 0 | 0 | 0 | 0 | 0 | 0 |  | 0 | 0 | 0 | 0 | FALSE | FALSE | FALSE | FALSE | FALSE | 0% | 0 | 0 | 0 | 0 | 0 | 0 | 0 | 0 | 0 | TRUE | 0 | 0 | 0 | 0 | 0% | 0% | 0% | 0 | 0 | 0 | 0 | 0 | 0 | 0 | 0 | 0 | 0 | 0 | 0 | 0 | 0 | 0 | 0 | 0 | 0
[12 empty] | FALSE | 0 | 0 | 0 | 0 | 0 | 0 | 0 | 0 | 0 | 0 |  | 0 | 0 | 0 | 0 | FALSE | FALSE | FALSE | FALSE | FALSE | 0% | 0 | 0 | 0 | 0 | 0 | 0 | 0 | 0 | 0 | TRUE | 0 | 0 | 0 | 0 | 0% | 0% | 0% | 0 | 0 | 0 | 0 | 0 | 0 | 0 | 0 | 0 | 0 | 0 | 0 | 0 | 0 | 0 | 0 | 0 | 0
[12 empty] | FALSE | 0 | 0 | 0 | 0 | 0 | 0 | 0 | 0 | 0 | 0 |  | 0 | 0 | 0 | 0 | FALSE | FALSE | FALSE | FALSE | FALSE | 0% | 0 | 0 | 0 | 0 | 0 | 0 | 0 | 0 | 0 | TRUE | 0 | 0 | 0 | 0 | 0% | 0% | 0% | 0 | 0 | 0 | 0 | 0 | 0 | 0 | 0 | 0 | 0 | 0 | 0 | 0 | 0 | 0 | 0 | 0 | 0
[12 empty] | FALSE | 0 | 0 | 0 | 0 | 0 | 0 | 0 | 0 | 0 | 0 |  | 0 | 0 | 0 | 0 | FALSE | FALSE | FALSE | FALSE | FALSE | 0% | 0 | 0 | 0 | 0 | 0 | 0 | 0 | 0 | 0 | TRUE | 0 | 0 | 0 | 0 | 0% | 0% | 0% | 0 | 0 | 0 | 0 | 0 | 0 | 0 | 0 | 0 | 0 | 0 | 0 | 0 | 0 | 0 | 0 | 0 | 0
[12 empty] | FALSE | 0 | 0 | 0 | 0 | 0 | 0 | 0 | 0 | 0 | 0 |  | 0 | 0 | 0 | 0 | FALSE | FALSE | FALSE | FALSE | FALSE | 0% | 0 | 0 | 0 | 0 | 0 | 0 | 0 | 0 | 0 | TRUE | 0 | 0 | 0 | 0 | 0% | 0% | 0% | 0 | 0 | 0 | 0 | 0 | 0 | 0 | 0 | 0 | 0 | 0 | 0 | 0 | 0 | 0 | 0 | 0 | 0
[12 empty] | FALSE | 0 | 0 | 0 | 0 | 0 | 0 | 0 | 0 | 0 | 0 |  | 0 | 0 | 0 | 0 | FALSE | FALSE | FALSE | FALSE | FALSE | 0% | 0 | 0 | 0 | 0 | 0 | 0 | 0 | 0 | 0 | TRUE | 0 | 0 | 0 | 0 | 0% | 0% | 0% | 0 | 0 | 0 | 0 | 0 | 0 | 0 | 0 | 0 | 0 | 0 | 0 | 0 | 0 | 0 | 0 | 0 | 0
[12 empty] | FALSE | 0 | 0 | 0 | 0 | 0 | 0 | 0 | 0 | 0 | 0 |  | 0 | 0 | 0 | 0 | FALSE | FALSE | FALSE | FALSE | FALSE | 0% | 0 | 0 | 0 | 0 | 0 | 0 | 0 | 0 | 0 | TRUE | 0 | 0 | 0 | 0 | 0% | 0% | 0% | 0 | 0 | 0 | 0 | 0 | 0 | 0 | 0 | 0 | 0 | 0 | 0 | 0 | 0 | 0 | 0 | 0 | 0
[12 empty] | FALSE | 0 | 0 | 0 | 0 | 0 | 0 | 0 | 0 | 0 | 0 |  | 0 | 0 | 0 | 0 | FALSE | FALSE | FALSE | FALSE | FALSE | 0% | 0 | 0 | 0 | 0 | 0 | 0 | 0 | 0 | 0 | TRUE | 0 | 0 | 0 | 0 | 0% | 0% | 0% | 0 | 0 | 0 | 0 | 0 | 0 | 0 | 0 | 0 | 0 | 0 | 0 | 0 | 0 | 0 | 0 | 0 | 0
[12 empty] | FALSE | 0 | 0 | 0 | 0 | 0 | 0 | 0 | 0 | 0 | 0 |  | 0 | 0 | 0 | 0 | FALSE | FALSE | FALSE | FALSE | FALSE | 0% | 0 | 0 | 0 | 0 | 0 | 0 | 0 | 0 | 0 | TRUE | 0 | 0 | 0 | 0 | 0% | 0% | 0% | 0 | 0 | 0 | 0 | 0 | 0 | 0 | 0 | 0 | 0 | 0 | 0 | 0 | 0 | 0 | 0 | 0 | 0
[12 empty] | FALSE | 0 | 0 | 0 | 0 | 0 | 0 | 0 | 0 | 0 | 0 |  | 0 | 0 | 0 | 0 | FALSE | FALSE | FALSE | FALSE | FALSE | 0% | 0 | 0 | 0 | 0 | 0 | 0 | 0 | 0 | 0 | TRUE | 0 | 0 | 0 | 0 | 0% | 0% | 0% | 0 | 0 | 0 | 0 | 0 | 0 | 0 | 0 | 0 | 0 | 0 | 0 | 0 | 0 | 0 | 0 | 0 | 0
[12 empty] | FALSE | 0 | 0 | 0 | 0 | 0 | 0 | 0 | 0 | 0 | 0 |  | 0 | 0 | 0 | 0 | FALSE | FALSE | FALSE | FALSE | FALSE | 0% | 0 | 0 | 0 | 0 | 0 | 0 | 0 | 0 | 0 | TRUE | 0 | 0 | 0 | 0 | 0% | 0% | 0% | 0 | 0 | 0 | 0 | 0 | 0 | 0 | 0 | 0 | 0 | 0 | 0 | 0 | 0 | 0 | 0 | 0 | 0
[12 empty] | FALSE | 0 | 0 | 0 | 0 | 0 | 0 | 0 | 0 | 0 | 0 |  | 0 | 0 | 0 | 0 | FALSE | FALSE | FALSE | FALSE | FALSE | 0% | 0 | 0 | 0 | 0 | 0 | 0 | 0 | 0 | 0 | TRUE | 0 | 0 | 0 | 0 | 0% | 0% | 0% | 0 | 0 | 0 | 0 | 0 | 0 | 0 | 0 | 0 | 0 | 0 | 0 | 0 | 0 | 0 | 0 | 0 | 0
[12 empty] | FALSE | 0 | 0 | 0 | 0 | 0 | 0 | 0 | 0 | 0 | 0 |  | 0 | 0 | 0 | 0 | FALSE | FALSE | FALSE | FALSE | FALSE | 0% | 0 | 0 | 0 | 0 | 0 | 0 | 0 | 0 | 0 | TRUE | 0 | 0 | 0 | 0 | 0% | 0% | 0% | 0 | 0 | 0 | 0 | 0 | 0 | 0 | 0 | 0 | 0 | 0 | 0 | 0 | 0 | 0 | 0 | 0 | 0
[12 empty] | FALSE | 0 | 0 | 0 | 0 | 0 | 0 | 0 | 0 | 0 | 0 |  | 0 | 0 | 0 | 0 | FALSE | FALSE | FALSE | FALSE | FALSE | 0% | 0 | 0 | 0 | 0 | 0 | 0 | 0 | 0 | 0 | TRUE | 0 | 0 | 0 | 0 | 0% | 0% | 0% | 0 | 0 | 0 | 0 | 0 | 0 | 0 | 0 | 0 | 0 | 0 | 0 | 0 | 0 | 0 | 0 | 0 | 0
[12 empty] | FALSE | 0 | 0 | 0 | 0 | 0 | 0 | 0 | 0 | 0 | 0 |  | 0 | 0 | 0 | 0 | FALSE | FALSE | FALSE | FALSE | FALSE | 0% | 0 | 0 | 0 | 0 | 0 | 0 | 0 | 0 | 0 | TRUE | 0 | 0 | 0 | 0 | 0% | 0% | 0% | 0 | 0 | 0 | 0 | 0 | 0 | 0 | 0 | 0 | 0 | 0 | 0 | 0 | 0 | 0 | 0 | 0 | 0
[12 empty] | FALSE | 0 | 0 | 0 | 0 | 0 | 0 | 0 | 0 | 0 | 0 |  | 0 | 0 | 0 | 0 | FALSE | FALSE | FALSE | FALSE | FALSE | 0% | 0 | 0 | 0 | 0 | 0 | 0 | 0 | 0 | 0 | TRUE | 0 | 0 | 0 | 0 | 0% | 0% | 0% | 0 | 0 | 0 | 0 | 0 | 0 | 0 | 0 | 0 | 0 | 0 | 0 | 0 | 0 | 0 | 0 | 0 | 0
[8 empty] | 0 | 0 | 87.6% | FALSE | FALSE | 0 | 0 | 0 | 0 | 0 | 0 | 0 | 0 | 0 | 0 |  | 0 | 0 | 0 | 0 | FALSE | FALSE | FALSE | FALSE | FALSE | 0% | 0 | 0 | 0 | 0 | 0 | 0 | 0 | 0 | 0 | TRUE | 0 | 0 | 0 | 0 | 0% | 0% | 0% | 0 | 0 | 0 | 0 | 0 | 0 | 0 | 0 | 0 | 0 | 0 | 0 | 0 | 0 | 0 | 0 | 0 | 0
[10 empty] | 89% |  | FALSE | 0 | 0 | 0 | 0 | 0 | 0 | 0 | 0 | 0 | 0 |  | 0 | 0 | 0 | 0 | FALSE | FALSE | FALSE | FALSE | FALSE | 0% | 0 | 0 | 0 | 0 | 0 | 0 | 0 | 0 | 0 | TRUE | 0 | 0 | 0 | 0 | 0% | 0% | 0% | 0 | 0 | 0 | 0 | 0 | 0 | 0 | 0 | 0 | 0 | 0 | 0 | 0 | 0 | 0 | 0 | 0 | 0
[10 empty] | 89% |  | FALSE | 0 | 0 | 0 | 0 | 0 | 0 | 0 | 0 | 0 | 0 |  | 0 | 0 | 0 | 0 | FALSE | FALSE | FALSE | FALSE | FALSE | 0% | 0 | 0 | 0 | 0 | 0 | 0 | 0 | 0 | 0 | TRUE | 0 | 0 | 0 | 0 | 0% | 0% | 0% | 0 | 0 | 0 | 0 | 0 | 0 | 0 | 0 | 0 | 0 | 0 | 0 | 0 | 0 | 0 | 0 | 0 | 0
[10 empty] | 89% |  | FALSE | 0 | 0 | 0 | 0 | 0 | 0 | 0 | 0 | 0 | 0 |  | 0 | 0 | 0 | 0 | FALSE | FALSE | FALSE | FALSE | FALSE | 0% | 0 | 0 | 0 | 0 | 0 | 0 | 0 | 0 | 0 | TRUE | 0 | 0 | 0 | 0 | 0% | 0% | 0% | 0 | 0 | 0 | 0 | 0 | 0 | 0 | 0 | 0 | 0 | 0 | 0 | 0 | 0 | 0 | 0 | 0 | 0
[10 empty] | 89% |  | FALSE | 0 | 0 | 0 | 0 | 0 | 0 | 0 | 0 | 0 | 0 |  | 0 | 0 | 0 | 0 | FALSE | FALSE | FALSE | FALSE | FALSE | 0% | 0 | 0 | 0 | 0 | 0 | 0 | 0 | 0 | 0 | TRUE | 0 | 0 | 0 | 0 | 0% | 0% | 0% | 0 | 0 | 0 | 0 | 0 | 0 | 0 | 0 | 0 | 0 | 0 | 0 | 0 | 0 | 0 | 0 | 0 | 0
[10 empty] | 89% |  | FALSE | 0 | 0 | 0 | 0 | 0 | 0 | 0 | 0 | 0 | 0 |  | 0 | 0 | 0 | 0 | FALSE | FALSE | FALSE | FALSE | FALSE | 0% | 0 | 0 | 0 | 0 | 0 | 0 | 0 | 0 | 0 | TRUE | 0 | 0 | 0 | 0 | 0% | 0% | 0% | 0 | 0 | 0 | 0 | 0 | 0 | 0 | 0 | 0 | 0 | 0 | 0 | 0 | 0 | 0 | 0 | 0 | 0
[12 empty] | FALSE | 0 | 0 | 0 | 0 | 0 | 0 | 0 | 0 | 0 | 0 |  | 0 | 0 | 0 | 0 | FALSE | FALSE | FALSE | FALSE | FALSE | 0% | 0 | 0 | 0 | 0 | 0 | 0 | 0 | 0 | 0 | TRUE | 0 | 0 | 0 | 0 | 0% | 0% | 0% | 0 | 0 | 0 | 0 | 0 | 0 | 0 | 0 | 0 | 0 | 0 | 0 | 0 | 0 | 0 | 0 | 0 | 0
[12 empty] | FALSE | 0 | 0 | 0 | 0 | 0 | 0 | 0 | 0 | 0 | 0 |  | 0 | 0 | 0 | 0 | FALSE | FALSE | FALSE | FALSE | FALSE | 0% | 0 | 0 | 0 | 0 | 0 | 0 | 0 | 0 | 0 | TRUE | 0 | 0 | 0 | 0 | 0% | 0% | 0% | 0 | 0 | 0 | 0 | 0 | 0 | 0 | 0 | 0 | 0 | 0 | 0 | 0 | 0 | 0 | 0 | 0 | 0
[12 empty] | FALSE | 0 | 0 | 0 | 0 | 0 | 0 | 0 | 0 | 0 | 0 |  | 0 | 0 | 0 | 0 | FALSE | FALSE | FALSE | FALSE | FALSE | 0% | 0 | 0 | 0 | 0 | 0 | 0 | 0 | 0 | 0 | TRUE | 0 | 0 | 0 | 0 | 0% | 0% | 0% | 0 | 0 | 0 | 0 | 0 | 0 | 0 | 0 | 0 | 0 | 0 | 0 | 0 | 0 | 0 | 0 | 0 | 0
[12 empty] | FALSE | 0 | 0 | 0 | 0 | 0 | 0 | 0 | 0 | 0 | 0 |  | 0 | 0 | 0 | 0 | FALSE | FALSE | FALSE | FALSE | FALSE | 0% | 0 | 0 | 0 | 0 | 0 | 0 | 0 | 0 | 0 | TRUE | 0 | 0 | 0 | 0 | 0% | 0% | 0% | 0 | 0 | 0 | 0 | 0 | 0 | 0 | 0 | 0 | 0 | 0 | 0 | 0 | 0 | 0 | 0 | 0 | 0
[12 empty] | FALSE | 0 | 0 | 0 | 0 | 0 | 0 | 0 | 0 | 0 | 0 |  | 0 | 0 | 0 | 0 | FALSE | FALSE | FALSE | FALSE | FALSE | 0% | 0 | 0 | 0 | 0 | 0 | 0 | 0 | 0 | 0 | TRUE | 0 | 0 | 0 | 0 | 0% | 0% | 0% | 0 | 0 | 0 | 0 | 0 | 0 | 0 | 0 | 0 | 0 | 0 | 0 | 0 | 0 | 0 | 0 | 0 | 0
[10 empty] | 86.5% |  | FALSE | 0 | 0 | 0 | 0 | 0 | 0 | 0 | 0 | 0 | 0 |  | 0 | 0 | 0 | 0 | FALSE | FALSE | FALSE | FALSE | FALSE | 0% | 0 | 0 | 0 | 0 | 0 | 0 | 0 | 0 | 0 | TRUE | 0 | 0 | 0 | 0 | 0% | 0% | 0% | 0 | 0 | 0 | 0 | 0 | 0 | 0 | 0 | 0 | 0 | 0 | 0 | 0 | 0 | 0 | 0 | 0 | 0
[10 empty] | 86.5% |  | FALSE | 0 | 0 | 0 | 0 | 0 | 0 | 0 | 0 | 0 | 0 |  | 0 | 0 | 0 | 0 | FALSE | FALSE | FALSE | FALSE | FALSE | 0% | 0 | 0 | 0 | 0 | 0 | 0 | 0 | 0 | 0 | TRUE | 0 | 0 | 0 | 0 | 0% | 0% | 0% | 0 | 0 | 0 | 0 | 0 | 0 | 0 | 0 | 0 | 0 | 0 | 0 | 0 | 0 | 0 | 0 | 0 | 0
[12 empty] | FALSE | 0 | 0 | 0 | 0 | 0 | 0 | 0 | 0 | 0 | 0 |  | 0 | 0 | 0 | 0 | FALSE | FALSE | FALSE | FALSE | FALSE | 0% | 0 | 0 | 0 | 0 | 0 | 0 | 0 | 0 | 0 | TRUE | 0 | 0 | 0 | 0 | 0% | 0% | 0% | 0 | 0 | 0 | 0 | 0 | 0 | 0 | 0 | 0 | 0 | 0 | 0 | 0 | 0 | 0 | 0 | 0 | 0
[12 empty] | FALSE | 0 | 0 | 0 | 0 | 0 | 0 | 0 | 0 | 0 | 0 |  | 0 | 0 | 0 | 0 | FALSE | FALSE | FALSE | FALSE | FALSE | 0% | 0 | 0 | 0 | 0 | 0 | 0 | 0 | 0 | 0 | TRUE | 0 | 0 | 0 | 0 | 0% | 0% | 0% | 0 | 0 | 0 | 0 | 0 | 0 | 0 | 0 | 0 | 0 | 0 | 0 | 0 | 0 | 0 | 0 | 0 | 0
[12 empty] | FALSE | 0 | 0 | 0 | 0 | 0 | 0 | 0 | 0 | 0 | 0 |  | 0 | 0 | 0 | 0 | FALSE | FALSE | FALSE | FALSE | FALSE | 0% | 0 | 0 | 0 | 0 | 0 | 0 | 0 | 0 | 0 | TRUE | 0 | 0 | 0 | 0 | 0% | 0% | 0% | 0 | 0 | 0 | 0 | 0 | 0 | 0 | 0 | 0 | 0 | 0 | 0 | 0 | 0 | 0 | 0 | 0 | 0
[12 empty] | FALSE | 0 | 0 | 0 | 0 | 0 | 0 | 0 | 0 | 0 | 0 |  | 0 | 0 | 0 | 0 | FALSE | FALSE | FALSE | FALSE | FALSE | 0% | 0 | 0 | 0 | 0 | 0 | 0 | 0 | 0 | 0 | TRUE | 0 | 0 | 0 | 0 | 0% | 0% | 0% | 0 | 0 | 0 | 0 | 0 | 0 | 0 | 0 | 0 | 0 | 0 | 0 | 0 | 0 | 0 | 0 | 0 | 0
[12 empty] | FALSE | 0 | 0 | 0 | 0 | 0 | 0 | 0 | 0 | 0 | 0 |  | 0 | 0 | 0 | 0 | FALSE | FALSE | FALSE | FALSE | FALSE | 0% | 0 | 0 | 0 | 0 | 0 | 0 | 0 | 0 | 0 | TRUE | 0 | 0 | 0 | 0 | 0% | 0% | 0% | 0 | 0 | 0 | 0 | 0 | 0 | 0 | 0 | 0 | 0 | 0 | 0 | 0 | 0 | 0 | 0 | 0 | 0
[12 empty] | FALSE | 0 | 0 | 0 | 0 | 0 | 0 | 0 | 0 | 0 | 0 |  | 0 | 0 | 0 | 0 | FALSE | FALSE | FALSE | FALSE | FALSE | 0% | 0 | 0 | 0 | 0 | 0 | 0 | 0 | 0 | 0 | TRUE | 0 | 0 | 0 | 0 | 0% | 0% | 0% | 0 | 0 | 0 | 0 | 0 | 0 | 0 | 0 | 0 | 0 | 0 | 0 | 0 | 0 | 0 | 0 | 0 | 0
[12 empty] | FALSE | 0 | 0 | 0 | 0 | 0 | 0 | 0 | 0 | 0 | 0 |  | 0 | 0 | 0 | 0 | FALSE | FALSE | FALSE | FALSE | FALSE | 0% | 0 | 0 | 0 | 0 | 0 | 0 | 0 | 0 | 0 | TRUE | 0 | 0 | 0 | 0 | 0% | 0% | 0% | 0 | 0 | 0 | 0 | 0 | 0 | 0 | 0 | 0 | 0 | 0 | 0 | 0 | 0 | 0 | 0 | 0 | 0
[12 empty] | FALSE | 0 | 0 | 0 | 0 | 0 | 0 | 0 | 0 | 0 | 0 |  | 0 | 0 | 0 | 0 | FALSE | FALSE | FALSE | FALSE | FALSE | 0% | 0 | 0 | 0 | 0 | 0 | 0 | 0 | 0 | 0 | TRUE | 0 | 0 | 0 | 0 | 0% | 0% | 0% | 0 | 0 | 0 | 0 | 0 | 0 | 0 | 0 | 0 | 0 | 0 | 0 | 0 | 0 | 0 | 0 | 0 | 0
[12 empty] | FALSE | 0 | 0 | 0 | 0 | 0 | 0 | 0 | 0 | 0 | 0 |  | 0 | 0 | 0 | 0 | FALSE | FALSE | FALSE | FALSE | FALSE | 0% | 0 | 0 | 0 | 0 | 0 | 0 | 0 | 0 | 0 | TRUE | 0 | 0 | 0 | 0 | 0% | 0% | 0% | 0 | 0 | 0 | 0 | 0 | 0 | 0 | 0 | 0 | 0 | 0 | 0 | 0 | 0 | 0 | 0 | 0 | 0
[12 empty] | FALSE | 0 | 0 | 0 | 0 | 0 | 0 | 0 | 0 | 0 | 0 |  | 0 | 0 | 0 | 0 | FALSE | FALSE | FALSE | FALSE | FALSE | 0% | 0 | 0 | 0 | 0 | 0 | 0 | 0 | 0 | 0 | TRUE | 0 | 0 | 0 | 0 | 0% | 0% | 0% | 0 | 0 | 0 | 0 | 0 | 0 | 0 | 0 | 0 | 0 | 0 | 0 | 0 | 0 | 0 | 0 | 0 | 0
[12 empty] | FALSE | 0 | 0 | 0 | 0 | 0 | 0 | 0 | 0 | 0 | 0 |  | 0 | 0 | 0 | 0 | FALSE | FALSE | FALSE | FALSE | FALSE | 0% | 0 | 0 | 0 | 0 | 0 | 0 | 0 | 0 | 0 | TRUE | 0 | 0 | 0 | 0 | 0% | 0% | 0% | 0 | 0 | 0 | 0 | 0 | 0 | 0 | 0 | 0 | 0 | 0 | 0 | 0 | 0 | 0 | 0 | 0 | 0
[12 empty] | FALSE | 0 | 0 | 0 | 0 | 0 | 0 | 0 | 0 | 0 | 0 |  | 0 | 0 | 0 | 0 | FALSE | FALSE | FALSE | FALSE | FALSE | 0% | 0 | 0 | 0 | 0 | 0 | 0 | 0 | 0 | 0 | TRUE | 0 | 0 | 0 | 0 | 0% | 0% | 0% | 0 | 0 | 0 | 0 | 0 | 0 | 0 | 0 | 0 | 0 | 0 | 0 | 0 | 0 | 0 | 0 | 0 | 0
[8 empty] | 491381 | 16881 |  | FALSE | FALSE | 0 | 0 | 0 | 0 | 0 | 0 | 0 | 0 | 0 | 0 |  | 0 | 0 | 0 | 0 | FALSE | FALSE | FALSE | FALSE | FALSE | 0% | 0 | 0 | 0 | 0 | 0 | 0 | 0 | 0 | 0 | TRUE | 0 | 0 | 0 | 0 | 0% | 0% | 0% | 0 | 0 | 0 | 0 | 0 | 0 | 0 | 0 | 0 | 0 | 0 | 0 | 0 | 0 | 0 | 0 | 0 | 0
[12 empty] | FALSE | 0 | 0 | 0 | 0 | 0 | 0 | 0 | 0 | 0 | 0 |  | 0 | 0 | 0 | 0 | FALSE | FALSE | FALSE | FALSE | FALSE | 0% | 0 | 0 | 0 | 0 | 0 | 0 | 0 | 0 | 0 | TRUE | 0 | 0 | 0 | 0 | 0% | 0% | 0% | 0 | 0 | 0 | 0 | 0 | 0 | 0 | 0 | 0 | 0 | 0 | 0 | 0 | 0 | 0 | 0 | 0 | 0
[12 empty] | FALSE | 0 | 0 | 0 | 0 | 0 | 0 | 0 | 0 | 0 | 0 |  | 0 | 0 | 0 | 0 | FALSE | FALSE | FALSE | FALSE | FALSE | 0% | 0 | 0 | 0 | 0 | 0 | 0 | 0 | 0 | 0 | TRUE | 0 | 0 | 0 | 0 | 0% | 0% | 0% | 0 | 0 | 0 | 0 | 0 | 0 | 0 | 0 | 0 | 0 | 0 | 0 | 0 | 0 | 0 | 0 | 0 | 0
[8 empty] | 546740 | 36466 |  | TRUE | FALSE | 0 | 0 | 0 | 0 | 0 | 0 | 0 | 0 | 0 | 0 |  | 0 | 0 | 0 | 0 | FALSE | FALSE | FALSE | FALSE | FALSE | 0% | 0 | 0 | 0 | 0 | 0 | 0 | 0 | 0 | 0 | TRUE | 0 | 0 | 0 | 0 | 0% | 0% | 0% | 0 | 0 | 0 | 0 | 0 | 0 | 0 | 0 | 0 | 0 | 0 | 0 | 0 | 0 | 0 | 0 | 0 | 0
[8 empty] | 213021 | 12754 |  | TRUE | FALSE | 0 | 0 | 0 | 0 | 0 | 0 | 0 | 0 | 0 | 0 |  | 0 | 0 | 0 | 0 | FALSE | FALSE | FALSE | FALSE | FALSE | 0% | 0 | 0 | 0 | 0 | 0 | 0 | 0 | 0 | 0 | TRUE | 0 | 0 | 0 | 0 | 0% | 0% | 0% | 0 | 0 | 0 | 0 | 0 | 0 | 0 | 0 | 0 | 0 | 0 | 0 | 0 | 0 | 0 | 0 | 0 | 0
[8 empty] | 0 | 332150 | 85% | TRUE | FALSE | 0 | 0 | 0 | 0 | 0 | 0 | 0 | 0 | 0 | 0 |  | 0 | 0 | 0 | 0 | FALSE | FALSE | FALSE | FALSE | FALSE | 0% | 0 | 0 | 0 | 0 | 0 | 0 | 0 | 0 | 0 | TRUE | 0 | 0 | 0 | 0 | 0% | 0% | 0% | 0 | 0 | 0 | 0 | 0 | 0 | 0 | 0 | 0 | 0 | 0 | 0 | 0 | 0 | 0 | 0 | 0 | 0
[12 empty] | FALSE | 0 | 0 | 0 | 0 | 0 | 0 | 0 | 0 | 0 | 0 |  | 0 | 0 | 0 | 0 | FALSE | FALSE | FALSE | FALSE | FALSE | 0% | 0 | 0 | 0 | 0 | 0 | 0 | 0 | 0 | 0 | TRUE | 0 | 0 | 0 | 0 | 0% | 0% | 0% | 0 | 0 | 0 | 0 | 0 | 0 | 0 | 0 | 0 | 0 | 0 | 0 | 0 | 0 | 0 | 0 | 0 | 0
[12 empty] | FALSE | 0 | 0 | 0 | 0 | 0 | 0 | 0 | 0 | 0 | 0 |  | 0 | 0 | 0 | 0 | FALSE | FALSE | FALSE | FALSE | FALSE | 0% | 0 | 0 | 0 | 0 | 0 | 0 | 0 | 0 | 0 | TRUE | 0 | 0 | 0 | 0 | 0% | 0% | 0% | 0 | 0 | 0 | 0 | 0 | 0 | 0 | 0 | 0 | 0 | 0 | 0 | 0 | 0 | 0 | 0 | 0 | 0
[12 empty] | FALSE | 0 | 0 | 0 | 0 | 0 | 0 | 0 | 0 | 0 | 0 |  | 0 | 0 | 0 | 0 | FALSE | FALSE | FALSE | FALSE | FALSE | 0% | 0 | 0 | 0 | 0 | 0 | 0 | 0 | 0 | 0 | TRUE | 0 | 0 | 0 | 0 | 0% | 0% | 0% | 0 | 0 | 0 | 0 | 0 | 0 | 0 | 0 | 0 | 0 | 0 | 0 | 0 | 0 | 0 | 0 | 0 | 0
[12 empty] | FALSE | 0 | 0 | 0 | 0 | 0 | 0 | 0 | 0 | 0 | 0 |  | 0 | 0 | 0 | 0 | FALSE | FALSE | FALSE | FALSE | FALSE | 0% | 0 | 0 | 0 | 0 | 0 | 0 | 0 | 0 | 0 | TRUE | 0 | 0 | 0 | 0 | 0% | 0% | 0% | 0 | 0 | 0 | 0 | 0 | 0 | 0 | 0 | 0 | 0 | 0 | 0 | 0 | 0 | 0 | 0 | 0 | 0
[12 empty] | FALSE | 0 | 0 | 0 | 0 | 0 | 0 | 0 | 0 | 0 | 0 |  | 0 | 0 | 0 | 0 | FALSE | FALSE | FALSE | FALSE | FALSE | 0% | 0 | 0 | 0 | 0 | 0 | 0 | 0 | 0 | 0 | TRUE | 0 | 0 | 0 | 0 | 0% | 0% | 0% | 0 | 0 | 0 | 0 | 0 | 0 | 0 | 0 | 0 | 0 | 0 | 0 | 0 | 0 | 0 | 0 | 0 | 0
[12 empty] | FALSE | 0 | 0 | 0 | 0 | 0 | 0 | 0 | 0 | 0 | 0 |  | 0 | 0 | 0 | 0 | FALSE | FALSE | FALSE | FALSE | FALSE | 0% | 0 | 0 | 0 | 0 | 0 | 0 | 0 | 0 | 0 | TRUE | 0 | 0 | 0 | 0 | 0% | 0% | 0% | 0 | 0 | 0 | 0 | 0 | 0 | 0 | 0 | 0 | 0 | 0 | 0 | 0 | 0 | 0 | 0 | 0 | 0
[12 empty] | FALSE | 0 | 0 | 0 | 0 | 0 | 0 | 0 | 0 | 0 | 0 |  | 0 | 0 | 0 | 0 | FALSE | FALSE | FALSE | FALSE | FALSE | 0% | 0 | 0 | 0 | 0 | 0 | 0 | 0 | 0 | 0 | TRUE | 0 | 0 | 0 | 0 | 0% | 0% | 0% | 0 | 0 | 0 | 0 | 0 | 0 | 0 | 0 | 0 | 0 | 0 | 0 | 0 | 0 | 0 | 0 | 0 | 0
[12 empty] | FALSE | 0 | 0 | 0 | 0 | 0 | 0 | 0 | 0 | 0 | 0 |  | 0 | 0 | 0 | 0 | FALSE | FALSE | FALSE | FALSE | FALSE | 0% | 0 | 0 | 0 | 0 | 0 | 0 | 0 | 0 | 0 | TRUE | 0 | 0 | 0 | 0 | 0% | 0% | 0% | 0 | 0 | 0 | 0 | 0 | 0 | 0 | 0 | 0 | 0 | 0 | 0 | 0 | 0 | 0 | 0 | 0 | 0
[12 empty] | FALSE | 0 | 0 | 0 | 0 | 0 | 0 | 0 | 0 | 0 | 0 |  | 0 | 0 | 0 | 0 | FALSE | FALSE | FALSE | FALSE | FALSE | 0% | 0 | 0 | 0 | 0 | 0 | 0 | 0 | 0 | 0 | TRUE | 0 | 0 | 0 | 0 | 0% | 0% | 0% | 0 | 0 | 0 | 0 | 0 | 0 | 0 | 0 | 0 | 0 | 0 | 0 | 0 | 0 | 0 | 0 | 0 | 0
[12 empty] | FALSE | 0 | 0 | 0 | 0 | 0 | 0 | 0 | 0 | 0 | 0 |  | 0 | 0 | 0 | 0 | FALSE | FALSE | FALSE | FALSE | FALSE | 0% | 0 | 0 | 0 | 0 | 0 | 0 | 0 | 0 | 0 | TRUE | 0 | 0 | 0 | 0 | 0% | 0% | 0% | 0 | 0 | 0 | 0 | 0 | 0 | 0 | 0 | 0 | 0 | 0 | 0 | 0 | 0 | 0 | 0 | 0 | 0
[12 empty] | FALSE | 0 | 0 | 0 | 0 | 0 | 0 | 0 | 0 | 0 | 0 |  | 0 | 0 | 0 | 0 | FALSE | FALSE | FALSE | FALSE | FALSE | 0% | 0 | 0 | 0 | 0 | 0 | 0 | 0 | 0 | 0 | TRUE | 0 | 0 | 0 | 0 | 0% | 0% | 0% | 0 | 0 | 0 | 0 | 0 | 0 | 0 | 0 | 0 | 0 | 0 | 0 | 0 | 0 | 0 | 0 | 0 | 0
[12 empty] | FALSE | 0 | 0 | 0 | 0 | 0 | 0 | 0 | 0 | 0 | 0 |  | 0 | 0 | 0 | 0 | FALSE | FALSE | FALSE | FALSE | FALSE | 0% | 0 | 0 | 0 | 0 | 0 | 0 | 0 | 0 | 0 | TRUE | 0 | 0 | 0 | 0 | 0% | 0% | 0% | 0 | 0 | 0 | 0 | 0 | 0 | 0 | 0 | 0 | 0 | 0 | 0 | 0 | 0 | 0 | 0 | 0 | 0
[12 empty] | FALSE | 0 | 0 | 0 | 0 | 0 | 0 | 0 | 0 | 0 | 0 |  | 0 | 0 | 0 | 0 | FALSE | FALSE | FALSE | FALSE | FALSE | 0% | 0 | 0 | 0 | 0 | 0 | 0 | 0 | 0 | 0 | TRUE | 0 | 0 | 0 | 0 | 0% | 0% | 0% | 0 | 0 | 0 | 0 | 0 | 0 | 0 | 0 | 0 | 0 | 0 | 0 | 0 | 0 | 0 | 0 | 0 | 0
[12 empty] | FALSE | 0 | 0 | 0 | 0 | 0 | 0 | 0 | 0 | 0 | 0 |  | 0 | 0 | 0 | 0 | FALSE | FALSE | FALSE | FALSE | FALSE | 0% | 0 | 0 | 0 | 0 | 0 | 0 | 0 | 0 | 0 | TRUE | 0 | 0 | 0 | 0 | 0% | 0% | 0% | 0 | 0 | 0 | 0 | 0 | 0 | 0 | 0 | 0 | 0 | 0 | 0 | 0 | 0 | 0 | 0 | 0 | 0
[12 empty] | FALSE | 0 | 0 | 0 | 0 | 0 | 0 | 0 | 0 | 0 | 0 |  | 0 | 0 | 0 | 0 | FALSE | FALSE | FALSE | FALSE | FALSE | 0% | 0 | 0 | 0 | 0 | 0 | 0 | 0 | 0 | 0 | TRUE | 0 | 0 | 0 | 0 | 0% | 0% | 0% | 0 | 0 | 0 | 0 | 0 | 0 | 0 | 0 | 0 | 0 | 0 | 0 | 0 | 0 | 0 | 0 | 0 | 0
[12 empty] | FALSE | 0 | 0 | 0 | 0 | 0 | 0 | 0 | 0 | 0 | 0 |  | 0 | 0 | 0 | 0 | FALSE | FALSE | FALSE | FALSE | FALSE | 0% | 0 | 0 | 0 | 0 | 0 | 0 | 0 | 0 | 0 | TRUE | 0 | 0 | 0 | 0 | 0% | 0% | 0% | 0 | 0 | 0 | 0 | 0 | 0 | 0 | 0 | 0 | 0 | 0 | 0 | 0 | 0 | 0 | 0 | 0 | 0
[12 empty] | FALSE | 0 | 0 | 0 | 0 | 0 | 0 | 0 | 0 | 0 | 0 |  | 0 | 0 | 0 | 0 | FALSE | FALSE | FALSE | FALSE | FALSE | 0% | 0 | 0 | 0 | 0 | 0 | 0 | 0 | 0 | 0 | TRUE | 0 | 0 | 0 | 0 | 0% | 0% | 0% | 0 | 0 | 0 | 0 | 0 | 0 | 0 | 0 | 0 | 0 | 0 | 0 | 0 | 0 | 0 | 0 | 0 | 0
[12 empty] | FALSE | 0 | 0 | 0 | 0 | 0 | 0 | 0 | 0 | 0 | 0 |  | 0 | 0 | 0 | 0 | FALSE | FALSE | FALSE | FALSE | FALSE | 0% | 0 | 0 | 0 | 0 | 0 | 0 | 0 | 0 | 0 | TRUE | 0 | 0 | 0 | 0 | 0% | 0% | 0% | 0 | 0 | 0 | 0 | 0 | 0 | 0 | 0 | 0 | 0 | 0 | 0 | 0 | 0 | 0 | 0 | 0 | 0
[12 empty] | FALSE | 0 | 0 | 0 | 0 | 0 | 0 | 0 | 0 | 0 | 0 |  | 0 | 0 | 0 | 0 | FALSE | FALSE | FALSE | FALSE | FALSE | 0% | 0 | 0 | 0 | 0 | 0 | 0 | 0 | 0 | 0 | TRUE | 0 | 0 | 0 | 0 | 0% | 0% | 0% | 0 | 0 | 0 | 0 | 0 | 0 | 0 | 0 | 0 | 0 | 0 | 0 | 0 | 0 | 0 | 0 | 0 | 0
[12 empty] | FALSE | 0 | 0 | 0 | 0 | 0 | 0 | 0 | 0 | 0 | 0 |  | 0 | 0 | 0 | 0 | FALSE | FALSE | FALSE | FALSE | FALSE | 0% | 0 | 0 | 0 | 0 | 0 | 0 | 0 | 0 | 0 | TRUE | 0 | 0 | 0 | 0 | 0% | 0% | 0% | 0 | 0 | 0 | 0 | 0 | 0 | 0 | 0 | 0 | 0 | 0 | 0 | 0 | 0 | 0 | 0 | 0 | 0
[12 empty] | FALSE | 0 | 0 | 0 | 0 | 0 | 0 | 0 | 0 | 0 | 0 |  | 0 | 0 | 0 | 0 | FALSE | FALSE | FALSE | FALSE | FALSE | 0% | 0 | 0 | 0 | 0 | 0 | 0 | 0 | 0 | 0 | TRUE | 0 | 0 | 0 | 0 | 0% | 0% | 0% | 0 | 0 | 0 | 0 | 0 | 0 | 0 | 0 | 0 | 0 | 0 | 0 | 0 | 0 | 0 | 0 | 0 | 0
[12 empty] | FALSE | 0 | 0 | 0 | 0 | 0 | 0 | 0 | 0 | 0 | 0 |  | 0 | 0 | 0 | 0 | FALSE | FALSE | FALSE | FALSE | FALSE | 0% | 0 | 0 | 0 | 0 | 0 | 0 | 0 | 0 | 0 | TRUE | 0 | 0 | 0 | 0 | 0% | 0% | 0% | 0 | 0 | 0 | 0 | 0 | 0 | 0 | 0 | 0 | 0 | 0 | 0 | 0 | 0 | 0 | 0 | 0 | 0
[12 empty] | FALSE | 0 | 0 | 0 | 0 | 0 | 0 | 0 | 0 | 0 | 0 |  | 0 | 0 | 0 | 0 | FALSE | FALSE | FALSE | FALSE | FALSE | 0% | 0 | 0 | 0 | 0 | 0 | 0 | 0 | 0 | 0 | TRUE | 0 | 0 | 0 | 0 | 0% | 0% | 0% | 0 | 0 | 0 | 0 | 0 | 0 | 0 | 0 | 0 | 0 | 0 | 0 | 0 | 0 | 0 | 0 | 0 | 0
[12 empty] | FALSE | 0 | 0 | 0 | 0 | 0 | 0 | 0 | 0 | 0 | 0 |  | 0 | 0 | 0 | 0 | FALSE | FALSE | FALSE | FALSE | FALSE | 0% | 0 | 0 | 0 | 0 | 0 | 0 | 0 | 0 | 0 | TRUE | 0 | 0 | 0 | 0 | 0% | 0% | 0% | 0 | 0 | 0 | 0 | 0 | 0 | 0 | 0 | 0 | 0 | 0 | 0 | 0 | 0 | 0 | 0 | 0 | 0
[12 empty] | FALSE | 0 | 0 | 0 | 0 | 0 | 0 | 0 | 0 | 0 | 0 |  | 0 | 0 | 0 | 0 | FALSE | FALSE | FALSE | FALSE | FALSE | 0% | 0 | 0 | 0 | 0 | 0 | 0 | 0 | 0 | 0 | TRUE | 0 | 0 | 0 | 0 | 0% | 0% | 0% | 0 | 0 | 0 | 0 | 0 | 0 | 0 | 0 | 0 | 0 | 0 | 0 | 0 | 0 | 0 | 0 | 0 | 0
[12 empty] | FALSE | 0 | 0 | 0 | 0 | 0 | 0 | 0 | 0 | 0 | 0 |  | 0 | 0 | 0 | 0 | FALSE | FALSE | FALSE | FALSE | FALSE | 0% | 0 | 0 | 0 | 0 | 0 | 0 | 0 | 0 | 0 | TRUE | 0 | 0 | 0 | 0 | 0% | 0% | 0% | 0 | 0 | 0 | 0 | 0 | 0 | 0 | 0 | 0 | 0 | 0 | 0 | 0 | 0 | 0 | 0 | 0 | 0
[12 empty] | FALSE | 0 | 0 | 0 | 0 | 0 | 0 | 0 | 0 | 0 | 0 |  | 0 | 0 | 0 | 0 | FALSE | FALSE | FALSE | FALSE | FALSE | 0% | 0 | 0 | 0 | 0 | 0 | 0 | 0 | 0 | 0 | TRUE | 0 | 0 | 0 | 0 | 0% | 0% | 0% | 0 | 0 | 0 | 0 | 0 | 0 | 0 | 0 | 0 | 0 | 0 | 0 | 0 | 0 | 0 | 0 | 0 | 0
[12 empty] | FALSE | 0 | 0 | 0 | 0 | 0 | 0 | 0 | 0 | 0 | 0 |  | 0 | 0 | 0 | 0 | FALSE | FALSE | FALSE | FALSE | FALSE | 0% | 0 | 0 | 0 | 0 | 0 | 0 | 0 | 0 | 0 | TRUE | 0 | 0 | 0 | 0 | 0% | 0% | 0% | 0 | 0 | 0 | 0 | 0 | 0 | 0 | 0 | 0 | 0 | 0 | 0 | 0 | 0 | 0 | 0 | 0 | 0
[12 empty] | FALSE | 0 | 0 | 0 | 0 | 0 | 0 | 0 | 0 | 0 | 0 |  | 0 | 0 | 0 | 0 | FALSE | FALSE | FALSE | FALSE | FALSE | 0% | 0 | 0 | 0 | 0 | 0 | 0 | 0 | 0 | 0 | TRUE | 0 | 0 | 0 | 0 | 0% | 0% | 0% | 0 | 0 | 0 | 0 | 0 | 0 | 0 | 0 | 0 | 0 | 0 | 0 | 0 | 0 | 0 | 0 | 0 | 0
[12 empty] | FALSE | 0 | 0 | 0 | 0 | 0 | 0 | 0 | 0 | 0 | 0 |  | 0 | 0 | 0 | 0 | FALSE | FALSE | FALSE | FALSE | FALSE | 0% | 0 | 0 | 0 | 0 | 0 | 0 | 0 | 0 | 0 | TRUE | 0 | 0 | 0 | 0 | 0% | 0% | 0% | 0 | 0 | 0 | 0 | 0 | 0 | 0 | 0 | 0 | 0 | 0 | 0 | 0 | 0 | 0 | 0 | 0 | 0
[12 empty] | FALSE | 0 | 0 | 0 | 0 | 0 | 0 | 0 | 0 | 0 | 0 |  | 0 | 0 | 0 | 0 | FALSE | FALSE | FALSE | FALSE | FALSE | 0% | 0 | 0 | 0 | 0 | 0 | 0 | 0 | 0 | 0 | TRUE | 0 | 0 | 0 | 0 | 0% | 0% | 0% | 0 | 0 | 0 | 0 | 0 | 0 | 0 | 0 | 0 | 0 | 0 | 0 | 0 | 0 | 0 | 0 | 0 | 0
[12 empty] | FALSE | 0 | 0 | 0 | 0 | 0 | 0 | 0 | 0 | 0 | 0 |  | 0 | 0 | 0 | 0 | FALSE | FALSE | FALSE | FALSE | FALSE | 0% | 0 | 0 | 0 | 0 | 0 | 0 | 0 | 0 | 0 | TRUE | 0 | 0 | 0 | 0 | 0% | 0% | 0% | 0 | 0 | 0 | 0 | 0 | 0 | 0 | 0 | 0 | 0 | 0 | 0 | 0 | 0 | 0 | 0 | 0 | 0
[12 empty] | FALSE | 0 | 0 | 0 | 0 | 0 | 0 | 0 | 0 | 0 | 0 |  | 0 | 0 | 0 | 0 | FALSE | FALSE | FALSE | FALSE | FALSE | 0% | 0 | 0 | 0 | 0 | 0 | 0 | 0 | 0 | 0 | TRUE | 0 | 0 | 0 | 0 | 0% | 0% | 0% | 0 | 0 | 0 | 0 | 0 | 0 | 0 | 0 | 0 | 0 | 0 | 0 | 0 | 0 | 0 | 0 | 0 | 0
[12 empty] | FALSE | 0 | 0 | 0 | 0 | 0 | 0 | 0 | 0 | 0 | 0 |  | 0 | 0 | 0 | 0 | FALSE | FALSE | FALSE | FALSE | FALSE | 0% | 0 | 0 | 0 | 0 | 0 | 0 | 0 | 0 | 0 | TRUE | 0 | 0 | 0 | 0 | 0% | 0% | 0% | 0 | 0 | 0 | 0 | 0 | 0 | 0 | 0 | 0 | 0 | 0 | 0 | 0 | 0 | 0 | 0 | 0 | 0
[12 empty] | FALSE | 0 | 0 | 0 | 0 | 0 | 0 | 0 | 0 | 0 | 0 |  | 0 | 0 | 0 | 0 | FALSE | FALSE | FALSE | FALSE | FALSE | 0% | 0 | 0 | 0 | 0 | 0 | 0 | 0 | 0 | 0 | TRUE | 0 | 0 | 0 | 0 | 0% | 0% | 0% | 0 | 0 | 0 | 0 | 0 | 0 | 0 | 0 | 0 | 0 | 0 | 0 | 0 | 0 | 0 | 0 | 0 | 0
[12 empty] | FALSE | 0 | 0 | 0 | 0 | 0 | 0 | 0 | 0 | 0 | 0 |  | 0 | 0 | 0 | 0 | FALSE | FALSE | FALSE | FALSE | FALSE | 0% | 0 | 0 | 0 | 0 | 0 | 0 | 0 | 0 | 0 | TRUE | 0 | 0 | 0 | 0 | 0% | 0% | 0% | 0 | 0 | 0 | 0 | 0 | 0 | 0 | 0 | 0 | 0 | 0 | 0 | 0 | 0 | 0 | 0 | 0 | 0
[12 empty] | FALSE | 0 | 0 | 0 | 0 | 0 | 0 | 0 | 0 | 0 | 0 |  | 0 | 0 | 0 | 0 | FALSE | FALSE | FALSE | FALSE | FALSE | 0% | 0 | 0 | 0 | 0 | 0 | 0 | 0 | 0 | 0 | TRUE | 0 | 0 | 0 | 0 | 0% | 0% | 0% | 0 | 0 | 0 | 0 | 0 | 0 | 0 | 0 | 0 | 0 | 0 | 0 | 0 | 0 | 0 | 0 | 0 | 0
[12 empty] | FALSE | 0 | 0 | 0 | 0 | 0 | 0 | 0 | 0 | 0 | 0 |  | 0 | 0 | 0 | 0 | FALSE | FALSE | FALSE | FALSE | FALSE | 0% | 0 | 0 | 0 | 0 | 0 | 0 | 0 | 0 | 0 | TRUE | 0 | 0 | 0 | 0 | 0% | 0% | 0% | 0 | 0 | 0 | 0 | 0 | 0 | 0 | 0 | 0 | 0 | 0 | 0 | 0 | 0 | 0 | 0 | 0 | 0
[12 empty] | FALSE | 0 | 0 | 0 | 0 | 0 | 0 | 0 | 0 | 0 | 0 |  | 0 | 0 | 0 | 0 | FALSE | FALSE | FALSE | FALSE | FALSE | 0% | 0 | 0 | 0 | 0 | 0 | 0 | 0 | 0 | 0 | TRUE | 0 | 0 | 0 | 0 | 0% | 0% | 0% | 0 | 0 | 0 | 0 | 0 | 0 | 0 | 0 | 0 | 0 | 0 | 0 | 0 | 0 | 0 | 0 | 0 | 0
[12 empty] | FALSE | 0 | 0 | 0 | 0 | 0 | 0 | 0 | 0 | 0 | 0 |  | 0 | 0 | 0 | 0 | FALSE | FALSE | FALSE | FALSE | FALSE | 0% | 0 | 0 | 0 | 0 | 0 | 0 | 0 | 0 | 0 | TRUE | 0 | 0 | 0 | 0 | 0% | 0% | 0% | 0 | 0 | 0 | 0 | 0 | 0 | 0 | 0 | 0 | 0 | 0 | 0 | 0 | 0 | 0 | 0 | 0 | 0
[12 empty] | FALSE | 0 | 0 | 0 | 0 | 0 | 0 | 0 | 0 | 0 | 0 |  | 0 | 0 | 0 | 0 | FALSE | FALSE | FALSE | FALSE | FALSE | 0% | 0 | 0 | 0 | 0 | 0 | 0 | 0 | 0 | 0 | TRUE | 0 | 0 | 0 | 0 | 0% | 0% | 0% | 0 | 0 | 0 | 0 | 0 | 0 | 0 | 0 | 0 | 0 | 0 | 0 | 0 | 0 | 0 | 0 | 0 | 0
[12 empty] | FALSE | 0 | 0 | 0 | 0 | 0 | 0 | 0 | 0 | 0 | 0 |  | 0 | 0 | 0 | 0 | FALSE | FALSE | FALSE | FALSE | FALSE | 0% | 0 | 0 | 0 | 0 | 0 | 0 | 0 | 0 | 0 | TRUE | 0 | 0 | 0 | 0 | 0% | 0% | 0% | 0 | 0 | 0 | 0 | 0 | 0 | 0 | 0 | 0 | 0 | 0 | 0 | 0 | 0 | 0 | 0 | 0 | 0
[12 empty] | FALSE | 0 | 0 | 0 | 0 | 0 | 0 | 0 | 0 | 0 | 0 |  | 0 | 0 | 0 | 0 | FALSE | FALSE | FALSE | FALSE | FALSE | 0% | 0 | 0 | 0 | 0 | 0 | 0 | 0 | 0 | 0 | TRUE | 0 | 0 | 0 | 0 | 0% | 0% | 0% | 0 | 0 | 0 | 0 | 0 | 0 | 0 | 0 | 0 | 0 | 0 | 0 | 0 | 0 | 0 | 0 | 0 | 0
[12 empty] | FALSE | 0 | 0 | 0 | 0 | 0 | 0 | 0 | 0 | 0 | 0 |  | 0 | 0 | 0 | 0 | FALSE | FALSE | FALSE | FALSE | FALSE | 0% | 0 | 0 | 0 | 0 | 0 | 0 | 0 | 0 | 0 | TRUE | 0 | 0 | 0 | 0 | 0% | 0% | 0% | 0 | 0 | 0 | 0 | 0 | 0 | 0 | 0 | 0 | 0 | 0 | 0 | 0 | 0 | 0 | 0 | 0 | 0
[12 empty] | FALSE | 0 | 0 | 0 | 0 | 0 | 0 | 0 | 0 | 0 | 0 |  | 0 | 0 | 0 | 0 | FALSE | FALSE | FALSE | FALSE | FALSE | 0% | 0 | 0 | 0 | 0 | 0 | 0 | 0 | 0 | 0 | TRUE | 0 | 0 | 0 | 0 | 0% | 0% | 0% | 0 | 0 | 0 | 0 | 0 | 0 | 0 | 0 | 0 | 0 | 0 | 0 | 0 | 0 | 0 | 0 | 0 | 0
[12 empty] | FALSE | 0 | 0 | 0 | 0 | 0 | 0 | 0 | 0 | 0 | 0 |  | 0 | 0 | 0 | 0 | FALSE | FALSE | FALSE | FALSE | FALSE | 0% | 0 | 0 | 0 | 0 | 0 | 0 | 0 | 0 | 0 | TRUE | 0 | 0 | 0 | 0 | 0% | 0% | 0% | 0 | 0 | 0 | 0 | 0 | 0 | 0 | 0 | 0 | 0 | 0 | 0 | 0 | 0 | 0 | 0 | 0 | 0
[12 empty] | FALSE | 0 | 0 | 0 | 0 | 0 | 0 | 0 | 0 | 0 | 0 |  | 0 | 0 | 0 | 0 | FALSE | FALSE | FALSE | FALSE | FALSE | 0% | 0 | 0 | 0 | 0 | 0 | 0 | 0 | 0 | 0 | TRUE | 0 | 0 | 0 | 0 | 0% | 0% | 0% | 0 | 0 | 0 | 0 | 0 | 0 | 0 | 0 | 0 | 0 | 0 | 0 | 0 | 0 | 0 | 0 | 0 | 0
[12 empty] | FALSE | 0 | 0 | 0 | 0 | 0 | 0 | 0 | 0 | 0 | 0 |  | 0 | 0 | 0 | 0 | FALSE | FALSE | FALSE | FALSE | FALSE | 0% | 0 | 0 | 0 | 0 | 0 | 0 | 0 | 0 | 0 | TRUE | 0 | 0 | 0 | 0 | 0% | 0% | 0% | 0 | 0 | 0 | 0 | 0 | 0 | 0 | 0 | 0 | 0 | 0 | 0 | 0 | 0 | 0 | 0 | 0 | 0
[12 empty] | FALSE | 0 | 0 | 0 | 0 | 0 | 0 | 0 | 0 | 0 | 0 |  | 0 | 0 | 0 | 0 | FALSE | FALSE | FALSE | FALSE | FALSE | 0% | 0 | 0 | 0 | 0 | 0 | 0 | 0 | 0 | 0 | TRUE | 0 | 0 | 0 | 0 | 0% | 0% | 0% | 0 | 0 | 0 | 0 | 0 | 0 | 0 | 0 | 0 | 0 | 0 | 0 | 0 | 0 | 0 | 0 | 0 | 0
[12 empty] | FALSE | 0 | 0 | 0 | 0 | 0 | 0 | 0 | 0 | 0 | 0 |  | 0 | 0 | 0 | 0 | FALSE | FALSE | FALSE | FALSE | FALSE | 0% | 0 | 0 | 0 | 0 | 0 | 0 | 0 | 0 | 0 | TRUE | 0 | 0 | 0 | 0 | 0% | 0% | 0% | 0 | 0 | 0 | 0 | 0 | 0 | 0 | 0 | 0 | 0 | 0 | 0 | 0 | 0 | 0 | 0 | 0 | 0
[12 empty] | FALSE | 0 | 0 | 0 | 0 | 0 | 0 | 0 | 0 | 0 | 0 |  | 0 | 0 | 0 | 0 | FALSE | FALSE | FALSE | FALSE | FALSE | 0% | 0 | 0 | 0 | 0 | 0 | 0 | 0 | 0 | 0 | TRUE | 0 | 0 | 0 | 0 | 0% | 0% | 0% | 0 | 0 | 0 | 0 | 0 | 0 | 0 | 0 | 0 | 0 | 0 | 0 | 0 | 0 | 0 | 0 | 0 | 0
[12 empty] | FALSE | 0 | 0 | 0 | 0 | 0 | 0 | 0 | 0 | 0 | 0 |  | 0 | 0 | 0 | 0 | FALSE | FALSE | FALSE | FALSE | FALSE | 0% | 0 | 0 | 0 | 0 | 0 | 0 | 0 | 0 | 0 | TRUE | 0 | 0 | 0 | 0 | 0% | 0% | 0% | 0 | 0 | 0 | 0 | 0 | 0 | 0 | 0 | 0 | 0 | 0 | 0 | 0 | 0 | 0 | 0 | 0 | 0
[12 empty] | FALSE | 0 | 0 | 0 | 0 | 0 | 0 | 0 | 0 | 0 | 0 |  | 0 | 0 | 0 | 0 | FALSE | FALSE | FALSE | FALSE | FALSE | 0% | 0 | 0 | 0 | 0 | 0 | 0 | 0 | 0 | 0 | TRUE | 0 | 0 | 0 | 0 | 0% | 0% | 0% | 0 | 0 | 0 | 0 | 0 | 0 | 0 | 0 | 0 | 0 | 0 | 0 | 0 | 0 | 0 | 0 | 0 | 0
[12 empty] | FALSE | 0 | 0 | 0 | 0 | 0 | 0 | 0 | 0 | 0 | 0 |  | 0 | 0 | 0 | 0 | FALSE | FALSE | FALSE | FALSE | FALSE | 0% | 0 | 0 | 0 | 0 | 0 | 0 | 0 | 0 | 0 | TRUE | 0 | 0 | 0 | 0 | 0% | 0% | 0% | 0 | 0 | 0 | 0 | 0 | 0 | 0 | 0 | 0 | 0 | 0 | 0 | 0 | 0 | 0 | 0 | 0 | 0
[12 empty] | FALSE | 0 | 0 | 0 | 0 | 0 | 0 | 0 | 0 | 0 | 0 |  | 0 | 0 | 0 | 0 | FALSE | FALSE | FALSE | FALSE | FALSE | 0% | 0 | 0 | 0 | 0 | 0 | 0 | 0 | 0 | 0 | TRUE | 0 | 0 | 0 | 0 | 0% | 0% | 0% | 0 | 0 | 0 | 0 | 0 | 0 | 0 | 0 | 0 | 0 | 0 | 0 | 0 | 0 | 0 | 0 | 0 | 0
[12 empty] | FALSE | 0 | 0 | 0 | 0 | 0 | 0 | 0 | 0 | 0 | 0 |  | 0 | 0 | 0 | 0 | FALSE | FALSE | FALSE | FALSE | FALSE | 0% | 0 | 0 | 0 | 0 | 0 | 0 | 0 | 0 | 0 | TRUE | 0 | 0 | 0 | 0 | 0% | 0% | 0% | 0 | 0 | 0 | 0 | 0 | 0 | 0 | 0 | 0 | 0 | 0 | 0 | 0 | 0 | 0 | 0 | 0 | 0
[12 empty] | FALSE | 0 | 0 | 0 | 0 | 0 | 0 | 0 | 0 | 0 | 0 |  | 0 | 0 | 0 | 0 | FALSE | FALSE | FALSE | FALSE | FALSE | 0% | 0 | 0 | 0 | 0 | 0 | 0 | 0 | 0 | 0 | TRUE | 0 | 0 | 0 | 0 | 0% | 0% | 0% | 0 | 0 | 0 | 0 | 0 | 0 | 0 | 0 | 0 | 0 | 0 | 0 | 0 | 0 | 0 | 0 | 0 | 0
[12 empty] | FALSE | 0 | 0 | 0 | 0 | 0 | 0 | 0 | 0 | 0 | 0 |  | 0 | 0 | 0 | 0 | FALSE | FALSE | FALSE | FALSE | FALSE | 0% | 0 | 0 | 0 | 0 | 0 | 0 | 0 | 0 | 0 | TRUE | 0 | 0 | 0 | 0 | 0% | 0% | 0% | 0 | 0 | 0 | 0 | 0 | 0 | 0 | 0 | 0 | 0 | 0 | 0 | 0 | 0 | 0 | 0 | 0 | 0
[12 empty] | FALSE | 0 | 0 | 0 | 0 | 0 | 0 | 0 | 0 | 0 | 0 |  | 0 | 0 | 0 | 0 | FALSE | FALSE | FALSE | FALSE | FALSE | 0% | 0 | 0 | 0 | 0 | 0 | 0 | 0 | 0 | 0 | TRUE | 0 | 0 | 0 | 0 | 0% | 0% | 0% | 0 | 0 | 0 | 0 | 0 | 0 | 0 | 0 | 0 | 0 | 0 | 0 | 0 | 0 | 0 | 0 | 0 | 0
[12 empty] | FALSE | 0 | 0 | 0 | 0 | 0 | 0 | 0 | 0 | 0 | 0 |  | 0 | 0 | 0 | 0 | FALSE | FALSE | FALSE | FALSE | FALSE | 0% | 0 | 0 | 0 | 0 | 0 | 0 | 0 | 0 | 0 | TRUE | 0 | 0 | 0 | 0 | 0% | 0% | 0% | 0 | 0 | 0 | 0 | 0 | 0 | 0 | 0 | 0 | 0 | 0 | 0 | 0 | 0 | 0 | 0 | 0 | 0
[12 empty] | FALSE | 0 | 0 | 0 | 0 | 0 | 0 | 0 | 0 | 0 | 0 |  | 0 | 0 | 0 | 0 | FALSE | FALSE | FALSE | FALSE | FALSE | 0% | 0 | 0 | 0 | 0 | 0 | 0 | 0 | 0 | 0 | TRUE | 0 | 0 | 0 | 0 | 0% | 0% | 0% | 0 | 0 | 0 | 0 | 0 | 0 | 0 | 0 | 0 | 0 | 0 | 0 | 0 | 0 | 0 | 0 | 0 | 0
[12 empty] | FALSE | 0 | 0 | 0 | 0 | 0 | 0 | 0 | 0 | 0 | 0 |  | 0 | 0 | 0 | 0 | FALSE | FALSE | FALSE | FALSE | FALSE | 0% | 0 | 0 | 0 | 0 | 0 | 0 | 0 | 0 | 0 | TRUE | 0 | 0 | 0 | 0 | 0% | 0% | 0% | 0 | 0 | 0 | 0 | 0 | 0 | 0 | 0 | 0 | 0 | 0 | 0 | 0 | 0 | 0 | 0 | 0 | 0
[12 empty] | FALSE | 0 | 0 | 0 | 0 | 0 | 0 | 0 | 0 | 0 | 0 |  | 0 | 0 | 0 | 0 | FALSE | FALSE | FALSE | FALSE | FALSE | 0% | 0 | 0 | 0 | 0 | 0 | 0 | 0 | 0 | 0 | TRUE | 0 | 0 | 0 | 0 | 0% | 0% | 0% | 0 | 0 | 0 | 0 | 0 | 0 | 0 | 0 | 0 | 0 | 0 | 0 | 0 | 0 | 0 | 0 | 0 | 0
[12 empty] | FALSE | 0 | 0 | 0 | 0 | 0 | 0 | 0 | 0 | 0 | 0 |  | 0 | 0 | 0 | 0 | FALSE | FALSE | FALSE | FALSE | FALSE | 0% | 0 | 0 | 0 | 0 | 0 | 0 | 0 | 0 | 0 | TRUE | 0 | 0 | 0 | 0 | 0% | 0% | 0% | 0 | 0 | 0 | 0 | 0 | 0 | 0 | 0 | 0 | 0 | 0 | 0 | 0 | 0 | 0 | 0 | 0 | 0
[12 empty] | FALSE | 0 | 0 | 0 | 0 | 0 | 0 | 0 | 0 | 0 | 0 |  | 0 | 0 | 0 | 0 | FALSE | FALSE | FALSE | FALSE | FALSE | 0% | 0 | 0 | 0 | 0 | 0 | 0 | 0 | 0 | 0 | TRUE | 0 | 0 | 0 | 0 | 0% | 0% | 0% | 0 | 0 | 0 | 0 | 0 | 0 | 0 | 0 | 0 | 0 | 0 | 0 | 0 | 0 | 0 | 0 | 0 | 0
[12 empty] | FALSE | 0 | 0 | 0 | 0 | 0 | 0 | 0 | 0 | 0 | 0 |  | 0 | 0 | 0 | 0 | FALSE | FALSE | FALSE | FALSE | FALSE | 0% | 0 | 0 | 0 | 0 | 0 | 0 | 0 | 0 | 0 | TRUE | 0 | 0 | 0 | 0 | 0% | 0% | 0% | 0 | 0 | 0 | 0 | 0 | 0 | 0 | 0 | 0 | 0 | 0 | 0 | 0 | 0 | 0 | 0 | 0 | 0
[12 empty] | FALSE | 0 | 0 | 0 | 0 | 0 | 0 | 0 | 0 | 0 | 0 |  | 0 | 0 | 0 | 0 | FALSE | FALSE | FALSE | FALSE | FALSE | 0% | 0 | 0 | 0 | 0 | 0 | 0 | 0 | 0 | 0 | TRUE | 0 | 0 | 0 | 0 | 0% | 0% | 0% | 0 | 0 | 0 | 0 | 0 | 0 | 0 | 0 | 0 | 0 | 0 | 0 | 0 | 0 | 0 | 0 | 0 | 0
[12 empty] | FALSE | 0 | 0 | 0 | 0 | 0 | 0 | 0 | 0 | 0 | 0 |  | 0 | 0 | 0 | 0 | FALSE | FALSE | FALSE | FALSE | FALSE | 0% | 0 | 0 | 0 | 0 | 0 | 0 | 0 | 0 | 0 | TRUE | 0 | 0 | 0 | 0 | 0% | 0% | 0% | 0 | 0 | 0 | 0 | 0 | 0 | 0 | 0 | 0 | 0 | 0 | 0 | 0 | 0 | 0 | 0 | 0 | 0
[12 empty] | FALSE | 0 | 0 | 0 | 0 | 0 | 0 | 0 | 0 | 0 | 0 |  | 0 | 0 | 0 | 0 | FALSE | FALSE | FALSE | FALSE | FALSE | 0% | 0 | 0 | 0 | 0 | 0 | 0 | 0 | 0 | 0 | TRUE | 0 | 0 | 0 | 0 | 0% | 0% | 0% | 0 | 0 | 0 | 0 | 0 | 0 | 0 | 0 | 0 | 0 | 0 | 0 | 0 | 0 | 0 | 0 | 0 | 0
[12 empty] | FALSE | 0 | 0 | 0 | 0 | 0 | 0 | 0 | 0 | 0 | 0 |  | 0 | 0 | 0 | 0 | FALSE | FALSE | FALSE | FALSE | FALSE | 0% | 0 | 0 | 0 | 0 | 0 | 0 | 0 | 0 | 0 | TRUE | 0 | 0 | 0 | 0 | 0% | 0% | 0% | 0 | 0 | 0 | 0 | 0 | 0 | 0 | 0 | 0 | 0 | 0 | 0 | 0 | 0 | 0 | 0 | 0 | 0
[12 empty] | FALSE | 0 | 0 | 0 | 0 | 0 | 0 | 0 | 0 | 0 | 0 |  | 0 | 0 | 0 | 0 | FALSE | FALSE | FALSE | FALSE | FALSE | 0% | 0 | 0 | 0 | 0 | 0 | 0 | 0 | 0 | 0 | TRUE | 0 | 0 | 0 | 0 | 0% | 0% | 0% | 0 | 0 | 0 | 0 | 0 | 0 | 0 | 0 | 0 | 0 | 0 | 0 | 0 | 0 | 0 | 0 | 0 | 0
[12 empty] | FALSE | 0 | 0 | 0 | 0 | 0 | 0 | 0 | 0 | 0 | 0 |  | 0 | 0 | 0 | 0 | FALSE | FALSE | FALSE | FALSE | FALSE | 0% | 0 | 0 | 0 | 0 | 0 | 0 | 0 | 0 | 0 | TRUE | 0 | 0 | 0 | 0 | 0% | 0% | 0% | 0 | 0 | 0 | 0 | 0 | 0 | 0 | 0 | 0 | 0 | 0 | 0 | 0 | 0 | 0 | 0 | 0 | 0
[12 empty] | FALSE | 0 | 0 | 0 | 0 | 0 | 0 | 0 | 0 | 0 | 0 |  | 0 | 0 | 0 | 0 | FALSE | FALSE | FALSE | FALSE | FALSE | 0% | 0 | 0 | 0 | 0 | 0 | 0 | 0 | 0 | 0 | TRUE | 0 | 0 | 0 | 0 | 0% | 0% | 0% | 0 | 0 | 0 | 0 | 0 | 0 | 0 | 0 | 0 | 0 | 0 | 0 | 0 | 0 | 0 | 0 | 0 | 0
[12 empty] | FALSE | 0 | 0 | 0 | 0 | 0 | 0 | 0 | 0 | 0 | 0 |  | 0 | 0 | 0 | 0 | FALSE | FALSE | FALSE | FALSE | FALSE | 0% | 0 | 0 | 0 | 0 | 0 | 0 | 0 | 0 | 0 | TRUE | 0 | 0 | 0 | 0 | 0% | 0% | 0% | 0 | 0 | 0 | 0 | 0 | 0 | 0 | 0 | 0 | 0 | 0 | 0 | 0 | 0 | 0 | 0 | 0 | 0
[12 empty] | FALSE | 0 | 0 | 0 | 0 | 0 | 0 | 0 | 0 | 0 | 0 |  | 0 | 0 | 0 | 0 | FALSE | FALSE | FALSE | FALSE | FALSE | 0% | 0 | 0 | 0 | 0 | 0 | 0 | 0 | 0 | 0 | TRUE | 0 | 0 | 0 | 0 | 0% | 0% | 0% | 0 | 0 | 0 | 0 | 0 | 0 | 0 | 0 | 0 | 0 | 0 | 0 | 0 | 0 | 0 | 0 | 0 | 0
[12 empty] | FALSE | 0 | 0 | 0 | 0 | 0 | 0 | 0 | 0 | 0 | 0 |  | 0 | 0 | 0 | 0 | FALSE | FALSE | FALSE | FALSE | FALSE | 0% | 0 | 0 | 0 | 0 | 0 | 0 | 0 | 0 | 0 | TRUE | 0 | 0 | 0 | 0 | 0% | 0% | 0% | 0 | 0 | 0 | 0 | 0 | 0 | 0 | 0 | 0 | 0 | 0 | 0 | 0 | 0 | 0 | 0 | 0 | 0
[8 empty] | 393297 |  |  | TRUE | FALSE | 0 | 0 | 0 | 0 | 0 | 0 | 0 | 0 | 0 | 0 |  | 0 | 0 | 0 | 0 | FALSE | FALSE | FALSE | FALSE | FALSE | 0% | 0 | 0 | 0 | 0 | 0 | 0 | 0 | 0 | 0 | TRUE | 0 | 0 | 0 | 0 | 0% | 0% | 0% | 0 | 0 | 0 | 0 | 0 | 0 | 0 | 0 | 0 | 0 | 0 | 0 | 0 | 0 | 0 | 0 | 0 | 0
[8 empty] | 225189 |  |  | TRUE | FALSE | 0 | 0 | 0 | 0 | 0 | 0 | 0 | 0 | 0 | 0 |  | 0 | 0 | 0 | 0 | FALSE | FALSE | FALSE | FALSE | FALSE | 0% | 0 | 0 | 0 | 0 | 0 | 0 | 0 | 0 | 0 | TRUE | 0 | 0 | 0 | 0 | 0% | 0% | 0% | 0 | 0 | 0 | 0 | 0 | 0 | 0 | 0 | 0 | 0 | 0 | 0 | 0 | 0 | 0 | 0 | 0 | 0
[8 empty] | 58088 |  |  | TRUE | FALSE | 0 | 0 | 0 | 0 | 0 | 0 | 0 | 0 | 0 | 0 |  | 0 | 0 | 0 | 0 | FALSE | FALSE | FALSE | FALSE | FALSE | 0% | 0 | 0 | 0 | 0 | 0 | 0 | 0 | 0 | 0 | TRUE | 0 | 0 | 0 | 0 | 0% | 0% | 0% | 0 | 0 | 0 | 0 | 0 | 0 | 0 | 0 | 0 | 0 | 0 | 0 | 0 | 0 | 0 | 0 | 0 | 0
[8 empty] | 536175 |  |  | TRUE | FALSE | 0 | 0 | 0 | 0 | 0 | 0 | 0 | 0 | 0 | 0 |  | 0 | 0 | 0 | 0 | FALSE | FALSE | FALSE | FALSE | FALSE | 0% | 0 | 0 | 0 | 0 | 0 | 0 | 0 | 0 | 0 | TRUE | 0 | 0 | 0 | 0 | 0% | 0% | 0% | 0 | 0 | 0 | 0 | 0 | 0 | 0 | 0 | 0 | 0 | 0 | 0 | 0 | 0 | 0 | 0 | 0 | 0
[8 empty] | 268109 |  |  | TRUE | FALSE | 0 | 0 | 0 | 0 | 0 | 0 | 0 | 0 | 0 | 0 |  | 0 | 0 | 0 | 0 | FALSE | FALSE | FALSE | FALSE | FALSE | 0% | 0 | 0 | 0 | 0 | 0 | 0 | 0 | 0 | 0 | TRUE | 0 | 0 | 0 | 0 | 0% | 0% | 0% | 0 | 0 | 0 | 0 | 0 | 0 | 0 | 0 | 0 | 0 | 0 | 0 | 0 | 0 | 0 | 0 | 0 | 0
[8 empty] | 601899 |  |  | TRUE | FALSE | 0 | 0 | 0 | 0 | 0 | 0 | 0 | 0 | 0 | 0 |  | 0 | 0 | 0 | 0 | FALSE | FALSE | FALSE | FALSE | FALSE | 0% | 0 | 0 | 0 | 0 | 0 | 0 | 0 | 0 | 0 | TRUE | 0 | 0 | 0 | 0 | 0% | 0% | 0% | 0 | 0 | 0 | 0 | 0 | 0 | 0 | 0 | 0 | 0 | 0 | 0 | 0 | 0 | 0 | 0 | 0 | 0
[12 empty] | FALSE | 0 | 0 | 0 | 0 | 0 | 0 | 0 | 0 | 0 | 0 |  | 0 | 0 | 0 | 0 | FALSE | FALSE | FALSE | FALSE | FALSE | 0% | 0 | 0 | 0 | 0 | 0 | 0 | 0 | 0 | 0 | TRUE | 0 | 0 | 0 | 0 | 0% | 0% | 0% | 0 | 0 | 0 | 0 | 0 | 0 | 0 | 0 | 0 | 0 | 0 | 0 | 0 | 0 | 0 | 0 | 0 | 0
[12 empty] | FALSE | 0 | 0 | 0 | 0 | 0 | 0 | 0 | 0 | 0 | 0 |  | 0 | 0 | 0 | 0 | FALSE | FALSE | FALSE | FALSE | FALSE | 0% | 0 | 0 | 0 | 0 | 0 | 0 | 0 | 0 | 0 | TRUE | 0 | 0 | 0 | 0 | 0% | 0% | 0% | 0 | 0 | 0 | 0 | 0 | 0 | 0 | 0 | 0 | 0 | 0 | 0 | 0 | 0 | 0 | 0 | 0 | 0
[12 empty] | FALSE | 0 | 0 | 0 | 0 | 0 | 0 | 0 | 0 | 0 | 0 |  | 0 | 0 | 0 | 0 | FALSE | FALSE | FALSE | FALSE | FALSE | 0% | 0 | 0 | 0 | 0 | 0 | 0 | 0 | 0 | 0 | TRUE | 0 | 0 | 0 | 0 | 0% | 0% | 0% | 0 | 0 | 0 | 0 | 0 | 0 | 0 | 0 | 0 | 0 | 0 | 0 | 0 | 0 | 0 | 0 | 0 | 0
[12 empty] | FALSE | 0 | 0 | 0 | 0 | 0 | 0 | 0 | 0 | 0 | 0 |  | 0 | 0 | 0 | 0 | FALSE | FALSE | FALSE | FALSE | FALSE | 0% | 0 | 0 | 0 | 0 | 0 | 0 | 0 | 0 | 0 | TRUE | 0 | 0 | 0 | 0 | 0% | 0% | 0% | 0 | 0 | 0 | 0 | 0 | 0 | 0 | 0 | 0 | 0 | 0 | 0 | 0 | 0 | 0 | 0 | 0 | 0
[12 empty] | FALSE | 0 | 0 | 0 | 0 | 0 | 0 | 0 | 0 | 0 | 0 |  | 0 | 0 | 0 | 0 | FALSE | FALSE | FALSE | FALSE | FALSE | 0% | 0 | 0 | 0 | 0 | 0 | 0 | 0 | 0 | 0 | TRUE | 0 | 0 | 0 | 0 | 0% | 0% | 0% | 0 | 0 | 0 | 0 | 0 | 0 | 0 | 0 | 0 | 0 | 0 | 0 | 0 | 0 | 0 | 0 | 0 | 0
[12 empty] | FALSE | 0 | 0 | 0 | 0 | 0 | 0 | 0 | 0 | 0 | 0 |  | 0 | 0 | 0 | 0 | FALSE | FALSE | FALSE | FALSE | FALSE | 0% | 0 | 0 | 0 | 0 | 0 | 0 | 0 | 0 | 0 | TRUE | 0 | 0 | 0 | 0 | 0% | 0% | 0% | 0 | 0 | 0 | 0 | 0 | 0 | 0 | 0 | 0 | 0 | 0 | 0 | 0 | 0 | 0 | 0 | 0 | 0
[12 empty] | FALSE | 0 | 0 | 0 | 0 | 0 | 0 | 0 | 0 | 0 | 0 |  | 0 | 0 | 0 | 0 | FALSE | FALSE | FALSE | FALSE | FALSE | 0% | 0 | 0 | 0 | 0 | 0 | 0 | 0 | 0 | 0 | TRUE | 0 | 0 | 0 | 0 | 0% | 0% | 0% | 0 | 0 | 0 | 0 | 0 | 0 | 0 | 0 | 0 | 0 | 0 | 0 | 0 | 0 | 0 | 0 | 0 | 0
[10 empty] | 85% | TRUE | FALSE | 0 | 0 | 0 | 0 | 0 | 0 | 0 | 0 | 0 | 0 |  | 0 | 0 | 0 | 0 | FALSE | FALSE | FALSE | FALSE | FALSE | 0% | 0 | 0 | 0 | 0 | 0 | 0 | 0 | 0 | 0 | TRUE | 0 | 0 | 0 | 0 | 0% | 0% | 0% | 0 | 0 | 0 | 0 | 0 | 0 | 0 | 0 | 0 | 0 | 0 | 0 | 0 | 0 | 0 | 0 | 0 | 0
[12 empty] | FALSE | 0 | 0 | 0 | 0 | 0 | 0 | 0 | 0 | 0 | 0 |  | 0 | 0 | 0 | 0 | FALSE | FALSE | FALSE | FALSE | FALSE | 0% | 0 | 0 | 0 | 0 | 0 | 0 | 0 | 0 | 0 | TRUE | 0 | 0 | 0 | 0 | 0% | 0% | 0% | 0 | 0 | 0 | 0 | 0 | 0 | 0 | 0 | 0 | 0 | 0 | 0 | 0 | 0 | 0 | 0 | 0 | 0
[10 empty] | 85% | TRUE | FALSE | 0 | 0 | 0 | 0 | 0 | 0 | 0 | 0 | 0 | 0 |  | 0 | 0 | 0 | 0 | FALSE | FALSE | FALSE | FALSE | FALSE | 0% | 0 | 0 | 0 | 0 | 0 | 0 | 0 | 0 | 0 | TRUE | 0 | 0 | 0 | 0 | 0% | 0% | 0% | 0 | 0 | 0 | 0 | 0 | 0 | 0 | 0 | 0 | 0 | 0 | 0 | 0 | 0 | 0 | 0 | 0 | 0
[12 empty] | FALSE | 0 | 0 | 0 | 0 | 0 | 0 | 0 | 0 | 0 | 0 |  | 0 | 0 | 0 | 0 | FALSE | FALSE | FALSE | FALSE | FALSE | 0% | 0 | 0 | 0 | 0 | 0 | 0 | 0 | 0 | 0 | TRUE | 0 | 0 | 0 | 0 | 0% | 0% | 0% | 0 | 0 | 0 | 0 | 0 | 0 | 0 | 0 | 0 | 0 | 0 | 0 | 0 | 0 | 0 | 0 | 0 | 0
[12 empty] | FALSE | 0 | 0 | 0 | 0 | 0 | 0 | 0 | 0 | 0 | 0 |  | 0 | 0 | 0 | 0 | FALSE | FALSE | FALSE | FALSE | FALSE | 0% | 0 | 0 | 0 | 0 | 0 | 0 | 0 | 0 | 0 | TRUE | 0 | 0 | 0 | 0 | 0% | 0% | 0% | 0 | 0 | 0 | 0 | 0 | 0 | 0 | 0 | 0 | 0 | 0 | 0 | 0 | 0 | 0 | 0 | 0 | 0
[12 empty] | FALSE | 0 | 0 | 0 | 0 | 0 | 0 | 0 | 0 | 0 | 0 |  | 0 | 0 | 0 | 0 | FALSE | FALSE | FALSE | FALSE | FALSE | 0% | 0 | 0 | 0 | 0 | 0 | 0 | 0 | 0 | 0 | TRUE | 0 | 0 | 0 | 0 | 0% | 0% | 0% | 0 | 0 | 0 | 0 | 0 | 0 | 0 | 0 | 0 | 0 | 0 | 0 | 0 | 0 | 0 | 0 | 0 | 0
[12 empty] | FALSE | 0 | 0 | 0 | 0 | 0 | 0 | 0 | 0 | 0 | 0 |  | 0 | 0 | 0 | 0 | FALSE | FALSE | FALSE | FALSE | FALSE | 0% | 0 | 0 | 0 | 0 | 0 | 0 | 0 | 0 | 0 | TRUE | 0 | 0 | 0 | 0 | 0% | 0% | 0% | 0 | 0 | 0 | 0 | 0 | 0 | 0 | 0 | 0 | 0 | 0 | 0 | 0 | 0 | 0 | 0 | 0 | 0
[12 empty] | FALSE | 0 | 0 | 0 | 0 | 0 | 0 | 0 | 0 | 0 | 0 |  | 0 | 0 | 0 | 0 | FALSE | FALSE | FALSE | FALSE | FALSE | 0% | 0 | 0 | 0 | 0 | 0 | 0 | 0 | 0 | 0 | TRUE | 0 | 0 | 0 | 0 | 0% | 0% | 0% | 0 | 0 | 0 | 0 | 0 | 0 | 0 | 0 | 0 | 0 | 0 | 0 | 0 | 0 | 0 | 0 | 0 | 0
[10 empty] | 91.5% | TRUE | FALSE | 0 | 0 | 0 | 0 | 0 | 0 | 0 | 0 | 0 | 0 |  | 0 | 0 | 0 | 0 | FALSE | FALSE | FALSE | FALSE | FALSE | 0% | 0 | 0 | 0 | 0 | 0 | 0 | 0 | 0 | 0 | TRUE | 0 | 0 | 0 | 0 | 0% | 0% | 0% | 0 | 0 | 0 | 0 | 0 | 0 | 0 | 0 | 0 | 0 | 0 | 0 | 0 | 0 | 0 | 0 | 0 | 0
[10 empty] | 87.1% | TRUE | FALSE | 0 | 0 | 0 | 0 | 0 | 0 | 0 | 0 | 0 | 0 |  | 0 | 0 | 0 | 0 | FALSE | FALSE | FALSE | FALSE | FALSE | 0% | 0 | 0 | 0 | 0 | 0 | 0 | 0 | 0 | 0 | TRUE | 0 | 0 | 0 | 0 | 0% | 0% | 0% | 0 | 0 | 0 | 0 | 0 | 0 | 0 | 0 | 0 | 0 | 0 | 0 | 0 | 0 | 0 | 0 | 0 | 0
[8 empty] | 0 | 0 | 87.6% | TRUE | FALSE | 0 | 0 | 0 | 0 | 0 | 0 | 0 | 0 | 0 | 0 |  | 0 | 0 | 0 | 0 | FALSE | FALSE | FALSE | FALSE | FALSE | 0% | 0 | 0 | 0 | 0 | 0 | 0 | 0 | 0 | 0 | TRUE | 0 | 0 | 0 | 0 | 0% | 0% | 0% | 0 | 0 | 0 | 0 | 0 | 0 | 0 | 0 | 0 | 0 | 0 | 0 | 0 | 0 | 0 | 0 | 0 | 0
[12 empty] | FALSE | 0 | 0 | 0 | 0 | 0 | 0 | 0 | 0 | 0 | 0 |  | 0 | 0 | 0 | 0 | FALSE | FALSE | FALSE | FALSE | FALSE | 0% | 0 | 0 | 0 | 0 | 0 | 0 | 0 | 0 | 0 | TRUE | 0 | 0 | 0 | 0 | 0% | 0% | 0% | 0 | 0 | 0 | 0 | 0 | 0 | 0 | 0 | 0 | 0 | 0 | 0 | 0 | 0 | 0 | 0 | 0 | 0
[12 empty] | FALSE | 0 | 0 | 0 | 0 | 0 | 0 | 0 | 0 | 0 | 0 |  | 0 | 0 | 0 | 0 | FALSE | FALSE | FALSE | FALSE | FALSE | 0% | 0 | 0 | 0 | 0 | 0 | 0 | 0 | 0 | 0 | TRUE | 0 | 0 | 0 | 0 | 0% | 0% | 0% | 0 | 0 | 0 | 0 | 0 | 0 | 0 | 0 | 0 | 0 | 0 | 0 | 0 | 0 | 0 | 0 | 0 | 0
[8 empty] | 0 | 0 | 84.9% | TRUE | FALSE | 0 | 0 | 0 | 0 | 0 | 0 | 0 | 0 | 0 | 0 |  | 0 | 0 | 0 | 0 | FALSE | FALSE | FALSE | FALSE | FALSE | 0% | 0 | 0 | 0 | 0 | 0 | 0 | 0 | 0 | 0 | TRUE | 0 | 0 | 0 | 0 | 0% | 0% | 0% | 0 | 0 | 0 | 0 | 0 | 0 | 0 | 0 | 0 | 0 | 0 | 0 | 0 | 0 | 0 | 0 | 0 | 0
[8 empty] | 0 | 0 | 81% | TRUE | FALSE | 0 | 0 | 0 | 0 | 0 | 0 | 0 | 0 | 0 | 0 |  | 0 | 0 | 0 | 0 | FALSE | FALSE | FALSE | FALSE | FALSE | 0% | 0 | 0 | 0 | 0 | 0 | 0 | 0 | 0 | 0 | TRUE | 0 | 0 | 0 | 0 | 0% | 0% | 0% | 0 | 0 | 0 | 0 | 0 | 0 | 0 | 0 | 0 | 0 | 0 | 0 | 0 | 0 | 0 | 0 | 0 | 0
[12 empty] | FALSE | 0 | 0 | 0 | 0 | 0 | 0 | 0 | 0 | 0 | 0 |  | 0 | 0 | 0 | 0 | FALSE | FALSE | FALSE | FALSE | FALSE | 0% | 0 | 0 | 0 | 0 | 0 | 0 | 0 | 0 | 0 | TRUE | 0 | 0 | 0 | 0 | 0% | 0% | 0% | 0 | 0 | 0 | 0 | 0 | 0 | 0 | 0 | 0 | 0 | 0 | 0 | 0 | 0 | 0 | 0 | 0 | 0
[12 empty] | FALSE | 0 | 0 | 0 | 0 | 0 | 0 | 0 | 0 | 0 | 0 |  | 0 | 0 | 0 | 0 | FALSE | FALSE | FALSE | FALSE | FALSE | 0% | 0 | 0 | 0 | 0 | 0 | 0 | 0 | 0 | 0 | TRUE | 0 | 0 | 0 | 0 | 0% | 0% | 0% | 0 | 0 | 0 | 0 | 0 | 0 | 0 | 0 | 0 | 0 | 0 | 0 | 0 | 0 | 0 | 0 | 0 | 0
[12 empty] | FALSE | 0 | 0 | 0 | 0 | 0 | 0 | 0 | 0 | 0 | 0 |  | 0 | 0 | 0 | 0 | FALSE | FALSE | FALSE | FALSE | FALSE | 0% | 0 | 0 | 0 | 0 | 0 | 0 | 0 | 0 | 0 | TRUE | 0 | 0 | 0 | 0 | 0% | 0% | 0% | 0 | 0 | 0 | 0 | 0 | 0 | 0 | 0 | 0 | 0 | 0 | 0 | 0 | 0 | 0 | 0 | 0 | 0
[8 empty] | 0 | 0 | 87.4% | TRUE | FALSE | 0 | 0 | 0 | 0 | 0 | 0 | 0 | 0 | 0 | 0 |  | 0 | 0 | 0 | 0 | FALSE | FALSE | FALSE | FALSE | FALSE | 0% | 0 | 0 | 0 | 0 | 0 | 0 | 0 | 0 | 0 | TRUE | 0 | 0 | 0 | 0 | 0% | 0% | 0% | 0 | 0 | 0 | 0 | 0 | 0 | 0 | 0 | 0 | 0 | 0 | 0 | 0 | 0 | 0 | 0 | 0 | 0
[12 empty] | FALSE | 0 | 0 | 0 | 0 | 0 | 0 | 0 | 0 | 0 | 0 |  | 0 | 0 | 0 | 0 | FALSE | FALSE | FALSE | FALSE | FALSE | 0% | 0 | 0 | 0 | 0 | 0 | 0 | 0 | 0 | 0 | TRUE | 0 | 0 | 0 | 0 | 0% | 0% | 0% | 0 | 0 | 0 | 0 | 0 | 0 | 0 | 0 | 0 | 0 | 0 | 0 | 0 | 0 | 0 | 0 | 0 | 0
[10 empty] | 87.3% | TRUE | FALSE | 0 | 0 | 0 | 0 | 0 | 0 | 0 | 0 | 0 | 0 |  | 0 | 0 | 0 | 0 | FALSE | FALSE | FALSE | FALSE | FALSE | 0% | 0 | 0 | 0 | 0 | 0 | 0 | 0 | 0 | 0 | TRUE | 0 | 0 | 0 | 0 | 0% | 0% | 0% | 0 | 0 | 0 | 0 | 0 | 0 | 0 | 0 | 0 | 0 | 0 | 0 | 0 | 0 | 0 | 0 | 0 | 0
[8 empty] | 0 | 0 | 87.7% | TRUE | FALSE | 0 | 0 | 0 | 0 | 0 | 0 | 0 | 0 | 0 | 0 |  | 0 | 0 | 0 | 0 | FALSE | FALSE | FALSE | FALSE | FALSE | 0% | 0 | 0 | 0 | 0 | 0 | 0 | 0 | 0 | 0 | TRUE | 0 | 0 | 0 | 0 | 0% | 0% | 0% | 0 | 0 | 0 | 0 | 0 | 0 | 0 | 0 | 0 | 0 | 0 | 0 | 0 | 0 | 0 | 0 | 0 | 0
[12 empty] | FALSE | 0 | 0 | 0 | 0 | 0 | 0 | 0 | 0 | 0 | 0 |  | 0 | 0 | 0 | 0 | FALSE | FALSE | FALSE | FALSE | FALSE | 0% | 0 | 0 | 0 | 0 | 0 | 0 | 0 | 0 | 0 | TRUE | 0 | 0 | 0 | 0 | 0% | 0% | 0% | 0 | 0 | 0 | 0 | 0 | 0 | 0 | 0 | 0 | 0 | 0 | 0 | 0 | 0 | 0 | 0 | 0 | 0
[12 empty] | FALSE | 0 | 0 | 0 | 0 | 0 | 0 | 0 | 0 | 0 | 0 |  | 0 | 0 | 0 | 0 | FALSE | FALSE | FALSE | FALSE | FALSE | 0% | 0 | 0 | 0 | 0 | 0 | 0 | 0 | 0 | 0 | TRUE | 0 | 0 | 0 | 0 | 0% | 0% | 0% | 0 | 0 | 0 | 0 | 0 | 0 | 0 | 0 | 0 | 0 | 0 | 0 | 0 | 0 | 0 | 0 | 0 | 0
[12 empty] | FALSE | 0 | 0 | 0 | 0 | 0 | 0 | 0 | 0 | 0 | 0 |  | 0 | 0 | 0 | 0 | FALSE | FALSE | FALSE | FALSE | FALSE | 0% | 0 | 0 | 0 | 0 | 0 | 0 | 0 | 0 | 0 | TRUE | 0 | 0 | 0 | 0 | 0% | 0% | 0% | 0 | 0 | 0 | 0 | 0 | 0 | 0 | 0 | 0 | 0 | 0 | 0 | 0 | 0 | 0 | 0 | 0 | 0
[12 empty] | FALSE | 0 | 0 | 0 | 0 | 0 | 0 | 0 | 0 | 0 | 0 |  | 0 | 0 | 0 | 0 | FALSE | FALSE | FALSE | FALSE | FALSE | 0% | 0 | 0 | 0 | 0 | 0 | 0 | 0 | 0 | 0 | TRUE | 0 | 0 | 0 | 0 | 0% | 0% | 0% | 0 | 0 | 0 | 0 | 0 | 0 | 0 | 0 | 0 | 0 | 0 | 0 | 0 | 0 | 0 | 0 | 0 | 0
[12 empty] | FALSE | 0 | 0 | 0 | 0 | 0 | 0 | 0 | 0 | 0 | 0 |  | 0 | 0 | 0 | 0 | FALSE | FALSE | FALSE | FALSE | FALSE | 0% | 0 | 0 | 0 | 0 | 0 | 0 | 0 | 0 | 0 | TRUE | 0 | 0 | 0 | 0 | 0% | 0% | 0% | 0 | 0 | 0 | 0 | 0 | 0 | 0 | 0 | 0 | 0 | 0 | 0 | 0 | 0 | 0 | 0 | 0 | 0
[12 empty] | FALSE | 0 | 0 | 0 | 0 | 0 | 0 | 0 | 0 | 0 | 0 |  | 0 | 0 | 0 | 0 | FALSE | FALSE | FALSE | FALSE | FALSE | 0% | 0 | 0 | 0 | 0 | 0 | 0 | 0 | 0 | 0 | TRUE | 0 | 0 | 0 | 0 | 0% | 0% | 0% | 0 | 0 | 0 | 0 | 0 | 0 | 0 | 0 | 0 | 0 | 0 | 0 | 0 | 0 | 0 | 0 | 0 | 0
[12 empty] | FALSE | 0 | 0 | 0 | 0 | 0 | 0 | 0 | 0 | 0 | 0 |  | 0 | 0 | 0 | 0 | FALSE | FALSE | FALSE | FALSE | FALSE | 0% | 0 | 0 | 0 | 0 | 0 | 0 | 0 | 0 | 0 | TRUE | 0 | 0 | 0 | 0 | 0% | 0% | 0% | 0 | 0 | 0 | 0 | 0 | 0 | 0 | 0 | 0 | 0 | 0 | 0 | 0 | 0 | 0 | 0 | 0 | 0
[12 empty] | FALSE | 0 | 0 | 0 | 0 | 0 | 0 | 0 | 0 | 0 | 0 |  | 0 | 0 | 0 | 0 | FALSE | FALSE | FALSE | FALSE | FALSE | 0% | 0 | 0 | 0 | 0 | 0 | 0 | 0 | 0 | 0 | TRUE | 0 | 0 | 0 | 0 | 0% | 0% | 0% | 0 | 0 | 0 | 0 | 0 | 0 | 0 | 0 | 0 | 0 | 0 | 0 | 0 | 0 | 0 | 0 | 0 | 0
[12 empty] | FALSE | 0 | 0 | 0 | 0 | 0 | 0 | 0 | 0 | 0 | 0 |  | 0 | 0 | 0 | 0 | FALSE | FALSE | FALSE | FALSE | FALSE | 0% | 0 | 0 | 0 | 0 | 0 | 0 | 0 | 0 | 0 | TRUE | 0 | 0 | 0 | 0 | 0% | 0% | 0% | 0 | 0 | 0 | 0 | 0 | 0 | 0 | 0 | 0 | 0 | 0 | 0 | 0 | 0 | 0 | 0 | 0 | 0
[12 empty] | FALSE | 0 | 0 | 0 | 0 | 0 | 0 | 0 | 0 | 0 | 0 |  | 0 | 0 | 0 | 0 | FALSE | FALSE | FALSE | FALSE | FALSE | 0% | 0 | 0 | 0 | 0 | 0 | 0 | 0 | 0 | 0 | TRUE | 0 | 0 | 0 | 0 | 0% | 0% | 0% | 0 | 0 | 0 | 0 | 0 | 0 | 0 | 0 | 0 | 0 | 0 | 0 | 0 | 0 | 0 | 0 | 0 | 0
[12 empty] | FALSE | 0 | 0 | 0 | 0 | 0 | 0 | 0 | 0 | 0 | 0 |  | 0 | 0 | 0 | 0 | FALSE | FALSE | FALSE | FALSE | FALSE | 0% | 0 | 0 | 0 | 0 | 0 | 0 | 0 | 0 | 0 | TRUE | 0 | 0 | 0 | 0 | 0% | 0% | 0% | 0 | 0 | 0 | 0 | 0 | 0 | 0 | 0 | 0 | 0 | 0 | 0 | 0 | 0 | 0 | 0 | 0 | 0
[12 empty] | FALSE | 0 | 0 | 0 | 0 | 0 | 0 | 0 | 0 | 0 | 0 |  | 0 | 0 | 0 | 0 | FALSE | FALSE | FALSE | FALSE | FALSE | 0% | 0 | 0 | 0 | 0 | 0 | 0 | 0 | 0 | 0 | TRUE | 0 | 0 | 0 | 0 | 0% | 0% | 0% | 0 | 0 | 0 | 0 | 0 | 0 | 0 | 0 | 0 | 0 | 0 | 0 | 0 | 0 | 0 | 0 | 0 | 0
[12 empty] | FALSE | 0 | 0 | 0 | 0 | 0 | 0 | 0 | 0 | 0 | 0 |  | 0 | 0 | 0 | 0 | FALSE | FALSE | FALSE | FALSE | FALSE | 0% | 0 | 0 | 0 | 0 | 0 | 0 | 0 | 0 | 0 | TRUE | 0 | 0 | 0 | 0 | 0% | 0% | 0% | 0 | 0 | 0 | 0 | 0 | 0 | 0 | 0 | 0 | 0 | 0 | 0 | 0 | 0 | 0 | 0 | 0 | 0
[12 empty] | FALSE | 0 | 0 | 0 | 0 | 0 | 0 | 0 | 0 | 0 | 0 |  | 0 | 0 | 0 | 0 | FALSE | FALSE | FALSE | FALSE | FALSE | 0% | 0 | 0 | 0 | 0 | 0 | 0 | 0 | 0 | 0 | TRUE | 0 | 0 | 0 | 0 | 0% | 0% | 0% | 0 | 0 | 0 | 0 | 0 | 0 | 0 | 0 | 0 | 0 | 0 | 0 | 0 | 0 | 0 | 0 | 0 | 0
[12 empty] | FALSE | 0 | 0 | 0 | 0 | 0 | 0 | 0 | 0 | 0 | 0 |  | 0 | 0 | 0 | 0 | FALSE | FALSE | FALSE | FALSE | FALSE | 0% | 0 | 0 | 0 | 0 | 0 | 0 | 0 | 0 | 0 | TRUE | 0 | 0 | 0 | 0 | 0% | 0% | 0% | 0 | 0 | 0 | 0 | 0 | 0 | 0 | 0 | 0 | 0 | 0 | 0 | 0 | 0 | 0 | 0 | 0 | 0
[12 empty] | FALSE | 0 | 0 | 0 | 0 | 0 | 0 | 0 | 0 | 0 | 0 |  | 0 | 0 | 0 | 0 | FALSE | FALSE | FALSE | FALSE | FALSE | 0% | 0 | 0 | 0 | 0 | 0 | 0 | 0 | 0 | 0 | TRUE | 0 | 0 | 0 | 0 | 0% | 0% | 0% | 0 | 0 | 0 | 0 | 0 | 0 | 0 | 0 | 0 | 0 | 0 | 0 | 0 | 0 | 0 | 0 | 0 | 0
[12 empty] | FALSE | 0 | 0 | 0 | 0 | 0 | 0 | 0 | 0 | 0 | 0 |  | 0 | 0 | 0 | 0 | FALSE | FALSE | FALSE | FALSE | FALSE | 0% | 0 | 0 | 0 | 0 | 0 | 0 | 0 | 0 | 0 | TRUE | 0 | 0 | 0 | 0 | 0% | 0% | 0% | 0 | 0 | 0 | 0 | 0 | 0 | 0 | 0 | 0 | 0 | 0 | 0 | 0 | 0 | 0 | 0 | 0 | 0
[12 empty] | FALSE | 0 | 0 | 0 | 0 | 0 | 0 | 0 | 0 | 0 | 0 |  | 0 | 0 | 0 | 0 | FALSE | FALSE | FALSE | FALSE | FALSE | 0% | 0 | 0 | 0 | 0 | 0 | 0 | 0 | 0 | 0 | TRUE | 0 | 0 | 0 | 0 | 0% | 0% | 0% | 0 | 0 | 0 | 0 | 0 | 0 | 0 | 0 | 0 | 0 | 0 | 0 | 0 | 0 | 0 | 0 | 0 | 0
[12 empty] | FALSE | 0 | 0 | 0 | 0 | 0 | 0 | 0 | 0 | 0 | 0 |  | 0 | 0 | 0 | 0 | FALSE | FALSE | FALSE | FALSE | FALSE | 0% | 0 | 0 | 0 | 0 | 0 | 0 | 0 | 0 | 0 | TRUE | 0 | 0 | 0 | 0 | 0% | 0% | 0% | 0 | 0 | 0 | 0 | 0 | 0 | 0 | 0 | 0 | 0 | 0 | 0 | 0 | 0 | 0 | 0 | 0 | 0
[12 empty] | FALSE | 0 | 0 | 0 | 0 | 0 | 0 | 0 | 0 | 0 | 0 |  | 0 | 0 | 0 | 0 | FALSE | FALSE | FALSE | FALSE | FALSE | 0% | 0 | 0 | 0 | 0 | 0 | 0 | 0 | 0 | 0 | TRUE | 0 | 0 | 0 | 0 | 0% | 0% | 0% | 0 | 0 | 0 | 0 | 0 | 0 | 0 | 0 | 0 | 0 | 0 | 0 | 0 | 0 | 0 | 0 | 0 | 0
[12 empty] | FALSE | 0 | 0 | 0 | 0 | 0 | 0 | 0 | 0 | 0 | 0 |  | 0 | 0 | 0 | 0 | FALSE | FALSE | FALSE | FALSE | FALSE | 0% | 0 | 0 | 0 | 0 | 0 | 0 | 0 | 0 | 0 | TRUE | 0 | 0 | 0 | 0 | 0% | 0% | 0% | 0 | 0 | 0 | 0 | 0 | 0 | 0 | 0 | 0 | 0 | 0 | 0 | 0 | 0 | 0 | 0 | 0 | 0
[12 empty] | FALSE | 0 | 0 | 0 | 0 | 0 | 0 | 0 | 0 | 0 | 0 |  | 0 | 0 | 0 | 0 | FALSE | FALSE | FALSE | FALSE | FALSE | 0% | 0 | 0 | 0 | 0 | 0 | 0 | 0 | 0 | 0 | TRUE | 0 | 0 | 0 | 0 | 0% | 0% | 0% | 0 | 0 | 0 | 0 | 0 | 0 | 0 | 0 | 0 | 0 | 0 | 0 | 0 | 0 | 0 | 0 | 0 | 0
[12 empty] | FALSE | 0 | 0 | 0 | 0 | 0 | 0 | 0 | 0 | 0 | 0 |  | 0 | 0 | 0 | 0 | FALSE | FALSE | FALSE | FALSE | FALSE | 0% | 0 | 0 | 0 | 0 | 0 | 0 | 0 | 0 | 0 | TRUE | 0 | 0 | 0 | 0 | 0% | 0% | 0% | 0 | 0 | 0 | 0 | 0 | 0 | 0 | 0 | 0 | 0 | 0 | 0 | 0 | 0 | 0 | 0 | 0 | 0
[12 empty] | FALSE | 0 | 0 | 0 | 0 | 0 | 0 | 0 | 0 | 0 | 0 |  | 0 | 0 | 0 | 0 | FALSE | FALSE | FALSE | FALSE | FALSE | 0% | 0 | 0 | 0 | 0 | 0 | 0 | 0 | 0 | 0 | TRUE | 0 | 0 | 0 | 0 | 0% | 0% | 0% | 0 | 0 | 0 | 0 | 0 | 0 | 0 | 0 | 0 | 0 | 0 | 0 | 0 | 0 | 0 | 0 | 0 | 0
[12 empty] | FALSE | 0 | 0 | 0 | 0 | 0 | 0 | 0 | 0 | 0 | 0 |  | 0 | 0 | 0 | 0 | FALSE | FALSE | FALSE | FALSE | FALSE | 0% | 0 | 0 | 0 | 0 | 0 | 0 | 0 | 0 | 0 | TRUE | 0 | 0 | 0 | 0 | 0% | 0% | 0% | 0 | 0 | 0 | 0 | 0 | 0 | 0 | 0 | 0 | 0 | 0 | 0 | 0 | 0 | 0 | 0 | 0 | 0
[12 empty] | FALSE | 0 | 0 | 0 | 0 | 0 | 0 | 0 | 0 | 0 | 0 |  | 0 | 0 | 0 | 0 | FALSE | FALSE | FALSE | FALSE | FALSE | 0% | 0 | 0 | 0 | 0 | 0 | 0 | 0 | 0 | 0 | TRUE | 0 | 0 | 0 | 0 | 0% | 0% | 0% | 0 | 0 | 0 | 0 | 0 | 0 | 0 | 0 | 0 | 0 | 0 | 0 | 0 | 0 | 0 | 0 | 0 | 0
[8 empty] | 483593 |  |  | TRUE | FALSE | 0 | 0 | 0 | 0 | 0 | 0 | 0 | 0 | 0 | 0 |  | 0 | 0 | 0 | 0 | FALSE | FALSE | FALSE | FALSE | FALSE | 0% | 0 | 0 | 0 | 0 | 0 | 0 | 0 | 0 | 0 | TRUE | 0 | 0 | 0 | 0 | 0% | 0% | 0% | 0 | 0 | 0 | 0 | 0 | 0 | 0 | 0 | 0 | 0 | 0 | 0 | 0 | 0 | 0 | 0 | 0 | 0
[8 empty] | 483267 |  |  | TRUE | FALSE | 0 | 0 | 0 | 0 | 0 | 0 | 0 | 0 | 0 | 0 |  | 0 | 0 | 0 | 0 | FALSE | FALSE | FALSE | FALSE | FALSE | 0% | 0 | 0 | 0 | 0 | 0 | 0 | 0 | 0 | 0 | TRUE | 0 | 0 | 0 | 0 | 0% | 0% | 0% | 0 | 0 | 0 | 0 | 0 | 0 | 0 | 0 | 0 | 0 | 0 | 0 | 0 | 0 | 0 | 0 | 0 | 0
[8 empty] | 478730 |  |  | TRUE | FALSE | 0 | 0 | 0 | 0 | 0 | 0 | 0 | 0 | 0 | 0 |  | 0 | 0 | 0 | 0 | FALSE | FALSE | FALSE | FALSE | FALSE | 0% | 0 | 0 | 0 | 0 | 0 | 0 | 0 | 0 | 0 | TRUE | 0 | 0 | 0 | 0 | 0% | 0% | 0% | 0 | 0 | 0 | 0 | 0 | 0 | 0 | 0 | 0 | 0 | 0 | 0 | 0 | 0 | 0 | 0 | 0 | 0
[12 empty] | FALSE | 0 | 0 | 0 | 0 | 0 | 0 | 0 | 0 | 0 | 0 |  | 0 | 0 | 0 | 0 | FALSE | FALSE | FALSE | FALSE | FALSE | 0% | 0 | 0 | 0 | 0 | 0 | 0 | 0 | 0 | 0 | TRUE | 0 | 0 | 0 | 0 | 0% | 0% | 0% | 0 | 0 | 0 | 0 | 0 | 0 | 0 | 0 | 0 | 0 | 0 | 0 | 0 | 0 | 0 | 0 | 0 | 0
[12 empty] | FALSE | 0 | 0 | 0 | 0 | 0 | 0 | 0 | 0 | 0 | 0 |  | 0 | 0 | 0 | 0 | FALSE | FALSE | FALSE | FALSE | FALSE | 0% | 0 | 0 | 0 | 0 | 0 | 0 | 0 | 0 | 0 | TRUE | 0 | 0 | 0 | 0 | 0% | 0% | 0% | 0 | 0 | 0 | 0 | 0 | 0 | 0 | 0 | 0 | 0 | 0 | 0 | 0 | 0 | 0 | 0 | 0 | 0
[12 empty] | FALSE | 0 | 0 | 0 | 0 | 0 | 0 | 0 | 0 | 0 | 0 |  | 0 | 0 | 0 | 0 | FALSE | FALSE | FALSE | FALSE | FALSE | 0% | 0 | 0 | 0 | 0 | 0 | 0 | 0 | 0 | 0 | TRUE | 0 | 0 | 0 | 0 | 0% | 0% | 0% | 0 | 0 | 0 | 0 | 0 | 0 | 0 | 0 | 0 | 0 | 0 | 0 | 0 | 0 | 0 | 0 | 0 | 0
[12 empty] | FALSE | 0 | 0 | 0 | 0 | 0 | 0 | 0 | 0 | 0 | 0 |  | 0 | 0 | 0 | 0 | FALSE | FALSE | FALSE | FALSE | FALSE | 0% | 0 | 0 | 0 | 0 | 0 | 0 | 0 | 0 | 0 | TRUE | 0 | 0 | 0 | 0 | 0% | 0% | 0% | 0 | 0 | 0 | 0 | 0 | 0 | 0 | 0 | 0 | 0 | 0 | 0 | 0 | 0 | 0 | 0 | 0 | 0
[12 empty] | FALSE | 0 | 0 | 0 | 0 | 0 | 0 | 0 | 0 | 0 | 0 |  | 0 | 0 | 0 | 0 | FALSE | FALSE | FALSE | FALSE | FALSE | 0% | 0 | 0 | 0 | 0 | 0 | 0 | 0 | 0 | 0 | TRUE | 0 | 0 | 0 | 0 | 0% | 0% | 0% | 0 | 0 | 0 | 0 | 0 | 0 | 0 | 0 | 0 | 0 | 0 | 0 | 0 | 0 | 0 | 0 | 0 | 0
[12 empty] | FALSE | 0 | 0 | 0 | 0 | 0 | 0 | 0 | 0 | 0 | 0 |  | 0 | 0 | 0 | 0 | FALSE | FALSE | FALSE | FALSE | FALSE | 0% | 0 | 0 | 0 | 0 | 0 | 0 | 0 | 0 | 0 | TRUE | 0 | 0 | 0 | 0 | 0% | 0% | 0% | 0 | 0 | 0 | 0 | 0 | 0 | 0 | 0 | 0 | 0 | 0 | 0 | 0 | 0 | 0 | 0 | 0 | 0
[12 empty] | FALSE | 0 | 0 | 0 | 0 | 0 | 0 | 0 | 0 | 0 | 0 |  | 0 | 0 | 0 | 0 | FALSE | FALSE | FALSE | FALSE | FALSE | 0% | 0 | 0 | 0 | 0 | 0 | 0 | 0 | 0 | 0 | TRUE | 0 | 0 | 0 | 0 | 0% | 0% | 0% | 0 | 0 | 0 | 0 | 0 | 0 | 0 | 0 | 0 | 0 | 0 | 0 | 0 | 0 | 0 | 0 | 0 | 0
[12 empty] | FALSE | 0 | 0 | 0 | 0 | 0 | 0 | 0 | 0 | 0 | 0 |  | 0 | 0 | 0 | 0 | FALSE | FALSE | FALSE | FALSE | FALSE | 0% | 0 | 0 | 0 | 0 | 0 | 0 | 0 | 0 | 0 | TRUE | 0 | 0 | 0 | 0 | 0% | 0% | 0% | 0 | 0 | 0 | 0 | 0 | 0 | 0 | 0 | 0 | 0 | 0 | 0 | 0 | 0 | 0 | 0 | 0 | 0
[8 empty] | 346750 | 91250 |  | TRUE | FALSE | 0 | 0 | 0 | 0 | 0 | 0 | 0 | 0 | 0 | 0 |  | 0 | 0 | 0 | 0 | FALSE | FALSE | FALSE | FALSE | FALSE | 0% | 0 | 0 | 0 | 0 | 0 | 0 | 0 | 0 | 0 | TRUE | 0 | 0 | 0 | 0 | 0% | 0% | 0% | 0 | 0 | 0 | 0 | 0 | 0 | 0 | 0 | 0 | 0 | 0 | 0 | 0 | 0 | 0 | 0 | 0 | 0
[8 empty] | 167292 | 76041.67 |  | TRUE | FALSE | 0 | 0 | 0 | 0 | 0 | 0 | 0 | 0 | 0 | 0 |  | 0 | 0 | 0 | 0 | FALSE | FALSE | FALSE | FALSE | FALSE | 0% | 0 | 0 | 0 | 0 | 0 | 0 | 0 | 0 | 0 | TRUE | 0 | 0 | 0 | 0 | 0% | 0% | 0% | 0 | 0 | 0 | 0 | 0 | 0 | 0 | 0 | 0 | 0 | 0 | 0 | 0 | 0 | 0 | 0 | 0 | 0
[8 empty] | 167292 | 76041.67 |  | TRUE | FALSE | 0 | 0 | 0 | 0 | 0 | 0 | 0 | 0 | 0 | 0 |  | 0 | 0 | 0 | 0 | FALSE | FALSE | FALSE | FALSE | FALSE | 0% | 0 | 0 | 0 | 0 | 0 | 0 | 0 | 0 | 0 | TRUE | 0 | 0 | 0 | 0 | 0% | 0% | 0% | 0 | 0 | 0 | 0 | 0 | 0 | 0 | 0 | 0 | 0 | 0 | 0 | 0 | 0 | 0 | 0 | 0 | 0
[8 empty] | 110664 |  |  | TRUE | FALSE | 0 | 0 | 0 | 0 | 0 | 0 | 0 | 0 | 0 | 0 |  | 0 | 0 | 0 | 0 | FALSE | FALSE | FALSE | FALSE | FALSE | 0% | 0 | 0 | 0 | 0 | 0 | 0 | 0 | 0 | 0 | TRUE | 0 | 0 | 0 | 0 | 0% | 0% | 0% | 0 | 0 | 0 | 0 | 0 | 0 | 0 | 0 | 0 | 0 | 0 | 0 | 0 | 0 | 0 | 0 | 0 | 0
[8 empty] | 146301 |  |  | TRUE | FALSE | 0 | 0 | 0 | 0 | 0 | 0 | 0 | 0 | 0 | 0 |  | 0 | 0 | 0 | 0 | FALSE | FALSE | FALSE | FALSE | FALSE | 0% | 0 | 0 | 0 | 0 | 0 | 0 | 0 | 0 | 0 | TRUE | 0 | 0 | 0 | 0 | 0% | 0% | 0% | 0 | 0 | 0 | 0 | 0 | 0 | 0 | 0 | 0 | 0 | 0 | 0 | 0 | 0 | 0 | 0 | 0 | 0
[8 empty] | 707834 |  |  | TRUE | FALSE | 0 | 0 | 0 | 0 | 0 | 0 | 0 | 0 | 0 | 0 |  | 0 | 0 | 0 | 0 | FALSE | FALSE | FALSE | FALSE | FALSE | 0% | 0 | 0 | 0 | 0 | 0 | 0 | 0 | 0 | 0 | TRUE | 0 | 0 | 0 | 0 | 0% | 0% | 0% | 0 | 0 | 0 | 0 | 0 | 0 | 0 | 0 | 0 | 0 | 0 | 0 | 0 | 0 | 0 | 0 | 0 | 0
[8 empty] | 737353 |  |  | TRUE | FALSE | 0 | 0 | 0 | 0 | 0 | 0 | 0 | 0 | 0 | 0 |  | 0 | 0 | 0 | 0 | FALSE | FALSE | FALSE | FALSE | FALSE | 0% | 0 | 0 | 0 | 0 | 0 | 0 | 0 | 0 | 0 | TRUE | 0 | 0 | 0 | 0 | 0% | 0% | 0% | 0 | 0 | 0 | 0 | 0 | 0 | 0 | 0 | 0 | 0 | 0 | 0 | 0 | 0 | 0 | 0 | 0 | 0
[8 empty] | 317313 | 3341 |  | FALSE | FALSE | 0 | 0 | 0 | 0 | 0 | 0 | 0 | 0 | 0 | 0 |  | 0 | 0 | 0 | 0 | FALSE | FALSE | FALSE | FALSE | FALSE | 0% | 0 | 0 | 0 | 0 | 0 | 0 | 0 | 0 | 0 | TRUE | 0 | 0 | 0 | 0 | 0% | 0% | 0% | 0 | 0 | 0 | 0 | 0 | 0 | 0 | 0 | 0 | 0 | 0 | 0 | 0 | 0 | 0 | 0 | 0 | 0
[8 empty] | 317313 | 3341 | 85% | FALSE | FALSE | 0 | 0 | 0 | 0 | 0 | 0 | 0 | 0 | 0 | 0 |  | 0 | 0 | 0 | 0 | FALSE | FALSE | FALSE | FALSE | FALSE | 0% | 0 | 0 | 0 | 0 | 0 | 0 | 0 | 0 | 0 | TRUE | 0 | 0 | 0 | 0 | 0% | 0% | 0% | 0 | 0 | 0 | 0 | 0 | 0 | 0 | 0 | 0 | 0 | 0 | 0 | 0 | 0 | 0 | 0 | 0 | 0
[12 empty] | FALSE | 0 | 0 | 0 | 0 | 0 | 0 | 0 | 0 | 0 | 0 |  | 0 | 0 | 0 | 0 | FALSE | FALSE | FALSE | FALSE | FALSE | 0% | 0 | 0 | 0 | 0 | 0 | 0 | 0 | 0 | 0 | TRUE | 0 | 0 | 0 | 0 | 0% | 0% | 0% | 0 | 0 | 0 | 0 | 0 | 0 | 0 | 0 | 0 | 0 | 0 | 0 | 0 | 0 | 0 | 0 | 0 | 0
[12 empty] | FALSE | 0 | 0 | 0 | 0 | 0 | 0 | 0 | 0 | 0 | 0 |  | 0 | 0 | 0 | 0 | FALSE | FALSE | FALSE | FALSE | FALSE | 0% | 0 | 0 | 0 | 0 | 0 | 0 | 0 | 0 | 0 | TRUE | 0 | 0 | 0 | 0 | 0% | 0% | 0% | 0 | 0 | 0 | 0 | 0 | 0 | 0 | 0 | 0 | 0 | 0 | 0 | 0 | 0 | 0 | 0 | 0 | 0
[12 empty] | FALSE | 0 | 0 | 0 | 0 | 0 | 0 | 0 | 0 | 0 | 0 |  | 0 | 0 | 0 | 0 | FALSE | FALSE | FALSE | FALSE | FALSE | 0% | 0 | 0 | 0 | 0 | 0 | 0 | 0 | 0 | 0 | TRUE | 0 | 0 | 0 | 0 | 0% | 0% | 0% | 0 | 0 | 0 | 0 | 0 | 0 | 0 | 0 | 0 | 0 | 0 | 0 | 0 | 0 | 0 | 0 | 0 | 0
[12 empty] | FALSE | 0 | 0 | 0 | 0 | 0 | 0 | 0 | 0 | 0 | 0 |  | 0 | 0 | 0 | 0 | FALSE | FALSE | FALSE | FALSE | FALSE | 0% | 0 | 0 | 0 | 0 | 0 | 0 | 0 | 0 | 0 | TRUE | 0 | 0 | 0 | 0 | 0% | 0% | 0% | 0 | 0 | 0 | 0 | 0 | 0 | 0 | 0 | 0 | 0 | 0 | 0 | 0 | 0 | 0 | 0 | 0 | 0
[12 empty] | FALSE | 0 | 0 | 0 | 0 | 0 | 0 | 0 | 0 | 0 | 0 |  | 0 | 0 | 0 | 0 | FALSE | FALSE | FALSE | FALSE | FALSE | 0% | 0 | 0 | 0 | 0 | 0 | 0 | 0 | 0 | 0 | TRUE | 0 | 0 | 0 | 0 | 0% | 0% | 0% | 0 | 0 | 0 | 0 | 0 | 0 | 0 | 0 | 0 | 0 | 0 | 0 | 0 | 0 | 0 | 0 | 0 | 0
[12 empty] | FALSE | 0 | 0 | 0 | 0 | 0 | 0 | 0 | 0 | 0 | 0 |  | 0 | 0 | 0 | 0 | FALSE | FALSE | FALSE | FALSE | FALSE | 0% | 0 | 0 | 0 | 0 | 0 | 0 | 0 | 0 | 0 | TRUE | 0 | 0 | 0 | 0 | 0% | 0% | 0% | 0 | 0 | 0 | 0 | 0 | 0 | 0 | 0 | 0 | 0 | 0 | 0 | 0 | 0 | 0 | 0 | 0 | 0
[12 empty] | FALSE | 0 | 0 | 0 | 0 | 0 | 0 | 0 | 0 | 0 | 0 |  | 0 | 0 | 0 | 0 | FALSE | FALSE | FALSE | FALSE | FALSE | 0% | 0 | 0 | 0 | 0 | 0 | 0 | 0 | 0 | 0 | TRUE | 0 | 0 | 0 | 0 | 0% | 0% | 0% | 0 | 0 | 0 | 0 | 0 | 0 | 0 | 0 | 0 | 0 | 0 | 0 | 0 | 0 | 0 | 0 | 0 | 0
[12 empty] | FALSE | 0 | 0 | 0 | 0 | 0 | 0 | 0 | 0 | 0 | 0 |  | 0 | 0 | 0 | 0 | FALSE | FALSE | FALSE | FALSE | FALSE | 0% | 0 | 0 | 0 | 0 | 0 | 0 | 0 | 0 | 0 | TRUE | 0 | 0 | 0 | 0 | 0% | 0% | 0% | 0 | 0 | 0 | 0 | 0 | 0 | 0 | 0 | 0 | 0 | 0 | 0 | 0 | 0 | 0 | 0 | 0 | 0
[8 empty] | 122782.54 | 4994 | 88% | FALSE | FALSE | 0 | 0 | 0 | 0 | 0 | 0 | 0 | 0 | 0 | 0 |  | 0 | 0 | 0 | 0 | FALSE | FALSE | FALSE | FALSE | FALSE | 0% | 0 | 0 | 0 | 0 | 0 | 0 | 0 | 0 | 0 | TRUE | 0 | 0 | 0 | 0 | 0% | 0% | 0% | 0 | 0 | 0 | 0 | 0 | 0 | 0 | 0 | 0 | 0 | 0 | 0 | 0 | 0 | 0 | 0 | 0 | 0
[12 empty] | FALSE | 0 | 0 | 0 | 0 | 0 | 0 | 0 | 0 | 0 | 0 |  | 0 | 0 | 0 | 0 | FALSE | FALSE | FALSE | FALSE | FALSE | 0% | 0 | 0 | 0 | 0 | 0 | 0 | 0 | 0 | 0 | TRUE | 0 | 0 | 0 | 0 | 0% | 0% | 0% | 0 | 0 | 0 | 0 | 0 | 0 | 0 | 0 | 0 | 0 | 0 | 0 | 0 | 0 | 0 | 0 | 0 | 0
[12 empty] | FALSE | 0 | 0 | 0 | 0 | 0 | 0 | 0 | 0 | 0 | 0 |  | 0 | 0 | 0 | 0 | FALSE | FALSE | FALSE | FALSE | FALSE | 0% | 0 | 0 | 0 | 0 | 0 | 0 | 0 | 0 | 0 | TRUE | 0 | 0 | 0 | 0 | 0% | 0% | 0% | 0 | 0 | 0 | 0 | 0 | 0 | 0 | 0 | 0 | 0 | 0 | 0 | 0 | 0 | 0 | 0 | 0 | 0
[12 empty] | FALSE | 0 | 0 | 0 | 0 | 0 | 0 | 0 | 0 | 0 | 0 |  | 0 | 0 | 0 | 0 | FALSE | FALSE | FALSE | FALSE | FALSE | 0% | 0 | 0 | 0 | 0 | 0 | 0 | 0 | 0 | 0 | TRUE | 0 | 0 | 0 | 0 | 0% | 0% | 0% | 0 | 0 | 0 | 0 | 0 | 0 | 0 | 0 | 0 | 0 | 0 | 0 | 0 | 0 | 0 | 0 | 0 | 0
[12 empty] | FALSE | 0 | 0 | 0 | 0 | 0 | 0 | 0 | 0 | 0 | 0 |  | 0 | 0 | 0 | 0 | FALSE | FALSE | FALSE | FALSE | FALSE | 0% | 0 | 0 | 0 | 0 | 0 | 0 | 0 | 0 | 0 | TRUE | 0 | 0 | 0 | 0 | 0% | 0% | 0% | 0 | 0 | 0 | 0 | 0 | 0 | 0 | 0 | 0 | 0 | 0 | 0 | 0 | 0 | 0 | 0 | 0 | 0
[12 empty] | FALSE | 0 | 0 | 0 | 0 | 0 | 0 | 0 | 0 | 0 | 0 |  | 0 | 0 | 0 | 0 | FALSE | FALSE | FALSE | FALSE | FALSE | 0% | 0 | 0 | 0 | 0 | 0 | 0 | 0 | 0 | 0 | TRUE | 0 | 0 | 0 | 0 | 0% | 0% | 0% | 0 | 0 | 0 | 0 | 0 | 0 | 0 | 0 | 0 | 0 | 0 | 0 | 0 | 0 | 0 | 0 | 0 | 0
[12 empty] | FALSE | 0 | 0 | 0 | 0 | 0 | 0 | 0 | 0 | 0 | 0 |  | 0 | 0 | 0 | 0 | FALSE | FALSE | FALSE | FALSE | FALSE | 0% | 0 | 0 | 0 | 0 | 0 | 0 | 0 | 0 | 0 | TRUE | 0 | 0 | 0 | 0 | 0% | 0% | 0% | 0 | 0 | 0 | 0 | 0 | 0 | 0 | 0 | 0 | 0 | 0 | 0 | 0 | 0 | 0 | 0 | 0 | 0
[12 empty] | FALSE | 0 | 0 | 0 | 0 | 0 | 0 | 0 | 0 | 0 | 0 |  | 0 | 0 | 0 | 0 | FALSE | FALSE | FALSE | FALSE | FALSE | 0% | 0 | 0 | 0 | 0 | 0 | 0 | 0 | 0 | 0 | TRUE | 0 | 0 | 0 | 0 | 0% | 0% | 0% | 0 | 0 | 0 | 0 | 0 | 0 | 0 | 0 | 0 | 0 | 0 | 0 | 0 | 0 | 0 | 0 | 0 | 0
[12 empty] | FALSE | 0 | 0 | 0 | 0 | 0 | 0 | 0 | 0 | 0 | 0 |  | 0 | 0 | 0 | 0 | FALSE | FALSE | FALSE | FALSE | FALSE | 0% | 0 | 0 | 0 | 0 | 0 | 0 | 0 | 0 | 0 | TRUE | 0 | 0 | 0 | 0 | 0% | 0% | 0% | 0 | 0 | 0 | 0 | 0 | 0 | 0 | 0 | 0 | 0 | 0 | 0 | 0 | 0 | 0 | 0 | 0 | 0
[12 empty] | FALSE | 0 | 0 | 0 | 0 | 0 | 0 | 0 | 0 | 0 | 0 |  | 0 | 0 | 0 | 0 | FALSE | FALSE | FALSE | FALSE | FALSE | 0% | 0 | 0 | 0 | 0 | 0 | 0 | 0 | 0 | 0 | TRUE | 0 | 0 | 0 | 0 | 0% | 0% | 0% | 0 | 0 | 0 | 0 | 0 | 0 | 0 | 0 | 0 | 0 | 0 | 0 | 0 | 0 | 0 | 0 | 0 | 0
[12 empty] | FALSE | 0 | 0 | 0 | 0 | 0 | 0 | 0 | 0 | 0 | 0 |  | 0 | 0 | 0 | 0 | FALSE | FALSE | FALSE | FALSE | FALSE | 0% | 0 | 0 | 0 | 0 | 0 | 0 | 0 | 0 | 0 | TRUE | 0 | 0 | 0 | 0 | 0% | 0% | 0% | 0 | 0 | 0 | 0 | 0 | 0 | 0 | 0 | 0 | 0 | 0 | 0 | 0 | 0 | 0 | 0 | 0 | 0
[12 empty] | FALSE | 0 | 0 | 0 | 0 | 0 | 0 | 0 | 0 | 0 | 0 |  | 0 | 0 | 0 | 0 | FALSE | FALSE | FALSE | FALSE | FALSE | 0% | 0 | 0 | 0 | 0 | 0 | 0 | 0 | 0 | 0 | TRUE | 0 | 0 | 0 | 0 | 0% | 0% | 0% | 0 | 0 | 0 | 0 | 0 | 0 | 0 | 0 | 0 | 0 | 0 | 0 | 0 | 0 | 0 | 0 | 0 | 0
[12 empty] | FALSE | 0 | 0 | 0 | 0 | 0 | 0 | 0 | 0 | 0 | 0 |  | 0 | 0 | 0 | 0 | FALSE | FALSE | FALSE | FALSE | FALSE | 0% | 0 | 0 | 0 | 0 | 0 | 0 | 0 | 0 | 0 | TRUE | 0 | 0 | 0 | 0 | 0% | 0% | 0% | 0 | 0 | 0 | 0 | 0 | 0 | 0 | 0 | 0 | 0 | 0 | 0 | 0 | 0 | 0 | 0 | 0 | 0
[12 empty] | FALSE | 0 | 0 | 0 | 0 | 0 | 0 | 0 | 0 | 0 | 0 |  | 0 | 0 | 0 | 0 | FALSE | FALSE | FALSE | FALSE | FALSE | 0% | 0 | 0 | 0 | 0 | 0 | 0 | 0 | 0 | 0 | TRUE | 0 | 0 | 0 | 0 | 0% | 0% | 0% | 0 | 0 | 0 | 0 | 0 | 0 | 0 | 0 | 0 | 0 | 0 | 0 | 0 | 0 | 0 | 0 | 0 | 0
[12 empty] | FALSE | 0 | 0 | 0 | 0 | 0 | 0 | 0 | 0 | 0 | 0 |  | 0 | 0 | 0 | 0 | FALSE | FALSE | FALSE | FALSE | FALSE | 0% | 0 | 0 | 0 | 0 | 0 | 0 | 0 | 0 | 0 | TRUE | 0 | 0 | 0 | 0 | 0% | 0% | 0% | 0 | 0 | 0 | 0 | 0 | 0 | 0 | 0 | 0 | 0 | 0 | 0 | 0 | 0 | 0 | 0 | 0 | 0
[12 empty] | FALSE | 0 | 0 | 0 | 0 | 0 | 0 | 0 | 0 | 0 | 0 |  | 0 | 0 | 0 | 0 | FALSE | FALSE | FALSE | FALSE | FALSE | 0% | 0 | 0 | 0 | 0 | 0 | 0 | 0 | 0 | 0 | TRUE | 0 | 0 | 0 | 0 | 0% | 0% | 0% | 0 | 0 | 0 | 0 | 0 | 0 | 0 | 0 | 0 | 0 | 0 | 0 | 0 | 0 | 0 | 0 | 0 | 0
[12 empty] | FALSE | 0 | 0 | 0 | 0 | 0 | 0 | 0 | 0 | 0 | 0 |  | 0 | 0 | 0 | 0 | FALSE | FALSE | FALSE | FALSE | FALSE | 0% | 0 | 0 | 0 | 0 | 0 | 0 | 0 | 0 | 0 | TRUE | 0 | 0 | 0 | 0 | 0% | 0% | 0% | 0 | 0 | 0 | 0 | 0 | 0 | 0 | 0 | 0 | 0 | 0 | 0 | 0 | 0 | 0 | 0 | 0 | 0
[12 empty] | FALSE | 0 | 0 | 0 | 0 | 0 | 0 | 0 | 0 | 0 | 0 |  | 0 | 0 | 0 | 0 | FALSE | FALSE | FALSE | FALSE | FALSE | 0% | 0 | 0 | 0 | 0 | 0 | 0 | 0 | 0 | 0 | TRUE | 0 | 0 | 0 | 0 | 0% | 0% | 0% | 0 | 0 | 0 | 0 | 0 | 0 | 0 | 0 | 0 | 0 | 0 | 0 | 0 | 0 | 0 | 0 | 0 | 0
[12 empty] | FALSE | 0 | 0 | 0 | 0 | 0 | 0 | 0 | 0 | 0 | 0 |  | 0 | 0 | 0 | 0 | FALSE | FALSE | FALSE | FALSE | FALSE | 0% | 0 | 0 | 0 | 0 | 0 | 0 | 0 | 0 | 0 | TRUE | 0 | 0 | 0 | 0 | 0% | 0% | 0% | 0 | 0 | 0 | 0 | 0 | 0 | 0 | 0 | 0 | 0 | 0 | 0 | 0 | 0 | 0 | 0 | 0 | 0
[12 empty] | FALSE | 0 | 0 | 0 | 0 | 0 | 0 | 0 | 0 | 0 | 0 |  | 0 | 0 | 0 | 0 | FALSE | FALSE | FALSE | FALSE | FALSE | 0% | 0 | 0 | 0 | 0 | 0 | 0 | 0 | 0 | 0 | TRUE | 0 | 0 | 0 | 0 | 0% | 0% | 0% | 0 | 0 | 0 | 0 | 0 | 0 | 0 | 0 | 0 | 0 | 0 | 0 | 0 | 0 | 0 | 0 | 0 | 0
[12 empty] | FALSE | 0 | 0 | 0 | 0 | 0 | 0 | 0 | 0 | 0 | 0 |  | 0 | 0 | 0 | 0 | FALSE | FALSE | FALSE | FALSE | FALSE | 0% | 0 | 0 | 0 | 0 | 0 | 0 | 0 | 0 | 0 | TRUE | 0 | 0 | 0 | 0 | 0% | 0% | 0% | 0 | 0 | 0 | 0 | 0 | 0 | 0 | 0 | 0 | 0 | 0 | 0 | 0 | 0 | 0 | 0 | 0 | 0
[12 empty] | FALSE | 0 | 0 | 0 | 0 | 0 | 0 | 0 | 0 | 0 | 0 |  | 0 | 0 | 0 | 0 | FALSE | FALSE | FALSE | FALSE | FALSE | 0% | 0 | 0 | 0 | 0 | 0 | 0 | 0 | 0 | 0 | TRUE | 0 | 0 | 0 | 0 | 0% | 0% | 0% | 0 | 0 | 0 | 0 | 0 | 0 | 0 | 0 | 0 | 0 | 0 | 0 | 0 | 0 | 0 | 0 | 0 | 0
[12 empty] | FALSE | 0 | 0 | 0 | 0 | 0 | 0 | 0 | 0 | 0 | 0 |  | 0 | 0 | 0 | 0 | FALSE | FALSE | FALSE | FALSE | FALSE | 0% | 0 | 0 | 0 | 0 | 0 | 0 | 0 | 0 | 0 | TRUE | 0 | 0 | 0 | 0 | 0% | 0% | 0% | 0 | 0 | 0 | 0 | 0 | 0 | 0 | 0 | 0 | 0 | 0 | 0 | 0 | 0 | 0 | 0 | 0 | 0
[12 empty] | FALSE | 0 | 0 | 0 | 0 | 0 | 0 | 0 | 0 | 0 | 0 |  | 0 | 0 | 0 | 0 | FALSE | FALSE | FALSE | FALSE | FALSE | 0% | 0 | 0 | 0 | 0 | 0 | 0 | 0 | 0 | 0 | TRUE | 0 | 0 | 0 | 0 | 0% | 0% | 0% | 0 | 0 | 0 | 0 | 0 | 0 | 0 | 0 | 0 | 0 | 0 | 0 | 0 | 0 | 0 | 0 | 0 | 0
[12 empty] | FALSE | 0 | 0 | 0 | 0 | 0 | 0 | 0 | 0 | 0 | 0 |  | 0 | 0 | 0 | 0 | FALSE | FALSE | FALSE | FALSE | FALSE | 0% | 0 | 0 | 0 | 0 | 0 | 0 | 0 | 0 | 0 | TRUE | 0 | 0 | 0 | 0 | 0% | 0% | 0% | 0 | 0 | 0 | 0 | 0 | 0 | 0 | 0 | 0 | 0 | 0 | 0 | 0 | 0 | 0 | 0 | 0 | 0
[12 empty] | FALSE | 0 | 0 | 0 | 0 | 0 | 0 | 0 | 0 | 0 | 0 |  | 0 | 0 | 0 | 0 | FALSE | FALSE | FALSE | FALSE | FALSE | 0% | 0 | 0 | 0 | 0 | 0 | 0 | 0 | 0 | 0 | TRUE | 0 | 0 | 0 | 0 | 0% | 0% | 0% | 0 | 0 | 0 | 0 | 0 | 0 | 0 | 0 | 0 | 0 | 0 | 0 | 0 | 0 | 0 | 0 | 0 | 0
[12 empty] | FALSE | 0 | 0 | 0 | 0 | 0 | 0 | 0 | 0 | 0 | 0 |  | 0 | 0 | 0 | 0 | FALSE | FALSE | FALSE | FALSE | FALSE | 0% | 0 | 0 | 0 | 0 | 0 | 0 | 0 | 0 | 0 | TRUE | 0 | 0 | 0 | 0 | 0% | 0% | 0% | 0 | 0 | 0 | 0 | 0 | 0 | 0 | 0 | 0 | 0 | 0 | 0 | 0 | 0 | 0 | 0 | 0 | 0
[12 empty] | FALSE | 0 | 0 | 0 | 0 | 0 | 0 | 0 | 0 | 0 | 0 |  | 0 | 0 | 0 | 0 | FALSE | FALSE | FALSE | FALSE | FALSE | 0% | 0 | 0 | 0 | 0 | 0 | 0 | 0 | 0 | 0 | TRUE | 0 | 0 | 0 | 0 | 0% | 0% | 0% | 0 | 0 | 0 | 0 | 0 | 0 | 0 | 0 | 0 | 0 | 0 | 0 | 0 | 0 | 0 | 0 | 0 | 0
[10 empty] | 86.5% | TRUE | FALSE | 0 | 0 | 0 | 0 | 0 | 0 | 0 | 0 | 0 | 0 |  | 0 | 0 | 0 | 0 | FALSE | FALSE | FALSE | FALSE | FALSE | 0% | 0 | 0 | 0 | 0 | 0 | 0 | 0 | 0 | 0 | TRUE | 0 | 0 | 0 | 0 | 0% | 0% | 0% | 0 | 0 | 0 | 0 | 0 | 0 | 0 | 0 | 0 | 0 | 0 | 0 | 0 | 0 | 0 | 0 | 0 | 0
[12 empty] | FALSE | 0 | 0 | 0 | 0 | 0 | 0 | 0 | 0 | 0 | 0 |  | 0 | 0 | 0 | 0 | FALSE | FALSE | FALSE | FALSE | FALSE | 0% | 0 | 0 | 0 | 0 | 0 | 0 | 0 | 0 | 0 | TRUE | 0 | 0 | 0 | 0 | 0% | 0% | 0% | 0 | 0 | 0 | 0 | 0 | 0 | 0 | 0 | 0 | 0 | 0 | 0 | 0 | 0 | 0 | 0 | 0 | 0
[12 empty] | FALSE | 0 | 0 | 0 | 0 | 0 | 0 | 0 | 0 | 0 | 0 |  | 0 | 0 | 0 | 0 | FALSE | FALSE | FALSE | FALSE | FALSE | 0% | 0 | 0 | 0 | 0 | 0 | 0 | 0 | 0 | 0 | TRUE | 0 | 0 | 0 | 0 | 0% | 0% | 0% | 0 | 0 | 0 | 0 | 0 | 0 | 0 | 0 | 0 | 0 | 0 | 0 | 0 | 0 | 0 | 0 | 0 | 0
[12 empty] | FALSE | 0 | 0 | 0 | 0 | 0 | 0 | 0 | 0 | 0 | 0 |  | 0 | 0 | 0 | 0 | FALSE | FALSE | FALSE | FALSE | FALSE | 0% | 0 | 0 | 0 | 0 | 0 | 0 | 0 | 0 | 0 | TRUE | 0 | 0 | 0 | 0 | 0% | 0% | 0% | 0 | 0 | 0 | 0 | 0 | 0 | 0 | 0 | 0 | 0 | 0 | 0 | 0 | 0 | 0 | 0 | 0 | 0
[10 empty] | 88.7% | TRUE | FALSE | 0 | 0 | 0 | 0 | 0 | 0 | 0 | 0 | 0 | 0 |  | 0 | 0 | 0 | 0 | FALSE | FALSE | FALSE | FALSE | FALSE | 0% | 0 | 0 | 0 | 0 | 0 | 0 | 0 | 0 | 0 | TRUE | 0 | 0 | 0 | 0 | 0% | 0% | 0% | 0 | 0 | 0 | 0 | 0 | 0 | 0 | 0 | 0 | 0 | 0 | 0 | 0 | 0 | 0 | 0 | 0 | 0
[10 empty] | 84.6% | TRUE | FALSE | 0 | 0 | 0 | 0 | 0 | 0 | 0 | 0 | 0 | 0 |  | 0 | 0 | 0 | 0 | FALSE | FALSE | FALSE | FALSE | FALSE | 0% | 0 | 0 | 0 | 0 | 0 | 0 | 0 | 0 | 0 | TRUE | 0 | 0 | 0 | 0 | 0% | 0% | 0% | 0 | 0 | 0 | 0 | 0 | 0 | 0 | 0 | 0 | 0 | 0 | 0 | 0 | 0 | 0 | 0 | 0 | 0
[12 empty] | FALSE | 0 | 0 | 0 | 0 | 0 | 0 | 0 | 0 | 0 | 0 |  | 0 | 0 | 0 | 0 | FALSE | FALSE | FALSE | FALSE | FALSE | 0% | 0 | 0 | 0 | 0 | 0 | 0 | 0 | 0 | 0 | TRUE | 0 | 0 | 0 | 0 | 0% | 0% | 0% | 0 | 0 | 0 | 0 | 0 | 0 | 0 | 0 | 0 | 0 | 0 | 0 | 0 | 0 | 0 | 0 | 0 | 0
[12 empty] | FALSE | 0 | 0 | 0 | 0 | 0 | 0 | 0 | 0 | 0 | 0 |  | 0 | 0 | 0 | 0 | FALSE | FALSE | FALSE | FALSE | FALSE | 0% | 0 | 0 | 0 | 0 | 0 | 0 | 0 | 0 | 0 | TRUE | 0 | 0 | 0 | 0 | 0% | 0% | 0% | 0 | 0 | 0 | 0 | 0 | 0 | 0 | 0 | 0 | 0 | 0 | 0 | 0 | 0 | 0 | 0 | 0 | 0
[12 empty] | FALSE | 0 | 0 | 0 | 0 | 0 | 0 | 0 | 0 | 0 | 0 |  | 0 | 0 | 0 | 0 | FALSE | FALSE | FALSE | FALSE | FALSE | 0% | 0 | 0 | 0 | 0 | 0 | 0 | 0 | 0 | 0 | TRUE | 0 | 0 | 0 | 0 | 0% | 0% | 0% | 0 | 0 | 0 | 0 | 0 | 0 | 0 | 0 | 0 | 0 | 0 | 0 | 0 | 0 | 0 | 0 | 0 | 0
[12 empty] | FALSE | 0 | 0 | 0 | 0 | 0 | 0 | 0 | 0 | 0 | 0 |  | 0 | 0 | 0 | 0 | FALSE | FALSE | FALSE | FALSE | FALSE | 0% | 0 | 0 | 0 | 0 | 0 | 0 | 0 | 0 | 0 | TRUE | 0 | 0 | 0 | 0 | 0% | 0% | 0% | 0 | 0 | 0 | 0 | 0 | 0 | 0 | 0 | 0 | 0 | 0 | 0 | 0 | 0 | 0 | 0 | 0 | 0
[12 empty] | FALSE | 0 | 0 | 0 | 0 | 0 | 0 | 0 | 0 | 0 | 0 |  | 0 | 0 | 0 | 0 | FALSE | FALSE | FALSE | FALSE | FALSE | 0% | 0 | 0 | 0 | 0 | 0 | 0 | 0 | 0 | 0 | TRUE | 0 | 0 | 0 | 0 | 0% | 0% | 0% | 0 | 0 | 0 | 0 | 0 | 0 | 0 | 0 | 0 | 0 | 0 | 0 | 0 | 0 | 0 | 0 | 0 | 0
[12 empty] | FALSE | 0 | 0 | 0 | 0 | 0 | 0 | 0 | 0 | 0 | 0 |  | 0 | 0 | 0 | 0 | FALSE | FALSE | FALSE | FALSE | FALSE | 0% | 0 | 0 | 0 | 0 | 0 | 0 | 0 | 0 | 0 | TRUE | 0 | 0 | 0 | 0 | 0% | 0% | 0% | 0 | 0 | 0 | 0 | 0 | 0 | 0 | 0 | 0 | 0 | 0 | 0 | 0 | 0 | 0 | 0 | 0 | 0
[12 empty] | FALSE | 0 | 0 | 0 | 0 | 0 | 0 | 0 | 0 | 0 | 0 |  | 0 | 0 | 0 | 0 | FALSE | FALSE | FALSE | FALSE | FALSE | 0% | 0 | 0 | 0 | 0 | 0 | 0 | 0 | 0 | 0 | TRUE | 0 | 0 | 0 | 0 | 0% | 0% | 0% | 0 | 0 | 0 | 0 | 0 | 0 | 0 | 0 | 0 | 0 | 0 | 0 | 0 | 0 | 0 | 0 | 0 | 0
[8 empty] | 323661 | 13443 |  | TRUE | FALSE | 0 | 0 | 0 | 0 | 0 | 0 | 0 | 0 | 0 | 0 |  | 0 | 0 | 0 | 0 | FALSE | FALSE | FALSE | FALSE | FALSE | 0% | 0 | 0 | 0 | 0 | 0 | 0 | 0 | 0 | 0 | TRUE | 0 | 0 | 0 | 0 | 0% | 0% | 0% | 0 | 0 | 0 | 0 | 0 | 0 | 0 | 0 | 0 | 0 | 0 | 0 | 0 | 0 | 0 | 0 | 0 | 0
[12 empty] | FALSE | 0 | 0 | 0 | 0 | 0 | 0 | 0 | 0 | 0 | 0 |  | 0 | 0 | 0 | 0 | FALSE | FALSE | FALSE | FALSE | FALSE | 0% | 0 | 0 | 0 | 0 | 0 | 0 | 0 | 0 | 0 | TRUE | 0 | 0 | 0 | 0 | 0% | 0% | 0% | 0 | 0 | 0 | 0 | 0 | 0 | 0 | 0 | 0 | 0 | 0 | 0 | 0 | 0 | 0 | 0 | 0 | 0
[12 empty] | FALSE | 0 | 0 | 0 | 0 | 0 | 0 | 0 | 0 | 0 | 0 |  | 0 | 0 | 0 | 0 | FALSE | FALSE | FALSE | FALSE | FALSE | 0% | 0 | 0 | 0 | 0 | 0 | 0 | 0 | 0 | 0 | TRUE | 0 | 0 | 0 | 0 | 0% | 0% | 0% | 0 | 0 | 0 | 0 | 0 | 0 | 0 | 0 | 0 | 0 | 0 | 0 | 0 | 0 | 0 | 0 | 0 | 0
[12 empty] | FALSE | 0 | 0 | 0 | 0 | 0 | 0 | 0 | 0 | 0 | 0 |  | 0 | 0 | 0 | 0 | FALSE | FALSE | FALSE | FALSE | FALSE | 0% | 0 | 0 | 0 | 0 | 0 | 0 | 0 | 0 | 0 | TRUE | 0 | 0 | 0 | 0 | 0% | 0% | 0% | 0 | 0 | 0 | 0 | 0 | 0 | 0 | 0 | 0 | 0 | 0 | 0 | 0 | 0 | 0 | 0 | 0 | 0
[12 empty] | FALSE | 0 | 0 | 0 | 0 | 0 | 0 | 0 | 0 | 0 | 0 |  | 0 | 0 | 0 | 0 | FALSE | FALSE | FALSE | FALSE | FALSE | 0% | 0 | 0 | 0 | 0 | 0 | 0 | 0 | 0 | 0 | TRUE | 0 | 0 | 0 | 0 | 0% | 0% | 0% | 0 | 0 | 0 | 0 | 0 | 0 | 0 | 0 | 0 | 0 | 0 | 0 | 0 | 0 | 0 | 0 | 0 | 0
[12 empty] | FALSE | 0 | 0 | 0 | 0 | 0 | 0 | 0 | 0 | 0 | 0 |  | 0 | 0 | 0 | 0 | FALSE | FALSE | FALSE | FALSE | FALSE | 0% | 0 | 0 | 0 | 0 | 0 | 0 | 0 | 0 | 0 | TRUE | 0 | 0 | 0 | 0 | 0% | 0% | 0% | 0 | 0 | 0 | 0 | 0 | 0 | 0 | 0 | 0 | 0 | 0 | 0 | 0 | 0 | 0 | 0 | 0 | 0
[12 empty] | FALSE | 0 | 0 | 0 | 0 | 0 | 0 | 0 | 0 | 0 | 0 |  | 0 | 0 | 0 | 0 | FALSE | FALSE | FALSE | FALSE | FALSE | 0% | 0 | 0 | 0 | 0 | 0 | 0 | 0 | 0 | 0 | TRUE | 0 | 0 | 0 | 0 | 0% | 0% | 0% | 0 | 0 | 0 | 0 | 0 | 0 | 0 | 0 | 0 | 0 | 0 | 0 | 0 | 0 | 0 | 0 | 0 | 0
[12 empty] | FALSE | 0 | 0 | 0 | 0 | 0 | 0 | 0 | 0 | 0 | 0 |  | 0 | 0 | 0 | 0 | FALSE | FALSE | FALSE | FALSE | FALSE | 0% | 0 | 0 | 0 | 0 | 0 | 0 | 0 | 0 | 0 | TRUE | 0 | 0 | 0 | 0 | 0% | 0% | 0% | 0 | 0 | 0 | 0 | 0 | 0 | 0 | 0 | 0 | 0 | 0 | 0 | 0 | 0 | 0 | 0 | 0 | 0
[12 empty] | FALSE | 0 | 0 | 0 | 0 | 0 | 0 | 0 | 0 | 0 | 0 |  | 0 | 0 | 0 | 0 | FALSE | FALSE | FALSE | FALSE | FALSE | 0% | 0 | 0 | 0 | 0 | 0 | 0 | 0 | 0 | 0 | TRUE | 0 | 0 | 0 | 0 | 0% | 0% | 0% | 0 | 0 | 0 | 0 | 0 | 0 | 0 | 0 | 0 | 0 | 0 | 0 | 0 | 0 | 0 | 0 | 0 | 0
[8 empty] | 0 | 100375 |  | FALSE | FALSE | 0 | 0 | 0 | 0 | 0 | 0 | 0 | 0 | 0 | 0 |  | 0 | 0 | 0 | 0 | FALSE | FALSE | FALSE | FALSE | FALSE | 0% | 0 | 0 | 0 | 0 | 0 | 0 | 0 | 0 | 0 | TRUE | 0 | 0 | 0 | 0 | 0% | 0% | 0% | 0 | 0 | 0 | 0 | 0 | 0 | 0 | 0 | 0 | 0 | 0 | 0 | 0 | 0 | 0 | 0 | 0 | 0
[8 empty] | 0 | 100375 |  | FALSE | FALSE | 0 | 0 | 0 | 0 | 0 | 0 | 0 | 0 | 0 | 0 |  | 0 | 0 | 0 | 0 | FALSE | FALSE | FALSE | FALSE | FALSE | 0% | 0 | 0 | 0 | 0 | 0 | 0 | 0 | 0 | 0 | TRUE | 0 | 0 | 0 | 0 | 0% | 0% | 0% | 0 | 0 | 0 | 0 | 0 | 0 | 0 | 0 | 0 | 0 | 0 | 0 | 0 | 0 | 0 | 0 | 0 | 0
[12 empty] | FALSE | 0 | 0 | 0 | 0 | 0 | 0 | 0 | 0 | 0 | 0 |  | 0 | 0 | 0 | 0 | FALSE | FALSE | FALSE | FALSE | FALSE | 0% | 0 | 0 | 0 | 0 | 0 | 0 | 0 | 0 | 0 | TRUE | 0 | 0 | 0 | 0 | 0% | 0% | 0% | 0 | 0 | 0 | 0 | 0 | 0 | 0 | 0 | 0 | 0 | 0 | 0 | 0 | 0 | 0 | 0 | 0 | 0
[12 empty] | FALSE | 0 | 0 | 0 | 0 | 0 | 0 | 0 | 0 | 0 | 0 |  | 0 | 0 | 0 | 0 | FALSE | FALSE | FALSE | FALSE | FALSE | 0% | 0 | 0 | 0 | 0 | 0 | 0 | 0 | 0 | 0 | TRUE | 0 | 0 | 0 | 0 | 0% | 0% | 0% | 0 | 0 | 0 | 0 | 0 | 0 | 0 | 0 | 0 | 0 | 0 | 0 | 0 | 0 | 0 | 0 | 0 | 0
[12 empty] | FALSE | 0 | 0 | 0 | 0 | 0 | 0 | 0 | 0 | 0 | 0 |  | 0 | 0 | 0 | 0 | FALSE | FALSE | FALSE | FALSE | FALSE | 0% | 0 | 0 | 0 | 0 | 0 | 0 | 0 | 0 | 0 | TRUE | 0 | 0 | 0 | 0 | 0% | 0% | 0% | 0 | 0 | 0 | 0 | 0 | 0 | 0 | 0 | 0 | 0 | 0 | 0 | 0 | 0 | 0 | 0 | 0 | 0
[12 empty] | FALSE | 0 | 0 | 0 | 0 | 0 | 0 | 0 | 0 | 0 | 0 |  | 0 | 0 | 0 | 0 | FALSE | FALSE | FALSE | FALSE | FALSE | 0% | 0 | 0 | 0 | 0 | 0 | 0 | 0 | 0 | 0 | TRUE | 0 | 0 | 0 | 0 | 0% | 0% | 0% | 0 | 0 | 0 | 0 | 0 | 0 | 0 | 0 | 0 | 0 | 0 | 0 | 0 | 0 | 0 | 0 | 0 | 0
[8 empty] | 26210.69 | 1308.4 | 87.76% | TRUE | FALSE | 0 | 0 | 0 | 0 | 0 | 0 | 0 | 0 | 0 | 0 |  | 0 | 0 | 0 | 0 | FALSE | FALSE | FALSE | FALSE | FALSE | 0% | 0 | 0 | 0 | 0 | 0 | 0 | 0 | 0 | 0 | TRUE | 0 | 0 | 0 | 0 | 0% | 0% | 0% | 0 | 0 | 0 | 0 | 0 | 0 | 0 | 0 | 0 | 0 | 0 | 0 | 0 | 0 | 0 | 0 | 0 | 0
[12 empty] | FALSE | 0 | 0 | 0 | 0 | 0 | 0 | 0 | 0 | 0 | 0 |  | 0 | 0 | 0 | 0 | FALSE | FALSE | FALSE | FALSE | FALSE | 0% | 0 | 0 | 0 | 0 | 0 | 0 | 0 | 0 | 0 | TRUE | 0 | 0 | 0 | 0 | 0% | 0% | 0% | 0 | 0 | 0 | 0 | 0 | 0 | 0 | 0 | 0 | 0 | 0 | 0 | 0 | 0 | 0 | 0 | 0 | 0
[8 empty] | 235896.23 | 11775.64 | 94.3% | TRUE | FALSE | 0 | 0 | 0 | 0 | 0 | 0 | 0 | 0 | 0 | 0 |  | 0 | 0 | 0 | 0 | FALSE | FALSE | FALSE | FALSE | FALSE | 0% | 0 | 0 | 0 | 0 | 0 | 0 | 0 | 0 | 0 | TRUE | 0 | 0 | 0 | 0 | 0% | 0% | 0% | 0 | 0 | 0 | 0 | 0 | 0 | 0 | 0 | 0 | 0 | 0 | 0 | 0 | 0 | 0 | 0 | 0 | 0
[12 empty] | FALSE | 0 | 0 | 0 | 0 | 0 | 0 | 0 | 0 | 0 | 0 |  | 0 | 0 | 0 | 0 | FALSE | FALSE | FALSE | FALSE | FALSE | 0% | 0 | 0 | 0 | 0 | 0 | 0 | 0 | 0 | 0 | TRUE | 0 | 0 | 0 | 0 | 0% | 0% | 0% | 0 | 0 | 0 | 0 | 0 | 0 | 0 | 0 | 0 | 0 | 0 | 0 | 0 | 0 | 0 | 0 | 0 | 0
[8 empty] | 158404.63 | 28357.41 | 86.8% | TRUE | FALSE | 0 | 0 | 0 | 0 | 0 | 0 | 0 | 0 | 0 | 0 |  | 0 | 0 | 0 | 0 | FALSE | FALSE | FALSE | FALSE | FALSE | 0% | 0 | 0 | 0 | 0 | 0 | 0 | 0 | 0 | 0 | TRUE | 0 | 0 | 0 | 0 | 0% | 0% | 0% | 0 | 0 | 0 | 0 | 0 | 0 | 0 | 0 | 0 | 0 | 0 | 0 | 0 | 0 | 0 | 0 | 0 | 0
[12 empty] | FALSE | 0 | 0 | 0 | 0 | 0 | 0 | 0 | 0 | 0 | 0 |  | 0 | 0 | 0 | 0 | FALSE | FALSE | FALSE | FALSE | FALSE | 0% | 0 | 0 | 0 | 0 | 0 | 0 | 0 | 0 | 0 | TRUE | 0 | 0 | 0 | 0 | 0% | 0% | 0% | 0 | 0 | 0 | 0 | 0 | 0 | 0 | 0 | 0 | 0 | 0 | 0 | 0 | 0 | 0 | 0 | 0 | 0
[8 empty] | 23404.77 | 28.24 | 85% | TRUE | FALSE | 0 | 0 | 0 | 0 | 0 | 0 | 0 | 0 | 0 | 0 |  | 0 | 0 | 0 | 0 | FALSE | FALSE | FALSE | FALSE | FALSE | 0% | 0 | 0 | 0 | 0 | 0 | 0 | 0 | 0 | 0 | TRUE | 0 | 0 | 0 | 0 | 0% | 0% | 0% | 0 | 0 | 0 | 0 | 0 | 0 | 0 | 0 | 0 | 0 | 0 | 0 | 0 | 0 | 0 | 0 | 0 | 0
[12 empty] | FALSE | 0 | 0 | 0 | 0 | 0 | 0 | 0 | 0 | 0 | 0 |  | 0 | 0 | 0 | 0 | FALSE | FALSE | FALSE | FALSE | FALSE | 0% | 0 | 0 | 0 | 0 | 0 | 0 | 0 | 0 | 0 | TRUE | 0 | 0 | 0 | 0 | 0% | 0% | 0% | 0 | 0 | 0 | 0 | 0 | 0 | 0 | 0 | 0 | 0 | 0 | 0 | 0 | 0 | 0 | 0 | 0 | 0
[12 empty] | FALSE | 0 | 0 | 0 | 0 | 0 | 0 | 0 | 0 | 0 | 0 |  | 0 | 0 | 0 | 0 | FALSE | FALSE | FALSE | FALSE | FALSE | 0% | 0 | 0 | 0 | 0 | 0 | 0 | 0 | 0 | 0 | TRUE | 0 | 0 | 0 | 0 | 0% | 0% | 0% | 0 | 0 | 0 | 0 | 0 | 0 | 0 | 0 | 0 | 0 | 0 | 0 | 0 | 0 | 0 | 0 | 0 | 0
[12 empty] | FALSE | 0 | 0 | 0 | 0 | 0 | 0 | 0 | 0 | 0 | 0 |  | 0 | 0 | 0 | 0 | FALSE | FALSE | FALSE | FALSE | FALSE | 0% | 0 | 0 | 0 | 0 | 0 | 0 | 0 | 0 | 0 | TRUE | 0 | 0 | 0 | 0 | 0% | 0% | 0% | 0 | 0 | 0 | 0 | 0 | 0 | 0 | 0 | 0 | 0 | 0 | 0 | 0 | 0 | 0 | 0 | 0 | 0
[12 empty] | FALSE | 0 | 0 | 0 | 0 | 0 | 0 | 0 | 0 | 0 | 0 |  | 0 | 0 | 0 | 0 | FALSE | FALSE | FALSE | FALSE | FALSE | 0% | 0 | 0 | 0 | 0 | 0 | 0 | 0 | 0 | 0 | TRUE | 0 | 0 | 0 | 0 | 0% | 0% | 0% | 0 | 0 | 0 | 0 | 0 | 0 | 0 | 0 | 0 | 0 | 0 | 0 | 0 | 0 | 0 | 0 | 0 | 0
[12 empty] | FALSE | 0 | 0 | 0 | 0 | 0 | 0 | 0 | 0 | 0 | 0 |  | 0 | 0 | 0 | 0 | FALSE | FALSE | FALSE | FALSE | FALSE | 0% | 0 | 0 | 0 | 0 | 0 | 0 | 0 | 0 | 0 | TRUE | 0 | 0 | 0 | 0 | 0% | 0% | 0% | 0 | 0 | 0 | 0 | 0 | 0 | 0 | 0 | 0 | 0 | 0 | 0 | 0 | 0 | 0 | 0 | 0 | 0
[12 empty] | FALSE | 0 | 0 | 0 | 0 | 0 | 0 | 0 | 0 | 0 | 0 |  | 0 | 0 | 0 | 0 | FALSE | FALSE | FALSE | FALSE | FALSE | 0% | 0 | 0 | 0 | 0 | 0 | 0 | 0 | 0 | 0 | TRUE | 0 | 0 | 0 | 0 | 0% | 0% | 0% | 0 | 0 | 0 | 0 | 0 | 0 | 0 | 0 | 0 | 0 | 0 | 0 | 0 | 0 | 0 | 0 | 0 | 0
[12 empty] | FALSE | 0 | 0 | 0 | 0 | 0 | 0 | 0 | 0 | 0 | 0 |  | 0 | 0 | 0 | 0 | FALSE | FALSE | FALSE | FALSE | FALSE | 0% | 0 | 0 | 0 | 0 | 0 | 0 | 0 | 0 | 0 | TRUE | 0 | 0 | 0 | 0 | 0% | 0% | 0% | 0 | 0 | 0 | 0 | 0 | 0 | 0 | 0 | 0 | 0 | 0 | 0 | 0 | 0 | 0 | 0 | 0 | 0
[12 empty] | FALSE | 0 | 0 | 0 | 0 | 0 | 0 | 0 | 0 | 0 | 0 |  | 0 | 0 | 0 | 0 | FALSE | FALSE | FALSE | FALSE | FALSE | 0% | 0 | 0 | 0 | 0 | 0 | 0 | 0 | 0 | 0 | TRUE | 0 | 0 | 0 | 0 | 0% | 0% | 0% | 0 | 0 | 0 | 0 | 0 | 0 | 0 | 0 | 0 | 0 | 0 | 0 | 0 | 0 | 0 | 0 | 0 | 0
[12 empty] | FALSE | 0 | 0 | 0 | 0 | 0 | 0 | 0 | 0 | 0 | 0 |  | 0 | 0 | 0 | 0 | FALSE | FALSE | FALSE | FALSE | FALSE | 0% | 0 | 0 | 0 | 0 | 0 | 0 | 0 | 0 | 0 | TRUE | 0 | 0 | 0 | 0 | 0% | 0% | 0% | 0 | 0 | 0 | 0 | 0 | 0 | 0 | 0 | 0 | 0 | 0 | 0 | 0 | 0 | 0 | 0 | 0 | 0
[12 empty] | FALSE | 0 | 0 | 0 | 0 | 0 | 0 | 0 | 0 | 0 | 0 |  | 0 | 0 | 0 | 0 | FALSE | FALSE | FALSE | FALSE | FALSE | 0% | 0 | 0 | 0 | 0 | 0 | 0 | 0 | 0 | 0 | TRUE | 0 | 0 | 0 | 0 | 0% | 0% | 0% | 0 | 0 | 0 | 0 | 0 | 0 | 0 | 0 | 0 | 0 | 0 | 0 | 0 | 0 | 0 | 0 | 0 | 0
[12 empty] | FALSE | 0 | 0 | 0 | 0 | 0 | 0 | 0 | 0 | 0 | 0 |  | 0 | 0 | 0 | 0 | FALSE | FALSE | FALSE | FALSE | FALSE | 0% | 0 | 0 | 0 | 0 | 0 | 0 | 0 | 0 | 0 | TRUE | 0 | 0 | 0 | 0 | 0% | 0% | 0% | 0 | 0 | 0 | 0 | 0 | 0 | 0 | 0 | 0 | 0 | 0 | 0 | 0 | 0 | 0 | 0 | 0 | 0
[12 empty] | FALSE | 0 | 0 | 0 | 0 | 0 | 0 | 0 | 0 | 0 | 0 |  | 0 | 0 | 0 | 0 | FALSE | FALSE | FALSE | FALSE | FALSE | 0% | 0 | 0 | 0 | 0 | 0 | 0 | 0 | 0 | 0 | TRUE | 0 | 0 | 0 | 0 | 0% | 0% | 0% | 0 | 0 | 0 | 0 | 0 | 0 | 0 | 0 | 0 | 0 | 0 | 0 | 0 | 0 | 0 | 0 | 0 | 0
[11 empty] | TRUE | FALSE | 0 | 0 | 0 | 0 | 0 | 0 | 0 | 0 | 0 | 0 |  | 0 | 0 | 0 | 0 | FALSE | FALSE | FALSE | FALSE | FALSE | 0% | 0 | 0 | 0 | 0 | 0 | 0 | 0 | 0 | 0 | TRUE | 0 | 0 | 0 | 0 | 0% | 0% | 0% | 0 | 0 | 0 | 0 | 0 | 0 | 0 | 0 | 0 | 0 | 0 | 0 | 0 | 0 | 0 | 0 | 0 | 0
[12 empty] | FALSE | 0 | 0 | 0 | 0 | 0 | 0 | 0 | 0 | 0 | 0 |  | 0 | 0 | 0 | 0 | FALSE | FALSE | FALSE | FALSE | FALSE | 0% | 0 | 0 | 0 | 0 | 0 | 0 | 0 | 0 | 0 | TRUE | 0 | 0 | 0 | 0 | 0% | 0% | 0% | 0 | 0 | 0 | 0 | 0 | 0 | 0 | 0 | 0 | 0 | 0 | 0 | 0 | 0 | 0 | 0 | 0 | 0
[11 empty] | TRUE | FALSE | 0 | 0 | 0 | 0 | 0 | 0 | 0 | 0 | 0 | 0 |  | 0 | 0 | 0 | 0 | FALSE | FALSE | FALSE | FALSE | FALSE | 0% | 0 | 0 | 0 | 0 | 0 | 0 | 0 | 0 | 0 | TRUE | 0 | 0 | 0 | 0 | 0% | 0% | 0% | 0 | 0 | 0 | 0 | 0 | 0 | 0 | 0 | 0 | 0 | 0 | 0 | 0 | 0 | 0 | 0 | 0 | 0
[12 empty] | FALSE | 0 | 0 | 0 | 0 | 0 | 0 | 0 | 0 | 0 | 0 |  | 0 | 0 | 0 | 0 | FALSE | FALSE | FALSE | FALSE | FALSE | 0% | 0 | 0 | 0 | 0 | 0 | 0 | 0 | 0 | 0 | TRUE | 0 | 0 | 0 | 0 | 0% | 0% | 0% | 0 | 0 | 0 | 0 | 0 | 0 | 0 | 0 | 0 | 0 | 0 | 0 | 0 | 0 | 0 | 0 | 0 | 0
[11 empty] | TRUE | FALSE | 0 | 0 | 0 | 0 | 0 | 0 | 0 | 0 | 0 | 0 |  | 0 | 0 | 0 | 0 | FALSE | FALSE | FALSE | FALSE | FALSE | 0% | 0 | 0 | 0 | 0 | 0 | 0 | 0 | 0 | 0 | TRUE | 0 | 0 | 0 | 0 | 0% | 0% | 0% | 0 | 0 | 0 | 0 | 0 | 0 | 0 | 0 | 0 | 0 | 0 | 0 | 0 | 0 | 0 | 0 | 0 | 0
[12 empty] | FALSE | 0 | 0 | 0 | 0 | 0 | 0 | 0 | 0 | 0 | 0 |  | 0 | 0 | 0 | 0 | FALSE | FALSE | FALSE | FALSE | FALSE | 0% | 0 | 0 | 0 | 0 | 0 | 0 | 0 | 0 | 0 | TRUE | 0 | 0 | 0 | 0 | 0% | 0% | 0% | 0 | 0 | 0 | 0 | 0 | 0 | 0 | 0 | 0 | 0 | 0 | 0 | 0 | 0 | 0 | 0 | 0 | 0
[11 empty] | TRUE | FALSE | 0 | 0 | 0 | 0 | 0 | 0 | 0 | 0 | 0 | 0 |  | 0 | 0 | 0 | 0 | FALSE | FALSE | FALSE | FALSE | FALSE | 0% | 0 | 0 | 0 | 0 | 0 | 0 | 0 | 0 | 0 | TRUE | 0 | 0 | 0 | 0 | 0% | 0% | 0% | 0 | 0 | 0 | 0 | 0 | 0 | 0 | 0 | 0 | 0 | 0 | 0 | 0 | 0 | 0 | 0 | 0 | 0
[12 empty] | FALSE | 0 | 0 | 0 | 0 | 0 | 0 | 0 | 0 | 0 | 0 |  | 0 | 0 | 0 | 0 | FALSE | FALSE | FALSE | FALSE | FALSE | 0% | 0 | 0 | 0 | 0 | 0 | 0 | 0 | 0 | 0 | TRUE | 0 | 0 | 0 | 0 | 0% | 0% | 0% | 0 | 0 | 0 | 0 | 0 | 0 | 0 | 0 | 0 | 0 | 0 | 0 | 0 | 0 | 0 | 0 | 0 | 0
[12 empty] | FALSE | 0 | 0 | 0 | 0 | 0 | 0 | 0 | 0 | 0 | 0 |  | 0 | 0 | 0 | 0 | FALSE | FALSE | FALSE | FALSE | FALSE | 0% | 0 | 0 | 0 | 0 | 0 | 0 | 0 | 0 | 0 | TRUE | 0 | 0 | 0 | 0 | 0% | 0% | 0% | 0 | 0 | 0 | 0 | 0 | 0 | 0 | 0 | 0 | 0 | 0 | 0 | 0 | 0 | 0 | 0 | 0 | 0
[12 empty] | FALSE | 0 | 0 | 0 | 0 | 0 | 0 | 0 | 0 | 0 | 0 |  | 0 | 0 | 0 | 0 | FALSE | FALSE | FALSE | FALSE | FALSE | 0% | 0 | 0 | 0 | 0 | 0 | 0 | 0 | 0 | 0 | TRUE | 0 | 0 | 0 | 0 | 0% | 0% | 0% | 0 | 0 | 0 | 0 | 0 | 0 | 0 | 0 | 0 | 0 | 0 | 0 | 0 | 0 | 0 | 0 | 0 | 0
[12 empty] | FALSE | 0 | 0 | 0 | 0 | 0 | 0 | 0 | 0 | 0 | 0 |  | 0 | 0 | 0 | 0 | FALSE | FALSE | FALSE | FALSE | FALSE | 0% | 0 | 0 | 0 | 0 | 0 | 0 | 0 | 0 | 0 | TRUE | 0 | 0 | 0 | 0 | 0% | 0% | 0% | 0 | 0 | 0 | 0 | 0 | 0 | 0 | 0 | 0 | 0 | 0 | 0 | 0 | 0 | 0 | 0 | 0 | 0
[12 empty] | FALSE | 0 | 0 | 0 | 0 | 0 | 0 | 0 | 0 | 0 | 0 |  | 0 | 0 | 0 | 0 | FALSE | FALSE | FALSE | FALSE | FALSE | 0% | 0 | 0 | 0 | 0 | 0 | 0 | 0 | 0 | 0 | TRUE | 0 | 0 | 0 | 0 | 0% | 0% | 0% | 0 | 0 | 0 | 0 | 0 | 0 | 0 | 0 | 0 | 0 | 0 | 0 | 0 | 0 | 0 | 0 | 0 | 0
[12 empty] | FALSE | 0 | 0 | 0 | 0 | 0 | 0 | 0 | 0 | 0 | 0 |  | 0 | 0 | 0 | 0 | FALSE | FALSE | FALSE | FALSE | FALSE | 0% | 0 | 0 | 0 | 0 | 0 | 0 | 0 | 0 | 0 | TRUE | 0 | 0 | 0 | 0 | 0% | 0% | 0% | 0 | 0 | 0 | 0 | 0 | 0 | 0 | 0 | 0 | 0 | 0 | 0 | 0 | 0 | 0 | 0 | 0 | 0
[12 empty] | FALSE | 0 | 0 | 0 | 0 | 0 | 0 | 0 | 0 | 0 | 0 |  | 0 | 0 | 0 | 0 | FALSE | FALSE | FALSE | FALSE | FALSE | 0% | 0 | 0 | 0 | 0 | 0 | 0 | 0 | 0 | 0 | TRUE | 0 | 0 | 0 | 0 | 0% | 0% | 0% | 0 | 0 | 0 | 0 | 0 | 0 | 0 | 0 | 0 | 0 | 0 | 0 | 0 | 0 | 0 | 0 | 0 | 0
[12 empty] | FALSE | 0 | 0 | 0 | 0 | 0 | 0 | 0 | 0 | 0 | 0 |  | 0 | 0 | 0 | 0 | FALSE | FALSE | FALSE | FALSE | FALSE | 0% | 0 | 0 | 0 | 0 | 0 | 0 | 0 | 0 | 0 | TRUE | 0 | 0 | 0 | 0 | 0% | 0% | 0% | 0 | 0 | 0 | 0 | 0 | 0 | 0 | 0 | 0 | 0 | 0 | 0 | 0 | 0 | 0 | 0 | 0 | 0
[12 empty] | FALSE | 0 | 0 | 0 | 0 | 0 | 0 | 0 | 0 | 0 | 0 |  | 0 | 0 | 0 | 0 | FALSE | FALSE | FALSE | FALSE | FALSE | 0% | 0 | 0 | 0 | 0 | 0 | 0 | 0 | 0 | 0 | TRUE | 0 | 0 | 0 | 0 | 0% | 0% | 0% | 0 | 0 | 0 | 0 | 0 | 0 | 0 | 0 | 0 | 0 | 0 | 0 | 0 | 0 | 0 | 0 | 0 | 0
[12 empty] | FALSE | 0 | 0 | 0 | 0 | 0 | 0 | 0 | 0 | 0 | 0 |  | 0 | 0 | 0 | 0 | FALSE | FALSE | FALSE | FALSE | FALSE | 0% | 0 | 0 | 0 | 0 | 0 | 0 | 0 | 0 | 0 | TRUE | 0 | 0 | 0 | 0 | 0% | 0% | 0% | 0 | 0 | 0 | 0 | 0 | 0 | 0 | 0 | 0 | 0 | 0 | 0 | 0 | 0 | 0 | 0 | 0 | 0
[12 empty] | FALSE | 0 | 0 | 0 | 0 | 0 | 0 | 0 | 0 | 0 | 0 |  | 0 | 0 | 0 | 0 | FALSE | FALSE | FALSE | FALSE | FALSE | 0% | 0 | 0 | 0 | 0 | 0 | 0 | 0 | 0 | 0 | TRUE | 0 | 0 | 0 | 0 | 0% | 0% | 0% | 0 | 0 | 0 | 0 | 0 | 0 | 0 | 0 | 0 | 0 | 0 | 0 | 0 | 0 | 0 | 0 | 0 | 0
[12 empty] | FALSE | 0 | 0 | 0 | 0 | 0 | 0 | 0 | 0 | 0 | 0 |  | 0 | 0 | 0 | 0 | FALSE | FALSE | FALSE | FALSE | FALSE | 0% | 0 | 0 | 0 | 0 | 0 | 0 | 0 | 0 | 0 | TRUE | 0 | 0 | 0 | 0 | 0% | 0% | 0% | 0 | 0 | 0 | 0 | 0 | 0 | 0 | 0 | 0 | 0 | 0 | 0 | 0 | 0 | 0 | 0 | 0 | 0
[12 empty] | FALSE | 0 | 0 | 0 | 0 | 0 | 0 | 0 | 0 | 0 | 0 |  | 0 | 0 | 0 | 0 | FALSE | FALSE | FALSE | FALSE | FALSE | 0% | 0 | 0 | 0 | 0 | 0 | 0 | 0 | 0 | 0 | TRUE | 0 | 0 | 0 | 0 | 0% | 0% | 0% | 0 | 0 | 0 | 0 | 0 | 0 | 0 | 0 | 0 | 0 | 0 | 0 | 0 | 0 | 0 | 0 | 0 | 0
[12 empty] | FALSE | 0 | 0 | 0 | 0 | 0 | 0 | 0 | 0 | 0 | 0 |  | 0 | 0 | 0 | 0 | FALSE | FALSE | FALSE | FALSE | FALSE | 0% | 0 | 0 | 0 | 0 | 0 | 0 | 0 | 0 | 0 | TRUE | 0 | 0 | 0 | 0 | 0% | 0% | 0% | 0 | 0 | 0 | 0 | 0 | 0 | 0 | 0 | 0 | 0 | 0 | 0 | 0 | 0 | 0 | 0 | 0 | 0
[12 empty] | FALSE | 0 | 0 | 0 | 0 | 0 | 0 | 0 | 0 | 0 | 0 |  | 0 | 0 | 0 | 0 | FALSE | FALSE | FALSE | FALSE | FALSE | 0% | 0 | 0 | 0 | 0 | 0 | 0 | 0 | 0 | 0 | TRUE | 0 | 0 | 0 | 0 | 0% | 0% | 0% | 0 | 0 | 0 | 0 | 0 | 0 | 0 | 0 | 0 | 0 | 0 | 0 | 0 | 0 | 0 | 0 | 0 | 0
[12 empty] | FALSE | 0 | 0 | 0 | 0 | 0 | 0 | 0 | 0 | 0 | 0 |  | 0 | 0 | 0 | 0 | FALSE | FALSE | FALSE | FALSE | FALSE | 0% | 0 | 0 | 0 | 0 | 0 | 0 | 0 | 0 | 0 | TRUE | 0 | 0 | 0 | 0 | 0% | 0% | 0% | 0 | 0 | 0 | 0 | 0 | 0 | 0 | 0 | 0 | 0 | 0 | 0 | 0 | 0 | 0 | 0 | 0 | 0
[12 empty] | FALSE | 0 | 0 | 0 | 0 | 0 | 0 | 0 | 0 | 0 | 0 |  | 0 | 0 | 0 | 0 | FALSE | FALSE | FALSE | FALSE | FALSE | 0% | 0 | 0 | 0 | 0 | 0 | 0 | 0 | 0 | 0 | TRUE | 0 | 0 | 0 | 0 | 0% | 0% | 0% | 0 | 0 | 0 | 0 | 0 | 0 | 0 | 0 | 0 | 0 | 0 | 0 | 0 | 0 | 0 | 0 | 0 | 0
[12 empty] | FALSE | 0 | 0 | 0 | 0 | 0 | 0 | 0 | 0 | 0 | 0 |  | 0 | 0 | 0 | 0 | FALSE | FALSE | FALSE | FALSE | FALSE | 0% | 0 | 0 | 0 | 0 | 0 | 0 | 0 | 0 | 0 | TRUE | 0 | 0 | 0 | 0 | 0% | 0% | 0% | 0 | 0 | 0 | 0 | 0 | 0 | 0 | 0 | 0 | 0 | 0 | 0 | 0 | 0 | 0 | 0 | 0 | 0
[8 empty] | 17470.9375 | 0 | 88% | TRUE | FALSE | 0 | 0 | 0 | 0 | 0 | 0 | 0 | 0 | 0 | 0 |  | 0 | 0 | 0 | 0 | FALSE | FALSE | FALSE | FALSE | FALSE | 0% | 0 | 0 | 0 | 0 | 0 | 0 | 0 | 0 | 0 | TRUE | 0 | 0 | 0 | 0 | 0% | 0% | 0% | 0 | 0 | 0 | 0 | 0 | 0 | 0 | 0 | 0 | 0 | 0 | 0 | 0 | 0 | 0 | 0 | 0 | 0
[8 empty] | 94343.0625 | 0 | 88% | TRUE | FALSE | 0 | 0 | 0 | 0 | 0 | 0 | 0 | 0 | 0 | 0 |  | 0 | 0 | 0 | 0 | FALSE | FALSE | FALSE | FALSE | FALSE | 0% | 0 | 0 | 0 | 0 | 0 | 0 | 0 | 0 | 0 | TRUE | 0 | 0 | 0 | 0 | 0% | 0% | 0% | 0 | 0 | 0 | 0 | 0 | 0 | 0 | 0 | 0 | 0 | 0 | 0 | 0 | 0 | 0 | 0 | 0 | 0
[12 empty] | FALSE | 0 | 0 | 0 | 0 | 0 | 0 | 0 | 0 | 0 | 0 |  | 0 | 0 | 0 | 0 | FALSE | FALSE | FALSE | FALSE | FALSE | 0% | 0 | 0 | 0 | 0 | 0 | 0 | 0 | 0 | 0 | TRUE | 0 | 0 | 0 | 0 | 0% | 0% | 0% | 0 | 0 | 0 | 0 | 0 | 0 | 0 | 0 | 0 | 0 | 0 | 0 | 0 | 0 | 0 | 0 | 0 | 0
[12 empty] | FALSE | 0 | 0 | 0 | 0 | 0 | 0 | 0 | 0 | 0 | 0 |  | 0 | 0 | 0 | 0 | FALSE | FALSE | FALSE | FALSE | FALSE | 0% | 0 | 0 | 0 | 0 | 0 | 0 | 0 | 0 | 0 | TRUE | 0 | 0 | 0 | 0 | 0% | 0% | 0% | 0 | 0 | 0 | 0 | 0 | 0 | 0 | 0 | 0 | 0 | 0 | 0 | 0 | 0 | 0 | 0 | 0 | 0
[12 empty] | FALSE | 0 | 0 | 0 | 0 | 0 | 0 | 0 | 0 | 0 | 0 |  | 0 | 0 | 0 | 0 | FALSE | FALSE | FALSE | FALSE | FALSE | 0% | 0 | 0 | 0 | 0 | 0 | 0 | 0 | 0 | 0 | TRUE | 0 | 0 | 0 | 0 | 0% | 0% | 0% | 0 | 0 | 0 | 0 | 0 | 0 | 0 | 0 | 0 | 0 | 0 | 0 | 0 | 0 | 0 | 0 | 0 | 0
[12 empty] | FALSE | 0 | 0 | 0 | 0 | 0 | 0 | 0 | 0 | 0 | 0 |  | 0 | 0 | 0 | 0 | FALSE | FALSE | FALSE | FALSE | FALSE | 0% | 0 | 0 | 0 | 0 | 0 | 0 | 0 | 0 | 0 | TRUE | 0 | 0 | 0 | 0 | 0% | 0% | 0% | 0 | 0 | 0 | 0 | 0 | 0 | 0 | 0 | 0 | 0 | 0 | 0 | 0 | 0 | 0 | 0 | 0 | 0
[12 empty] | FALSE | 0 | 0 | 0 | 0 | 0 | 0 | 0 | 0 | 0 | 0 |  | 0 | 0 | 0 | 0 | FALSE | FALSE | FALSE | FALSE | FALSE | 0% | 0 | 0 | 0 | 0 | 0 | 0 | 0 | 0 | 0 | TRUE | 0 | 0 | 0 | 0 | 0% | 0% | 0% | 0 | 0 | 0 | 0 | 0 | 0 | 0 | 0 | 0 | 0 | 0 | 0 | 0 | 0 | 0 | 0 | 0 | 0
[12 empty] | FALSE | 0 | 0 | 0 | 0 | 0 | 0 | 0 | 0 | 0 | 0 |  | 0 | 0 | 0 | 0 | FALSE | FALSE | FALSE | FALSE | FALSE | 0% | 0 | 0 | 0 | 0 | 0 | 0 | 0 | 0 | 0 | TRUE | 0 | 0 | 0 | 0 | 0% | 0% | 0% | 0 | 0 | 0 | 0 | 0 | 0 | 0 | 0 | 0 | 0 | 0 | 0 | 0 | 0 | 0 | 0 | 0 | 0
[12 empty] | FALSE | 0 | 0 | 0 | 0 | 0 | 0 | 0 | 0 | 0 | 0 |  | 0 | 0 | 0 | 0 | FALSE | FALSE | FALSE | FALSE | FALSE | 0% | 0 | 0 | 0 | 0 | 0 | 0 | 0 | 0 | 0 | TRUE | 0 | 0 | 0 | 0 | 0% | 0% | 0% | 0 | 0 | 0 | 0 | 0 | 0 | 0 | 0 | 0 | 0 | 0 | 0 | 0 | 0 | 0 | 0 | 0 | 0
[12 empty] | FALSE | 0 | 0 | 0 | 0 | 0 | 0 | 0 | 0 | 0 | 0 |  | 0 | 0 | 0 | 0 | FALSE | FALSE | FALSE | FALSE | FALSE | 0% | 0 | 0 | 0 | 0 | 0 | 0 | 0 | 0 | 0 | TRUE | 0 | 0 | 0 | 0 | 0% | 0% | 0% | 0 | 0 | 0 | 0 | 0 | 0 | 0 | 0 | 0 | 0 | 0 | 0 | 0 | 0 | 0 | 0 | 0 | 0
[12 empty] | FALSE | 0 | 0 | 0 | 0 | 0 | 0 | 0 | 0 | 0 | 0 |  | 0 | 0 | 0 | 0 | FALSE | FALSE | FALSE | FALSE | FALSE | 0% | 0 | 0 | 0 | 0 | 0 | 0 | 0 | 0 | 0 | TRUE | 0 | 0 | 0 | 0 | 0% | 0% | 0% | 0 | 0 | 0 | 0 | 0 | 0 | 0 | 0 | 0 | 0 | 0 | 0 | 0 | 0 | 0 | 0 | 0 | 0
[8 empty] | 125429 | 0 | 85% | TRUE | FALSE | 0 | 0 | 0 | 0 | 0 | 0 | 0 | 0 | 0 | 0 |  | 0 | 0 | 0 | 0 | FALSE | FALSE | FALSE | FALSE | FALSE | 0% | 0 | 0 | 0 | 0 | 0 | 0 | 0 | 0 | 0 | TRUE | 0 | 0 | 0 | 0 | 0% | 0% | 0% | 0 | 0 | 0 | 0 | 0 | 0 | 0 | 0 | 0 | 0 | 0 | 0 | 0 | 0 | 0 | 0 | 0 | 0
[12 empty] | FALSE | 0 | 0 | 0 | 0 | 0 | 0 | 0 | 0 | 0 | 0 |  | 0 | 0 | 0 | 0 | FALSE | FALSE | FALSE | FALSE | FALSE | 0% | 0 | 0 | 0 | 0 | 0 | 0 | 0 | 0 | 0 | TRUE | 0 | 0 | 0 | 0 | 0% | 0% | 0% | 0 | 0 | 0 | 0 | 0 | 0 | 0 | 0 | 0 | 0 | 0 | 0 | 0 | 0 | 0 | 0 | 0 | 0
[12 empty] | FALSE | 0 | 0 | 0 | 0 | 0 | 0 | 0 | 0 | 0 | 0 |  | 0 | 0 | 0 | 0 | FALSE | FALSE | FALSE | FALSE | FALSE | 0% | 0 | 0 | 0 | 0 | 0 | 0 | 0 | 0 | 0 | TRUE | 0 | 0 | 0 | 0 | 0% | 0% | 0% | 0 | 0 | 0 | 0 | 0 | 0 | 0 | 0 | 0 | 0 | 0 | 0 | 0 | 0 | 0 | 0 | 0 | 0
[12 empty] | FALSE | 0 | 0 | 0 | 0 | 0 | 0 | 0 | 0 | 0 | 0 |  | 0 | 0 | 0 | 0 | FALSE | FALSE | FALSE | FALSE | FALSE | 0% | 0 | 0 | 0 | 0 | 0 | 0 | 0 | 0 | 0 | TRUE | 0 | 0 | 0 | 0 | 0% | 0% | 0% | 0 | 0 | 0 | 0 | 0 | 0 | 0 | 0 | 0 | 0 | 0 | 0 | 0 | 0 | 0 | 0 | 0 | 0
[8 empty] | 102341 | 10173.6 | 88% | TRUE | FALSE | 0 | 0 | 0 | 0 | 0 | 0 | 0 | 0 | 0 | 0 |  | 0 | 0 | 0 | 0 | FALSE | FALSE | FALSE | FALSE | FALSE | 0% | 0 | 0 | 0 | 0 | 0 | 0 | 0 | 0 | 0 | TRUE | 0 | 0 | 0 | 0 | 0% | 0% | 0% | 0 | 0 | 0 | 0 | 0 | 0 | 0 | 0 | 0 | 0 | 0 | 0 | 0 | 0 | 0 | 0 | 0 | 0
[8 empty] | 102341 | 10173.6 | 88% | TRUE | FALSE | 0 | 0 | 0 | 0 | 0 | 0 | 0 | 0 | 0 | 0 |  | 0 | 0 | 0 | 0 | FALSE | FALSE | FALSE | FALSE | FALSE | 0% | 0 | 0 | 0 | 0 | 0 | 0 | 0 | 0 | 0 | TRUE | 0 | 0 | 0 | 0 | 0% | 0% | 0% | 0 | 0 | 0 | 0 | 0 | 0 | 0 | 0 | 0 | 0 | 0 | 0 | 0 | 0 | 0 | 0 | 0 | 0
[12 empty] | FALSE | 0 | 0 | 0 | 0 | 0 | 0 | 0 | 0 | 0 | 0 |  | 0 | 0 | 0 | 0 | FALSE | FALSE | FALSE | FALSE | FALSE | 0% | 0 | 0 | 0 | 0 | 0 | 0 | 0 | 0 | 0 | TRUE | 0 | 0 | 0 | 0 | 0% | 0% | 0% | 0 | 0 | 0 | 0 | 0 | 0 | 0 | 0 | 0 | 0 | 0 | 0 | 0 | 0 | 0 | 0 | 0 | 0
[12 empty] | FALSE | 0 | 0 | 0 | 0 | 0 | 0 | 0 | 0 | 0 | 0 |  | 0 | 0 | 0 | 0 | FALSE | FALSE | FALSE | FALSE | FALSE | 0% | 0 | 0 | 0 | 0 | 0 | 0 | 0 | 0 | 0 | TRUE | 0 | 0 | 0 | 0 | 0% | 0% | 0% | 0 | 0 | 0 | 0 | 0 | 0 | 0 | 0 | 0 | 0 | 0 | 0 | 0 | 0 | 0 | 0 | 0 | 0
[12 empty] | FALSE | 0 | 0 | 0 | 0 | 0 | 0 | 0 | 0 | 0 | 0 |  | 0 | 0 | 0 | 0 | FALSE | FALSE | FALSE | FALSE | FALSE | 0% | 0 | 0 | 0 | 0 | 0 | 0 | 0 | 0 | 0 | TRUE | 0 | 0 | 0 | 0 | 0% | 0% | 0% | 0 | 0 | 0 | 0 | 0 | 0 | 0 | 0 | 0 | 0 | 0 | 0 | 0 | 0 | 0 | 0 | 0 | 0
[8 empty] | 134092 | 22813 | 83% | TRUE | FALSE | 0 | 0 | 0 | 0 | 0 | 0 | 0 | 0 | 0 | 0 |  | 0 | 0 | 0 | 0 | FALSE | FALSE | FALSE | FALSE | FALSE | 0% | 0 | 0 | 0 | 0 | 0 | 0 | 0 | 0 | 0 | TRUE | 0 | 0 | 0 | 0 | 0% | 0% | 0% | 0 | 0 | 0 | 0 | 0 | 0 | 0 | 0 | 0 | 0 | 0 | 0 | 0 | 0 | 0 | 0 | 0 | 0
[12 empty] | FALSE | 0 | 0 | 0 | 0 | 0 | 0 | 0 | 0 | 0 | 0 |  | 0 | 0 | 0 | 0 | FALSE | FALSE | FALSE | FALSE | FALSE | 0% | 0 | 0 | 0 | 0 | 0 | 0 | 0 | 0 | 0 | TRUE | 0 | 0 | 0 | 0 | 0% | 0% | 0% | 0 | 0 | 0 | 0 | 0 | 0 | 0 | 0 | 0 | 0 | 0 | 0 | 0 | 0 | 0 | 0 | 0 | 0
[12 empty] | FALSE | 0 | 0 | 0 | 0 | 0 | 0 | 0 | 0 | 0 | 0 |  | 0 | 0 | 0 | 0 | FALSE | FALSE | FALSE | FALSE | FALSE | 0% | 0 | 0 | 0 | 0 | 0 | 0 | 0 | 0 | 0 | TRUE | 0 | 0 | 0 | 0 | 0% | 0% | 0% | 0 | 0 | 0 | 0 | 0 | 0 | 0 | 0 | 0 | 0 | 0 | 0 | 0 | 0 | 0 | 0 | 0 | 0
[12 empty] | FALSE | 0 | 0 | 0 | 0 | 0 | 0 | 0 | 0 | 0 | 0 |  | 0 | 0 | 0 | 0 | FALSE | FALSE | FALSE | FALSE | FALSE | 0% | 0 | 0 | 0 | 0 | 0 | 0 | 0 | 0 | 0 | TRUE | 0 | 0 | 0 | 0 | 0% | 0% | 0% | 0 | 0 | 0 | 0 | 0 | 0 | 0 | 0 | 0 | 0 | 0 | 0 | 0 | 0 | 0 | 0 | 0 | 0
[12 empty] | FALSE | 0 | 0 | 0 | 0 | 0 | 0 | 0 | 0 | 0 | 0 |  | 0 | 0 | 0 | 0 | FALSE | FALSE | FALSE | FALSE | FALSE | 0% | 0 | 0 | 0 | 0 | 0 | 0 | 0 | 0 | 0 | TRUE | 0 | 0 | 0 | 0 | 0% | 0% | 0% | 0 | 0 | 0 | 0 | 0 | 0 | 0 | 0 | 0 | 0 | 0 | 0 | 0 | 0 | 0 | 0 | 0 | 0
[12 empty] | FALSE | 0 | 0 | 0 | 0 | 0 | 0 | 0 | 0 | 0 | 0 |  | 0 | 0 | 0 | 0 | FALSE | FALSE | FALSE | FALSE | FALSE | 0% | 0 | 0 | 0 | 0 | 0 | 0 | 0 | 0 | 0 | TRUE | 0 | 0 | 0 | 0 | 0% | 0% | 0% | 0 | 0 | 0 | 0 | 0 | 0 | 0 | 0 | 0 | 0 | 0 | 0 | 0 | 0 | 0 | 0 | 0 | 0
[12 empty] | FALSE | 0 | 0 | 0 | 0 | 0 | 0 | 0 | 0 | 0 | 0 |  | 0 | 0 | 0 | 0 | FALSE | FALSE | FALSE | FALSE | FALSE | 0% | 0 | 0 | 0 | 0 | 0 | 0 | 0 | 0 | 0 | TRUE | 0 | 0 | 0 | 0 | 0% | 0% | 0% | 0 | 0 | 0 | 0 | 0 | 0 | 0 | 0 | 0 | 0 | 0 | 0 | 0 | 0 | 0 | 0 | 0 | 0
[12 empty] | FALSE | 0 | 0 | 0 | 0 | 0 | 0 | 0 | 0 | 0 | 0 |  | 0 | 0 | 0 | 0 | FALSE | FALSE | FALSE | FALSE | FALSE | 0% | 0 | 0 | 0 | 0 | 0 | 0 | 0 | 0 | 0 | TRUE | 0 | 0 | 0 | 0 | 0% | 0% | 0% | 0 | 0 | 0 | 0 | 0 | 0 | 0 | 0 | 0 | 0 | 0 | 0 | 0 | 0 | 0 | 0 | 0 | 0
[12 empty] | FALSE | 0 | 0 | 0 | 0 | 0 | 0 | 0 | 0 | 0 | 0 |  | 0 | 0 | 0 | 0 | FALSE | FALSE | FALSE | FALSE | FALSE | 0% | 0 | 0 | 0 | 0 | 0 | 0 | 0 | 0 | 0 | TRUE | 0 | 0 | 0 | 0 | 0% | 0% | 0% | 0 | 0 | 0 | 0 | 0 | 0 | 0 | 0 | 0 | 0 | 0 | 0 | 0 | 0 | 0 | 0 | 0 | 0
[8 empty] | 105315 | 10844.8 | 87% | TRUE | FALSE | 0 | 0 | 0 | 0 | 0 | 0 | 0 | 0 | 0 | 0 |  | 0 | 0 | 0 | 0 | FALSE | FALSE | FALSE | FALSE | FALSE | 0% | 0 | 0 | 0 | 0 | 0 | 0 | 0 | 0 | 0 | TRUE | 0 | 0 | 0 | 0 | 0% | 0% | 0% | 0 | 0 | 0 | 0 | 0 | 0 | 0 | 0 | 0 | 0 | 0 | 0 | 0 | 0 | 0 | 0 | 0 | 0
[8 empty] | 150379 | 4138.7141 | 86.5% | TRUE | FALSE | 0 | 0 | 0 | 0 | 0 | 0 | 0 | 0 | 0 | 0 |  | 0 | 0 | 0 | 0 | FALSE | FALSE | FALSE | FALSE | FALSE | 0% | 0 | 0 | 0 | 0 | 0 | 0 | 0 | 0 | 0 | TRUE | 0 | 0 | 0 | 0 | 0% | 0% | 0% | 0 | 0 | 0 | 0 | 0 | 0 | 0 | 0 | 0 | 0 | 0 | 0 | 0 | 0 | 0 | 0 | 0 | 0
[12 empty] | FALSE | 0 | 0 | 0 | 0 | 0 | 0 | 0 | 0 | 0 | 0 |  | 0 | 0 | 0 | 0 | FALSE | FALSE | FALSE | FALSE | FALSE | 0% | 0 | 0 | 0 | 0 | 0 | 0 | 0 | 0 | 0 | TRUE | 0 | 0 | 0 | 0 | 0% | 0% | 0% | 0 | 0 | 0 | 0 | 0 | 0 | 0 | 0 | 0 | 0 | 0 | 0 | 0 | 0 | 0 | 0 | 0 | 0
[8 empty] | 134092 | 23360 | 88% | TRUE | FALSE | 0 | 0 | 0 | 0 | 0 | 0 | 0 | 0 | 0 | 0 |  | 0 | 0 | 0 | 0 | FALSE | FALSE | FALSE | FALSE | FALSE | 0% | 0 | 0 | 0 | 0 | 0 | 0 | 0 | 0 | 0 | TRUE | 0 | 0 | 0 | 0 | 0% | 0% | 0% | 0 | 0 | 0 | 0 | 0 | 0 | 0 | 0 | 0 | 0 | 0 | 0 | 0 | 0 | 0 | 0 | 0 | 0
[12 empty] | FALSE | 0 | 0 | 0 | 0 | 0 | 0 | 0 | 0 | 0 | 0 |  | 0 | 0 | 0 | 0 | FALSE | FALSE | FALSE | FALSE | FALSE | 0% | 0 | 0 | 0 | 0 | 0 | 0 | 0 | 0 | 0 | TRUE | 0 | 0 | 0 | 0 | 0% | 0% | 0% | 0 | 0 | 0 | 0 | 0 | 0 | 0 | 0 | 0 | 0 | 0 | 0 | 0 | 0 | 0 | 0 | 0 | 0
[12 empty] | FALSE | 0 | 0 | 0 | 0 | 0 | 0 | 0 | 0 | 0 | 0 |  | 0 | 0 | 0 | 0 | FALSE | FALSE | FALSE | FALSE | FALSE | 0% | 0 | 0 | 0 | 0 | 0 | 0 | 0 | 0 | 0 | TRUE | 0 | 0 | 0 | 0 | 0% | 0% | 0% | 0 | 0 | 0 | 0 | 0 | 0 | 0 | 0 | 0 | 0 | 0 | 0 | 0 | 0 | 0 | 0 | 0 | 0
[12 empty] | FALSE | 0 | 0 | 0 | 0 | 0 | 0 | 0 | 0 | 0 | 0 |  | 0 | 0 | 0 | 0 | FALSE | FALSE | FALSE | FALSE | FALSE | 0% | 0 | 0 | 0 | 0 | 0 | 0 | 0 | 0 | 0 | TRUE | 0 | 0 | 0 | 0 | 0% | 0% | 0% | 0 | 0 | 0 | 0 | 0 | 0 | 0 | 0 | 0 | 0 | 0 | 0 | 0 | 0 | 0 | 0 | 0 | 0
[12 empty] | FALSE | 0 | 0 | 0 | 0 | 0 | 0 | 0 | 0 | 0 | 0 |  | 0 | 0 | 0 | 0 | FALSE | FALSE | FALSE | FALSE | FALSE | 0% | 0 | 0 | 0 | 0 | 0 | 0 | 0 | 0 | 0 | TRUE | 0 | 0 | 0 | 0 | 0% | 0% | 0% | 0 | 0 | 0 | 0 | 0 | 0 | 0 | 0 | 0 | 0 | 0 | 0 | 0 | 0 | 0 | 0 | 0 | 0
[12 empty] | FALSE | 0 | 0 | 0 | 0 | 0 | 0 | 0 | 0 | 0 | 0 |  | 0 | 0 | 0 | 0 | FALSE | FALSE | FALSE | FALSE | FALSE | 0% | 0 | 0 | 0 | 0 | 0 | 0 | 0 | 0 | 0 | TRUE | 0 | 0 | 0 | 0 | 0% | 0% | 0% | 0 | 0 | 0 | 0 | 0 | 0 | 0 | 0 | 0 | 0 | 0 | 0 | 0 | 0 | 0 | 0 | 0 | 0
[12 empty] | FALSE | 0 | 0 | 0 | 0 | 0 | 0 | 0 | 0 | 0 | 0 |  | 0 | 0 | 0 | 0 | FALSE | FALSE | FALSE | FALSE | FALSE | 0% | 0 | 0 | 0 | 0 | 0 | 0 | 0 | 0 | 0 | TRUE | 0 | 0 | 0 | 0 | 0% | 0% | 0% | 0 | 0 | 0 | 0 | 0 | 0 | 0 | 0 | 0 | 0 | 0 | 0 | 0 | 0 | 0 | 0 | 0 | 0
[12 empty] | FALSE | 0 | 0 | 0 | 0 | 0 | 0 | 0 | 0 | 0 | 0 |  | 0 | 0 | 0 | 0 | FALSE | FALSE | FALSE | FALSE | FALSE | 0% | 0 | 0 | 0 | 0 | 0 | 0 | 0 | 0 | 0 | TRUE | 0 | 0 | 0 | 0 | 0% | 0% | 0% | 0 | 0 | 0 | 0 | 0 | 0 | 0 | 0 | 0 | 0 | 0 | 0 | 0 | 0 | 0 | 0 | 0 | 0
[12 empty] | FALSE | 0 | 0 | 0 | 0 | 0 | 0 | 0 | 0 | 0 | 0 |  | 0 | 0 | 0 | 0 | FALSE | FALSE | FALSE | FALSE | FALSE | 0% | 0 | 0 | 0 | 0 | 0 | 0 | 0 | 0 | 0 | TRUE | 0 | 0 | 0 | 0 | 0% | 0% | 0% | 0 | 0 | 0 | 0 | 0 | 0 | 0 | 0 | 0 | 0 | 0 | 0 | 0 | 0 | 0 | 0 | 0 | 0
[12 empty] | FALSE | 0 | 0 | 0 | 0 | 0 | 0 | 0 | 0 | 0 | 0 |  | 0 | 0 | 0 | 0 | FALSE | FALSE | FALSE | FALSE | FALSE | 0% | 0 | 0 | 0 | 0 | 0 | 0 | 0 | 0 | 0 | TRUE | 0 | 0 | 0 | 0 | 0% | 0% | 0% | 0 | 0 | 0 | 0 | 0 | 0 | 0 | 0 | 0 | 0 | 0 | 0 | 0 | 0 | 0 | 0 | 0 | 0
[12 empty] | FALSE | 0 | 0 | 0 | 0 | 0 | 0 | 0 | 0 | 0 | 0 |  | 0 | 0 | 0 | 0 | FALSE | FALSE | FALSE | FALSE | FALSE | 0% | 0 | 0 | 0 | 0 | 0 | 0 | 0 | 0 | 0 | TRUE | 0 | 0 | 0 | 0 | 0% | 0% | 0% | 0 | 0 | 0 | 0 | 0 | 0 | 0 | 0 | 0 | 0 | 0 | 0 | 0 | 0 | 0 | 0 | 0 | 0
[12 empty] | FALSE | 0 | 0 | 0 | 0 | 0 | 0 | 0 | 0 | 0 | 0 |  | 0 | 0 | 0 | 0 | FALSE | FALSE | FALSE | FALSE | FALSE | 0% | 0 | 0 | 0 | 0 | 0 | 0 | 0 | 0 | 0 | TRUE | 0 | 0 | 0 | 0 | 0% | 0% | 0% | 0 | 0 | 0 | 0 | 0 | 0 | 0 | 0 | 0 | 0 | 0 | 0 | 0 | 0 | 0 | 0 | 0 | 0
[12 empty] | FALSE | 0 | 0 | 0 | 0 | 0 | 0 | 0 | 0 | 0 | 0 |  | 0 | 0 | 0 | 0 | FALSE | FALSE | FALSE | FALSE | FALSE | 0% | 0 | 0 | 0 | 0 | 0 | 0 | 0 | 0 | 0 | TRUE | 0 | 0 | 0 | 0 | 0% | 0% | 0% | 0 | 0 | 0 | 0 | 0 | 0 | 0 | 0 | 0 | 0 | 0 | 0 | 0 | 0 | 0 | 0 | 0 | 0
[12 empty] | FALSE | 0 | 0 | 0 | 0 | 0 | 0 | 0 | 0 | 0 | 0 |  | 0 | 0 | 0 | 0 | FALSE | FALSE | FALSE | FALSE | FALSE | 0% | 0 | 0 | 0 | 0 | 0 | 0 | 0 | 0 | 0 | TRUE | 0 | 0 | 0 | 0 | 0% | 0% | 0% | 0 | 0 | 0 | 0 | 0 | 0 | 0 | 0 | 0 | 0 | 0 | 0 | 0 | 0 | 0 | 0 | 0 | 0
[12 empty] | FALSE | 0 | 0 | 0 | 0 | 0 | 0 | 0 | 0 | 0 | 0 |  | 0 | 0 | 0 | 0 | FALSE | FALSE | FALSE | FALSE | FALSE | 0% | 0 | 0 | 0 | 0 | 0 | 0 | 0 | 0 | 0 | TRUE | 0 | 0 | 0 | 0 | 0% | 0% | 0% | 0 | 0 | 0 | 0 | 0 | 0 | 0 | 0 | 0 | 0 | 0 | 0 | 0 | 0 | 0 | 0 | 0 | 0
[12 empty] | FALSE | 0 | 0 | 0 | 0 | 0 | 0 | 0 | 0 | 0 | 0 |  | 0 | 0 | 0 | 0 | FALSE | FALSE | FALSE | FALSE | FALSE | 0% | 0 | 0 | 0 | 0 | 0 | 0 | 0 | 0 | 0 | TRUE | 0 | 0 | 0 | 0 | 0% | 0% | 0% | 0 | 0 | 0 | 0 | 0 | 0 | 0 | 0 | 0 | 0 | 0 | 0 | 0 | 0 | 0 | 0 | 0 | 0
[12 empty] | FALSE | 0 | 0 | 0 | 0 | 0 | 0 | 0 | 0 | 0 | 0 |  | 0 | 0 | 0 | 0 | FALSE | FALSE | FALSE | FALSE | FALSE | 0% | 0 | 0 | 0 | 0 | 0 | 0 | 0 | 0 | 0 | TRUE | 0 | 0 | 0 | 0 | 0% | 0% | 0% | 0 | 0 | 0 | 0 | 0 | 0 | 0 | 0 | 0 | 0 | 0 | 0 | 0 | 0 | 0 | 0 | 0 | 0
[12 empty] | FALSE | 0 | 0 | 0 | 0 | 0 | 0 | 0 | 0 | 0 | 0 |  | 0 | 0 | 0 | 0 | FALSE | FALSE | FALSE | FALSE | FALSE | 0% | 0 | 0 | 0 | 0 | 0 | 0 | 0 | 0 | 0 | TRUE | 0 | 0 | 0 | 0 | 0% | 0% | 0% | 0 | 0 | 0 | 0 | 0 | 0 | 0 | 0 | 0 | 0 | 0 | 0 | 0 | 0 | 0 | 0 | 0 | 0
[8 empty] | 92197 | 3054.674 | 80% | TRUE | FALSE | 0 | 0 | 0 | 0 | 0 | 0 | 0 | 0 | 0 | 0 |  | 0 | 0 | 0 | 0 | FALSE | FALSE | FALSE | FALSE | FALSE | 0% | 0 | 0 | 0 | 0 | 0 | 0 | 0 | 0 | 0 | TRUE | 0 | 0 | 0 | 0 | 0% | 0% | 0% | 0 | 0 | 0 | 0 | 0 | 0 | 0 | 0 | 0 | 0 | 0 | 0 | 0 | 0 | 0 | 0 | 0 | 0
[12 empty] | FALSE | 0 | 0 | 0 | 0 | 0 | 0 | 0 | 0 | 0 | 0 |  | 0 | 0 | 0 | 0 | FALSE | FALSE | FALSE | FALSE | FALSE | 0% | 0 | 0 | 0 | 0 | 0 | 0 | 0 | 0 | 0 | TRUE | 0 | 0 | 0 | 0 | 0% | 0% | 0% | 0 | 0 | 0 | 0 | 0 | 0 | 0 | 0 | 0 | 0 | 0 | 0 | 0 | 0 | 0 | 0 | 0 | 0
[12 empty] | FALSE | 0 | 0 | 0 | 0 | 0 | 0 | 0 | 0 | 0 | 0 |  | 0 | 0 | 0 | 0 | FALSE | FALSE | FALSE | FALSE | FALSE | 0% | 0 | 0 | 0 | 0 | 0 | 0 | 0 | 0 | 0 | TRUE | 0 | 0 | 0 | 0 | 0% | 0% | 0% | 0 | 0 | 0 | 0 | 0 | 0 | 0 | 0 | 0 | 0 | 0 | 0 | 0 | 0 | 0 | 0 | 0 | 0
[12 empty] | FALSE | 0 | 0 | 0 | 0 | 0 | 0 | 0 | 0 | 0 | 0 |  | 0 | 0 | 0 | 0 | FALSE | FALSE | FALSE | FALSE | FALSE | 0% | 0 | 0 | 0 | 0 | 0 | 0 | 0 | 0 | 0 | TRUE | 0 | 0 | 0 | 0 | 0% | 0% | 0% | 0 | 0 | 0 | 0 | 0 | 0 | 0 | 0 | 0 | 0 | 0 | 0 | 0 | 0 | 0 | 0 | 0 | 0
[12 empty] | FALSE | 0 | 0 | 0 | 0 | 0 | 0 | 0 | 0 | 0 | 0 |  | 0 | 0 | 0 | 0 | FALSE | FALSE | FALSE | FALSE | FALSE | 0% | 0 | 0 | 0 | 0 | 0 | 0 | 0 | 0 | 0 | TRUE | 0 | 0 | 0 | 0 | 0% | 0% | 0% | 0 | 0 | 0 | 0 | 0 | 0 | 0 | 0 | 0 | 0 | 0 | 0 | 0 | 0 | 0 | 0 | 0 | 0
[12 empty] | FALSE | 0 | 0 | 0 | 0 | 0 | 0 | 0 | 0 | 0 | 0 |  | 0 | 0 | 0 | 0 | FALSE | FALSE | FALSE | FALSE | FALSE | 0% | 0 | 0 | 0 | 0 | 0 | 0 | 0 | 0 | 0 | TRUE | 0 | 0 | 0 | 0 | 0% | 0% | 0% | 0 | 0 | 0 | 0 | 0 | 0 | 0 | 0 | 0 | 0 | 0 | 0 | 0 | 0 | 0 | 0 | 0 | 0
[12 empty] | FALSE | 0 | 0 | 0 | 0 | 0 | 0 | 0 | 0 | 0 | 0 |  | 0 | 0 | 0 | 0 | FALSE | FALSE | FALSE | FALSE | FALSE | 0% | 0 | 0 | 0 | 0 | 0 | 0 | 0 | 0 | 0 | TRUE | 0 | 0 | 0 | 0 | 0% | 0% | 0% | 0 | 0 | 0 | 0 | 0 | 0 | 0 | 0 | 0 | 0 | 0 | 0 | 0 | 0 | 0 | 0 | 0 | 0
[12 empty] | FALSE | 0 | 0 | 0 | 0 | 0 | 0 | 0 | 0 | 0 | 0 |  | 0 | 0 | 0 | 0 | FALSE | FALSE | FALSE | FALSE | FALSE | 0% | 0 | 0 | 0 | 0 | 0 | 0 | 0 | 0 | 0 | TRUE | 0 | 0 | 0 | 0 | 0% | 0% | 0% | 0 | 0 | 0 | 0 | 0 | 0 | 0 | 0 | 0 | 0 | 0 | 0 | 0 | 0 | 0 | 0 | 0 | 0
[12 empty] | FALSE | 0 | 0 | 0 | 0 | 0 | 0 | 0 | 0 | 0 | 0 |  | 0 | 0 | 0 | 0 | FALSE | FALSE | FALSE | FALSE | FALSE | 0% | 0 | 0 | 0 | 0 | 0 | 0 | 0 | 0 | 0 | TRUE | 0 | 0 | 0 | 0 | 0% | 0% | 0% | 0 | 0 | 0 | 0 | 0 | 0 | 0 | 0 | 0 | 0 | 0 | 0 | 0 | 0 | 0 | 0 | 0 | 0
[12 empty] | FALSE | 0 | 0 | 0 | 0 | 0 | 0 | 0 | 0 | 0 | 0 |  | 0 | 0 | 0 | 0 | FALSE | FALSE | FALSE | FALSE | FALSE | 0% | 0 | 0 | 0 | 0 | 0 | 0 | 0 | 0 | 0 | TRUE | 0 | 0 | 0 | 0 | 0% | 0% | 0% | 0 | 0 | 0 | 0 | 0 | 0 | 0 | 0 | 0 | 0 | 0 | 0 | 0 | 0 | 0 | 0 | 0 | 0
[12 empty] | FALSE | 0 | 0 | 0 | 0 | 0 | 0 | 0 | 0 | 0 | 0 |  | 0 | 0 | 0 | 0 | FALSE | FALSE | FALSE | FALSE | FALSE | 0% | 0 | 0 | 0 | 0 | 0 | 0 | 0 | 0 | 0 | TRUE | 0 | 0 | 0 | 0 | 0% | 0% | 0% | 0 | 0 | 0 | 0 | 0 | 0 | 0 | 0 | 0 | 0 | 0 | 0 | 0 | 0 | 0 | 0 | 0 | 0
[12 empty] | FALSE | 0 | 0 | 0 | 0 | 0 | 0 | 0 | 0 | 0 | 0 |  | 0 | 0 | 0 | 0 | FALSE | FALSE | FALSE | FALSE | FALSE | 0% | 0 | 0 | 0 | 0 | 0 | 0 | 0 | 0 | 0 | TRUE | 0 | 0 | 0 | 0 | 0% | 0% | 0% | 0 | 0 | 0 | 0 | 0 | 0 | 0 | 0 | 0 | 0 | 0 | 0 | 0 | 0 | 0 | 0 | 0 | 0
[12 empty] | FALSE | 0 | 0 | 0 | 0 | 0 | 0 | 0 | 0 | 0 | 0 |  | 0 | 0 | 0 | 0 | FALSE | FALSE | FALSE | FALSE | FALSE | 0% | 0 | 0 | 0 | 0 | 0 | 0 | 0 | 0 | 0 | TRUE | 0 | 0 | 0 | 0 | 0% | 0% | 0% | 0 | 0 | 0 | 0 | 0 | 0 | 0 | 0 | 0 | 0 | 0 | 0 | 0 | 0 | 0 | 0 | 0 | 0
[8 empty] | 261877.1518 | 7384.2672 | 85% | TRUE | FALSE | 0 | 0 | 0 | 0 | 0 | 0 | 0 | 0 | 0 | 0 |  | 0 | 0 | 0 | 0 | FALSE | FALSE | FALSE | FALSE | FALSE | 0% | 0 | 0 | 0 | 0 | 0 | 0 | 0 | 0 | 0 | TRUE | 0 | 0 | 0 | 0 | 0% | 0% | 0% | 0 | 0 | 0 | 0 | 0 | 0 | 0 | 0 | 0 | 0 | 0 | 0 | 0 | 0 | 0 | 0 | 0 | 0
[8 empty] | 261877.1518 | 7384.2672 | 85% | TRUE | FALSE | 0 | 0 | 0 | 0 | 0 | 0 | 0 | 0 | 0 | 0 |  | 0 | 0 | 0 | 0 | FALSE | FALSE | FALSE | FALSE | FALSE | 0% | 0 | 0 | 0 | 0 | 0 | 0 | 0 | 0 | 0 | TRUE | 0 | 0 | 0 | 0 | 0% | 0% | 0% | 0 | 0 | 0 | 0 | 0 | 0 | 0 | 0 | 0 | 0 | 0 | 0 | 0 | 0 | 0 | 0 | 0 | 0
[12 empty] | FALSE | 0 | 0 | 0 | 0 | 0 | 0 | 0 | 0 | 0 | 0 |  | 0 | 0 | 0 | 0 | FALSE | FALSE | FALSE | FALSE | FALSE | 0% | 0 | 0 | 0 | 0 | 0 | 0 | 0 | 0 | 0 | TRUE | 0 | 0 | 0 | 0 | 0% | 0% | 0% | 0 | 0 | 0 | 0 | 0 | 0 | 0 | 0 | 0 | 0 | 0 | 0 | 0 | 0 | 0 | 0 | 0 | 0
[12 empty] | FALSE | 0 | 0 | 0 | 0 | 0 | 0 | 0 | 0 | 0 | 0 |  | 0 | 0 | 0 | 0 | FALSE | FALSE | FALSE | FALSE | FALSE | 0% | 0 | 0 | 0 | 0 | 0 | 0 | 0 | 0 | 0 | TRUE | 0 | 0 | 0 | 0 | 0% | 0% | 0% | 0 | 0 | 0 | 0 | 0 | 0 | 0 | 0 | 0 | 0 | 0 | 0 | 0 | 0 | 0 | 0 | 0 | 0
[12 empty] | FALSE | 0 | 0 | 0 | 0 | 0 | 0 | 0 | 0 | 0 | 0 |  | 0 | 0 | 0 | 0 | FALSE | FALSE | FALSE | FALSE | FALSE | 0% | 0 | 0 | 0 | 0 | 0 | 0 | 0 | 0 | 0 | TRUE | 0 | 0 | 0 | 0 | 0% | 0% | 0% | 0 | 0 | 0 | 0 | 0 | 0 | 0 | 0 | 0 | 0 | 0 | 0 | 0 | 0 | 0 | 0 | 0 | 0
[12 empty] | FALSE | 0 | 0 | 0 | 0 | 0 | 0 | 0 | 0 | 0 | 0 |  | 0 | 0 | 0 | 0 | FALSE | FALSE | FALSE | FALSE | FALSE | 0% | 0 | 0 | 0 | 0 | 0 | 0 | 0 | 0 | 0 | TRUE | 0 | 0 | 0 | 0 | 0% | 0% | 0% | 0 | 0 | 0 | 0 | 0 | 0 | 0 | 0 | 0 | 0 | 0 | 0 | 0 | 0 | 0 | 0 | 0 | 0
[12 empty] | FALSE | 0 | 0 | 0 | 0 | 0 | 0 | 0 | 0 | 0 | 0 |  | 0 | 0 | 0 | 0 | FALSE | FALSE | FALSE | FALSE | FALSE | 0% | 0 | 0 | 0 | 0 | 0 | 0 | 0 | 0 | 0 | TRUE | 0 | 0 | 0 | 0 | 0% | 0% | 0% | 0 | 0 | 0 | 0 | 0 | 0 | 0 | 0 | 0 | 0 | 0 | 0 | 0 | 0 | 0 | 0 | 0 | 0
[12 empty] | FALSE | 0 | 0 | 0 | 0 | 0 | 0 | 0 | 0 | 0 | 0 |  | 0 | 0 | 0 | 0 | FALSE | FALSE | FALSE | FALSE | FALSE | 0% | 0 | 0 | 0 | 0 | 0 | 0 | 0 | 0 | 0 | TRUE | 0 | 0 | 0 | 0 | 0% | 0% | 0% | 0 | 0 | 0 | 0 | 0 | 0 | 0 | 0 | 0 | 0 | 0 | 0 | 0 | 0 | 0 | 0 | 0 | 0
[12 empty] | FALSE | 0 | 0 | 0 | 0 | 0 | 0 | 0 | 0 | 0 | 0 |  | 0 | 0 | 0 | 0 | FALSE | FALSE | FALSE | FALSE | FALSE | 0% | 0 | 0 | 0 | 0 | 0 | 0 | 0 | 0 | 0 | TRUE | 0 | 0 | 0 | 0 | 0% | 0% | 0% | 0 | 0 | 0 | 0 | 0 | 0 | 0 | 0 | 0 | 0 | 0 | 0 | 0 | 0 | 0 | 0 | 0 | 0
[12 empty] | FALSE | 0 | 0 | 0 | 0 | 0 | 0 | 0 | 0 | 0 | 0 |  | 0 | 0 | 0 | 0 | FALSE | FALSE | FALSE | FALSE | FALSE | 0% | 0 | 0 | 0 | 0 | 0 | 0 | 0 | 0 | 0 | TRUE | 0 | 0 | 0 | 0 | 0% | 0% | 0% | 0 | 0 | 0 | 0 | 0 | 0 | 0 | 0 | 0 | 0 | 0 | 0 | 0 | 0 | 0 | 0 | 0 | 0
[12 empty] | FALSE | 0 | 0 | 0 | 0 | 0 | 0 | 0 | 0 | 0 | 0 |  | 0 | 0 | 0 | 0 | FALSE | FALSE | FALSE | FALSE | FALSE | 0% | 0 | 0 | 0 | 0 | 0 | 0 | 0 | 0 | 0 | TRUE | 0 | 0 | 0 | 0 | 0% | 0% | 0% | 0 | 0 | 0 | 0 | 0 | 0 | 0 | 0 | 0 | 0 | 0 | 0 | 0 | 0 | 0 | 0 | 0 | 0
[12 empty] | FALSE | 0 | 0 | 0 | 0 | 0 | 0 | 0 | 0 | 0 | 0 |  | 0 | 0 | 0 | 0 | FALSE | FALSE | FALSE | FALSE | FALSE | 0% | 0 | 0 | 0 | 0 | 0 | 0 | 0 | 0 | 0 | TRUE | 0 | 0 | 0 | 0 | 0% | 0% | 0% | 0 | 0 | 0 | 0 | 0 | 0 | 0 | 0 | 0 | 0 | 0 | 0 | 0 | 0 | 0 | 0 | 0 | 0

## mtr_nqc_summary
|  |  | tranche_1 | tranche_2 | tranche_3 | tranche_4 | tranche_5 | tranche_6 | MTR Total
|  |  | 2023 | 2024 | 2025 | 2026 | 2027 | 2028 | All
LSE: | SVCEA | Obligation
| CCA | [7 empty] | 0
| Summary of unique_contracts | Total NQC reported (non-LLT and non-DCR) | 2028: 0 | 0
|  | Total NQC reported (LLT) | 2028: 0 | 0
|  | Total NQC Entered | 2028: 0 | 0
|  | Total NQC vs Obligation | 2028: 0 | 0
| Summary of mtr_NQC_validation_tool | Calculated NQC (general including DCR) | 2028: 0 | 0
|  | Calculated vs Total Reported NQC | 2028: 0 | 0
|  | Calculated NQC vs Obligation | 2028: 0 | 0
| Summary with Pending D.23-02-040 Compliance trades | Enter values on this row:
|  | Total NQC vs Proposed Obligation | 2028: 0 | 0
|  | Calculated NQC vs Proposed Obligation | 2028: 0 | 0
| Summary of LLT | Calculated LLT NQC | 2028: 0 | 0
|  | Total Reported LLT NQC | 2028: 0 | 0
| Summary of DCR NQC | Calculated DCR NQC | [6 empty] | 0
|  | Total Reported DCR NQC | [6 empty] | 0
|  | DCR portfolio net energy | 2023: 0
| lse_unique_contract_id | lse_selected_mtr_tranche | uc_d2106035_procurement_cat | hybrid | is_non_grid_charging | engineering_assessment_confirmation
Refresh

## CSPReportSheet
NOTE: the below data is provided for troubleshooting purposes only.
| Full Portfolio Supply Inputs: Values should be pasted directly from the Resource Data Template using Excel's "Paste Values" option | [7 empty] | Bought/Owned |  |  |  |  | Sold |  |  |  |  | Net (GWh, MW, or MWh Energy Capacity)
Full Portfolio (Online + In-Development + Review + Planned) | Resource | 2028 | 2030 | 2035 | 2040 | 2045 | Units | Type | 2028 | 2030 | 2035 | 2040 | 2045 | 2028 | 2030 | 2035 | 2040 | 2045 | 2028 | 2030 | 2035 | 2040 | 2045
| Large Hydro | 532.9749 | 428.5046 | 10.5753 | 9.7899 | 9.7532 | GWh | GHG-Free | 532.9749 | 428.5046 | 10.5753 | 9.7899 | 9.7532 | 0 | 0 | 0 | 0 | 0 | 532.9749 | 428.5046 | 10.5753 | 9.7899 | 9.7532
| Imported Hydro | 1305.71 | 1465.672 | 886.439 | 1629.799 | 2194.588 | GWh | GHG-Free | 1305.71 | 1465.672 | 886.439 | 1629.799 | 2194.588 | 0 | 0 | 0 | 0 | 0 | 1305.71 | 1465.672 | 886.439 | 1629.799 | 2194.588
| Asset Controlling Supplier | 0 | 0 | 0 | 0 | 0 | GWh | GHG-Free (Partial) | 0 | 0 | 0 | 0 | 0 | 0 | 0 | 0 | 0 | 0 | 0 | 0 | 0 | 0 | 0
| Nuclear | 0 | 0 | 0 | 0 | 0 | GWh | GHG-Free | 0 | 0 | 0 | 0 | 0 | 0 | 0 | 0 | 0 | 0 | 0 | 0 | 0 | 0 | 0
| Biogas | 1.691 | 1.6739 | 1.2462 | 0.15679 | 0.10592 | GWh | RPS Eligible | 5.9183 | 5.8586 | 4.3617 | 0.54872 | 0.37061 | 4.2274 | 4.1848 | 3.1154 | 0.39193 | 0.26469 | 1.691 | 1.6739 | 1.2462 | 0.15679 | 0.10592
| Biomass | 6.0675 | 6.0062 | 4.4717 | 0.56258 | 0.38008 | GWh | RPS Eligible | 21.2361 | 21.0219 | 15.6505 | 1.9689 | 1.3298 | 15.1687 | 15.0157 | 11.1788 | 1.4063 | 0.94974 | 6.0675 | 6.0062 | 4.4717 | 0.56258 | 0.38008
| Geothermal | 413.6844 | 534.1443 | 1291.3411 | 997.6216 | 2062.7221 | GWh | RPS Eligible | 417.2287 | 537.6528 | 1293.9531 | 997.9502 | 2062.944 | 3.5443 | 3.5085 | 2.612 | 0.3286 | 0.22191 | 413.6844 | 534.1443 | 1291.3411 | 997.6216 | 2062.7221
| Small Hydro | 2.8698 | 2.8408 | 2.1151 | 0.26609 | 0.1798 | GWh | RPS Eligible | 13.0918 | 12.9597 | 9.6483 | 1.2138 | 0.81981 | 10.222 | 10.1189 | 7.5333 | 0.94771 | 0.64002 | 2.8698 | 2.8408 | 2.1151 | 0.26609 | 0.1798
Wind Resources
| Wind Baseline California | 463.8189 | 481.4887 | 473.2706 | 229.666 | 68.6779 | GWh | RPS Eligible | 512.4088 | 529.5886 | 509.0797 | 234.1709 | 71.7202 | 48.5898 | 48.0999 | 35.8091 | 4.5049 | 3.0423 | 463.8189 | 481.4887 | 473.2706 | 229.666 | 68.6779
| Wind New PG&E | 0 | 0 | 252.2662 | 593.5675 | 593.5675 | GWh | RPS Eligible | 0 | 0 | 252.2662 | 593.5675 | 593.5675 | 0 | 0 | 0 | 0 | 0 | 0 | 0 | 252.2662 | 593.5675 | 593.5675
| Wind New SCE SDG&E | 0 | 0 | 0 | 378.4819 | 378.4819 | GWh | RPS Eligible | 0 | 0 | 0 | 378.4819 | 378.4819 | 0 | 0 | 0 | 0 | 0 | 0 | 0 | 0 | 378.4819 | 378.4819
| Wind Pacific Northwest | 0 | 0 | 89.5472 | 89.5472 | 89.5472 | GWh | RPS Eligible | 0 | 0 | 89.5472 | 89.5472 | 89.5472 | 0 | 0 | 0 | 0 | 0 | 0 | 0 | 89.5472 | 89.5472 | 89.5472
| Wind Wyoming | 0 | 0 | 118.7054 | 118.7054 | 161.1002 | GWh | RPS Eligible | 0 | 0 | 118.7054 | 118.7054 | 161.1002 | 0 | 0 | 0 | 0 | 0 | 0 | 0 | 118.7054 | 118.7054 | 161.1002
| Wind New Mexico | 396.2451 | 395.691 | 1284.6109 | 1436.542 | 1185.9653 | GWh | RPS Eligible | 396.2451 | 395.691 | 1284.6109 | 1436.542 | 1185.9653 | 0 | 0 | 0 | 0 | 0 | 396.2451 | 395.691 | 1284.6109 | 1436.542 | 1185.9653
| Wind Offshore Morro Bay | 0 | 0 | 0 | 0 | 0 | GWh | RPS Eligible | 0 | 0 | 0 | 0 | 0 | 0 | 0 | 0 | 0 | 0 | 0 | 0 | 0 | 0 | 0
| Wind Offshore Humboldt | 0 | 0 | 0 | 0 | 0 | GWh | RPS Eligible | 0 | 0 | 0 | 0 | 0 | 0 | 0 | 0 | 0 | 0 | 0 | 0 | 0 | 0 | 0
Solar Resources
| Solar Baseline California | 72.6911 | 233.8853 | 1392.849 | 962.9432 | 611.6971 | GWh | RPS Eligible | 254.419 | 413.7805 | 1526.7764 | 979.7917 | 623.0755 | 181.7278 | 179.8953 | 133.9274 | 16.8485 | 11.3783 | 72.6911 | 233.8853 | 1392.849 | 962.9432 | 611.6971
| Solar New PG&E | 0 | 0 | 0 | 1022.3806 | 1351.341 | GWh | RPS Eligible | 0 | 0 | 0 | 1022.3806 | 1351.341 | 0 | 0 | 0 | 0 | 0 | 0 | 0 | 0 | 1022.3806 | 1351.341
| Solar New SCE SDG&E | 0 | 0 | 0 | 593.2283 | 975.3922 | GWh | RPS Eligible | 0 | 0 | 0 | 593.2283 | 975.3922 | 0 | 0 | 0 | 0 | 0 | 0 | 0 | 0 | 593.2283 | 975.3922
| Solar Distributed | 0 | 0 | 0 | 0 | 0 | GWh | RPS Eligible | 0 | 0 | 0 | 0 | 0 | 0 | 0 | 0 | 0 | 0 | 0 | 0 | 0 | 0 | 0
Hybrid
| Hybrid_or_Paired_Solar_and_Battery | 1844.9028 | 2079.0958 | 2218.8916 | 1619.7322 | 1204.5735 | GWh | RPS Eligible | 1844.9028 | 2079.0958 | 2218.8916 | 1619.7322 | 1204.5735 | 0 | 0 | 0 | 0 | 0 | 1844.9028 | 2079.0958 | 2218.8916 | 1619.7322 | 1204.5735
Storage & DR
| Shed DR | 0 | 0 | 0 | 0 | 0 | MW | GHG-Free | 0 | 0 | 0 | 0 | 0 | 0 | 0 | 0 | 0 | 0 | 0 | 0 | 0 | 0 | 0
| Pumped Storage | 0 | 6 | 6 | 6 | 6 | MW | n/a | 0 | 6 | 6 | 6 | 6 | 0 | 0 | 0 | 0 | 0 | 0 | 6 | 6 | 6 | 6
| Battery Storage | 296 | 296 | 1296 | 1296 | 1340 | MWh Energy Capacity | n/a | 296 | 296 | 1296 | 1296 | 1340 | 0 | 0 | 0 | 0 | 0 | 296 | 296 | 1296 | 1296 | 1340
User-Specified Profies
| Storage Resource Custom Profile | 0 | 0 | 0 | 0 | 0 | MW | n/a | 0 | 0 | 0 | 0 | 0 | 0 | 0 | 0 | 0 | 0 | 0 | 0 | 0 | 0 | 0
| RPS Resource Custom Profile | 0 | 0 | 0 | 0 | 0 | GWh | RPS Eligible | 0 | 0 | 0 | 0 | 0 | 0 | 0 | 0 | 0 | 0 | 0 | 0 | 0 | 0 | 0
| GHG-free non-RPS Resource | 0 | 0 | 0 | 0 | 0 | GWh | GHG-Free | 0 | 0 | 0 | 0 | 0 | 0 | 0 | 0 | 0 | 0 | 0 | 0 | 0 | 0 | 0
Coal
| Coal | 0 | 0 | 0 | 0 | 0 | GWh | n/a | 0 | 0 | 0 | 0 | 0 | 0 | 0 | 0 | 0 | 0 | 0 | 0 | 0 | 0 | 0
Online and In-Development Portfolio Supply Inputs: Values should be pasted directly from the Resource Data Template using Excel's "Paste Values" option
Online + In-Development Only | Resource | 2028 | 2030 | 2035 | 2040 | 2045 | Units | RPS or GHG-Free | 2028 | 2030 | 2035 | 2040 | 2045 | 2028 | 2030 | 2035 | 2040 | 2045 | 2028 | 2030 | 2035 | 2040 | 2045
| Large Hydro | 532.9749 | 428.5046 | 10.5753 | 9.7899 | 9.7532 | GWh | GHG-Free | 532.9749 | 428.5046 | 10.5753 | 9.7899 | 9.7532 | 0 | 0 | 0 | 0 | 0 | 532.9749 | 428.5046 | 10.5753 | 9.7899 | 9.7532
| Imported Hydro | 0 | 0 | 0 | 0 | 0 | GWh | GHG-Free | 0 | 0 | 0 | 0 | 0 | 0 | 0 | 0 | 0 | 0 | 0 | 0 | 0 | 0 | 0
| Asset Controlling Supplier | 0 | 0 | 0 | 0 | 0 | GWh | GHG-Free (Partial) | 0 | 0 | 0 | 0 | 0 | 0 | 0 | 0 | 0 | 0 | 0 | 0 | 0 | 0 | 0
| Nuclear | 0 | 0 | 0 | 0 | 0 | GWh | GHG-Free | 0 | 0 | 0 | 0 | 0 | 0 | 0 | 0 | 0 | 0 | 0 | 0 | 0 | 0 | 0
| Biogas | 5.9183 | 5.8586 | 4.3617 | 0.54872 | 0.37061 | GWh | RPS | 5.9183 | 5.8586 | 4.3617 | 0.54872 | 0.37061 | 0 | 0 | 0 | 0 | 0 | 5.9183 | 5.8586 | 4.3617 | 0.54872 | 0.37061
| Biomass | 21.2361 | 21.0219 | 15.6505 | 1.9689 | 1.3298 | GWh | RPS | 21.2361 | 21.0219 | 15.6505 | 1.9689 | 1.3298 | 0 | 0 | 0 | 0 | 0 | 21.2361 | 21.0219 | 15.6505 | 1.9689 | 1.3298
| Geothermal | 417.2287 | 477.5191 | 460.9466 | 165.8811 | 165.5557 | GWh | RPS | 417.2287 | 477.5191 | 460.9466 | 165.8811 | 165.5557 | 0 | 0 | 0 | 0 | 0 | 417.2287 | 477.5191 | 460.9466 | 165.8811 | 165.5557
| Small Hydro | 13.0918 | 12.9597 | 9.6483 | 1.2138 | 0.81981 | GWh | RPS | 13.0918 | 12.9597 | 9.6483 | 1.2138 | 0.81981 | 0 | 0 | 0 | 0 | 0 | 13.0918 | 12.9597 | 9.6483 | 1.2138 | 0.81981
Wind Resources
| Wind Baseline California | 512.4088 | 511.5966 | 360.2713 | 127.9261 | 4.2598 | GWh | RPS | 512.4088 | 511.5966 | 360.2713 | 127.9261 | 4.2598 | 0 | 0 | 0 | 0 | 0 | 512.4088 | 511.5966 | 360.2713 | 127.9261 | 4.2598
| Wind New PG&E | 0 | 0 | 0 | 0 | 0 | GWh | RPS | 0 | 0 | 0 | 0 | 0 | 0 | 0 | 0 | 0 | 0 | 0 | 0 | 0 | 0 | 0
| Wind New SCE SDG&E | 0 | 0 | 0 | 0 | 0 | GWh | RPS | 0 | 0 | 0 | 0 | 0 | 0 | 0 | 0 | 0 | 0 | 0 | 0 | 0 | 0 | 0
| Wind Pacific Northwest | 0 | 0 | 0 | 0 | 0 | GWh | RPS | 0 | 0 | 0 | 0 | 0 | 0 | 0 | 0 | 0 | 0 | 0 | 0 | 0 | 0 | 0
| Wind Wyoming | 0 | 0 | 0 | 0 | 0 | GWh | RPS | 0 | 0 | 0 | 0 | 0 | 0 | 0 | 0 | 0 | 0 | 0 | 0 | 0 | 0 | 0
| Wind New Mexico | 396.2451 | 395.691 | 395.1369 | 250.5767 | 0 | GWh | RPS | 396.2451 | 395.691 | 395.1369 | 250.5767 | 0 | 0 | 0 | 0 | 0 | 0 | 396.2451 | 395.691 | 395.1369 | 250.5767 | 0
| Wind Offshore Morro Bay | 0 | 0 | 0 | 0 | 0 | GWh | RPS | 0 | 0 | 0 | 0 | 0 | 0 | 0 | 0 | 0 | 0 | 0 | 0 | 0 | 0 | 0
| Wind Offshore Humboldt | 0 | 0 | 0 | 0 | 0 | GWh | RPS | 0 | 0 | 0 | 0 | 0 | 0 | 0 | 0 | 0 | 0 | 0 | 0 | 0 | 0 | 0
Solar Resources
| Solar Baseline California | 254.419 | 251.8525 | 187.5008 | 23.5885 | 15.9319 | GWh | RPS | 254.419 | 251.8525 | 187.5008 | 23.5885 | 15.9319 | 0 | 0 | 0 | 0 | 0 | 254.419 | 251.8525 | 187.5008 | 23.5885 | 15.9319
| Solar New PG&E | 0 | 0 | 0 | 0 | 0 | GWh | RPS | 0 | 0 | 0 | 0 | 0 | 0 | 0 | 0 | 0 | 0 | 0 | 0 | 0 | 0 | 0
| Solar New SCE SDG&E | 0 | 0 | 0 | 0 | 0 | GWh | RPS | 0 | 0 | 0 | 0 | 0 | 0 | 0 | 0 | 0 | 0 | 0 | 0 | 0 | 0 | 0
| Solar Distributed | 0 | 0 | 0 | 0 | 0 | GWh | RPS | 0 | 0 | 0 | 0 | 0 | 0 | 0 | 0 | 0 | 0 | 0 | 0 | 0 | 0 | 0
Hybrid/Paired
| Hybrid_or_Paired_Solar_and_Battery | 1844.9028 | 1929.2276 | 2009.0761 | 1296.3189 | 241.4174 | GWh | RPS | 1844.9028 | 1929.2276 | 2009.0761 | 1296.3189 | 241.4174 | 0 | 0 | 0 | 0 | 0 | 1844.9028 | 1929.2276 | 2009.0761 | 1296.3189 | 241.4174
Storage & DR
| Shed DR | 0 | 0 | 0 | 0 | 0 | MW | GHG-Free | 0 | 0 | 0 | 0 | 0 | 0 | 0 | 0 | 0 | 0 | 0 | 0 | 0 | 0 | 0
| Pumped Storage | 0 | 6 | 6 | 6 | 6 | MW | n/a | 0 | 6 | 6 | 6 | 6 | 0 | 0 | 0 | 0 | 0 | 0 | 6 | 6 | 6 | 6
| Battery Storage | 296 | 296 | 296 | 296 | 0 | MWh Energy Capacity | n/a | 296 | 296 | 296 | 296 | 0 | 0 | 0 | 0 | 0 | 0 | 296 | 296 | 296 | 296 | 0
User-Specified Profiles
| Storage Resource Custom Profile | 0 | 0 | 0 | 0 | 0 | MW | n/a | 0 | 0 | 0 | 0 | 0 | 0 | 0 | 0 | 0 | 0 | 0 | 0 | 0 | 0 | 0
| RPS Resource Custom Profile | 0 | 0 | 0 | 0 | 0 | GWh | RPS | 0 | 0 | 0 | 0 | 0 | 0 | 0 | 0 | 0 | 0 | 0 | 0 | 0 | 0 | 0
| GHG-free non-RPS Resource Custom Profile | 0 | 0 | 0 | 0 | 0 | GWh | GHG-Free | 0 | 0 | 0 | 0 | 0 | 0 | 0 | 0 | 0 | 0 | 0 | 0 | 0 | 0 | 0
Coal
| Coal | 0 | 0 | 0 | 0 | 0 | GWh | n/a | 0 | 0 | 0 | 0 | 0 | 0 | 0 | 0 | 0 | 0 | 0 | 0 | 0 | 0 | 0
Copy CSP Table

## ReportSheet
Duplicated Contract IDs: | Entry with non-positive values: | Invalid resource error rows: | Rows missing required project viability associated data: | Rows missing required hybrid associated data: | Supertype Contract Status Error or Null Rows: | Transaction counterparty error rows: | Rows missing CSP GWh: | Rows with invalid buying_energy_capacity and csp_resource_category: | Rows missing MTR NQC: | Warning-total capacity is equal to or greater than generator plus storage MWs for rows: | Warning-contract with NQC equal to or greater than contracted capacity MWs:

## lse_names
LSE | NAME | lse_type | Notes
_OTHER | non-LSE supplier | _OTHER
_OTHER | Multiple IOUs
_OTHER | Multiple LSEs
_OTHER | Multiple non-IOU LSEs
3PR | 3 Phases Renewables | ESP
AGERA | Agera Energy, LLC | ESP
ANHM | City of Anaheim Public Utilities | CAISOPOU
ANZA | Anza Electric Cooperative | COOP
APN | American PowerNet Management | ESP
AVA | Ava Community Energy | CCA
AVCE | Apple Valley Choice Energy | CCA
AZCO | Arizona Electric Power Cooperative | POU
AZUA | City of Azusa | CAISOPOU
BAN1 | City of Banning | CAISOPOU
BCE | Butte Choice Energy | CCA
BPERC | BP Energy Retail Company (formerly EDF Industrial Power Services) | CCA
BVES | Bear Valley Electric Service | IOU
BWPM | Burbank Water and Power | POU
3CE | Central Coast Community Energy | CCA
CCSF | City and County of San Francisco | CAISOPOU
CEA | Clean Energy Alliance | CCA
CEI | Just Energy Solutions Inc. | ESP
CES | Commercial Energy of Montana | ESP
CLTN | City of Colton Elelctric Utility | CAISOPOU
CNE | Constellation New Energy Inc | ESP
COM | City of Commerce | CCA
COR1 | Corona | CAISOPOU
COSB | City of Solana Beach | CCA
CPA | Calpine Power America-CA LLC | ESP
CPASC | Clean Power Alliance of Southern California | CCA
CPSF | CleanPowerSF | CCA
CRCL | Cerritos | CAISOPOU
DCE | Desert Community Energy | CCA
DEB | Direct Energy Business | ESP
EIPS | EDF Industrial Power Services, LLC | ESP | Changed to BPERC
EPIC | City of Palmdale (Energy for Palmdale's Independent Choice (EPIC) | CCA
GEXA | Gexa Energy California, LLC | ESP
GLEN | Glendale Water and Power | POU
HANFORD | City of Hanford | CCA
IIDE | Imperial Irrigation District | POU
INDU | Industry | CAISOPOU
KCCP | King City Community Power | CCA
KIRK | Kirkwood Meadows Public Utility District | POU
LADWP | LADWP | POU
LASS | Lassen Municipal Utility District | CAISOPOU
LCE | Lancaster Choice Energy | CCA
LIB | Liberty Utilities | IOU
LPD | Liberty Power Delaware, LLC | ESP
LPH | Liberty Power Holdings, LLC | ESP
MCE | Marin Clean Energy | CCA
MEID | Merced Irrigation District | POU
MID | Modesto Irrigation District | POU
MVAL | Moreno Valley Electric Utility | CAISOPOU
NCPA | Northern California Power Agency | CAISOPOU
NEED | Needles | POU
NES | Calpine Energy Solutions | ESP
OCPA | Orange County Power Authority | CCA
PALMCO | Palmco Power CA | ESP
PASA | Pasadena Water and Power | CAISOPOU
PCEA | Peninsula Clean Energy Authority | CCA
PCORP | PacifiCorp | POU
PGE | Pacific Gas & Electric | IOU
PIONEER | Pioneer Community Energy | CCA
PITT | Pittsburg Power Company | CAISOPOU
PLUMAS | Plumas Sierra Rural Electric Cooperative | COOP
POMONA | City of Pomona (Ponoma Choice Energy) | CCA
POUS | Collective Publicly Owned Utilities
PPG | Pilot Power Group, LLC | ESP
PRAX | Praxair Plainfield, Inc. | ESP
PRIME | Pico Rivera Innovative Municipal Energy | CCA
PSTN | City of Stockton | CAISOPOU
PWRPA | Power Water Resources Pooling Authority | CAISOPOU
RCEA | Redwood Coast Energy Authority | CCA
RCMU | Rancho Cucamonga Municipal Utility | CAISOPOU
RDG1 | Redding Elelctric Utility | POU
RMEA | Rancho Mirage Energy Authority | CCA
RSVL | Roseville Elelctric | POU
RVSD | Riverside Public Utilities | CAISOPOU
SBCE | Santa Barbara Clean Energy | CCA
SCE | Southern California Edison | IOU
SCOV | Shelter Cove Utility District | CAISOPOU
SCPA | Sonoma Clean Power Authority | CCA
SDCP | San Diego Community Power | CCA
SDGE | San Diego Gas & Electric | IOU
SENA | Shell Energy North America | ESP
SJCE | San Jose Clean Energy | CCA
SJP | San Jacinto Power | CCA
SLAK | Shasta Lake | POU
SMUD | SMUD | POU
SNCL | Silicon Valley Power | CCA
SURPRISE | Surprise Valley Electrification Corporation | POU
SVCE | Silicon Valley Clean Energy Authority | CCA
TENA | Tenaska Power Services Co. | ESP
TIDM | Turlock Irrigation District | POU
TNG | Tiger Natural Gas | ESP
TRIN | Trinity Public Utility District | CAISOPOU
TRUC | Truckee Donner Public Utility District | POU
UC | University of California | ESP
VCE | Valley Clean Energy | CCA
VEA | Valley Electric Association | COOP
VERN | City of Vernon | CAISOPOU
VMUS | City of Victorville | CAISOPOU
WCE | Western Community Energy | CCA
WEPA | Eastside Power Authority | CAISOPOU
YEP | Yep Energy | ESP

## resources
resource | generator_name | MAXGEN | resolve_final_group | BAA_ID | supertype | elcc_type
7STDRD_1_SOLAR1 | SHAFTER_SOLAR | 20 | caiso_solar | CISO | physical | utility_pv
ACACIA_6_SOLAR | WEST_ANTELOPE_SOLAR | 20 | caiso_solar | CISO | physical | utility_pv
ADELANTO_SOLAR | NAN | 10 | ldwp_solar | LADWP | physical | utility_pv
ADERA_1_SOLAR1 | ADERA_SOLAR | 20 | caiso_solar | CISO | physical | utility_pv
ADLIN_1_UNITS | GEYSERS_AIDLIN_AGGREGATE | 22 | caiso_geothermal | CISO | physical | geothermal
ADMEST_6_SOLAR | ADAMS_EAST | 19 | caiso_solar | CISO | physical | utility_pv
ADOBEE_1_SOLAR | ADOBE_SOLAR | 20 | caiso_solar | CISO | physical | utility_pv
AGCANA_X_HOOVER | HOOVER_POWER_PLANT | 40 | caiso_hydro | WALC | specifiedimport | hydro
AGRICO_6_FEGBT1 | FRESNO EGT | 50.6 | caiso_li_battery | CISO | physical | hr_batteries
AGRICO_6_PL3N5 | FRESNO_PEAKER | 22.69 | caiso_peaker1 | CISO | physical | gas_ct
AGRICO_7_UNIT | FRESNO_COGEN | 59.97 | caiso_ccgt2 | CISO | physical | gas_cc
AGUCAL_5_SOLAR1 | AGUA_CALIENTE_SOLAR | 290 | caiso_solar | CISO | physical | utility_pv
AKINGS_6_AMESR1 | AMERICAN_KINGS_SOLAR | 123 | caiso_solar | CISO | physical | utility_pv
ALAMIT_2_AESBT2 | ALAMITOS ENERGY STORAGE 2 | 82 | caiso_li_battery | CISO | physical | hr_batteries
ALAMIT_2_PL1X3 | ALAMITOS_ENERGY_CENTER_UNIT_7 | 674.7 | caiso_ccgt1 | CISO | physical | gas_cc
ALAMIT_7_ES1 | ALAMITOS_ENERGY_STORAGE | 100.45 | caiso_li_battery | CISO | physical | hr_batteries
ALAMIT_7_UNIT 3 | ALAMITOS GEN STA. UNIT 3 | 326.76 | caiso_st | CISO | physical | steam
ALAMIT_7_UNIT 4 | ALAMITOS GEN STA. UNIT 4 | 334.43 | caiso_st | CISO | physical | steam
ALAMIT_7_UNIT 5 | ALAMITOS GEN STA. UNIT 5 | 480 | caiso_st | CISO | physical | steam
ALAMIT_7_UNIT_3 | ALAMITOS_GEN_STA._UNIT_3 | 326.76 | caiso_st | CISO | physical | steam
ALAMIT_7_UNIT_4 | ALAMITOS_GEN_STA._UNIT_4 | 334.43 | caiso_st | CISO | physical | steam
ALAMIT_7_UNIT_5 | ALAMITOS_GEN_STA._UNIT_5 | 480 | caiso_st | CISO | physical | steam
ALAMO_6_UNIT | ALAMO_POWER_PLANT | 17 | caiso_hydro | CISO | physical | hydro
ALHMBR_1_ALHSLR | SG_ALHAMBRA | 50 | iid_solar | IID | specifiedimport | utility_pv
ALMASL_2_AL6BT6 | MAVERICK6STORAGE | 50 | caiso_li_battery | CISO | physical | hr_batteries
ALMASL_2_GS1SR1 | ALMASOL_GENERATING_STATION_1 | 125 | caiso_solar | CISO | physical | utility_pv
ALMASL_2_GS4SR4 | ALMASOL_GENERATING_STATION_4 | 100 | caiso_solar | CISO | physical | utility_pv
ALMASL_2_GS6SR6 | ALMASOL_GENERATING_STATION_6 | 100 | caiso_solar | CISO | physical | utility_pv
ALMASL_2_GS7SR7 | ALMASOL_GENERATING_STATION_7 | 132 | caiso_solar | CISO | physical | utility_pv
ALMEGT_1_UNIT 1 | ALAMEDA GT UNIT 1 | 25 | caiso_chp | CISO | physical | cogen
ALMEGT_1_UNIT 2 | ALAMEDA GT UNIT 2 | 25 | caiso_chp | CISO | physical | cogen
ALMEGT_1_UNIT_1 | ALAMEDA_GT_UNIT_1 | 25 | caiso_peaker2 | CISO | physical | gas_ct
ALMEGT_1_UNIT_2 | ALAMEDA_GT_UNIT_2 | 25 | caiso_peaker2 | CISO | physical | gas_ct
ALPAUG_1_TUDSR1 | TULARE DAC SOLAR | 3 | caiso_solar | CISO | physical | utility_pv
ALPSLR_1_NTHSLR | ALPAUGH_NORTH,_LLC | 20 | caiso_solar | CISO | physical | utility_pv
ALPSLR_1_SPSSLR | ALPAUGH_50_LLC | 50 | caiso_solar | CISO | physical | utility_pv
ALT6DN_2_WIND7 | PINYON_PINES_1 | 164.31 | caiso_wind | CISO | physical | in_state_wind_south
ALT6DS_2_WIND9 | PINYON_PINES_2 | 132 | caiso_wind | CISO | physical | in_state_wind_south
ALTA3A_2_CPCE4 | ALTA_WIND_4 | 102 | caiso_wind | CISO | physical | in_state_wind_south
ALTA3A_2_CPCE5 | ALTA_WIND_5 | 168 | caiso_wind | CISO | physical | in_state_wind_south
ALTA3A_2_CPCE8 | ALTA_WIND_8 | 150 | caiso_wind | CISO | physical | in_state_wind_south
ALTA4A_2_CPCW1 | ALTA_WIND_1 | 150 | caiso_wind | CISO | physical | in_state_wind_south
ALTA4B_2_CPCW2 | ALTA_WIND_2 | 150 | caiso_wind | CISO | physical | in_state_wind_south
ALTA4B_2_CPCW3 | ALTA_WIND_3 | 150 | caiso_wind | CISO | physical | in_state_wind_south
ALTA4B_2_CPCW6 | MUSTANG_HILLS | 150 | caiso_wind | CISO | physical | in_state_wind_south
ALTA6B_2_WIND11 | ALTA_WIND_11 | 88.15 | caiso_wind | CISO | physical | in_state_wind_south
ALTA6E_2_WIND10 | ALTA_WIND_10 | 134.84 | caiso_wind | CISO | physical | in_state_wind_south
ALTAGASSTORAGE | NAN | 40 | caiso_li_battery | CISO | physical | hr_batteries
ALTWD_1_QF | NAN | 28.84 | caiso_wind | CISO | physical | in_state_wind_south
ALTWD_2_AT3WD3 | ALTECH_3 | 9.8 | caiso_wind | CISO | physical | in_state_wind_south
ALTWD_2_COAWD1 | COACHELLA_1 | 50.4 | caiso_wind | CISO | physical | in_state_wind_south
ANAHM_2_CANYN1 | CANYON_POWER_PLANT_UNIT_1 | 49.21 | caiso_peaker1 | CISO | physical | gas_ct
ANAHM_2_CANYN2 | CANYON_POWER_PLANT_UNIT_2 | 48.04 | caiso_peaker1 | CISO | physical | gas_ct
ANAHM_2_CANYN3 | CANYON_POWER_PLANT_UNIT_3 | 46.49 | caiso_peaker1 | CISO | physical | gas_ct
ANAHM_2_CANYN4 | CANYON_POWER_PLANT_UNIT_4 | 49.8 | caiso_peaker1 | CISO | physical | gas_ct
ANAHM_7_CT | NAN | 40.64 | caiso_peaker1 | CISO | physical | gas_ct
ANTLPE_2_QF | ANTELOPE QFS | 4 | caiso_wind | CISO | physical | in_state_wind_south
ANZA_6_SOLAR1 | SEVILLE SOLAR ONE | 20 | iid_solar | IID | specifiedimport | utility_pv
APEX_CC | NAN | 538.7 | ldwp_ccgt | LADWP | physical | gas_cc
APLHIL_1_SFKHY1 | SOUTH FORK POWERHOUSE | 2.68 | caiso_hydro | CISO | physical | hydro
AQUAWS_2_AQWSR1 | AQUAMARINE WESTSIDE | 250 | caiso_solar | CISO | physical | utility_pv
AQUAWS_2_AQWSU1 | AQUAMARINE WESTSIDE | 125 | caiso_solar | CISO | physical | utility_pv
AQUAWS_2_AQWSU2 | AQUAMARINE WESTSIDE | 125 | caiso_solar | CISO | physical | utility_pv
ARATINASOLAR | NAN | 150 | caiso_solar | CISO | physical | utility_pv
ARATINASTORAGE | NAN | 50 | caiso_li_battery | CISO | physical | hr_batteries
ARBWD_6_QF | WIND RESOURCE II | 19.95 | caiso_wind | CISO | physical | in_state_wind_south
ARCOGN_2_UNITS | WATSON COGENERATION | 305 | caiso_chp | CISO | physical | cogen
ARKANS_1_ARKSLR | SG ARKANSAS | 50 | iid_solar | IID | specifiedimport | utility_pv
ARLINT_5_SCEDYN | ARLINGTON VALLEY CC | 565 | SW_CCGT | AZPS | specifiedimport | gas_cc
ARLNTN_2_AR1SR1 | ARLINGTON | 100 | caiso_solar | CISO | physical | utility_pv
ARLNTN_2_ASUSR1 | ARLINGTON SOLAR 1 | 131 | caiso_solar | CISO | physical | utility_pv
ARLVAL_5_SOLAR | ARLINGTON VALLEY SOLAR ENERGY II | 127 | caiso_solar | SRP | specifiedimport | utility_pv
ARVINN_6_ORION1 | ORION 1 SOLAR | 12 | caiso_solar | CISO | physical | utility_pv
ARVINN_6_ORION2 | ORION 2 SOLAR | 8 | caiso_solar | CISO | physical | utility_pv
ASTORA_2_SOLAR1 | ASTORIA 1 | 100 | caiso_solar | CISO | physical | utility_pv
ASTORA_2_SOLAR2 | ASTORIA 2 | 75 | caiso_solar | CISO | physical | utility_pv
ATHOS_5_AP1SR1 | ATHOS POWER PLANT | 125 | caiso_solar | CISO | physical | utility_pv
ATHOS_5_AP1SR2 | ATHOS POWER PLANT | 125 | caiso_solar | CISO | physical | utility_pv
ATHOS_5_AP1X2 | INTERSECTSOLAR | 250 | caiso_solar | CISO | physical | utility_pv
ATHOS_5_AP2SR3 | ATHOS POWER PLANT 2 | 100 | caiso_solar | CISO | physical | utility_pv
ATHOS_5_AP2SR4 | ATHOS POWER PLANT 2 | 100 | caiso_solar | CISO | physical | utility_pv
ATHOS_5_AP2X2 | ATHOS POWER PLANT 2 | 200 | caiso_solar | CISO | physical | utility_pv
ATWEL2_1_SOLAR1 | ATWELL WEST | 20 | caiso_solar | CISO | physical | utility_pv
ATWELL_1_SOLAR | ATWELL ISLAND PV SOLAR GENERATING FACI. | 20 | caiso_solar | CISO | physical | utility_pv
AVENAL_6_AVPARK | AVENAL PARK SOLAR PROJECT | 6 | caiso_solar | CISO | physical | utility_pv
AVENAL_6_AVSLR1 | AVENAL SOLAR 1 | 7.9 | caiso_solar | CISO | physical | utility_pv
AVENAL_6_AVSLR2 | AVENAL SOLAR 2 | 7.9 | caiso_solar | CISO | physical | utility_pv
AVENAL_6_SANDDG | SAND DRAG SOLAR PROJECT | 19 | caiso_solar | CISO | physical | utility_pv
AVENAL_6_SUNCTY | SUN CITY SOLAR PROJECT | 20 | caiso_solar | CISO | physical | utility_pv
AVSOLR_2_SOLAR | AV SOLAR RANCH 1 | 241.5 | caiso_solar | CISO | physical | utility_pv
AZALEASOLAR | NAN | 60 | caiso_solar | CISO | physical | utility_pv
AZALEASTORAGE | NAN | 38 | caiso_li_battery | CISO | physical | hr_batteries
BAHIA_2_LKHSR1 | LAKE HERMAN SOLAR | 5 | caiso_solar | CISO | physical | utility_pv
BALCHS_7_UNIT 1 | BALCH 1 PH UNIT 1 | 31 | caiso_hydro | CISO | physical | hydro
BALCHS_7_UNIT 2 | BALCH 2 PH UNIT 2 | 52.5 | caiso_hydro | CISO | physical | hydro
BALCHS_7_UNIT 3 | BALCH 2 PH UNIT 3 | 54.6 | caiso_hydro | CISO | physical | hydro
BANKPP_2_NSPIN | BANKPP_2_NSPIN | 270 | caiso_pumped_hydro | CISO | physical | pumped_storage
BARRE_2_ALASB1 | LOS ALAMITOS 1 | 10 | caiso_li_battery | CISO | physical | hr_batteries
BARRE_2_SBBBT1 | SEAL BEACH BESS | 10 | caiso_li_battery | CISO | physical | hr_batteries
BARRE_2_SBBSR1 | SEAL BEACH PV | 10 | caiso_solar | CISO | physical | utility_pv
BARRE_6_PEAKER | BARRE PEAKER | 49 | caiso_peaker1 | CISO | physical | gas_ct
BASICE_2_UNITS | KING CITY COGEN | 120 | caiso_chp | CISO | physical | cogen
BCTSYS_5_PWXDYN | BCTSYS_5_PWXDYN | 428 | caiso_hydro | BPAT | specifiedimport | hydro
BDGRCK_1_UNITS | BADGER CREEK LIMITED | 48.08 | caiso_peaker1 | CISO | physical | gas_ct
BEACON_SOLAR_B | NAN | 125 | ldwp_solar | LADWP | physical | utility_pv
BEARDS_7_UNIT 1 | BEARDSLEY HYDRO | 11.5 | caiso_hydro | CISO | physical | hydro
BEARMT_1_UNIT | BEAR MOUNTAIN LIMITED | 49.21 | caiso_peaker2 | CISO | physical | gas_ct
BEJNLS_5_BV2SCEDYN | BROADVIEW 2 | 167 | caiso_wind | AZPS | specifiedimport | out_of_state_wind_AZNM
BEKWJS_5_BV1SCEDYN | BROADVIEW 1 | 130 | caiso_wind | AZPS | specifiedimport | out_of_state_wind_AZNM
BELDEN_7_UNIT 1 | BELDEN HYDRO | 119 | caiso_hydro | CISO | physical | hydro
BERCYN_2_BCEBT1 | BEAR CANYON ENERGY STORAGE | 13 | caiso_li_battery | CISO | physical | hr_batteries
BGCRK1_7_PORTAL | PORTAL HYDRO | 10.8 | caiso_hydro | CISO | physical | hydro
BGCRK1_7_UNIT 1 | BIG CREEK PH 1 UNIT 1 | 19.8 | caiso_hydro | CISO | physical | hydro
BGCRK1_7_UNIT 2 | BIG CREEK PH 1 UNIT 2 | 15.8 | caiso_hydro | CISO | physical | hydro
BGCRK1_7_UNIT 3 | BIG CREEK PH 1 UNIT 3 | 21.6 | caiso_hydro | CISO | physical | hydro
BGCRK1_7_UNIT 4 | BIG CREEK PH 1 UNIT 4 | 31.2 | caiso_hydro | CISO | physical | hydro
BGCRK2_7_UNIT 1 | BIG CREEK PH 2 UNIT 1 | 55 | caiso_hydro | CISO | physical | hydro
BGCRK2_7_UNIT 2 | BIG CREEK PH 2 UNIT 2 | 55 | caiso_hydro | CISO | physical | hydro
BGCRK2_7_UNIT 3 | BIG CREEK PH 2 UNIT 3 | 15.8 | caiso_hydro | CISO | physical | hydro
BGCRK2_7_UNIT 4 | BIG CREEK PH 2 UNIT 4 | 15.8 | caiso_hydro | CISO | physical | hydro
BGCRK2_7_UNIT 5 | BIG CREEK PH 2 UNIT 5 | 17.5 | caiso_hydro | CISO | physical | hydro
BGCRK2_7_UNIT 6 | BIG CREEK PH 2 UNIT 6 | 17.5 | caiso_hydro | CISO | physical | hydro
BGCRK3_7_UNIT 1 | BIG CREEK PH 3 UNIT 1 | 34 | caiso_hydro | CISO | physical | hydro
BGCRK3_7_UNIT 2 | BIG CREEK PH 3 UNIT 2 | 34 | caiso_hydro | CISO | physical | hydro
BGCRK3_7_UNIT 3 | BIG CREEK PH 3 UNIT 3 | 34 | caiso_hydro | CISO | physical | hydro
BGCRK3_7_UNIT 4 | BIG CREEK PH 3 UNIT 4 | 36 | caiso_hydro | CISO | physical | hydro
BGCRK3_7_UNIT 5 | BIG CREEK PH 3 UNIT 5 | 36.5 | caiso_hydro | CISO | physical | hydro
BGCRK4_7_UNIT 1 | BIG CREEK PH 4 UNIT 1 | 50 | caiso_hydro | CISO | physical | hydro
BGCRK4_7_UNIT 2 | BIG CREEK PH 4 UNIT 2 | 50 | caiso_hydro | CISO | physical | hydro
BGCRK8_7_UNIT 1 | BIG CREEK PH 8 UNIT 1 | 30 | caiso_hydro | CISO | physical | hydro
BGCRK8_7_UNIT 2 | BIG CREEK PH 8 UNIT 2 | 45 | caiso_hydro | CISO | physical | hydro
BGROCK_2_BRFBT1 | BIG ROCK SOLAR FARM | 100 | caiso_li_battery | CISO | physical | hr_batteries
BGROCK_2_BRFBT2 | BIG ROCK SOLAR FARM | 100 | caiso_li_battery | CISO | physical | hr_batteries
BGROCK_2_BRFBX2 | BIG ROCK SOLAR FARM | 200 | caiso_li_battery | CISO | physical | hr_batteries
BGSKYN_2_AS2SR1 | ANTELOPE SOLAR 2 | 105 | caiso_solar | CISO | physical | utility_pv
BGSKYN_2_ASPSR2 | ANTELOPE SOLAR 2 SAN PABLO | 100 | caiso_solar | CISO | physical | utility_pv
BGSKYN_2_ASSR1B | ANTELOPE SOLAR 1B | 17 | caiso_solar | CISO | physical | utility_pv
BGSKYN_2_ASSR3A | ANTELOPE SOLAR 3A | 15 | caiso_solar | CISO | physical | utility_pv
BGSKYN_2_ASSR3B | ANTELOPE SOLAR 3B | 5 | caiso_solar | CISO | physical | utility_pv
BGSKYN_2_BS3SR3 | BIG SKY SOLAR 3 | 20 | caiso_solar | CISO | physical | utility_pv
BIGBEAUSTORAGE | NAN | 40 | caiso_li_battery | CISO | physical | hr_batteries
BIGCRK_2_EXESWD | BIG CREEK HYDRO PROJECT PSP | 820 | caiso_hydro | CISO | physical | hydro
BIGSKY_2_AS2BT1 | ANTELOPE SOLAR 2 LAB | 127 | caiso_li_battery | CISO | physical | hr_batteries
BIGSKY_2_ASLBT2 | ANTELOPE SOLAR 2 LUNA | 100 | caiso_li_battery | CISO | physical | hr_batteries
BIGSKY_2_BSKSR6 | BIG SKY SOLAR 6 | 20 | caiso_solar | CISO | physical | utility_pv
BIGSKY_2_BSKSR7 | BIG SKY SOLAR 7 | 20 | caiso_solar | CISO | physical | utility_pv
BIGSKY_2_BSKSR8 | BIG SKY SOLAR 8 | 20 | caiso_solar | CISO | physical | utility_pv
BIGSKY_2_SOLAR1 | ANTELOPE BIG SKY RANCH | 20 | caiso_solar | CISO | physical | utility_pv
BIGSKY_2_SOLAR2 | BIG SKY SOLAR 4 | 40 | caiso_solar | CISO | physical | utility_pv
BIGSKY_2_SOLAR3 | BIG SKY SUMMER | 20 | caiso_solar | CISO | physical | utility_pv
BIGSKY_2_SOLAR4 | WESTERN ANTELOPE BLUE SKY RANCH B | 20 | caiso_solar | CISO | physical | utility_pv
BIGSKY_2_SOLAR5 | BIG SKY SOLAR 2 | 5 | caiso_solar | CISO | physical | utility_pv
BIGSKY_2_SOLAR6 | SOLVERDE 1 | 85 | caiso_solar | CISO | physical | utility_pv
BIGSKY_2_SOLAR7 | BIG SKY SOLAR 1 | 50 | caiso_solar | CISO | physical | utility_pv
BIOMAS_1_UNIT 1 | WOODLAND BIOMASS | 25.5 | caiso_biomass | CISO | physical | biomass_wood
BIOMASSONEGE1 | NAN | 14.4 | caiso_biomass | CISO | physical | biomass_wood
BISHOP_1_ALAMO | BISHOP CREEK PLANT 2 AND 6 | 13.4 | caiso_small_hydro | CISO | physical | small_hydro
BISHOP_1_UNITS | BISHOP CREEK PLANT 3 AND 4 | 15.8 | caiso_small_hydro | CISO | physical | small_hydro
BLACK_7_UNIT 1 | JAMES B. BLACK 1 | 85 | caiso_hydro | CISO | physical | hydro
BLACK_7_UNIT 2 | JAMES B. BLACK 2 | 84.1 | caiso_hydro | CISO | physical | hydro
BLACK_WALNUT | NAN | 15 | caiso_li_battery | CISO | physical | hr_batteries
BLAST_1_WIND | MOUNTAIN VIEW IV WIND | 49 | caiso_wind | CISO | physical | in_state_wind_south
BLCKBT_2_STONEY | BLACK BUTTE HYDRO | 6.2 | caiso_small_hydro | CISO | physical | small_hydro
BLCKWL_6_BTFBT1 | BTF STORAGE DIDF | 2 | caiso_li_battery | CISO | physical | hr_batteries
BLCKWL_6_SOLAR1 | BLACKWELL SOLAR | 12 | caiso_solar | CISO | physical | utility_pv
BLKCRK_2_GMBT1A | GENESIS MCCOY BESS | 115 | caiso_li_battery | CISO | physical | hr_batteries
BLKCRK_2_GMBT1B | GENESIS MCCOY BESS | 115 | caiso_li_battery | CISO | physical | hr_batteries
BLKCRK_2_GMCBT1 | GENESIS MCCOY BESS | 230 | caiso_li_battery | CISO | physical | hr_batteries
BLKCRK_2_SOLAR1 | MCCOY STATION | 250 | caiso_solar | CISO | physical | utility_pv
BLKCRK_2_SOLR1A | BLKCRK_2_SOLR1A | 125 | caiso_solar | CISO | physical | utility_pv
BLKCRK_2_SOLR1B | BLKCRK_2_SOLR1B | 125 | caiso_solar | CISO | physical | utility_pv
BLKDIA_2_BDEBT1 | BLACK DIAMOND ENERGY STORAGE | 200 | caiso_li_battery | CISO | physical | hr_batteries
BLM E_2_UNIT 7 | COSO ENERGY DEVELOPERS - BLM EAST UNIT 7 | 24 | caiso_geothermal | CISO | physical | geothermal
BLM E_2_UNIT 8 | COSO ENERGY DEVELOPERS - BLM EAST UNIT 8 | 24 | caiso_geothermal | CISO | physical | geothermal
BLM W_2_COSBT1 | COSOSTORAGE | 60 | caiso_li_battery | CISO | physical | hr_batteries
BLM W_2_MDRBT1 | MORDOR ES2 | 20 | caiso_li_battery | CISO | physical | hr_batteries
BLM W_2_UNIT 9 | COSO ENERGY DEVELOPERS - BLM WEST UNIT 9 | 24 | caiso_geothermal | CISO | physical | geothermal
BLM_2_UNITS | BLM EAST FACILITY | 72 | caiso_geothermal | CISO | physical | geothermal
BLUE_MOUNTAIN_ELECTRIC_COMPANY | NAN | 3 | caiso_biomass | CISO | physical | biomass_wood
BLULKE_6_BLUELK | NAN | 12 | caiso_biomass | CISO | physical | biomass_wood
BLVRDE_6_BLVBT1 | BOULEVARD ENERGY STORAGE | 10 | caiso_li_battery | CISO | physical | hr_batteries
BLYTHE_1_SOLAR1 | BLYTHE SOLAR 1 PROJECT | 21 | caiso_solar | CISO | physical | utility_pv
BLYTHE_1_SOLAR2 | BLYTHE GREEN 1 | 20 | caiso_solar | CISO | physical | utility_pv
BLYTHESTORAGE1 | NAN | 63 | caiso_li_battery | CISO | physical | hr_batteries
BOGUE_1_UNITA1 | FEATHER RIVER ENERGY CENTER, UNIT #1 | 48.69 | caiso_peaker1 | CISO | physical | gas_ct
BORDER_6_UNITA1 | CALPEAK POWER BORDER UNIT 1 | 51.25 | caiso_peaker2 | CISO | physical | gas_ct
BOWMN_6_HYDRO | NID HYDRO BOWMAN POWERHOUSE | 3.6 | caiso_small_hydro | CISO | physical | small_hydro
BRDSLD_2_HIWIND | HIGH WINDS ENERGY CENTER | 162 | caiso_wind | CISO | physical | in_state_wind_north
BRDSLD_2_MTZUM2 | NEXTERA ENERGY MONTEZUMA WIND II | 78.2 | caiso_wind | CISO | physical | in_state_wind_north
BRDSLD_2_MTZUMA | FPL ENERGY MONTEZUMA WIND | 36.8 | caiso_wind | CISO | physical | in_state_wind_north
BRDSLD_2_SHILO1 | SHILOH I WIND PROJECT | 150 | caiso_wind | CISO | physical | in_state_wind_north
BRDSLD_2_SHILO2 | SHILOH WIND PROJECT 2 | 150 | caiso_wind | CISO | physical | in_state_wind_north
BRDSLD_2_SHLO3A | SHILOH III WIND PROJECT,, LLC | 102.5 | caiso_wind | CISO | physical | in_state_wind_north
BRDSLD_2_SHLO3B | SHILOH IV WIND PROJECT | 100 | caiso_wind | CISO | physical | in_state_wind_north
BREGGO_6_DEGRSL | DESERT GREEN SOLAR FARM | 6.3 | caiso_solar | CISO | physical | utility_pv
BREGGO_6_DSEBT1 | DARK SKY ENERGY CENTER | 7.33 | caiso_li_battery | CISO | physical | hr_batteries
BREGGO_6_SOLAR | NRG BORREGO SOLAR ONE | 26 | caiso_solar | CISO | physical | utility_pv
BRODIE_2_WIND | CORAM BRODIE WIND PROJECT | 102 | caiso_wind | CISO | physical | in_state_wind_south
BRODIE_2_WIND1 | CORAM BRODIE WIND PROJECT CAMERON RIDGE | 78 | caiso_wind | CISO | physical | in_state_wind_north
BRODIE_2_WIND2 | CORAM BRODIE WIND PROJECT SECTION 15 | 24 | caiso_wind | CISO | physical | in_state_wind_north
BUCKBL_2_PL1X3 | BLYTHE ENERGY CENTER | 493.63 | caiso_ccgt2 | CISO | physical | gas_cc
BUCKBL_2_STG10 | BLYTHE STG | 227 | caiso_st | CISO | physical | steam
BUCKCK_7_PL1X2 | BUCKS CREEK AGGREGATE | 57.25 | caiso_hydro | CISO | physical | hydro
BUCKCK_7_UNIT 1 | BUCKS CREEK UNIT #1 | 33 | caiso_hydro | CISO | physical | hydro
BUCKCK_7_UNIT 2 | BUCKS CREEK UNIT #2 | 32.5 | caiso_hydro | CISO | physical | hydro
BUCKWD_1_NPALM1 | NORTH PALM SPRINGS 1A | 2.4 | caiso_solar | CISO | physical | utility_pv
BUCKWD_1_QF | BUCKWIND RE-POWERING PROJECT | 16.5 | caiso_wind | CISO | physical | in_state_wind_south
BUENVS_2_NSPIN | BUENVS_2_NSPIN | 104.4 | caiso_pumped_hydro | CISO | physical | pumped_storage
BURNEY_6_HCCTG1 | HAT CREEK BIOENERGY | 2.88 | caiso_biomass | CISO | physical | biogas
BURNYF_2_UNIT 1 | BURNEY FOREST POWER | 29 | caiso_biomass | CISO | physical | biomass_wood
BUTTVL_7_UNIT 1 | BUTT VALLEY HYDRO | 39.5 | caiso_hydro | CISO | physical | hydro
CABALO_2_M2BSR1 | MUSTANG 2 BARBARO SOLAR | 50 | caiso_solar | CISO | physical | utility_pv
CABALO_2_M2WSR2 | MUSTANG 2 WHIRLAWAY SOLAR | 100 | caiso_solar | CISO | physical | utility_pv
CABLRO_2_CBSBT1 | CABALLERO STORAGE | 99.7 | caiso_li_battery | CISO | physical | hr_batteries
CABZON_1_WINDA1 | CABAZON WIND PROJECT | 41 | caiso_wind | CISO | physical | in_state_wind_south
CALFTN_2_CFSBT1 | CALIFORNIA FLATS STORAGE | 60 | caiso_li_battery | CISO | physical | hr_batteries
CALFTN_2_SOLAR | CALIFORNIA FLATS NORTH | 130 | caiso_solar | CISO | physical | utility_pv
CALFTS_2_CFSSR1 | CALIFORNIA FLATS SOLAR SOUTH | 150 | caiso_solar | CISO | physical | utility_pv
CALGEN_1_MDRBT1 | MORDOR ES1 | 25 | caiso_li_battery | CISO | physical | hr_batteries
CALGEN_1_UNIT 1 | CALGEN_1_UNIT 1 | 32.2 | caiso_geothermal | CISO | physical | geothermal
CALGEN_1_UNIT 2 | CALGEN_1_UNIT 2 | 32.2 | caiso_geothermal | CISO | physical | geothermal
CALGEN_1_UNIT 3 | CALGEN_1_UNIT 3 | 32.2 | caiso_geothermal | CISO | physical | geothermal
CALGEN_1_UNITS | COSO NAVY 1 | 80 | caiso_geothermal | CISO | physical | geothermal
CALPIN_1_AGNEW | AGNEWS POWER PLANT | 28.56 | caiso_ccgt1 | CISO | physical | gas_ct
CALPSS_6_SOLAR1 | CALIPATRIA SOLAR FARM | 19.9 | iid_solar | IID | specifiedimport | utility_pv
CAMCHE_1_PL1X3 | CAMANCHE UNITS 1, 2 & 3 AGGREGATE | 9.99 | caiso_hydro | CISO | physical | hydro
CAMCHE_1_UNIT 1 | CAMANCHE 1 | 3.3 | caiso_hydro | CISO | physical | hydro
CAMCHE_1_UNIT 2 | CAMANCHE 2 | 3.3 | caiso_hydro | CISO | physical | hydro
CAMCHE_1_UNIT 3 | CAMANCHE 3 | 3.7 | caiso_hydro | CISO | physical | hydro
CAMERON | NAN | 2.4 | caiso_solar | CISO | physical | utility_pv
CAMLOT_2_SOLAR1 | CAMELOT | 45 | caiso_solar | CISO | physical | utility_pv
CAMLOT_2_SOLAR2 | COLUMBIA TWO | 15 | caiso_solar | CISO | physical | utility_pv
CAMPFW_7_FARWST | CAMP FAR WEST HYDRO | 6.8 | caiso_small_hydro | CISO | physical | small_hydro
CANTUA_1_SOLAR | CANTUA SOLAR STATION | 20 | caiso_solar | CISO | physical | utility_pv
CAPWD_1_QF | EDOM HILLS WIND FARM | 19.55 | caiso_wind | CISO | physical | in_state_wind_south
CARBOU_7_PL2X3 | CARIBOU PH 1 UNIT 2 & 3 AGGREGATE | 49 | caiso_hydro | CISO | physical | hydro
CARBOU_7_PL4X5 | CARIBOU PH 2 UNIT 4 & 5 AGGREGATE | 120 | caiso_hydro | CISO | physical | hydro
CARBOU_7_UNIT 1 | CARIBOU PH 1 UNIT 1 | 24 | caiso_hydro | CISO | physical | hydro
CARBOU_7_UNIT 2 | CARIBOU PH 1 UNIT 2 | 25 | caiso_hydro | CISO | physical | hydro
CARBOU_7_UNIT 3 | CARIBOU PH 1 UNIT 3 | 25 | caiso_hydro | CISO | physical | hydro
CARBOU_7_UNIT 4 | CARIBOU PH 2 UNIT 4 | 61 | caiso_hydro | CISO | physical | hydro
CARBOU_7_UNIT 5 | CARIBOU PH 2 UNIT 5 | 61 | caiso_hydro | CISO | physical | hydro
CARLS1_2_CARCT1 | CARLSBAD 1 | 422 | caiso_peaker1 | CISO | physical | gas_ct
CARLS2_1_CARCT1 | CARLSBAD 2 | 105.5 | caiso_peaker1 | CISO | physical | gas_ct
CARSON_ICE_CC | NAN | 62.7 | banc_ccgt | BANC | physical | gas_cc
CARSON_ICE_PEAKER | NAN | 42 | banc_peaker | BANC | physical | gas_ct
CASADB_1_CD4GT1 | NAN | 40.7 | caiso_geothermal | CISO | physical | geothermal
CASCES_6_CESBT1 | CASCADE ENERGY STORAGE | 25 | caiso_li_battery | CISO | physical | hr_batteries
CASCES_6_CESBT2 | CASCADE ENERGY STORAGE EXPANSION | 20 | caiso_li_battery | CISO | physical | hr_batteries
CASTAIC_1 | NAN | 240 | ldwp_pumped_hydro | LADWP | physical | pumped_storage
CASTAIC_2 | NAN | 250 | ldwp_pumped_hydro | LADWP | physical | pumped_storage
CASTAIC_3 | NAN | 240 | ldwp_pumped_hydro | LADWP | physical | pumped_storage
CASTAIC_4 | NAN | 240 | ldwp_pumped_hydro | LADWP | physical | pumped_storage
CASTAIC_5 | NAN | 240 | ldwp_pumped_hydro | LADWP | physical | pumped_storage
CASTAIC_6 | NAN | 250 | ldwp_pumped_hydro | LADWP | physical | pumped_storage
CATLNA_2_SOLAR | CATALINA SOLAR - PHASES 1 AND 2 | 110 | caiso_solar | CISO | physical | utility_pv
CATLNA_2_SOLAR2 | CATALINA SOLAR 2 | 18 | caiso_solar | CISO | physical | utility_pv
CAVLSR_2_BSOLAR | CALIFORNIA VALLEY SOLAR RANCH-PHASE B | 40 | caiso_solar | CISO | physical | utility_pv
CAVLSR_2_RSOLAR | CALIFORNIA VALLEY SOLAR RANCH-PHASE A | 210 | caiso_solar | CISO | physical | utility_pv
CAYTNO_2_VASCO | VASCO ROAD | 4.3 | caiso_biomass | CISO | physical | biomass_wood
CDWR07_2_GEN | CDWR07_2_GEN | 415.3 | caiso_pumped_hydro | CISO | physical | pumped_storage
CEDUCR_2_SOLAR1 | DUCOR SOLAR 1 | 20 | caiso_solar | CISO | physical | utility_pv
CEDUCR_2_SOLAR2 | DUCOR SOLAR 2 | 20 | caiso_solar | CISO | physical | utility_pv
CEDUCR_2_SOLAR3 | DUCOR SOLAR 3 | 15 | caiso_solar | CISO | physical | utility_pv
CEDUCR_2_SOLAR4 | DUCOR SOLAR 4 | 20 | caiso_solar | CISO | physical | utility_pv
CENT40_1_C40SR1 | CENTRAL 40 | 40 | caiso_solar | CISO | physical | utility_pv
CENTER_6_PEAKER | CENTER PEAKER | 47.3 | caiso_peaker1 | CISO | physical | gas_ct
CENTPD_2_BMSBT1 | BLYTHE MESA SOLAR 2 BESS | 56 | caiso_li_battery | CISO | physical | hr_batteries
CENTPD_2_BMSBT2 | BLYTHE MESA SOLAR 2 BESS | 56 | caiso_li_battery | CISO | physical | hr_batteries
CENTPD_2_BMSSR1 | BLYTHE MESA SOLAR | 111.8 | caiso_solar | CISO | physical | utility_pv
CENTPD_2_BMSSR2 | BLYTHE MESA SOLAR | 111.8 | caiso_solar | CISO | physical | utility_pv
CENTPD_2_BMSSX2 | BLYTHE MESA SOLAR | 223.6 | caiso_solar | CISO | physical | utility_pv
CENTPD_2_BMSX2 | BLYTHE MESA SOLAR 2 BESS | 112 | caiso_li_battery | CISO | physical | hr_batteries
CENTRY_6_PL1X4 | CENTURY GENERATING PLANT (AGGREGATE) | 41.4 | caiso_peaker1 | CISO | physical | gas_ct
CHALANSOLAR | NAN | 64.9 | caiso_solar | CISO | physical | utility_pv
CHALANSTORAGE | NAN | 25 | caiso_li_battery | CISO | physical | hr_batteries
CHALK_1_UNIT | CHALK CLIFF LIMITED | 48.67 | caiso_peaker2 | CISO | physical | gas_ct
CHARCA_1_NGLSR1 | NACHTIGALL | 4.62 | caiso_solar | CISO | physical | utility_pv
CHARMN_2_PGONG1 | PROCTER AND GAMBLE OXNARD I | 19.87 | caiso_chp | CISO | physical | cogen
CHESTN_2_CHWBT1 | CHESTNUT WESTSIDE BESS | 67.5 | caiso_li_battery | CISO | physical | hr_batteries
CHESTN_2_CHWBT2 | CHESTNUT WESTSIDE BESS | 67.5 | caiso_li_battery | CISO | physical | hr_batteries
CHESTN_2_CHWBX2 | CHESTNUT WESTSIDE BESS | 135 | caiso_li_battery | CISO | physical | hr_batteries
CHESTN_2_CHWSR1 | CHESTNUT WESTSIDE PV | 75 | caiso_solar | CISO | physical | utility_pv
CHESTN_2_CHWSR2 | CHESTNUT WESTSIDE PV | 75 | caiso_solar | CISO | physical | utility_pv
CHESTN_2_CHWSX2 | CHESTNUT WESTSIDE PV | 150 | caiso_solar | CISO | physical | utility_pv
CHEVCD_6_UNIT | CHEVRON USA (TAFT/CADET) | 11.5 | caiso_chp | CISO | physical | cogen
CHEVCO_6_UNIT 1 | CHEVRON USA (COALINGA) | 16.5 | caiso_chp | CISO | physical | cogen
CHEVCO_6_UNIT 2 | AERA ENERGY, LLC. (COALINGA) | 8.5 | caiso_chp | CISO | physical | cogen
CHEVCY_1_UNIT | CHEVRON USA (CYMRIC) | 24.3 | caiso_chp | CISO | physical | cogen
CHEVMN_2_UNITS | CHEVRON U.S.A. UNITS 1 & 2 AGGREGATE | 124.87 | caiso_chp | CISO | physical | cogen
CHICPK_7_UNIT 1 | CHICAGO PARK POWERHOUSE | 42 | caiso_hydro | CISO | physical | hydro
CHILLS_7_UNITA1 | SYCAMORE ENERGY 2 | 2.25 | caiso_biomass | CISO | physical | biomass_wood
CHINO_2_APEBT1 | POMONA ENERGY STORAGE | 20 | caiso_li_battery | CISO | physical | hr_batteries
CHINO_2_PESBT1 | POMONA ENERGY STORAGE 2 | 20 | caiso_li_battery | CISO | physical | hr_batteries
CHINO_6_CIMGEN | CHINO CO-GENERATION | 26 | caiso_chp | CISO | physical | cogen
CHINO_6_SMPPAP | NAN | 44 | caiso_peaker2 | CISO | physical | gas_ct
CHWCHL_1_AVSSR1 | AVENUE 26 PHASE I SOLAR | 2.56 | caiso_solar | CISO | physical | utility_pv
CHWCHL_1_AVSSR2 | AVENUE 26 PHASE II SOLAR | 5 | caiso_solar | CISO | physical | utility_pv
CHWCHL_1_BIOMAS | CHOW II BIOMASS TO ENERGY | 10.8 | caiso_biomass | CISO | physical | biomass_wood
CHWCHL_1_UNIT | CHOW 2 PEAKER PLANT | 48.6 | caiso_reciprocating_engine | CISO | physical | ice
CLINESCO_3_PVDYN | CLINES CORNERS | 129.94 | caiso_wind | PNM | specifiedimport | out_of_state_wind_AZNM
CLINESCO_3_WBDYN | CLINES CORNERS B | 194.28 | caiso_wind | PNM | specifiedimport | out_of_state_wind_AZNM
CLRKRD_6_LIMESD | LIME SADDLE HYDRO | 2 | caiso_small_hydro | CISO | physical | small_hydro
CLRMNT_6_CLEBT1 | CLAIREMONT ENERGY STORAGE | 9 | caiso_li_battery | CISO | physical | hr_batteries
CMBLND_2_DS2BT1 | DAGGETT 2 A BESS | 52 | caiso_li_battery | CISO | physical | hr_batteries
CMBLND_2_DS2BT2 | DAGGETT 2 B BESS | 33 | caiso_li_battery | CISO | physical | hr_batteries
CMBLND_2_DS2BT3 | DAGGETT 2 C BESS | 46 | caiso_li_battery | CISO | physical | hr_batteries
CMBLND_2_DS2SR1 | DAGGETT 2 A PV | 65 | caiso_solar | CISO | physical | utility_pv
CMBLND_2_DS2SR2 | DAGGETT 2 B PV | 65 | caiso_solar | CISO | physical | utility_pv
CMBLND_2_DS2SR3 | DAGGETT 2 C PV | 52 | caiso_solar | CISO | physical | utility_pv
CNTNLA_2_SOLAR1 | CENTINELA SOLAR ENERGY I | 125 | caiso_solar | CISO | physical | utility_pv
CNTNLA_2_SOLAR2 | CENTINELS SOLAR ENERGY 2 | 45.6 | caiso_solar | CISO | physical | utility_pv
CNTRVL_6_UNIT | CENTERVILLE | 6.4 | caiso_small_hydro | CISO | physical | small_hydro
COACHELLA_1 | NAN | 20 | iid_peaker | IID | physical | gas_ct
COACHELLA_2 | NAN | 20 | iid_peaker | IID | physical | gas_ct
COACHELLA_3 | NAN | 20 | iid_peaker | IID | physical | gas_ct
COACHELLA_4 | NAN | 20 | iid_peaker | IID | physical | gas_ct
COACHELLA_BATTERY | NAN | 31 | IID_Li_Battery | IID | physical | hr_batteries
COACHELLAWIND | NAN | 94.936 | caiso_wind | CISO | physical | in_state_wind_south
COCOPP_2_CTG1 | MARSH LANDING 1 | 204.2 | caiso_peaker1 | CISO | physical | gas_ct
COCOPP_2_CTG2 | MARSH LANDING 2 | 202.7 | caiso_peaker1 | CISO | physical | gas_ct
COCOPP_2_CTG3 | MARSH LANDING 3 | 208.96 | caiso_peaker1 | CISO | physical | gas_ct
COCOPP_2_CTG4 | MARSH LANDING 4 | 204.29 | caiso_peaker1 | CISO | physical | gas_ct
COGNAT_1_UNIT | STOCKTON BIOMAS | 45 | caiso_biomass | CISO | physical | biomass_wood
COLEMN_2_UNIT | COLEMAN | 13 | caiso_small_hydro | CISO | physical | small_hydro
COLGAT_7_UNIT 1 | COLGATE POWERHOUSE UNIT 1 | 176.72 | caiso_hydro | CISO | physical | hydro
COLGAT_7_UNIT 2 | COLGATE POWERHOUSE UNIT 2 | 175.67 | caiso_hydro | CISO | physical | hydro
COLGNS_2_CNSSR1 | COLGREEN NORTH SHORE | 74.8 | iid_solar | IID | specifiedimport | utility_pv
COLPIN_6_COLLNS | COLLINS PINE | 3.3 | caiso_biomass | CISO | physical | biomass_wood
COLTON_6_AGUAM1 | AGUA MANSA UNIT 1 (CITY OF COLTON) | 43 | caiso_peaker2 | CISO | physical | gas_ct
COLUSA_2_PL1X3 | COLUSA GENERATING STATION | 641 | caiso_ccgt1 | CISO | physical | gas_cc
COLVIL_7_PL1X2 | COLLIERVILLE HYDRO UNIT 1 & 2 AGGREGATE | 246.86 | caiso_hydro | CISO | physical | hydro
COLVIL_7_UNIT 1 | COLLIERVILLE HYDRO UNIT 1 | 126.5 | caiso_hydro | CISO | physical | hydro
COLVIL_7_UNIT 2 | COLLIERVILLE HYDRO UNIT 2 | 126 | caiso_hydro | CISO | physical | hydro
CONDOR_2_CDRBT1 | CONDOR BESS | 200 | caiso_li_battery | CISO | physical | hr_batteries
CONTRL_1_CASAD1 | MAMMOTH G1 | 7.2 | caiso_geothermal | CISO | physical | geothermal
CONTRL_1_CASAD2 | MAMMOTH G2 | 10.5 | caiso_geothermal | CISO | physical | geothermal
CONTRL_1_CASAD3 | MAMMOTH G3 | 14 | caiso_geothermal | CISO | physical | geothermal
CONTRL_1_LUNDY | LUNDY | 3 | caiso_small_hydro | CISO | physical | small_hydro
CONTRL_1_OXBOW | DIXIE VALLEY GEO | 60 | caiso_geothermal | CISO | physical | geothermal
CONTRL_1_POOLE | POOLE HYDRO PLANT 1 | 11.07 | caiso_small_hydro | CISO | physical | small_hydro
CONTRL_1_QF | CONTROL QFS | 2.55 | caiso_geothermal | CISO | physical | geothermal
CONTRL_1_RUSHCK | RUSH CREEK | 12.19 | caiso_small_hydro | CISO | physical | small_hydro
COPMT2_2_SOLAR2 | CMS2 | 155 | caiso_solar | CISO | physical | utility_pv
COPMT4_2_SOLAR4 | COPPER MOUNTAIN SOLAR 4 | 92 | caiso_solar | CISO | physical | utility_pv
COPMTN_2_CM10 | COPPER MOUNTAIN 10 | 10 | caiso_solar | CISO | physical | utility_pv
COPMTN_2_SOLAR1 | COPPER MOUNTAIN 48 | 48 | caiso_solar | CISO | physical | utility_pv
COPPER_MOUNTAIN_3_01 | COPPER_MOUNTAIN_3_01 | 26 | ldwp_solar | LADWP | physical | utility_pv
COPPER_MOUNTAIN_3_02 | COPPER_MOUNTAIN_3_02 | 27 | ldwp_solar | LADWP | physical | utility_pv
COPPER_MOUNTAIN_3_03 | COPPER_MOUNTAIN_3_03 | 26 | ldwp_solar | LADWP | physical | utility_pv
COPPER_MOUNTAIN_3_04 | COPPER_MOUNTAIN_3_04 | 28 | ldwp_solar | LADWP | physical | utility_pv
COPPER_MOUNTAIN_3_05 | COPPER_MOUNTAIN_3_05 | 25 | ldwp_solar | LADWP | physical | utility_pv
COPPER_MOUNTAIN_3_06 | COPPER_MOUNTAIN_3_06 | 26 | ldwp_solar | LADWP | physical | utility_pv
COPPER_MOUNTAIN_3_07 | COPPER_MOUNTAIN_3_07 | 27 | ldwp_solar | LADWP | physical | utility_pv
COPPER_MOUNTAIN_3_08 | COPPER_MOUNTAIN_3_08 | 26 | ldwp_solar | LADWP | physical | utility_pv
COPPER_MOUNTAIN_3_09 | COPPER_MOUNTAIN_3_09 | 24 | ldwp_solar | LADWP | physical | utility_pv
COPPER_MOUNTAIN_3_10 | COPPER_MOUNTAIN_3_10 | 20 | ldwp_solar | LADWP | physical | utility_pv
CORCAN_1_SOLAR1 | CID SOLAR | 20 | caiso_solar | CISO | physical | utility_pv
CORCAN_1_SOLAR2 | CORCORAN CITY | 11 | caiso_solar | CISO | physical | utility_pv
CORDOVA_FIR_SOLAR | NAN | 9.5 | banc_solar | BANC | physical | utility_pv
CORONS_6_CLRWTR | CLEARWATER POWER PLANT | 28 | caiso_ccgt2 | CISO | physical | gas_cc
CORRAL_6_SJOAQN | AMERESCO SAN JOAQUIN | 4.3 | caiso_biomass | CISO | physical | biomass_wood
COSUMNES_CC | NAN | 534.6 | banc_ccgt | BANC | physical | gas_cc
COTTLE_2_FRNKNH | FRANKENHEIMER POWER PLANT | 5.3 | caiso_small_hydro | CISO | physical | small_hydro
COVERD_2_HCKHY1 | HATCHET CREEK | 6.89 | caiso_hydro | CISO | physical | hydro
COVERD_2_MCKHY1 | MONTGOMERY CREEK HYDRO | 2.8 | caiso_hydro | CISO | physical | hydro
COVERD_2_QFUNTS | COVE HYDROELECTRIC PROJECT | 5.5 | caiso_small_hydro | CISO | physical | small_hydro
COVERD_2_RCKHY1 | ROARING CREEK | 2 | caiso_hydro | CISO | physical | hydro
COWCRK_2_UNIT | COW CREEK HYDRO | 2 | caiso_small_hydro | CISO | physical | small_hydro
CPSTNO_7_PRMADS | PRIMA DESCHECHA (CAPISTRANO) | 6.1 | caiso_biogas | CISO | physical | cogen
CPVERD_2_SOLAR | CAMPO VERDE SOLAR | 139 | caiso_solar | CISO | physical | utility_pv
CRELMN_6_RAMON1 | RAMONA 1 | 2 | caiso_solar | CISO | physical | utility_pv
CRELMN_6_RAMON2 | RAMONA 2 | 5 | caiso_solar | CISO | physical | utility_pv
CRELMN_6_RAMSR3 | RAMONA SOLAR ENERGY | 4.32 | caiso_solar | CISO | physical | utility_pv
CRESSY_1_PARKER | PARKER POWERHOUSE | 2.83 | caiso_small_hydro | CISO | physical | small_hydro
CRESTA_7_PL1X2 | CRESTA PH UNIT 1 & 2 AGGREGATE | 70.4 | caiso_hydro | CISO | physical | hydro
CRESTA_7_UNIT 1 | CRESTA UNIT #1 | 35.2 | caiso_hydro | CISO | physical | hydro
CRESTA_7_UNIT 2 | CRESTA UNIT #2 | 35.2 | caiso_hydro | CISO | physical | hydro
CRIMSN_2_CRMBT1 | CRIMSON (CAISO), SONORAN WEST (LSES) | 200 | caiso_li_battery | CISO | physical | hr_batteries
CRIMSN_2_CRMBT2 | CRIMSON 2 | 150 | caiso_li_battery | CISO | physical | hr_batteries
CRNEVL_6_SJQN 2 | SAN JOAQUIN 2 | 3.2 | caiso_hydro | CISO | physical | hydro
CRNEVL_6_SJQN 3 | SAN JOAQUIN 3 | 4.2 | caiso_hydro | CISO | physical | hydro
CROKET_7_UNIT | CROCKETT COGEN | 240 | caiso_chp | CISO | physical | cogen
CROWCREEKSOLAR | NAN | 20 | caiso_solar | CISO | physical | utility_pv
CROWCREEKSTORAGE | NAN | 20 | caiso_li_battery | CISO | physical | hr_batteries
CRSTWD_6_KUMYAY | KUMEYAAY WIND FARM | 50 | caiso_wind | CISO | physical | in_state_wind_south
CRWCKS_1_SOLAR1 | CROW CREEK SOLAR 1 | 20 | caiso_solar | CISO | physical | utility_pv
CSCCOG_1_UNIT 1 | SANTA CLARA CO-GEN | 7 | caiso_peaker1 | CISO | physical | cogen
CSCGNR_1_UNIT 1 | GIANERA PEAKER UNIT 1 | 24.75 | caiso_peaker2 | CISO | physical | gas_ct
CSCGNR_1_UNIT 2 | GIANERA PEAKER UNIT 2 | 24.75 | caiso_peaker2 | CISO | physical | gas_ct
CSLR4S_2_SOLAR | CSOLAR IV SOUTH | 130 | caiso_solar | CISO | physical | utility_pv
CSTRVL_7_PL1X2 | MARINA LAND FILL GAS | 4.53 | caiso_biomass | CISO | physical | biomass_wood
CSTRVL_7_QFUNTS | CASTROVILLE QF AGGREGATE | 2 | caiso_biomass | CISO | physical | cogen
CUMBIA_1_SOLAR | COLUMBIA SOLAR ENERGY II | 19 | caiso_solar | CISO | physical | utility_pv
CUMMNG_6_SUNCT1 | SUNSELECT 1 | 4 | caiso_chp | CISO | physical | cogen
CUYAMA_6_SB3SB1_LESR | SEPV BARBARA 3 | 3 | caiso_li_battery | CISO | physical | hr_batteries
CUYAMA_6_SB3SB1_SUN | SEPV BARBARA 3 | 3 | caiso_solar | CISO | physical | utility_pv
CUYAMS_6_CUYSR1 | CUYAMA SOLAR | 40 | caiso_solar | CISO | physical | utility_pv
CWATER_1_DS1BT1 | DAGGETT SOLAR 1 BESS | 113.5 | caiso_li_battery | CISO | physical | hr_batteries
DAIRLD_1_CR1BM1 | NAN | 2 | caiso_biogas | CISO | physical | biogas
DAVIS_7_MNMETH | MM YOLO POWER, LLC | 4 | caiso_biogas | CISO | physical | biogas
DEERCR_6_UNIT 1 | DEER CREEK | 7 | caiso_hydro | CISO | physical | hydro
DEL_RANCH_COMPANY | NAN | 42 | iid_geothermal | IID | physical | geothermal
DELAMO_2_ALASB2 | LOS ALAMITOS 2 | 10 | caiso_li_battery | CISO | physical | hr_batteries
DELAMO_2_SOLAR6 | FREEWAY SPRINGS | 2 | caiso_solar | CISO | physical | utility_pv
DELSUR_6_BSOLAR | CENTRAL ANTELOPE DRY RANCH B | 3 | caiso_solar | CISO | physical | utility_pv
DELSUR_6_CREST | NAN | 8.5 | caiso_solar | CISO | physical | utility_pv
DELSUR_6_CREST1 | DELSUR_6_CREST1 | 8.5 | caiso_solar | CISO | physical | utility_pv
DELSUR_6_DRYFRB | DRY FARM RANCH B | 5 | caiso_solar | CISO | physical | utility_pv
DELSUR_6_SOLAR1 | SUMMER SOLAR NORTH | 6.5 | caiso_solar | CISO | physical | utility_pv
DELTA_2_PL1X4 | DELTA ENERGY CENTER AGGREGATE | 880 | caiso_ccgt1 | CISO | physical | gas_cc
DELTA_2_STG | DELTA ENERGY CENTER STG UNIT | 306 | caiso_st | CISO | physical | steam
DESERT_POWER_3 | NAN | 50 | iid_geothermal | IID | physical | geothermal
DESERT_VIEW | NAN | 50 | caiso_biomass | IID | physical | biogas
DEVERS_1_QF | NAN | 92.6398 | caiso_wind | CISO | physical | in_state_wind_south
DEVERS_1_SEPV05 | SEPV 5 | 2 | caiso_solar | CISO | physical | utility_pv
DEVERS_1_SOLAR | CASCADE SOLAR | 18.5 | caiso_solar | CISO | physical | utility_pv
DEVERS_1_SOLAR1 | SEPV8 | 12 | caiso_solar | CISO | physical | utility_pv
DEVERS_1_SOLAR2 | SEPV9 | 9 | caiso_solar | CISO | physical | utility_pv
DEXZEL_1_UNIT | WESTERN POWER AND STEAM COGENERATION | 20 | caiso_chp | CISO | physical | cogen
DIABLO_7_UNIT 1 | DIABLO CANYON UNIT 1 | 1150 | caiso_nuclear | CISO | physical | nuclear
DIABLO_7_UNIT 2 | DIABLO CANYON UNIT 2 | 1150 | caiso_nuclear | CISO | physical | nuclear
DIAMOND_H_DAIRY_POWER | NAN | 2 | caiso_biogas | CISO | physical | biogas
DINUBA_6_UNIT | NAN | 12 | caiso_biomass | CISO | physical | biomass_wood
DISCOV_1_CHEVRN | CHEVRON USA (EASTRIDGE) | 48.8 | caiso_chp | CISO | physical | cogen
DIVSON_6_NSQF | NAN | 47 | caiso_chp | CISO | physical | cogen
DLN_5_HARQSCEDYN | HARQ | 150 | SW_SOLAR | AZPS | specifiedimport | utility_pv
DMDVLY_1_GEN 1 | DIAMOND VALLEY UNIT 1 | 3.3 | caiso_pumped_hydro | CISO | physical | pumped_storage
DMDVLY_1_GEN 10 | DIAMOND VALLEY UNIT 10 | 3.3 | caiso_pumped_hydro | CISO | physical | pumped_storage
DMDVLY_1_GEN 11 | DIAMOND VALLEY UNIT 11 | 3.3 | caiso_pumped_hydro | CISO | physical | pumped_storage
DMDVLY_1_GEN 12 | DIAMOND VALLEY UNIT 12 | 3.3 | caiso_pumped_hydro | CISO | physical | pumped_storage
DMDVLY_1_GEN 2 | DIAMOND VALLEY UNIT 2 | 3.3 | caiso_pumped_hydro | CISO | physical | pumped_storage
DMDVLY_1_GEN 3 | DIAMOND VALLEY UNIT 3 | 3.3 | caiso_pumped_hydro | CISO | physical | pumped_storage
DMDVLY_1_GEN 4 | DIAMOND VALLEY UNIT 4 | 3.3 | caiso_pumped_hydro | CISO | physical | pumped_storage
DMDVLY_1_GEN 5 | DIAMOND VALLEY UNIT 5 | 3.3 | caiso_pumped_hydro | CISO | physical | pumped_storage
DMDVLY_1_GEN 6 | DIAMOND VALLEY UNIT 6 | 3.3 | caiso_pumped_hydro | CISO | physical | pumped_storage
DMDVLY_1_GEN 7 | DIAMOND VALLEY UNIT 7 | 3.3 | caiso_pumped_hydro | CISO | physical | pumped_storage
DMDVLY_1_GEN 8 | DIAMOND VALLEY UNIT 8 | 3.3 | caiso_pumped_hydro | CISO | physical | pumped_storage
DMDVLY_1_GEN 9 | DIAMOND VALLEY UNIT 9 | 3.3 | caiso_pumped_hydro | CISO | physical | pumped_storage
DMDVLY_1_UNITS | DIAMOND VALLEY LAKE PUMP-GEN PLANT | 15.6 | caiso_hydro | CISO | physical | hydro
DONNLS_7_UNIT | DONNELLS HYDRO | 72 | caiso_hydro | CISO | physical | hydro
DOSMGO_2_NSPIN | DOSMGO_2_NSPIN | 159 | caiso_pumped_hydro | CISO | physical | pumped_storage
DOSPAL_1_DPSSR1 | DOS PALOS CLEAN POWER | 3 | caiso_solar | CISO | physical | utility_pv
DOUBLC_1_UNITS | DOUBLE "C" LIMITED | 52.23 | caiso_peaker2 | CISO | physical | gas_ct
DRACKR_2_D4SR4B | DRACKER SOLAR UNIT 4B | 62.5 | caiso_solar | CISO | physical | utility_pv
DRACKR_2_DS3SR3 | DRACKER SOLAR UNIT 3 | 125 | caiso_solar | CISO | physical | utility_pv
DRACKR_2_DS4SR4 | DRACKER SOLAR UNIT 4 | 62.5 | caiso_solar | CISO | physical | utility_pv
DRACKR_2_DSUBT1 | DRACKER SOLAR UNIT 1 BESS | 63 | caiso_li_battery | CISO | physical | hr_batteries
DRACKR_2_DSUBT2 | DRACKER SOLAR UNIT 2 BESS | 115 | caiso_li_battery | CISO | physical | hr_batteries
DRACKR_2_DSUBT3 | DRACKER SOLAR UNIT 3 BESS | 115 | caiso_li_battery | CISO | physical | hr_batteries
DRACKR_2_DSUBT4 | DRACKER SOLAR UNIT 4 BESS | 47 | caiso_li_battery | CISO | physical | hr_batteries
DRACKR_2_SOLAR1 | DRACKER SOLAR UNIT 1 | 110 | caiso_solar | CISO | physical | utility_pv
DRACKR_2_SOLAR2 | DRACKER SOLAR UNIT 2 | 125 | caiso_solar | CISO | physical | utility_pv
DREWS_6_PL1X4 | DREWS GENERATING PLANT | 41.4 | caiso_peaker1 | CISO | physical | gas_ct
DREWSR_2_BHSSR1 | BLUE HORNET SOLAR | 100 | caiso_solar | CISO | physical | utility_pv
DRUM_7_PL1X2 | DRUM PH 1 UNITS 1 & 2 AGGREGATE | 26 | caiso_hydro | CISO | physical | hydro
DRUM_7_PL3X4 | DRUM PH 1 UNITS 3 & 4 AGGREGATE | 28.9 | caiso_hydro | CISO | physical | hydro
DRUM_7_UNIT 1 | DRUM PH 1 UNIT 1 | 13 | caiso_hydro | CISO | physical | hydro
DRUM_7_UNIT 2 | DRUM PH 1 UNIT 2 | 13 | caiso_hydro | CISO | physical | hydro
DRUM_7_UNIT 3 | DRUM PH 1 UNIT 3 | 12.9 | caiso_hydro | CISO | physical | hydro
DRUM_7_UNIT 4 | DRUM PH 1 UNIT 4 | 16 | caiso_hydro | CISO | physical | hydro
DRUM_7_UNIT 5 | DRUM PH 2 UNIT 5 | 50 | caiso_hydro | CISO | physical | hydro
DSABLA_7_UNIT | DE SABLA HYDRO | 18.5 | caiso_small_hydro | CISO | physical | small_hydro
DSFLWR_2_W9CSB1 | WILLY 9 CHAP 1 | 102 | caiso_li_battery | CISO | physical | hr_batteries
DSFLWR_2_W9CSB2 | WILLY 9 CHAP 2 | 72 | caiso_li_battery | CISO | physical | hr_batteries
DSFLWR_2_WS2SR1 | WILLOW SPRINGS 2 | 100 | caiso_solar | CISO | physical | utility_pv
DSRTHV_2_DH1SR1 | DESERT HARVEST | 80 | caiso_solar | CISO | physical | utility_pv
DSRTHV_2_DH2BT1 | DESERT HARVEST BESS | 35 | caiso_li_battery | CISO | physical | hr_batteries
DSRTHV_2_DH2SR2 | DESERT HARVEST 2 | 70 | caiso_solar | CISO | physical | utility_pv
DSRTSL_2_SOLAR1 | DESERT STATELINE | 296.19 | caiso_solar | CISO | physical | utility_pv
DSRTSL_2_SOLR1A | DSRTSL_2_SOLR1A | 148.1 | caiso_solar | CISO | physical | utility_pv
DSRTSL_2_SOLR1B | DSRTSL_2_SOLR1B | 148.1 | caiso_solar | CISO | physical | utility_pv
DSRTSN_2_DS2BT1 | DESERT SUNLIGHT PV II STORAGE | 87.4 | caiso_li_battery | CISO | physical | hr_batteries
DSRTSN_2_DS2BT2 | DESERT SUNLIGHT PV II STORAGE | 142.6 | caiso_li_battery | CISO | physical | hr_batteries
DSRTSN_2_DS2BT3 | DESERT SUNLIGHT PV II STORAGE 2 | 115 | caiso_li_battery | CISO | physical | hr_batteries
DSRTSN_2_DS2BT4 | DESERT SUNLIGHT PV II STORAGE 2 | 115 | caiso_li_battery | CISO | physical | hr_batteries
DSRTSN_2_DS2BX2 | DESERT SUNLIGHT PV II STORAGE 2 | 230 | caiso_li_battery | CISO | physical | hr_batteries
DSRTSN_2_DS2X2 | DESERT SUNLIGHT PV II STORAGE | 230 | caiso_li_battery | CISO | physical | hr_batteries
DSRTSN_2_SOLAR1 | DESERT SUNLIGHT 300 | 300 | caiso_solar | CISO | physical | utility_pv
DSRTSN_2_SOLAR2 | DESERT SUNLIGHT 250 | 250 | caiso_solar | CISO | physical | utility_pv
DSRTSN_2_SOLR1A | DESERT SUNLIGHT 300 | 156.9 | caiso_solar | CISO | physical | utility_pv
DSRTSN_2_SOLR1B | DESERT SUNLIGHT 300 | 156.9 | caiso_solar | CISO | physical | utility_pv
DSRTSN_2_SOLR2A | DESERT SUNLIGHT 250 | 129.8 | caiso_solar | CISO | physical | utility_pv
DSRTSN_2_SOLR2B | DESERT SUNLIGHT 250 | 129.8 | caiso_solar | CISO | physical | utility_pv
DTCHWD_2_BT3WND | BROOKFIELD TEHACHAPI 3 | 4.5 | caiso_wind | CISO | physical | in_state_wind_south
DTCHWD_2_BT4WND | BROOKFIELD TEHACHAPI 4 | 6.52 | caiso_wind | CISO | physical | in_state_wind_south
DUANE_1_PL1X3 | DONALD VON RAESFELD POWER PROJECT | 147.8 | caiso_ccgt2 | CISO | physical | gas_cc
DUANE_7_STG3 | DONALD VON RAESFELD STG UNIT 3 | 53.6 | caiso_st | CISO | physical | steam
DURNMESA_3_WBDYN | DURAN MESA | 105.08 | caiso_wind | PNM | specifiedimport | out_of_state_wind_AZNM
DUTCH1_7_UNIT 1 | DUTCH FLAT 1 PH | 22 | caiso_hydro | CISO | physical | hydro
DUTCH2_7_UNIT 1 | DUTCH FLAT 2 PH | 26 | caiso_hydro | CISO | physical | hydro
DVLCYN_1_UNIT 1 | DEVIL CANYON HYDRO UNIT 1 | 60 | caiso_hydro | CISO | physical | hydro
DVLCYN_1_UNIT 2 | DEVIL CANYON HYDRO UNIT 2 | 60 | caiso_hydro | CISO | physical | hydro
DVLCYN_1_UNIT 3 | DEVIL CANYON HYDRO UNIT 3 | 80 | caiso_hydro | CISO | physical | hydro
DVLCYN_1_UNIT 4 | DEVIL CANYON HYDRO UNIT 4 | 80 | caiso_hydro | CISO | physical | hydro
DVLCYN_1_UNITS | DEVIL CANYON HYDRO UNITS 1-4 AGGREGATE | 235 | caiso_hydro | CISO | physical | hydro
DYERSM_6_DSWWD1 | DYER SUMMIT WIND REPOWER | 44.8 | caiso_wind | CISO | physical | in_state_wind_north
DYLAN_2_BMTBT1 | BEAUMONT BESS | 100 | caiso_li_battery | CISO | physical | hr_batteries
EARTH_ENERGY_1 | NAN | 11 | iid_geothermal | IID | physical | geothermal
EASTWD_7_UNIT | EASTWOOD PUMP-GEN | 200 | caiso_pumped_hydro | CISO | physical | pumped_storage
ECASCO_2_SJGBT1 | SAN JACINTO GRID | 65 | caiso_li_battery | CISO | physical | hr_batteries
EDMONS_2_NSPIN | EDMONS_2_NSPIN | 775.8 | caiso_pumped_hydro | CISO | physical | pumped_storage
EDWARD_2_E21SB1_LESR | EDSAN 2 EDWARDS 1A | 71 | caiso_li_battery | CISO | physical | hr_batteries
EDWARD_2_E21SB1_SUN | EDSAN 2 EDWARDS 1A | 95 | caiso_solar | CISO | physical | utility_pv
EDWARD_2_E23SB1_LESR | EDSAN 2 EDWARDS 3 | 12 | caiso_li_battery | CISO | physical | hr_batteries
EDWARD_2_E23SB1_SUN | EDSAN 2 EDWARDS 3 | 24 | caiso_solar | CISO | physical | utility_pv
EDWARD_2_ES2BT3_LESR | EDSAN 2 | 66 | caiso_li_battery | CISO | physical | hr_batteries
EDWARD_2_ES2BT3_SUN | EDSAN 2 | 151 | caiso_solar | CISO | physical | utility_pv
EDWARD_2_ESSSB1 | SANBORN SOLAR 2 EDWARDS 5 | 116 | caiso_solar | CISO | physical | utility_pv
EDWARD_2_ESSSB2 | SANBORN SOLAR 2 | 132 | caiso_solar | CISO | physical | utility_pv
EEKTMN_6_SOLAR1 | EE K SOLAR 1 | 20 | caiso_solar | CISO | physical | utility_pv
EL_CENTRO_4 | NAN | 70 | iid_ccgt | IID | physical | gas_cc
EL_CENTRO_CC2 | NAN | 108.8 | iid_ccgt | IID | physical | gas_cc
EL_CENTRO_CC3 | NAN | 146.5 | iid_ccgt | IID | physical | gas_cc
ELCABO_5_ECWSCEDYN | EL CABO WIND | 298 | caiso_wind | AZPS | specifiedimport | out_of_state_wind_AZNM
ELCAJN_6_DRGEN1 | NAN | 3 | caiso_li_battery | CISO | physical | hr_batteries
ELCAJN_6_EB1BT1 | EASTERN BESS 1 | 7.5 | caiso_li_battery | CISO | physical | hr_batteries
ELCAJN_6_LM6K | EL CAJON ENERGY CENTER | 48.1 | caiso_peaker2 | CISO | physical | gas_ct
ELCAJN_6_UNITA1 | CUYAMACA PEAK ENERGY PLANT | 45.42 | caiso_peaker1 | CISO | physical | gas_ct
ELDORO_7_UNIT 1 | EL DORADO UNIT 1 | 11 | caiso_hydro | CISO | physical | hydro
ELDORO_7_UNIT 2 | EL DORADO UNIT 2 | 11 | caiso_hydro | CISO | physical | hydro
ELECTR_7_PL1X3 | ELECTRA PH UNIT 1 & 2 AGGREGATE | 93 | caiso_hydro | CISO | physical | hydro
ELECTR_7_UNIT 1 | ELECTRA UNIT 1 | 31.7 | caiso_hydro | CISO | physical | hydro
ELECTR_7_UNIT 2 | ELECTRA UNIT 2 | 31.7 | caiso_hydro | CISO | physical | hydro
ELECTR_7_UNIT 3 | ELECTRA UNIT 3 | 38.1 | caiso_hydro | CISO | physical | hydro
ELK_GROVE_1_SOLAR | NAN | 50.9 | banc_solar | BANC | physical | utility_pv
ELK_GROVE_2_SOLAR | NAN | 37.9 | banc_solar | BANC | physical | utility_pv
ELKCRK_6_STONYG | STONEY GORGE HYDRO AGGREGATE | 4.9 | caiso_small_hydro | CISO | physical | small_hydro
ELKHIL_2_PL1X3 | ELK HILLS COMBINED CYCLE (AGGREGATE) | 551.7 | caiso_ccgt1 | CISO | physical | gas_cc
ELKHIL_7_STG | ELK HILLS STEAM TURBINE UNIT | 223 | caiso_st | CISO | physical | steam
ELKHRN_1_EESBT1 | ELKHORN ENERGY STORAGE | 60.83 | caiso_li_battery | CISO | physical | hr_batteries
ELKHRN_1_EESBT2 | ELKHORN ENERGY STORAGE | 60.83 | caiso_li_battery | CISO | physical | hr_batteries
ELKHRN_1_EESBT3 | ELKHORN ENERGY STORAGE | 60.83 | caiso_li_battery | CISO | physical | hr_batteries
ELKHRN_1_EESX3 | ELKHORN ENERGY STORAGE | 182.5 | caiso_li_battery | CISO | physical | hr_batteries
ELLIOT_6_ELIBT1 | ELLIOTT ENERGY STORAGE | 10 | caiso_li_battery | CISO | physical | hr_batteries
ELLIS_2_QF | ELLIS QFS | 12 | caiso_peaker1 | CISO | physical | gas_ct
ELNIDO_1_ECRSR1 | EAST CLEVELAND SOLAR | 3 | caiso_solar | CISO | physical | utility_pv
ELNIDP_6_BIOMAS | EL NIDO BIOMASS TO ENERGY | 10.5 | caiso_biomass | CISO | physical | biomass_wood
ELSEGN_2_UN1011 | EL SEGUNDO ENERGY CENTER 5/6 | 274.31 | caiso_ccgt2 | CISO | physical | gas_cc
ELSEGN_2_UN2021 | EL SEGUNDO ENERGY CENTER 7/8 | 271.74 | caiso_ccgt1 | CISO | physical | gas_cc
ENELBELLASTORAGE | NAN | 10 | caiso_li_battery | CISO | physical | hr_batteries
ENERGETICS_PV | NAN | 4.8 | caiso_solar | CISO | physical | utility_pv
ENERSJ_2_WIND | ESJ WIND ENERGY | 151 | caiso_wind | CISO | physical | in_state_wind_south
ENERSJ_5_ESJWD2 | ENERGIA_SIERRA_JUAREZ_2_US_LLC | 105 | caiso_wind | CISO | physical | in_state_wind_south
ENWIND_2_WIND1 | CAMERON RIDGE | 47.1 | caiso_wind | CISO | physical | in_state_wind_south
ENWIND_2_WIND2 | RIDGETOP I | 38.24 | caiso_wind | CISO | physical | in_state_wind_south
ESCNDO_6_EB1BT1 | ESCONDIDO BESS 1 | 10 | caiso_li_battery | CISO | physical | hr_batteries
ESCNDO_6_EB2BT2 | ESCONDIDO BESS 2 | 10 | caiso_li_battery | CISO | physical | hr_batteries
ESCNDO_6_EB3BT3 | ESCONDIDO BESS 3 | 10 | caiso_li_battery | CISO | physical | hr_batteries
ESCNDO_6_PL1X2 | MMC ESCONDIDO AGGREGATE | 48.71 | caiso_peaker2 | CISO | physical | gas_ct
ESCNDO_6_UNITB1 | CALPEAK POWER ENTERPRISE UNIT 1 | 48.04 | caiso_peaker2 | CISO | physical | gas_ct
ESCO_6_GLMQF | GOAL LINE COGEN | 49.9 | caiso_chp | CISO | physical | cogen
ESNHWR_2_CS1BT3 | CARRIS STORAGE 1 | 10 | caiso_li_battery | CISO | physical | hr_batteries
ESNHWR_2_HDSBT2 | HECATE ENERGY DESERT STORAGE 1 | 10 | caiso_li_battery | CISO | physical | hr_batteries
ESNHWR_2_WC1BT1 | WILDCAT I BESS | 3 | caiso_li_battery | CISO | physical | hr_batteries
ESQUON_6_LNDFIL | NEAL ROAD LANDFILL GENERATING FACILITY | 2.1 | caiso_biomass | CISO | physical | biomass_wood
ESTWND_2_OPPWD1 | OASIS POWER PLANT EASTWIND | 57.14 | caiso_wind | CISO | physical | in_state_wind_south
ETIWND_2_FONTNA | FONTANALYTLE CREEK POWERHOUSE P | 2.56 | caiso_small_hydro | CISO | physical | small_hydro
ETIWND_2_RTS015 | SPVP015 | 3 | caiso_solar | CISO | physical | utility_pv
ETIWND_2_RTS017 | SPVP017 | 3.5 | caiso_solar | CISO | physical | utility_pv
ETIWND_2_RTS023 | SPVP023 FONTANA RT SOLAR | 2.5 | caiso_solar | CISO | physical | utility_pv
ETIWND_2_RTS026 | SPVP026 | 6 | caiso_solar | CISO | physical | utility_pv
ETIWND_2_RTS027 | SPVP027 | 2 | caiso_solar | CISO | physical | utility_pv
ETIWND_2_SEPBT1 | SEPARATOR | 100 | caiso_li_battery | CISO | physical | hr_batteries
ETIWND_2_SOLAR5 | DULLES | 2 | caiso_solar | CISO | physical | utility_pv
ETIWND_2_UNIT1 | ETIWND_2_UNIT1 | 33.6 | caiso_chp | CISO | physical | cogen
ETIWND_6_GRPLND | GRAPELAND PEAKER | 45.64 | caiso_peaker1 | CISO | physical | gas_ct
ETIWND_6_INEBT1 | INLAND EMPIRE ENERGY STORAGE | 70 | caiso_li_battery | CISO | physical | hr_batteries
ETIWND_6_MWDETI | ETIWANDA RECOVERY HYDRO | 24 | caiso_small_hydro | CISO | physical | small_hydro
EXCHEC_7_UNIT 1 | EXCHEQUER HYDRO | 94.5 | caiso_hydro | CISO | physical | hydro
EXCLSG_1_SOLAR | EXCELSIOR SOLAR | 60 | caiso_solar | CISO | physical | utility_pv
FAIRHV_6_UNIT | NAN | 18.75 | caiso_biomass | CISO | physical | biomass_wood
FALBRK_6_FESBT1 | FALLBROOK ENERGY STORAGE | 40 | caiso_li_battery | CISO | physical | hr_batteries
FELLOW_7_QFUNTS | FELLOW QF AGGREGATE | 6.2 | caiso_chp | CISO | physical | cogen
FIFTHS_2_FSSBT | FIFTH STANDARD BATTERY | 137 | caiso_li_battery | CISO | physical | hr_batteries
FIFTHS_2_FSSR1 | FIFTH STANDARD SOLAR | 150 | caiso_solar | CISO | physical | utility_pv
FILIPPI_2_QZSBT1 | QUARTZITE SOLAR 8 BESS | 75 | caiso_li_battery | CISO | physical | hr_batteries
FILIPPI_2_QZSBT2 | QUARTZITE SOLAR 8 BESS | 75 | caiso_li_battery | CISO | physical | hr_batteries
FILIPPI_2_QZSBTX | QUARTZITE SOLAR 8 BESS | 150 | caiso_li_battery | CISO | physical | hr_batteries
FILIPPI_2_QZSSR1 | QUARTZITE SOLAR 8 | 150 | caiso_solar | CISO | physical | utility_pv
FILIPPI_2_QZSSR2 | QUARTZITE SOLAR 8 | 150 | caiso_solar | CISO | physical | utility_pv
FILIPPI_2_QZSSRX | QUARTZITE SOLAR 8 | 300 | caiso_solar | CISO | physical | utility_pv
FLOWD_2_RT2WD2 | RIDGETOP 2 | 27.39 | caiso_wind | CISO | physical | in_state_wind_south
FLOWD_2_WIND1 | CAMERON RIDGE 2 | 11.9 | caiso_wind | CISO | physical | in_state_wind_south
FLOWD2_2_FPLWND | DIABLO WINDS | 18 | caiso_wind | CISO | physical | in_state_wind_north
FMEADO_7_UNIT | FRENCH MEADOWS HYDRO | 16 | caiso_small_hydro | CISO | physical | small_hydro
FORBST_7_UNIT 1 | FORBESTOWN HYDRO | 37.5 | caiso_hydro | CISO | physical | hydro
FORKBU_6_UNIT | HYPOWER, INC. (FORKS OF BUTTE) | 14.4 | caiso_hydro | CISO | physical | hydro
FRESHW_1_SOLAR1 | CORCORAN 3 | 20 | caiso_solar | CISO | physical | utility_pv
FRESNOSOLAR | NAN | 100 | caiso_solar | CISO | physical | utility_pv
FRESNOSTORAGE | NAN | 10 | caiso_li_battery | CISO | physical | hr_batteries
FRIANT_6_UNITS | FRIANT DAM | 25 | caiso_small_hydro | CISO | physical | small_hydro
FRITO_1_LAY | FRITO-LAY | 6 | caiso_chp | CISO | physical | cogen
FRNTBW_6_SOLAR1 | FRONTIER SOLAR | 20 | caiso_solar | CISO | physical | utility_pv
FROGTN_1_UTICAM | MURPHYS POWERHOUSE | 3.6 | caiso_hydro | CISO | physical | hydro
GALE_1_SR3SR3 | SUNRAY 3 | 13.8 | caiso_solar | CISO | physical | utility_pv
GARLND_2_GARBT1 | GARLAND STORAGE | 88 | caiso_li_battery | CISO | physical | hr_batteries
GARLND_2_GASLR | GARLAND B | 180 | caiso_solar | CISO | physical | utility_pv
GARLND_2_GASLRA | GARLAND A | 20 | caiso_solar | CISO | physical | utility_pv
GARNET_1_SOLAR | NORTH PALM SPRINGS 4A | 4 | caiso_solar | CISO | physical | utility_pv
GARNET_1_SOLAR2 | GARNET SOLAR POWER GENERATION STATION 1 | 4 | caiso_solar | CISO | physical | utility_pv
GARNET_1_UNITS | GARNET GREEN POWER PROJECT AGGREGATE | 16.5 | caiso_wind | CISO | physical | in_state_wind_south
GARNET_1_WIND | GARNET WIND ENERGY CENTER | 6.5 | caiso_wind | CISO | physical | in_state_wind_south
GARNET_1_WINDS | GARNET WINDS AGGREGATION | 22.5 | caiso_wind | CISO | physical | in_state_wind_south
GARNET_1_WT3WND | WAGNER WIND | 6 | caiso_wind | CISO | physical | in_state_wind_south
GARNET_2_COAWD2 | COACHELLA 2 | 10.8 | caiso_wind | CISO | physical | in_state_wind_south
GARNET_2_DIFWD1 | NAN | 7.88 | caiso_wind | CISO | physical | in_state_wind_south
GARNET_2_WIND1 | PHOENIX | 11.2 | caiso_wind | CISO | physical | in_state_wind_south
GARNET_2_WIND2 | KAREN AVENUE WIND FARM | 11.7 | caiso_wind | CISO | physical | in_state_wind_south
GARNET_2_WIND3 | SAN GORGONIO EAST | 12.6 | caiso_wind | CISO | physical | in_state_wind_south
GARNET_2_WIND4 | WINDUSTRIES | 9.8 | caiso_wind | CISO | physical | in_state_wind_south
GARNET_2_WIND5 | EASTWIND | 3 | caiso_wind | CISO | physical | in_state_wind_south
GARNET_2_WPMWD6 | WINTEC PALM | 5.93 | caiso_wind | CISO | physical | in_state_wind_south
GASKW1_2_GW1SR1 | GASKELL WEST 1 | 20 | caiso_solar | CISO | physical | utility_pv
GASKW1_2_GW2BT1 | GASKELL WEST 2 BESS | 20 | caiso_li_battery | CISO | physical | hr_batteries
GASKW1_2_GW2SR1 | GASKELL WEST 2A | 16 | caiso_solar | CISO | physical | utility_pv
GASKW1_2_GW2SR2 | GASKELL WEST 2B | 29 | caiso_solar | CISO | physical | utility_pv
GASKW1_2_GW3SR1 | GASKELL WEST 3 | 20 | caiso_solar | CISO | physical | utility_pv
GASKW1_2_GW4SR1 | GASKELL WEST 4 | 20 | caiso_solar | CISO | physical | utility_pv
GASKW1_2_GW5SR1 | GASKELL WEST 5 | 20 | caiso_solar | CISO | physical | utility_pv
GATES_2_SOLAR | GATES SOLAR STATION | 20 | caiso_solar | CISO | physical | utility_pv
GATES_2_WSOLAR | WEST GATES SOLAR STATION | 10 | caiso_solar | CISO | physical | utility_pv
GATEWY_2_GESBT1 | GATEWAY ENERGY STROAGE | 250 | caiso_li_battery | CISO | physical | hr_batteries
GATWAY_2_PL1X3 | GATEWAY GENERATING STATION | 585 | caiso_ccgt1 | CISO | physical | gas_cc
GATWAY_2_STGC | GATEWAY STG C | 213.4 | caiso_st | CISO | physical | steam
GENESI_2_STG | GENESIS STATION | 250 | caiso_solar | CISO | physical | utility_pv
GENESI_2_STG1 | GENESIS MCCOY SOLAR PROJECT | 140 | caiso_solar | CISO | physical | utility_pv
GENESI_2_STG2 | GENESIS MCCOY SOLAR PROJECT | 140 | caiso_solar | CISO | physical | utility_pv
GEO_EAST_MESA_2_1 | NAN | 22 | iid_geothermal | IID | physical | geothermal
GEO_EAST_MESA_3_1 | NAN | 22 | iid_geothermal | IID | physical | geothermal
GEO_EAST_MESA_3_2 | NAN | 10 | iid_geothermal | IID | physical | geothermal
GEYS11_7_UNIT11 | GEYSERS UNIT 11 (HEALDSBURG) | 86.8 | caiso_geothermal | CISO | physical | geothermal
GEYS12_7_UNIT12 | GEYSERS UNIT 12 (HEALDSBURG) | 57 | caiso_geothermal | CISO | physical | geothermal
GEYS13_7_UNIT13 | GEYSERS UNIT 13 (HEALDSBURG) | 73 | caiso_geothermal | CISO | physical | geothermal
GEYS14_7_UNIT14 | GEYSERS UNIT 14 (HEALDSBURG) | 70 | caiso_geothermal | CISO | physical | geothermal
GEYS16_7_UNIT16 | GEYSERS UNIT 16 (HEALDSBURG) | 63 | caiso_geothermal | CISO | physical | geothermal
GEYS17_2_BOTRCK | NAN | 10.01 | caiso_geothermal | CISO | physical | geothermal
GEYS17_7_UNIT17 | GEYSERS UNIT 17 (HEALDSBURG) | 75.5 | caiso_geothermal | CISO | physical | geothermal
GEYS18_7_UNIT18 | GEYSERS UNIT 18 (HEALDSBURG) | 72 | caiso_geothermal | CISO | physical | geothermal
GEYS20_7_UNIT20 | GEYSERS UNIT 20 (HEALDSBURG) | 50 | caiso_geothermal | CISO | physical | geothermal
GIFENS_6_BUGSL1 | BURFORD GIFFEN | 20 | caiso_solar | CISO | physical | utility_pv
GIFFEN_6_SOLAR | GIFFEN SOLAR STATION | 10 | caiso_solar | CISO | physical | utility_pv
GIFFEN_6_SOLAR1 | ASPIRATION SOLAR G | 9 | caiso_solar | CISO | physical | utility_pv
GILROY_1_ST2 | GILROY COGEN - UNIT 2 | 45 | caiso_st | CISO | physical | steam
GILROY_1_UNIT | GILROY COGEN AGGREGATE | 120 | caiso_ccgt1 | CISO | physical | gas_ct
GILRPP_1_PL1X2 | GILROY ENERGY CENTER UNITS 1&2 AGGREGATE | 95.2 | caiso_peaker2 | CISO | physical | gas_ct
GILRPP_1_PL3X4 | GILROY ENERGY CENTER, UNIT #3 | 46.2 | caiso_peaker2 | CISO | physical | gas_ct
GLDFGR_6_SOLAR1 | PORTAL RIDGE B | 20 | caiso_solar | CISO | physical | utility_pv
GLDFGR_6_SOLAR2 | PORTAL RIDGE C | 11.4 | caiso_solar | CISO | physical | utility_pv
GLDTWN_6_COLUM3 | COLUMBIA 3 | 10 | caiso_solar | CISO | physical | utility_pv
GLDTWN_6_SOLAR | RIO GRANDE | 5 | caiso_solar | CISO | physical | utility_pv
GLNARM_2_UNIT 5 | GLENARM TURBINE 5 | 65.81 | caiso_peaker2 | CISO | physical | gas_cc
GLNARM_7_UNIT 1 | GLEN ARM UNIT 1 | 22.13 | caiso_peaker2 | CISO | physical | gas_ct
GLNARM_7_UNIT 2 | GLEN ARM UNIT 2 | 22.38 | caiso_peaker2 | CISO | physical | gas_ct
GLNARM_7_UNIT 3 | GLEN ARM UNIT 3 | 44.83 | caiso_peaker1 | CISO | physical | gas_ct
GLNARM_7_UNIT 4 | GLEN ARM UNIT 4 | 42.42 | caiso_peaker1 | CISO | physical | gas_ct
GLOW_6_SOLAR | ANTELOPE POWER PLANT | 20 | caiso_solar | CISO | physical | utility_pv
GOLETA_2_GE2BT3 | GOLETA ENERGY STORAGE | 60 | caiso_li_battery | CISO | physical | hr_batteries
GOLETA_2_VALBT1 | VALLECITO ENERGY STORAGE | 10 | caiso_li_battery | CISO | physical | hr_batteries
GOLETA_6_ELLWOD | ELLWOOD ENERGY SUPPORT FACILITY | 54 | caiso_peaker2 | CISO | physical | gas_ct
GOLETA_6_EXGEN | EXXON COMPANY USA | 48.2 | caiso_chp | CISO | physical | cogen
GOLETA_6_GAVOTA | NAN | 9.9 | caiso_chp | CISO | physical | cogen
GOLETA_6_TAJIGS | NAN | 2.84 | caiso_biogas | CISO | physical | biogas
GOOSLK_1_SOLAR1 | GOOSE LAKE | 12 | caiso_solar | CISO | physical | utility_pv
GRADYW_5_GDYWD1 | GRADY WIND | 200 | caiso_wind | AZPS | specifiedimport | out_of_state_wind_AZNM
GRAYSON_3 | NAN | 18 | ldwp_st | LADWP | physical | steam
GRAYSON_4 | NAN | 40 | ldwp_st | LADWP | physical | steam
GRAYSON_5 | NAN | 40 | ldwp_st | LADWP | physical | steam
GRAYSON_9 | NAN | 48 | ldwp_peaker | LADWP | physical | gas_ct
GRAYSON_CC | NAN | 102 | ldwp_ccgt | LADWP | physical | gas_cc
GRDISL_1_RVSSR1 | RIO VISTA SOLAR | 2.73 | caiso_solar | CISO | physical | utility_pv
GRIDLY_6_SOLAR | GRIDLEY MAIN TWO | 2.5 | caiso_solar | CISO | physical | utility_pv
GRIFFI_2_LSPDYN | GRIFFITH ENERGY | 570 | sw_ccgt | WALC | specifiedimport | gas_cc
GRIZLY_1_UNIT 1 | GRIZZLY HYDRO | 20 | caiso_hydro | CISO | physical | hydro
GRNITE_6_ESCBT1 | ENERSMART EL CAJON | 3 | caiso_li_battery | CISO | physical | hr_batteries
GRNLF1_1_PL1X2 | GREENLEAF 1 | 49.2 | caiso_peaker2 | CISO | physical | gas_ct
GRNLF1_1_UNITS | NAN | 49.2 | caiso_peaker1 | CISO | physical | gas_ct
GRNLF2_1_UNIT | GREENLEAF II COGEN | 49.2 | caiso_chp | CISO | physical | cogen
GRNVLY_7_SCLAND | SANTA CRUZ LANDFILL GENERATING PLANT | 3.04 | caiso_biomass | CISO | physical | biomass_wood
GRSCRK_6_BGCKWW | BIG CREEK WATER WORKS - CEDAR FLAT | 5 | caiso_small_hydro | CISO | physical | small_hydro
GRZZLY_1_BERKLY | BERKELEY COGENERATION | 26.35 | caiso_chp | CISO | physical | cogen
GUERNS_6_SOLAR | GUERNSEY SOLAR STATION | 20 | caiso_solar | CISO | physical | utility_pv
GWFPWR_1_HPPBT1 | LEAD BESS 1 | 99.4 | caiso_li_battery | CISO | physical | hr_batteries
GWFPWR_1_LDCTG1 | LEAD UNIT 1 | 55.3 | caiso_peaker2 | CISO | physical | gas_ct
GWFPWR_1_LDCTG2 | LEAD UNIT 2 | 55.3 | caiso_peaker2 | CISO | physical | gas_ct
GWFPWR_1_LEDBT1 | LEAD BESS 2 | 32 | caiso_li_battery | CISO | physical | hr_batteries
GWFPWR_1_UNITS | HANFORD PEAKER PLANT | 98.46 | caiso_peaker2 | CISO | physical | gas_ct
GYS5X6_7_UNIT 5 | GEYSERS UNIT 5 | 55 | caiso_geothermal | CISO | physical | geothermal
GYS5X6_7_UNIT 6 | GEYSERS UNIT 6 | 55 | caiso_geothermal | CISO | physical | geothermal
GYS5X6_7_UNITS | GEYSERS UNITS 5 & 6 AGGREGATE | 98.43 | caiso_geothermal | CISO | physical | geothermal
GYS7X8_7_UNIT 7 | GEYSERS UNIT 7 | 55 | caiso_geothermal | CISO | physical | geothermal
GYS7X8_7_UNIT 8 | GEYSERS UNIT 8 | 55 | caiso_geothermal | CISO | physical | geothermal
GYS7X8_7_UNITS | GEYSERS UNITS 7 & 8 AGGREGATE | 95.8 | caiso_geothermal | CISO | physical | geothermal
GYSRVL_7_WSPRNG | WARM SPRINGS HYDRO | 3.75 | caiso_small_hydro | CISO | physical | small_hydro
HAASPH_7_PL1X2 | HAAS PH UNIT 1 & 2 AGGREGATE | 144 | caiso_hydro | CISO | physical | hydro
HAASPH_7_UNIT 1 | HAAS PH UNIT 1 | 72 | caiso_hydro | CISO | physical | hydro
HAASPH_7_UNIT 2 | HAAS PH UNIT 2 | 72 | caiso_hydro | CISO | physical | hydro
HALSEY_6_UNIT | HALSEY HYDRO | 13.5 | caiso_small_hydro | CISO | physical | small_hydro
HAMLIN_1_BLDSB1_LESR | BALDY MESA HYBRID | 75 | caiso_li_battery | CISO | physical | hr_batteries
HAMLIN_1_BLDSB1_SUN | BALDY MESA HYBRID | 150 | caiso_solar | CISO | physical | utility_pv
HAMLIN_1_BMSBT2 | BALDY MESA SP | 50 | caiso_solar | CISO | physical | utility_pv
HARBGN_7_UNIT 2 | HARBOR COGEN UNIT 2 | 13.6 | caiso_st | CISO | physical | steam
HARBGN_7_UNIT 3 | HARBOR COGEN UNIT 3 | 11.5 | caiso_st | CISO | physical | steam
HARBGN_7_UNITS | HARBOR COGEN COMBINED CYCLE | 109.01 | caiso_ccgt2 | CISO | physical | gas_cc
HARBOR_CC | NAN | 231 | ldwp_ccgt | LADWP | physical | gas_cc
HARBOR_UNIT_10 | NAN | 49 | ldwp_peaker | LADWP | physical | gas_ct
HARBOR_UNIT_11 | NAN | 49 | ldwp_peaker | LADWP | physical | gas_ct
HARBOR_UNIT_12 | NAN | 49 | ldwp_peaker | LADWP | physical | gas_ct
HARBOR_UNIT_13 | NAN | 49 | ldwp_peaker | LADWP | physical | gas_ct
HARBOR_UNIT_14 | NAN | 49 | ldwp_peaker | LADWP | physical | gas_ct
HAT_CREEK_BIOENERGY__LLC | NAN | 2.88 | caiso_biomass | CISO | physical | biomass_wood
HATCR1_7_UNIT | HAT CREEK #1 | 8.5 | caiso_small_hydro | CISO | physical | small_hydro
HATCR2_7_UNIT | HAT CREEK #2 | 8.5 | caiso_small_hydro | CISO | physical | small_hydro
HATLOS_6_BWDHY1 | BIDWELL DITCH | 2 | caiso_hydro | CISO | physical | hydro
HATRDG_2_WIND | HATCHET RIDGE WIND FARM | 102 | caiso_wind | CISO | physical | in_state_wind_north
HAYNES_1 | NAN | 222 | ldwp_st | LADWP | physical | steam
HAYNES_11 | NAN | 96 | ldwp_peaker | LADWP | physical | gas_ct
HAYNES_12 | NAN | 96 | ldwp_peaker | LADWP | physical | gas_ct
HAYNES_13 | NAN | 96 | ldwp_peaker | LADWP | physical | gas_ct
HAYNES_14 | NAN | 96 | ldwp_peaker | LADWP | physical | gas_ct
HAYNES_15 | NAN | 96 | ldwp_peaker | LADWP | physical | gas_ct
HAYNES_16 | NAN | 96 | ldwp_peaker | LADWP | physical | gas_ct
HAYNES_2 | NAN | 222 | ldwp_st | LADWP | physical | steam
HAYNES_CC | NAN | 590 | ldwp_ccgt | LADWP | physical | gas_cc
HAYPRS_6_HAYHD1 | HAYPRESS LOWER | 5.8 | caiso_small_hydro | CISO | physical | small_hydro
HAYPRS_6_HAYHD2 | HAYPRESS MIDDLE | 6.7 | caiso_small_hydro | CISO | physical | small_hydro
HEBER_GEO_1 | NAN | 8.75 | iid_geothermal | IID | physical | geothermal
HEBER_GEO_2 | NAN | 4.37 | iid_geothermal | IID | physical | geothermal
HEBER_GEO_COMPLEX | NAN | 52 | iid_geothermal | IID | physical | geothermal
HEBER_II | NAN | 16 | iid_geothermal | IID | physical | geothermal
HEBER_SOLAR_PV | NAN | 10 | iid_solar | IID | physical | utility_pv
HELMPG_7_UNIT 1 | HELMS PUMP-GEN UNIT 1 | 407 | caiso_pumped_hydro | CISO | physical | pumped_storage
HELMPG_7_UNIT 2 | HELMS PUMP-GEN UNIT 2 | 407 | caiso_pumped_hydro | CISO | physical | pumped_storage
HELMPG_7_UNIT 3 | HELMS PUMP-GEN UNIT 3 | 404 | caiso_pumped_hydro | CISO | physical | pumped_storage
HENRTA_6_ACDSR3 | AVENAL CUTOFF DAC SPRING SOLAR | 3 | caiso_solar | CISO | physical | utility_pv
HENRTA_6_ELCBT1 | ELECTROLYTE | 54.799 | caiso_li_battery | CISO | physical | hr_batteries
HENRTA_6_ELCBT2 | ELECTROLYTE | 54.799 | caiso_li_battery | CISO | physical | hr_batteries
HENRTA_6_ELCBX2 | ELECTROLYTE | 99.4 | caiso_li_battery | CISO | physical | hr_batteries
HENRTA_6_ELCTG1 | ELECTROLYTE UNIT 1 | 50 | caiso_peaker2 | CISO | physical | gas_ct
HENRTA_6_ELCTG2 | ELECTROLYTE UNIT 2 | 50 | caiso_peaker2 | CISO | physical | gas_ct
HENRTA_6_HDEBT1 | HENRIETTA D ENERGY STORAGE | 10 | caiso_li_battery | CISO | physical | hr_batteries
HENRTA_6_SOLAR2 | WESTSIDE SOLAR POWER PV1 | 2 | caiso_solar | CISO | physical | utility_pv
HENRTA_6_UNITA1 | GWF HENRIETTA PEAKER PLANT UNIT 1 | 49.98 | caiso_peaker2 | CISO | physical | gas_ct
HENRTA_6_UNITA2 | GWF HENRIETTA PEAKER PLANT UNIT 2 | 49.42 | caiso_peaker2 | CISO | physical | gas_ct
HENRTS_1_SOLAR | HENRIETTA SOLAR PROJECT | 100 | caiso_solar | CISO | physical | utility_pv
HERDLN_6_BYHSR1 | BYRON HIGHWAY SOLAR | 5 | caiso_solar | CISO | physical | utility_pv
HIDSRT_2_UNITS | HIGH DESERT POWER PROJECT AGGREGATE | 850 | caiso_ccgt1 | CISO | physical | gas_cc
HIDSRT_7_STG | HIGH DESERT STEAM TURBINE | 323 | caiso_st | CISO | physical | steam
HIGHDS_2_H5SBT1 | HIGH 5 SOLAR BESS | 50 | caiso_li_battery | CISO | physical | hr_batteries
HIGHDS_2_H5SSR1 | HIGH 5 SOLAR | 100 | caiso_solar | CISO | physical | utility_pv
HILAND_7_YOLOWD | CLEAR LAKE UNIT 1 | 3.75 | caiso_hydro | CISO | physical | hydro
HINSON_6_CARBGN | BP WILMINGTON CALCINER | 30 | caiso_chp | CISO | physical | cogen
HINSON_6_LBECH1 | LONG BEACH UNIT 1 | 63 | caiso_peaker2 | CISO | physical | gas_ct
HINSON_6_LBECH2 | LONG BEACH UNIT 2 | 63 | caiso_peaker2 | CISO | physical | gas_ct
HINSON_6_LBECH3 | LONG BEACH UNIT 3 | 63 | caiso_peaker2 | CISO | physical | gas_ct
HINSON_6_LBECH4 | LONG BEACH UNIT 4 | 63 | caiso_peaker2 | CISO | physical | gas_ct
HINSON_6_SERRGN | SOUTHEAST RESOURCE RECOVERY | 34 | caiso_chp | CISO | physical | cogen
HMLTBR_6_UNITS | HAMILTON BRANCH PH (AGGREGATE) | 4.9 | caiso_small_hydro | CISO | physical | small_hydro
HNTGBH_2_PL1X3 | HUNTINGTON BEACH ENERGY | 673.8 | caiso_ccgt1 | CISO | physical | gas_cc
HNTGBH_7_UNIT 2 | HUNTINGTON BEACH GEN STA. UNIT 2 | 226.84 | caiso_st | CISO | physical | steam
HOLGAT_1_BORAX | U.S. BORAX, UNIT 1 | 48.2 | caiso_chp | CISO | physical | cogen
HOOV_2_ANAPT | HOOVER POWER PLANT | 40.39 | caiso_hydro | CISO | physical | hydro
HOOVER_2_MWDDYN | HOOVER | 249 | caiso_hydro | WALC | specifiedimport | hydro
HOOVER_2_MWDPT | HOOVER MWD | 249 | caiso_hydro | WALC | specifiedimport | hydro
HOOVER_2_SCEDYN | HOOVER DAM - SCE SHARE | 287 | caiso_hydro | CISO | physical | hydro
HOOVER_2_SCEPT | HOOVER DAM - SCE SHARE | 287 | caiso_hydro | WALC | specifiedimport | hydro
HOOVER_2_VEADYN | HOOVER | 16 | caiso_hydro | WALC | specifiedimport | hydro
HOOVER_2_VEAPT | HOOVER VEA | 16 | caiso_hydro | WALC | specifiedimport | hydro
HUDSON_RANCH_I | NAN | 64.8 | iid_geothermal | IID | physical | geothermal
HUMBPP_1_UNITS3 | HUMBOLDT BAY GENERATING STATION 3 | 65.08 | caiso_reciprocating_engine | CISO | physical | ice
HUMBPP_6_UNITS | HUMBOLDT BAY GENERATING STATION 1 | 97.62 | caiso_reciprocating_engine | CISO | physical | ice
HUMBPP_6_UNITS1 | HUMBOLDT BAY GENERATING STATION 1 | 83.2 | caiso_biomass | CISO | physical | biomass_wood
HUMBPP_6_UNITS2 | HUMBOLDT BAY GENERATING STATION 2 | 83.2 | caiso_biomass | CISO | physical | biomass_wood
HUMBRD_1_HMBBT1 | HUMMINGBIRD ENERGY STORAGE | 75 | caiso_li_battery | CISO | physical | hr_batteries
HUMMINGBIRDSTORAGE | NAN | 75 | caiso_li_battery | CISO | physical | hr_batteries
HURON_6_SOLAR | HURON SOLAR STATION | 20 | caiso_solar | CISO | physical | utility_pv
HYATT_2_UNIT 1 | EDWARD HYATT GEN UNIT 1 | 141.6 | caiso_hydro | CISO | physical | hydro
HYATT_2_UNIT 2 | EDWARD HYATT P-G UNIT 2 | 132.2 | caiso_hydro | CISO | physical | hydro
HYATT_2_UNIT 3 | EDWARD HYATT GEN UNIT 3 | 141.6 | caiso_hydro | CISO | physical | hydro
HYATT_2_UNIT 4 | EDWARD HYATT P-G UNIT 4 | 132.2 | caiso_hydro | CISO | physical | hydro
HYATT_2_UNIT 5 | EDWARD HYATT GEN UNIT 5 | 141.6 | caiso_hydro | CISO | physical | hydro
HYATT_2_UNIT 6 | EDWARD HYATT P-G UNIT 6 | 132.2 | caiso_hydro | CISO | physical | hydro
HYTTHM_2_UNITS | HYATT-THERMALITO PUMP-GEN (AGGREGATE) | 933.1 | caiso_hydro | CISO | physical | hydro
IMPERIAL_VALLEYIVSC2 | NAN | 20 | iid_solar | IID | physical | utility_pv
INDIGO_1_UNIT 1 | INDIGO PEAKER UNIT 1 | 45.3 | caiso_peaker2 | CISO | physical | gas_ct
INDIGO_1_UNIT 2 | INDIGO PEAKER UNIT 2 | 45.3 | caiso_peaker2 | CISO | physical | gas_ct
INDIGO_1_UNIT 3 | INDIGO PEAKER UNIT 3 | 45.3 | caiso_peaker2 | CISO | physical | gas_ct
INDVLY_1_UNITS | INDIAN VALLEY HYDRO | 3.01 | caiso_small_hydro | CISO | physical | small_hydro
INSKIP_2_UNIT | INSKIP HYDRO | 8 | caiso_hydro | CISO | physical | hydro
INTERMOUNTAIN_1 | NAN | 849.97 | ldwp_coal | LADWP | physical | coal
INTERMOUNTAIN_2 | NAN | 849.97 | ldwp_coal | LADWP | physical | coal
INTKEP_2_HOLM 1 | HOLM HYDRO UNIT 1 | 90.14 | caiso_hydro | CISO | physical | hydro
INTKEP_2_HOLM 2 | HOLM HYDRO UNIT 2 | 90.14 | caiso_hydro | CISO | physical | hydro
INTKEP_2_KIRKW1 | KIRKWOOD HYDRO UNIT 1 | 45.41 | caiso_hydro | CISO | physical | hydro
INTKEP_2_KIRKW2 | KIRKWOOD HYDRO UNIT 2 | 45.41 | caiso_hydro | CISO | physical | hydro
INTKEP_2_KIRKW3 | KIRKWOOD HYDRO UNIT 3 | 36.53 | caiso_hydro | CISO | physical | hydro
INTKEP_2_UNITS | CCSF HETCH_HETCHY HYDRO AGGREGATE | 405 | caiso_hydro | CISO | physical | hydro
INTMNT_3_ANAHEIM | INTERMOUNTAIN POWER PROJECT | 234 | ldwp_coal | LADWP | specifiedimport | coal
INTMNT_3_CC_3_ANAHEIM | INTERMOUNTAIN GENERATING STATION UNITS | 64.41 | ldwp_peaker | LADWP | specifiedimport | gas_cc
INTMNT_3_CC_3_PASADENA | INTERMOUNTAIN; UNIT 3 PASA SHARE | 29 | ldwp_peaker | LADWP | specifiedimport | gas_cc
INTMNT_3_CC_3_RIVERSIDE | INTERMOUNTAIN; UNIT 3 RVS SHARE | 37.09 | ldwp_peaker | LADWP | specifiedimport | gas_cc
INTMNT_3_CC_4_ANAHEIM | INTERMOUNTAIN GENERATING STATION UNITS | 64.41 | ldwp_peaker | LADWP | specifiedimport | gas_cc
INTMNT_3_CC_4_PASADENA | INTMNT_PASA_UNIT4 | 29 | ldwp_peaker | LADWP | specifiedimport | gas_cc
INTMNT_3_CC_4_RIVERSIDE | INTERMOUNTAIN; UNIT 4 RVS SHARE | 37.09 | ldwp_peaker | LADWP | specifiedimport | gas_cc
INTMNT_3_PASADENA | INTERMOUNTAIN POWER PROJECT | 107 | ldwp_coal | LADWP | specifiedimport | coal
INTMNT_3_RIVERSIDE | IPPDYN | 135 | ldwp_coal | LADWP | specifiedimport | coal
INTTRB_6_UNIT | INTERNATIONAL TURBINE RESEARCH | 18.4 | caiso_wind | CISO | physical | in_state_wind_north
INYOKN_1_IKSSR1 | INYOKERN SOLAR 1203 | 19.9 | caiso_solar | CISO | physical | utility_pv
INYOKN_1_IKSSR2 | INYOKERN SOLAR 1281 | 11.9 | caiso_solar | CISO | physical | utility_pv
IVANPA_1_UNIT1 | IVANPAH 1 | 126 | caiso_solar | CISO | physical | utility_pv
IVANPA_1_UNIT2 | IVANPAH 2 | 133 | caiso_solar | CISO | physical | utility_pv
IVANPA_1_UNIT3 | IVANPAH 3 | 133 | caiso_solar | CISO | physical | utility_pv
IVSLR2_2_SM2SR1 | SILVER RIDGE MOUNT SIGNAL 2 | 150 | caiso_solar | CISO | physical | utility_pv
IVSLRP_2_SOLAR1 | SILVER RIDGE MOUNT SIGNAL | 200 | caiso_solar | CISO | physical | utility_pv
IVWEST_2_SOLAR1 | IMPERIAL VALLEY WEST ( Q # 608) | 150 | caiso_solar | CISO | physical | utility_pv
IVWEST_2_SOLR1A | IVWEST_2_SOLR1A | 75 | caiso_solar | CISO | physical | utility_pv
IVWEST_2_SOLR1B | IVWEST_2_SOLR1B | 75 | caiso_solar | CISO | physical | utility_pv
JACMSR_1_JACSR1 | JACUMBA SOLAR FARM | 20 | caiso_solar | CISO | physical | utility_pv
JAVASR_1_JAVSR1 | NAN | 13.5 | caiso_solar | CISO | physical | utility_pv
JAWBNE_2_NSRWND | NORTH SKY RIVER WIND PROJECT | 160 | caiso_wind | CISO | physical | in_state_wind_south
JAWBNE_2_SRWND | NAN | 30 | caiso_wind | CISO | physical | in_state_wind_south
JAWBNE_2_SRWWD2 | SKY RIVER WIND REPOWER B | 30.2 | caiso_wind | CISO | physical | in_state_wind_south
JAYNE_6_WLSLR | WESTLANDS SOLAR FARM PV 1 | 18 | caiso_solar | CISO | physical | utility_pv
JJ_ELMORE | NAN | 42 | iid_geothermal | IID | physical | geothermal
JOANEC_2_ST3BT3 | SANTA ANA STORAGE 3 | 40 | caiso_li_battery | CISO | physical | hr_batteries
JOANEC_2_STABT1 | SANTA ANA STORAGE 1 | 20 | caiso_li_battery | CISO | physical | hr_batteries
JOANEC_2_STABT2 | SANTA ANA STORAGE 2 | 20 | caiso_li_battery | CISO | physical | hr_batteries
JOHANN_2_JOSBT1 | JOHANNA STORAGE 1 | 10 | caiso_li_battery | CISO | physical | hr_batteries
JOHANN_2_JOSBT2 | JOHANNA STORAGE 2 | 10 | caiso_li_battery | CISO | physical | hr_batteries
JOHANN_2_OCEBT2 | ORANGE COUNTY ENERGY STORAGE 2 | 9 | caiso_li_battery | CISO | physical | hr_batteries
JOHANN_2_OCEBT3 | ORANGE COUNTY ENERGY STORAGE 3 | 6 | caiso_li_battery | CISO | physical | hr_batteries
K_ROAD_MOAPA | NAN | 250 | ldwp_solar | LADWP | physical | utility_pv
K_ROAD_MODESTO | NAN | 26.32 | banc_solar | BANC | physical | utility_pv
KANSAS_6_SOLAR | RE KANSAS SOUTH | 20 | caiso_solar | CISO | physical | utility_pv
KEARNY_6_NESBT1 | KEARNY NORTH ENERGY STORAGE | 10 | caiso_li_battery | CISO | physical | hr_batteries
KEARNY_6_SESBT2 | KEARNY SOUTH ENERGY STORAGE | 10 | caiso_li_battery | CISO | physical | hr_batteries
KEKAWK_6_UNIT | STS HYDROPOWER LTD. (KEKAWAKA) | 5.5 | caiso_small_hydro | CISO | physical | small_hydro
KELSO_2_UNITS | MARIPOSA ENERGY | 198.03 | caiso_peaker1 | CISO | physical | gas_ct
KELYRG_6_UNIT | KELLY RIDGE HYDRO | 11 | caiso_small_hydro | CISO | physical | small_hydro
KERKH2_7_UNIT 1 | KERKHOFF PH 2 UNIT #1 | 153.9 | caiso_hydro | CISO | physical | hydro
KERNEY_6_FCSSR1 | FRESNO COMMUNITY SOLAR | 10 | caiso_solar | CISO | physical | utility_pv
KERNFT_1_UNITS | KERN FRONT LIMITED | 52.4 | caiso_chp | CISO | physical | cogen
KERNRG_1_UNITS | SOUTH BELRIDGE COGEN FACILITY | 55.2 | caiso_chp | CISO | physical | cogen
KERRGN_1_UNIT 1 | KERN RIVER HYDRO UNITS 1-4 AGGREGATE | 25.6 | caiso_hydro | CISO | physical | hydro
KIEFER_LANDFILL_1_1 | NAN | 3.5 | caiso_biomass | BANC | physical | biogas
KIEFER_LANDFILL_1_2 | NAN | 3.5 | caiso_biomass | BANC | physical | biogas
KIEFER_LANDFILL_1_3 | NAN | 3.5 | caiso_biomass | BANC | physical | biogas
KIEFER_LANDFILL_2_1 | NAN | 3.5 | caiso_biomass | BANC | physical | biogas
KIEFER_LANDFILL_2_2 | NAN | 3.5 | caiso_biomass | BANC | physical | biogas
KINGCO_1_KINGBR | KINGSBURG COGEN | 34.5 | caiso_chp | CISO | physical | cogen
KINGRV_7_UNIT 1 | KINGS RIVER HYDRO UNIT 1 | 51.2 | caiso_hydro | CISO | physical | hydro
KIRKER_7_KELCYN | KELLER CANYON LANDFILL GEN FACILICITY | 3.56 | caiso_biomass | CISO | physical | biomass_wood
KNGBRD_2_SOLAR1 | KINGBIRD SOLAR A | 20 | caiso_solar | CISO | physical | utility_pv
KNGBRD_2_SOLAR2 | KINGBIRD SOLAR B | 20 | caiso_solar | CISO | physical | utility_pv
KNGCTY_6_UNITA1 | KING CITY ENERGY CENTER, UNIT 1 | 44.6 | caiso_peaker2 | CISO | physical | gas_ct
KNTSTH_6_SOLAR | KENT SOUTH | 20 | caiso_solar | CISO | physical | utility_pv
KNTSTH_6_WALSR1 | WESTLANDS ALMOND | 19.88 | caiso_solar | CISO | physical | utility_pv
KRAMER_1_KJ5SR5 | NAN | 30 | caiso_solar | CISO | physical | utility_pv
KRAMER_1_R1BBT1 | RESURGENCE 1 BESS | 25 | caiso_li_battery | CISO | physical | hr_batteries
KRAMER_1_R1BBT2 | RESURGENCE 1 BESS | 25 | caiso_li_battery | CISO | physical | hr_batteries
KRAMER_1_R1BBT3 | RESURGENCE 1 BESS | 25 | caiso_li_battery | CISO | physical | hr_batteries
KRAMER_1_R1BX3 | RESURGENCE 1 BESS | 75 | caiso_li_battery | CISO | physical | hr_batteries
KRAMER_1_R1PSR1 | RESURGENCE 1 PV | 30 | caiso_solar | CISO | physical | utility_pv
KRAMER_1_R1PSR2 | RESURGENCE 1 PV | 30 | caiso_solar | CISO | physical | utility_pv
KRAMER_1_R1PSR3 | RESURGENCE 1 PV | 30 | caiso_solar | CISO | physical | utility_pv
KRAMER_1_R1PX3 | RESURGENCE 1 PV | 90 | caiso_solar | CISO | physical | utility_pv
KRAMER_1_R2BBT1 | RESURGENCE 2 BESS | 20 | caiso_li_battery | CISO | physical | hr_batteries
KRAMER_1_R2BBT2 | RESURGENCE 2 BESS | 20 | caiso_li_battery | CISO | physical | hr_batteries
KRAMER_1_R2BX2 | RESURGENCE 2 BESS | 40 | caiso_li_battery | CISO | physical | hr_batteries
KRAMER_1_R2PSR1 | RESURGENCE 2 PV | 24 | caiso_solar | CISO | physical | utility_pv
KRAMER_1_R2PSR2 | RESURGENCE 2 PV | 24 | caiso_solar | CISO | physical | utility_pv
KRAMER_1_R2PX2 | RESURGENCE 2 PV | 48 | caiso_solar | CISO | physical | utility_pv
KRAMER_1_SEGS37 | NAN | 72.0576 | caiso_solar | CISO | physical | utility_pv
KRAMER_1_SEGSR3 | NAN | 30 | caiso_solar | CISO | physical | utility_pv
KRAMER_1_SEGSR4 | NAN | 30.8818 | caiso_solar | CISO | physical | utility_pv
KRAMER_2_SEGS 8 | KRAMER JUNCTION 8 | 80 | caiso_solar | CISO | physical | utility_pv
KRAMER_2_SEGS 9 | KRAMER JUNCTION 9 | 80 | caiso_solar | CISO | physical | utility_pv
KRAMER_2_SEGS89 | NAN | 80 | caiso_solar | CISO | physical | utility_pv
KRNCNY_6_UNIT | KERN CANYON POWERHOUSE | 10.6 | caiso_small_hydro | CISO | physical | small_hydro
LACIEN_2_VENICE | MWD VENICE HYDROELECTRIC RECOVERY PLANT | 9.95 | caiso_hydro | CISO | physical | hydro
LAGBEL_2_CBPBT1 | CALD BESS I | 100 | caiso_li_battery | CISO | physical | hr_batteries
LAKE | NAN | 51 | ldwp_peaker | LADWP | physical | gas_ct
LAKESIDE_BIOGAS_LLC | NAN | 3 | caiso_biogas | CISO | physical | biogas
LAKHDG_6_UNIT 1 | LAKE HODGES PUMPED STORAGE-UNIT1 | 20 | caiso_pumped_hydro | CISO | physical | pumped_storage
LAKHDG_6_UNIT 2 | LAKE HODGES PUMPED STORAGE-UNIT2 | 20 | caiso_pumped_hydro | CISO | physical | pumped_storage
LAMONT_1_SOLAR1 | REGULUS SOLAR | 60 | caiso_solar | CISO | physical | utility_pv
LAMONT_1_SOLAR2 | REDWOOD SOLAR FARM 4 | 20 | caiso_solar | CISO | physical | utility_pv
LAMONT_1_SOLAR3 | WOODMERE SOLAR FARM | 14.99 | caiso_solar | CISO | physical | utility_pv
LAMONT_1_SOLAR4 | HAYWORTH SOLAR FARM | 26.66 | caiso_solar | CISO | physical | utility_pv
LAMONT_1_SOLAR5 | REDCREST SOLAR FARM | 16.66 | caiso_solar | CISO | physical | utility_pv
LAPAC_6_UNIT | LOUISIANA PACIFIC SAMOA | 20 | caiso_biomass | CISO | physical | biomass_wood
LAPLMA_2_UNIT 1 | LA PALOMA GENERATING PLANT UNIT #1 | 267 | caiso_ccgt1 | CISO | physical | gas_cc
LAPLMA_2_UNIT 2 | LA PALOMA GENERATING PLANT UNIT #2 | 266 | caiso_ccgt1 | CISO | physical | gas_cc
LAPLMA_2_UNIT 3 | LA PALOMA GENERATING PLANT UNIT #3 | 266 | caiso_ccgt1 | CISO | physical | gas_cc
LAPLMA_2_UNIT 4 | LA PALOMA GENERATING PLANT, UNIT #4 | 267 | caiso_ccgt1 | CISO | physical | gas_cc
LARKSP_6_UNIT 1 | LARKSPUR PEAKER UNIT 1 | 49 | caiso_peaker1 | CISO | physical | gas_ct
LARKSP_6_UNIT 2 | LARKSPUR PEAKER UNIT 2 | 49 | caiso_peaker1 | CISO | physical | gas_ct
LAROA2_2_STG 2C | CENTRAL LA ROSITA II STEAM TURBINE | 155 | caiso_st | CISO | physical | steam
LAROA2_2_UNITA1 | LR2 | 322 | caiso_ccgt2 | CISO | physical | gas_cc
LASSEN_6_UNITS | HONEY LAKE POWER | 30 | caiso_biomass | CISO | physical | biomass_wood
LCKHT1_2_LH1BT1 | LOCKHART SOLAR BESS 1 | 45 | caiso_li_battery | CISO | physical | hr_batteries
LCKHT1_2_LH1SR1 | LOCKHART SOLAR 1 PV | 85 | caiso_solar | CISO | physical | utility_pv
LCKHT1_2_LH1SR2 | LOCKHART SOLAR 2 | 75 | caiso_solar | CISO | physical | utility_pv
LCKHT1_2_LSCBT1 | LOCKHART SOLAR CL ESS I | 69 | caiso_li_battery | CISO | physical | hr_batteries
LCKHT1_2_LSCBT2 | LOCKHART SOLAR CL ESS 2 | 59.7 | caiso_li_battery | CISO | physical | hr_batteries
LEATHERS | NAN | 42 | iid_geothermal | IID | physical | geothermal
LEBECS_2_UNITS | PASTORIA ENERGY FACILITY | 799.47 | caiso_ccgt1 | CISO | physical | gas_cc
LEBECS_7_STG3 | CC POWER BLOCK 1 STG3 | 184 | caiso_st | CISO | physical | steam
LEBECS_7_STG5 | CC POWER BLOCK 2 STG5 | 92 | caiso_st | CISO | physical | steam
LECEF_1_STG1 | LOS ESTEROS ENERGY FACILITY STG1 | 120 | caiso_st | CISO | physical | steam
LECEF_1_UNITS | LOS ESTEROS ENERGY FACILITY AGGREGATE | 309.84 | caiso_ccgt2 | CISO | physical | gas_cc
LECONT_2_LESBT1 | LECONTE ENERGY STORAGE | 125 | caiso_li_battery | CISO | physical | hr_batteries
LEPRFD_1_KANSAS | KANSAS | 20 | caiso_solar | CISO | physical | utility_pv
LGHTHP_6_ICEGEN | CARSON COGENERATION | 48 | caiso_ccgt1 | CISO | physical | gas_ct
LHILLS_6_SOLAR1 | LOST HILLS SOLAR | 20 | caiso_solar | CISO | physical | utility_pv
LILIAC_6_SOLAR | MESA CREST | 3 | caiso_solar | CISO | physical | utility_pv
LITLRK_6_GBCSR1 | GREEN BEANWORKS C | 3 | caiso_solar | CISO | physical | utility_pv
LITLRK_6_SEPV01 | GESTAMP SOLAR 1 | 2 | caiso_solar | CISO | physical | utility_pv
LITLRK_6_SOLAR1 | LANCASTER LITTLE ROCK C | 5 | caiso_solar | CISO | physical | utility_pv
LITLRK_6_SOLAR2 | PALMDALE 18 | 2 | caiso_solar | CISO | physical | utility_pv
LITLRK_6_SOLAR3 | ONE TEN PARTNERS | 2 | caiso_solar | CISO | physical | utility_pv
LITLRK_6_SOLAR4 | LITTLE ROCK PHAM SOLAR | 3 | caiso_solar | CISO | physical | utility_pv
LIVOAK_1_UNIT 1 | LIVE OAK LIMITED | 49.7 | caiso_peaker2 | CISO | physical | gas_ct
LLAGAS | NAN | 20 | caiso_li_battery | CISO | physical | hr_batteries
LMBEPK_2_UNITA1 | LAMBIE ENERGY CENTER, UNIT #1 | 47.5 | caiso_peaker2 | CISO | physical | gas_ct
LMBEPK_2_UNITA2 | CREED ENERGY CENTER, UNIT #1 | 47.6 | caiso_peaker2 | CISO | physical | gas_ct
LMBEPK_2_UNITA3 | GOOSE HAVEN ENERGY CENTER, UNIT #1 | 47.75 | caiso_peaker2 | CISO | physical | gas_ct
LMEC_1_PL1X3 | LOS MEDANOS ENERGY CENTER AGGREGATE | 580 | caiso_ccgt1 | CISO | physical | gas_cc
LMEC_1_STG | LOS MEDANOS STG UNIT | 236 | caiso_st | CISO | physical | steam
LNCSTR_6_CREST | NAN | 5.5 | caiso_solar | CISO | physical | utility_pv
LNCSTR_6_SOLAR2 | SEPV SIERRA NGR | 8.25 | caiso_solar | CISO | physical | utility_pv
LODI25_2_UNIT 1 | LODI GAS TURBINE | 25 | caiso_peaker2 | CISO | physical | gas_ct
LODI25_6_ERKNG1 | LODI STRATEGIC RESERVE | 47.97 | caiso_chp | CISO | physical | cogen
LODIEC_2_PL1X2 | LODI ENERGY CENTER | 302.58 | caiso_ccgt1 | CISO | physical | gas_cc
LODIEC_2_STG | LODI ENERGY CENTER | 116.9 | caiso_st | CISO | physical | steam
LOTUS_6_LSFSR1 | LOTUS SOLAR FARM | 50 | caiso_solar | CISO | physical | utility_pv
LTBEAR_1_LB3SR3 | LITTLE BEAR 3 SOLAR | 20 | caiso_solar | CISO | physical | utility_pv
LTBEAR_1_LB4SR4 | LITTLE BEAR 4 | 50 | caiso_solar | CISO | physical | utility_pv
LTBEAR_1_LB4SR5 | LITTLE BEAR 4 SOLAR 5 | 50 | caiso_solar | CISO | physical | utility_pv
LTBERA_1_LB1SR1 | LITTLE BEAR SOLAR 1 | 40 | caiso_solar | CISO | physical | utility_pv
LUNAVL_2_LVSSR1 | LUNA VALLEY SOLAR | 113.5 | caiso_solar | CISO | physical | utility_pv
LVNGST_1_WTASR1 | WEST TAMBO CLEAN POWER II | 2 | caiso_solar | CISO | physical | utility_pv
MAGNLA_6_ANAHEIM | MAGNOLIA POWER PLANT ANAHEIM | 109 | ldwp_ccgt | LADWP | specifiedimport | gas_cc
MAGNLA_6_CERRITOS | MAGNOLIA POWER PLANT CERRITOS | 12 | ldwp_ccgt | LADWP | specifiedimport | gas_cc
MAGNLA_6_COLTON | MAGNOLIA POWER PROJECT | 12 | caiso_ccgt1 | LADWP | specifiedimport | gas_cc
MAGNLA_6_PASADENA | MAGNOLIA POWER PLANT - PASADENA | 18 | caiso_ccgt1 | LADWP | specifiedimport | gas_cc
MAGNOLIA_CC | MAGNOLIA | 301 | ldwp_ccgt | LADWP | physical | gas_cc
MAGUND_1_BKSSR2 | BAKERSFIELD SOLAR 1 | 5.25 | caiso_solar | CISO | physical | utility_pv
MALAGA_1_ACDBT1 | ACID | 48.5 | caiso_li_battery | CISO | physical | hr_batteries
MALAGA_1_ACDBT2 | ACID | 48.5 | caiso_li_battery | CISO | physical | hr_batteries
MALAGA_1_ACDBX2 | ACID | 97 | caiso_li_battery | CISO | physical | hr_batteries
MALAGA_1_AUCTG1 | ACID UNIT 1 | 55.3 | caiso_peaker2 | CISO | physical | gas_ct
MALAGA_1_AUCTG2 | ACID UNIT 2 | 55.3 | caiso_peaker2 | CISO | physical | gas_ct
MALAGA_1_PL1X2 | MALAGA POWER AGGREGATE | 96.61 | caiso_peaker1 | CISO | physical | gas_ct
MALCHQ_7_UNIT 1 | MALACHA HYDRO L.P. | 32.5 | caiso_hydro | CISO | physical | hydro
MALIN_5_BPADYN | MALIN_5_BPADYN | 700 | CAISO_Imports | BPAT | specifiedimport | n/a
MALIN_5_GCPDDYN | GRANT COUNTY HYDRO FACILITIES | 125 | caiso_hydro | BPAT | specifiedimport | hydro
MALIN_5_HERMDYN | MALIN_5_HERMDYN | 308 | nw_ccgt | BPAT | specifiedimport | gas_cc
MALIN_5_IBERDR | IBERDROLA CENTROID SYTEM RESOURCE | 100 | caiso_wind | BPAT | specifiedimport | out_of_state_wind_IDWAOR
MALIN_5_INHRED | CSF COLUMBIA GORGE | 50 | caiso_wind | BPAT | specifiedimport | out_of_state_wind_IDWAOR
MALIN_5_INHRPG | BIGLOW CANYON | 50 | caiso_wind | BPAT | specifiedimport | out_of_state_wind_IDWAOR
MAMMTH_7_UNIT 1 | MAMMOTH POOL UNIT 1 | 95 | caiso_hydro | CISO | physical | hydro
MAMMTH_7_UNIT 2 | MAMMOTH POOL UNIT 2 | 95 | caiso_hydro | CISO | physical | hydro
MANZNA_2_CAMSR1 | CAMINO SOLAR | 44 | caiso_solar | CISO | physical | utility_pv
MANZNA_2_WIND | MANZANA WIND | 189 | caiso_wind | CISO | physical | in_state_wind_south
MARCPW_6_SOLAR1 | MARICOPA WEST SOLAR PV | 20 | caiso_solar | CISO | physical | utility_pv
MARTIN_1_SUNSET | SUNSET RESERVOIR - NORTH BASIN | 4.5 | caiso_solar | CISO | physical | utility_pv
MARVEL_2_MARBT1 | MARVEL | 162.5 | caiso_li_battery | CISO | physical | hr_batteries
MARVEL_2_MARBT2 | MARVEL | 162.5 | caiso_li_battery | CISO | physical | hr_batteries
MARVEL_2_MARBT3 | MARVEL 2 | 74.94 | caiso_li_battery | CISO | physical | hr_batteries
MARVEL_2_MARBX2 | MARVEL | 325 | caiso_li_battery | CISO | physical | hr_batteries
MCCLELLAN_1 | NAN | 74 | banc_peaker | BANC | physical | gas_ct
MCCLURE_1 | NAN | 62 | banc_peaker | BANC | physical | gas_ct
MCCLURE_2 | NAN | 62 | banc_peaker | BANC | physical | gas_ct
MCFLND_5_MBSBX2 | MCFARLAND SOLAR B HYBRID | 300 | caiso_li_battery | CISO | physical | hr_batteries
MCFLND_5_MFAUXL1 | MCFARLAND SOLAR | 6 | SW_SOLAR | AZPS | specifiedimport | utility_pv
MCFLND_5_MFSBT1 | MCFARLAND SOLAR A BESS | 100 | caiso_li_battery | CISO | physical | hr_batteries
MCFLND_5_MFSSR1 | MCFARLAND SOLAR A PV | 200 | caiso_solar | CISO | physical | utility_pv
MCFLND_5_MSBBT1 | MCFARLAND SOLAR B BESS | 25 | caiso_li_battery | CISO | physical | hr_batteries
MCFLND_5_MSBBT2 | MCFARLAND SOLAR B BESS | 125 | caiso_li_battery | CISO | physical | hr_batteries
MCFLND_5_MSBBX2 | MCFARLAND SOLAR B BESS | 150 | caiso_li_battery | CISO | physical | hr_batteries
MCFLND_5_MSBSB1 | MCFARLAND SOLAR B HYBRID | 75 | caiso_solar | CISO | physical | utility_pv
MCFLND_5_MSBSB2 | MCFARLAND SOLAR B HYBRID | 375 | caiso_solar | CISO | physical | utility_pv
MCFLND_5_MSBSR1 | MCFARLAND SOLAR B PV | 50 | caiso_solar | CISO | physical | utility_pv
MCFLND_5_MSBSR2 | MCFARLAND SOLAR B PV | 250 | caiso_solar | CISO | physical | utility_pv
MCFLND_5_MSBSX2 | MCFARLAND SOLAR B PV | 300 | caiso_solar | CISO | physical | utility_pv
MCFLND_5_MSCBT1 | MCFARLAND SOLAR C | 185 | caiso_li_battery | CISO | physical | hr_batteries
MCSWAN_6_UNITS | MC SWAIN HYDRO | 9 | caiso_hydro | CISO | physical | hydro
MDFKRL_2_PROJCT | MIDDLE FORK AND RALSTON PSP | 210 | caiso_hydro | CISO | physical | hydro
MELROSESTORAGE1 | NAN | 20 | caiso_li_battery | CISO | physical | hr_batteries
MELRSE_6_MELBT1 | MELROSE BESS 1 | 10 | caiso_li_battery | CISO | physical | hr_batteries
MELRSE_6_MELBT2 | MELROSE BESS 2 | 10 | caiso_li_battery | CISO | physical | hr_batteries
MENBIO_6_RENEW1 | CALRENEW - 1(A) | 5 | caiso_solar | CISO | physical | utility_pv
MENBIO_6_UNIT | NAN | 25 | caiso_biomass | CISO | physical | biomass_wood
MERCFL_6_UNIT | MERCED FALLS POWERHOUSE | 3.5 | caiso_small_hydro | CISO | physical | small_hydro
MESAS_2_CADBT1 | CADILLAC 1 BESS | 3.5 | caiso_li_battery | CISO | physical | hr_batteries
MESAS_2_QF | NAN | 2.9 | caiso_chp | CISO | physical | cogen
MESAS_2_YORBT1 | YORKTOWN 1 BESS | 3 | caiso_li_battery | CISO | physical | hr_batteries
MESQUITE_RECOVERY | NAN | 27 | caiso_biomass | IID | physical | biogas
METEC_2_PL1X3 | METCALF ENERGY CENTER | 597.05 | caiso_ccgt1 | CISO | physical | gas_cc
METEC_7_STG3 | METCALF ENERGY CENTER UNIT 3 | 231 | caiso_st | CISO | physical | steam
MIDFRK_7_UNIT 1 | MIDDLE FORK UNIT 1 | 65.7 | caiso_hydro | CISO | physical | hydro
MIDFRK_7_UNIT 2 | MIDDLE FORK UNIT 2 | 69 | caiso_hydro | CISO | physical | hydro
MIDSUN_1_PL1X2 | NORTH MIDWAY COGENS 5A 5B | 9.6 | caiso_peaker2 | CISO | physical | gas_ct
MIDWD_2_WIND1 | NAN | 7.81 | caiso_wind | CISO | physical | in_state_wind_south
MIDWD_2_WIND2 | CORAM ENERGY | 3 | caiso_wind | CISO | physical | in_state_wind_south
MIDWD_6_WNDLND | NAN | 7.45 | caiso_wind | CISO | physical | in_state_wind_south
MIDWD_7_CORAMB | CELLC 7.5 MW TEHACHAPI PROJECT | 7.5 | caiso_wind | CISO | physical | in_state_wind_south
MIDWY3_2_MDSSR1 | MIDWAY SOUTH SOLAR FARM | 20 | iid_solar | IID | specifiedimport | utility_pv
MIDWYS_2_MIDSL1 | MIDWAY SOLAR FARM | 49.9 | iid_solar | IID | specifiedimport | utility_pv
MILFORD_WIND_1_1 | NAN | 145 | nw_wind | LADWP | physical | out_of_state_wind_IDWAOR
MILFORD_WIND_1_2 | NAN | 58.5 | nw_wind | LADWP | physical | out_of_state_wind_IDWAOR
MILFORD_WIND_2 | NAN | 100 | nw_wind | LADWP | physical | out_of_state_wind_IDWAOR
MILFRD_7_PASADENA | MILFORD I | 5 | nw_wind | LADWP | specifiedimport | out_of_state_wind_IDWAOR
MIRLOM_2_CORONA | MWD CORONA HYDROELECTRIC RECOVERY PLANT | 2.85 | caiso_hydro | CISO | physical | hydro
MIRLOM_2_LNDFL | MILLIKEN LANDFILL SOLAR | 3 | caiso_solar | CISO | physical | utility_pv
MIRLOM_2_MLBBTA | MIRA LOMA BESS A | 10 | caiso_li_battery | CISO | physical | hr_batteries
MIRLOM_2_MLBBTB | MIRA LOMA BESS B | 10 | caiso_li_battery | CISO | physical | hr_batteries
MIRLOM_2_ONTARO | ONTARIO RT SOLAR | 5.5 | caiso_solar | CISO | physical | utility_pv
MIRLOM_2_TEMESC | MWD TEMESCAL HYDROELECTRIC RECOVERY PLAN | 2.85 | caiso_hydro | CISO | physical | hydro
MIRLOM_6_PEAKER | MIRA LOMA PEAKER | 47.18 | caiso_peaker1 | CISO | physical | gas_ct
MIRLOM_7_MWDLKM | LAKE MATHEWS HYDROELECTRIC RECOVERY PLAN | 5 | caiso_hydro | CISO | physical | hydro
MKTRCK_1_UNIT 1 | MCKITTRICK LIMITED | 47.72 | caiso_peaker2 | CISO | physical | gas_ct
MNDALY_6_MCGRTH | MCGRATH BEACH PEAKER | 48.56 | caiso_peaker1 | CISO | physical | gas_ct
MNDOTA_1_SOLAR1 | NORTH STAR SOLAR 1 | 60 | caiso_solar | CISO | physical | utility_pv
MNDOTA_1_SOLAR2 | CITIZEN SOLAR B | 5 | caiso_solar | CISO | physical | utility_pv
MNOCAERSSTORAGE | NAN | 10 | caiso_li_battery | CISO | physical | hr_batteries
MOCCPH_7_UNIT 1 | MOCCASIN HYDRO UNIT 1 | 45 | caiso_hydro | CISO | physical | hydro
MOCCPH_7_UNIT 2 | MOCCASIN HYDRO UNIT 2 | 51.75 | caiso_hydro | CISO | physical | hydro
MOJAVE_1_SIPHON | MOJAVE SIPHON POWER PLANT | 14.36 | caiso_hydro | CISO | physical | hydro
MOJAVW_2_SOLAR | MOJAVE WEST | 20 | caiso_solar | CISO | physical | utility_pv
MONLTH_6_BATTRY | TEHACHAPI STORAGE PROJECT | 7.99 | caiso_li_battery | CISO | physical | hr_batteries
MONLTS_2_MONWD4 | NAN | 6.1432 | caiso_wind | CISO | physical | in_state_wind_south
MONLTS_2_MONWD5 | NAN | 4.04 | caiso_wind | CISO | physical | in_state_wind_south
MONLTS_2_MONWD6 | NAN | 5.25 | caiso_wind | CISO | physical | in_state_wind_south
MONLTS_2_MONWD7 | NAN | 6.1562 | caiso_wind | CISO | physical | in_state_wind_south
MONTPH_7_UNIT 1 | MONTICELLO UNIT 1 | 5.7 | caiso_hydro | CISO | physical | hydro
MONTPH_7_UNIT 2 | MONTICELLO UNIT 2 | 5.7 | caiso_hydro | CISO | physical | hydro
MONTPH_7_UNITS | MONTICELLO HYDRO AGGREGATE | 12.5 | caiso_small_hydro | CISO | physical | small_hydro
MOORPK_2_CALABS | CALABASAS GAS-TO-ENERGY FACILITY | 6.96 | caiso_biomass | CISO | physical | biomass_wood
MORWD_6_QF | MORWIND | 38.16 | caiso_wind | CISO | physical | in_state_wind_south
MOSSLD_2_PSP1 | MOSS LANDING POWER BLOCK 1 | 510 | caiso_ccgt1 | CISO | physical | gas_cc
MOSSLD_2_PSP1G3 | MOSS LANDING CC PLANT 1, STG UNIT | 198 | caiso_st | CISO | physical | steam
MOSSLD_2_PSP2 | MOSS LANDING POWER BLOCK 2 | 510 | caiso_ccgt1 | CISO | physical | gas_cc
MOSSLD_2_PSP2G3 | MOSS LANDING CC PLANT 2, STG UNIT | 198 | caiso_st | CISO | physical | steam
MRCHNT_2_PL1X3 | DESERT STAR ENERGY CENTER | 494.58 | caiso_ccgt1 | CISO | physical | gas_cc
MRCHNT_2_STG | DESERT STAR ENERGY CENTER ST1 | 201 | caiso_st | CISO | physical | steam
MRGT_6_MEF2 | MIRAMAR ENERGY FACILITY II | 44 | caiso_peaker1 | CISO | physical | gas_ct
MRGT_6_MMAREF | MIRAMAR ENERGY FACILITY | 45 | caiso_peaker1 | CISO | physical | gas_ct
MRGT_6_TGEBT1 | TOP GUN ENERGY STORAGE | 30 | caiso_li_battery | CISO | physical | hr_batteries
MRLSDS_6_SOLAR1 | MORELOS SOLAR | 15 | caiso_solar | CISO | physical | utility_pv
MSHGTS_6_MMARLF | MIRAMAR LANDFILL | 5 | caiso_biomass | CISO | physical | biomass_wood
MSOLAR_2_MS4BT1 | MESQUITE SOLAR 4 BESS | 10 | caiso_li_battery | CISO | physical | hr_batteries
MSOLAR_2_MS4SR4 | MESQUITE SOLAR 4 | 52.5 | caiso_solar | CISO | physical | utility_pv
MSOLAR_2_SOLAR1 | MESQUITE SOLAR 1 | 165 | caiso_solar | CISO | physical | utility_pv
MSOLAR_2_SOLAR2 | MESQUITE SOLAR 2 | 100.81 | caiso_solar | CISO | physical | utility_pv
MSOLAR_2_SOLAR3 | MESQUITE SOLAR 3,, LLC | 152 | caiso_solar | CISO | physical | utility_pv
MSQUIT_5_SERDYN | MSQUIT_5_SERDYN | 625 | sw_ccgt | SRP | specifiedimport | gas_ct
MSSION_2_QF | SMALL QF AGGREGATION - SAN DIEGO | 2 | caiso_small_hydro | CISO | physical | small_hydro
MSTANG_2_MTGBT1 | MUSTANG 1 BESS | 75 | caiso_li_battery | CISO | physical | hr_batteries
MSTANG_2_SOLAR | MUSTANG | 30 | caiso_solar | CISO | physical | utility_pv
MSTANG_2_SOLAR3 | MUSTANG 3 | 40 | caiso_solar | CISO | physical | utility_pv
MSTANG_2_SOLAR4 | MUSTANG 4 | 30 | caiso_solar | CISO | physical | utility_pv
MTHSE_G_38380_1 | NAN | 20 | banc_solar | BANC | physical | utility_pv
MTNPOS_1_UNIT | MT.POSO COGENERATION CO. | 46.64 | caiso_biomass | CISO | physical | cogen
MTWIND_1_MVPWD1 | MOUNTAIN VIEW POWER PROJECT I REPOWER | 66.6 | caiso_wind | CISO | physical | in_state_wind_south
MTWIND_1_UNIT 1 | MOUNTAIN VIEW POWER PROJECT I | 44.4 | caiso_wind | CISO | physical | in_state_wind_south
MTWIND_1_UNIT 2 | MOUNTAIN VIEW POWER PROJECT II | 22.2 | caiso_wind | CISO | physical | in_state_wind_south
MTWIND_1_UNIT 3 | MOUNTAIN VIEW POWER PROJECT III | 22.44 | caiso_wind | CISO | physical | in_state_wind_south
MURRAY_6_UNIT | GROSSMONT HOSPITAL | 4.12 | caiso_chp | CISO | physical | cogen
NAROW1_2_UNIT | NARROWS PH 1 UNIT | 12 | caiso_small_hydro | CISO | physical | small_hydro
NAROW2_2_UNIT | NARROWS POWERHOUSE UNIT 2 | 55 | caiso_hydro | CISO | physical | hydro
NAVYII_2_UNIT 4 | COSO POWER DEVELOPERS (NAVY II) UNIT 4 | 33.3 | caiso_geothermal | CISO | physical | geothermal
NAVYII_2_UNIT 5 | COSO POWER DEVELOPERS (NAVY II) UNIT 5 | 33.3 | caiso_geothermal | CISO | physical | geothermal
NAVYII_2_UNIT 6 | COSO POWER DEVELOPERS (NAVY II) UNIT 6 | 33.3 | caiso_geothermal | CISO | physical | geothermal
NAVYII_2_UNITS | COSO POWER DEVELOPER (NAVY II) AGGREGATE | 90 | caiso_geothermal | CISO | physical | geothermal
NCPA_7_GP1UN1 | NCPA GEO PLANT 1 UNIT 1 | 38.85 | caiso_geothermal | CISO | physical | geothermal
NCPA_7_GP1UN2 | NCPA GEO PLANT 1 UNIT 2 | 50 | caiso_geothermal | CISO | physical | geothermal
NCPA_7_GP2UN3 | NCPA GEO PLANT 2 UNIT 3 | 42.42 | caiso_geothermal | CISO | physical | geothermal
NCPA_7_GP2UN4 | NCPA GEO PLANT 2 UNIT 4 | 52.73 | caiso_geothermal | CISO | physical | geothermal
NEENACH_SOLAR | NAN | 3 | ldwp_solar | LADWP | physical | utility_pv
NEENCH_6_SOLAR | ALPINE SOLAR | 66 | caiso_solar | CISO | physical | utility_pv
NGILAA_5_SDGDYN | NGILAA_5_SDGDYN | 55 | sw_ct | AZPS | specifiedimport | gas_ct
NHOGAN_6_UNIT 1 | NEW HOGAN PH UNIT 1 | 2.2 | caiso_hydro | CISO | physical | hydro
NHOGAN_6_UNITS | NEW HOGAN PH AGGREGATE | 4 | caiso_hydro | CISO | physical | hydro
NILAND_1 | NAN | 50 | iid_peaker | IID | physical | gas_ct
NILAND_2 | NAN | 50 | iid_peaker | IID | physical | gas_ct
NIMTG_6_NICOGN | NORTH ISLAND COGEN | 4.05 | caiso_chp | CISO | physical | cogen
NIMTG_6_NIQF | NAN | 42.7 | caiso_chp | CISO | physical | cogen
NITHWK_1_NHSBT1 | NIGHTHAWK STORAGE | 300 | caiso_li_battery | CISO | physical | hr_batteries
NOAKS_2_PESBT1 | PLACERITA BESS | 80 | caiso_li_battery | CISO | physical | hr_batteries
NORCNV_1_NCVBT1 | NORTH CENTRAL VALLEY | 132 | caiso_li_battery | CISO | physical | hr_batteries
NORORC_2_NOSBX2 | NORTHERN ORCHARD SOLAR | 150 | caiso_li_battery | CISO | physical | hr_batteries
NORORC_2_NOSSB1 | NORTHERN ORCHARD SOLAR | 133.6 | caiso_solar | CISO | physical | utility_pv
NORORC_2_NOSSB2 | NORTHERN ORCHARD SOLAR | 108.4 | caiso_solar | CISO | physical | utility_pv
NORTH_BRAWLEY_01 | NAN | 16 | iid_geothermal | IID | physical | geothermal
NORTH_BRAWLEY_02 | NAN | 16 | iid_geothermal | IID | physical | geothermal
NORTH_BRAWLEY_03 | NAN | 16 | iid_geothermal | IID | physical | geothermal
NORTH_BRAWLEY_04 | NAN | 16 | iid_geothermal | IID | physical | geothermal
NORTH_BRAWLEY_05 | NAN | 16 | iid_geothermal | IID | physical | geothermal
NORTH_BRAWLEY_06 | NAN | 16 | iid_geothermal | IID | physical | geothermal
NORTH_FORK_COMMUNITY_POWER | NAN | 2 | caiso_biomass | CISO | physical | biomass_wood
NOVATO_6_LNDFL | REDWOOD RENEWABLE ENERGY | 3.9 | caiso_biogas | CISO | physical | biogas
NWCSTL_7_UNIT 1 | NEWCASTLE HYDRO | 12 | caiso_hydro | CISO | physical | hydro
NZWIND_2_WDSTR5 | WINDSTREAM 6111 | 6.31 | caiso_wind | CISO | physical | in_state_wind_south
NZWIND_6_CALWND | WIND RESOURCE I | 9 | caiso_wind | CISO | physical | in_state_wind_south
NZWIND_6_WDSTR | WINDSTREAM 39 | 4.8 | caiso_wind | CISO | physical | in_state_wind_south
NZWIND_6_WDSTR2 | WINDSTREAM 6040 | 5.72 | caiso_wind | CISO | physical | in_state_wind_south
NZWIND_6_WDSTR3 | WINDSTREAM 6041 | 6 | caiso_wind | CISO | physical | in_state_wind_south
NZWIND_6_WDSTR4 | WINDSTREAM 6042 | 5.91 | caiso_wind | CISO | physical | in_state_wind_south
OAK C_1_EBMUD | MWWTP PGS 1 - ENGINES | 6.9 | caiso_biogas | CISO | physical | biogas
OAK C_7_UNIT 1 | OAKLAND STATION C GT UNIT 1 | 55 | caiso_peaker2 | CISO | physical | gas_ct
OAK C_7_UNIT 3 | OAKLAND STATION C GT UNIT 3 | 55 | caiso_peaker2 | CISO | physical | gas_ct
OAK C_7_UNIT_2 | OAKLAND STATION C GT UNIT 2 | 55 | caiso_peaker2 | CISO | physical | gas_ct
OAK L_1_GTG1 | MWWTP PGS 2 - TURBINE | 4.6 | caiso_biomass | CISO | physical | biomass_wood
OAKWD_6_QF | OAK CREEK | 27.87 | caiso_wind | CISO | physical | in_state_wind_south
OAKWD_6_ZEPHWD | ZEPHYR PARK | 3.5 | caiso_wind | CISO | physical | in_state_wind_south
OASIS_6_CREST | NAN | 3 | caiso_solar | CISO | physical | utility_pv
OASIS_6_GBDSR4 | GREEN BEANWORKS D | 3 | caiso_solar | CISO | physical | utility_pv
OASIS_6_LPPSR1 | LANCASTER PSOMAS PV | 3 | caiso_solar | CISO | physical | utility_pv
OASIS_6_SOLAR2 | OASIS SOLAR | 20 | caiso_solar | CISO | physical | utility_pv
OASIS_6_SOLAR3 | SOCCER CENTER | 3 | caiso_solar | CISO | physical | utility_pv
OBERON_5_O1BBT1 | OBERON 1 BESS | 62.5 | caiso_li_battery | CISO | physical | hr_batteries
OBERON_5_O1BBT2 | OBERON 1 BESS | 62.5 | caiso_li_battery | CISO | physical | hr_batteries
OBERON_5_O1BBX2 | OBERON 1 BESS | 125 | caiso_li_battery | CISO | physical | hr_batteries
OBERON_5_O1SSR1 | OBERON 1A SOLAR | 25 | caiso_solar | CISO | physical | utility_pv
OBERON_5_O1SSR2 | OBERON 1A SOLAR | 125 | caiso_solar | CISO | physical | utility_pv
OBERON_5_O1SSR3 | OBERON 1B SOLAR | 100 | caiso_solar | CISO | physical | utility_pv
OBERON_5_O1SSX2 | OBERON 1A SOLAR | 150 | caiso_solar | CISO | physical | utility_pv
OBERON_5_O2BBT3 | OBERON 2 BESS | 62.5 | caiso_li_battery | CISO | physical | hr_batteries
OBERON_5_O2BBT4 | OBERON 2 BESS | 62.5 | caiso_li_battery | CISO | physical | hr_batteries
OBERON_5_O2BBX2 | OBERON 2 BESS | 125 | caiso_li_battery | CISO | physical | hr_batteries
OBERON_5_O2SSR4 | OBERON 2A SOLAR | 125 | caiso_solar | CISO | physical | utility_pv
OBERON_5_O2SSR5 | OBERON 2B SOLAR | 125 | caiso_solar | CISO | physical | utility_pv
OCI_SOLAR_LAKESIDE | NAN | 2 | caiso_solar | CISO | physical | utility_pv
OCOTLO_6_OCWSB1_LESR | OCOTILLO WELLS SOLAR AND BESS | 50 | iid_li_battery | IID | specifiedimport | hr_batteries
OCOTLO_6_OCWSB1_SUN | OCOTILLO WELLS SOLAR AND BESS | 50 | iid_solar | IID | specifiedimport | utility_pv
OCTILO_5_WIND | OCOTILLO WIND ENERGY FACILITY | 265 | caiso_wind | CISO | physical | in_state_wind_south
OGROVE_6_PL1X2 | ORANGE GROVE ENERGY CENTER | 96 | caiso_peaker2 | CISO | physical | gas_ct
OILFLD_7_QFUNTS | NACIMIENTO HYDROELECTRIC PLANT | 3.8 | caiso_hydro | CISO | physical | hydro
OLDRIV_6_BIOGAS | BIDART OLD RIVER 1 | 2 | caiso_biomass | CISO | physical | biomass_wood
OLDRV1_6_SOLAR | OLD RIVER ONE | 20 | caiso_solar | CISO | physical | utility_pv
OLINDA_2_COYCRK | MWD COYOTE CREEK HYDROELECTRIC RECOVERY | 3.13 | caiso_hydro | CISO | physical | hydro
OLINDA_2_LNDFL2 | BREA POWER II | 28.1 | caiso_biomass | CISO | physical | biomass_wood
OLINDA_7_BLKSND | BLACKSAND GENERATING FACILITY | 5.6 | caiso_biomass | CISO | physical | biomass_wood
OLINDA_7_LNDFIL | NAN | 5.6 | caiso_biomass | CISO | physical | biomass_wood
OLIVE_O1 | NAN | 44 | ldwp_st | LADWP | physical | steam
OLIVE_O2 | NAN | 55 | ldwp_st | LADWP | physical | steam
OLIVEP_1_SOLAR | WHITE RIVER SOLAR | 20 | caiso_solar | CISO | physical | utility_pv
OLIVEP_1_SOLAR2 | WHITE RIVER WEST | 19.75 | caiso_solar | CISO | physical | utility_pv
OLSEN_2_UNIT | OLSEN POWER PARTNERS | 5.5 | caiso_small_hydro | CISO | physical | small_hydro
OMAR_2_UNIT 1 | KERN RIVER COGENERATION CO. UNIT 1 | 75 | caiso_peaker1 | CISO | physical | gas_ct
OMAR_2_UNIT 2 | KERN RIVER COGENERATION CO. UNIT 2 | 75 | caiso_peaker1 | CISO | physical | gas_ct
OMAR_2_UNIT 3 | KERN RIVER COGENERATION CO. UNIT 3 | 75 | caiso_peaker1 | CISO | physical | gas_ct
OMAR_2_UNIT 4 | KERN RIVER COGENERATION CO. UNIT 4 | 75 | caiso_peaker1 | CISO | physical | cogen
ONLLPP_6_UNIT 1 | O'NEILL PUMP-GEN UNIT 1 | 4.2 | caiso_hydro | CISO | physical | hydro
ONLLPP_6_UNIT 2 | O'NEILL PUMP-GEN UNIT 2 | 4.2 | caiso_hydro | CISO | physical | hydro
ONLLPP_6_UNIT 3 | O'NEILL PUMP-GEN UNIT 3 | 4.2 | caiso_hydro | CISO | physical | hydro
ONLLPP_6_UNIT 4 | O'NEILL PUMP-GEN UNIT 4 | 4.2 | caiso_hydro | CISO | physical | hydro
ONLLPP_6_UNIT 5 | O'NEILL PUMP-GEN UNIT 5 | 4.2 | caiso_hydro | CISO | physical | hydro
ONLLPP_6_UNIT 6 | O'NEILL PUMP-GEN UNIT 6 | 4.2 | caiso_hydro | CISO | physical | hydro
ONLLPP_6_UNITS | O'NEILL PUMP-GEN (AGGREGATE) | 25.2 | caiso_pumped_hydro | CISO | physical | pumped_storage
ORMESA_1_E | NAN | 12.9 | iid_geothermal | IID | physical | geothermal
ORMESA_1_H | NAN | 12.9 | iid_geothermal | IID | physical | geothermal
ORMESA_I | NAN | 33.5 | iid_geothermal | IID | physical | geothermal
ORMESA_II_OEC21 | NAN | 15 | iid_geothermal | IID | physical | geothermal
ORMESA_II_OEC22 | NAN | 15 | iid_geothermal | IID | physical | geothermal
ORMOND_7_UNIT 1 | ORMOND BEACH GEN STA. UNIT 1 | 741.27 | caiso_st | CISO | physical | steam
ORMOND_7_UNIT 2 | ORMOND BEACH GEN STA. UNIT 2 | 750 | caiso_st | CISO | physical | steam
ORNI33__LLC | NAN | 20 | iid_solar | IID | physical | utility_pv
OROLOM_1_SOLAR1 | ORO LOMA SOLAR 1 | 10 | caiso_solar | CISO | physical | utility_pv
OROLOM_1_SOLAR2 | ORO LOMA SOLAR 2 | 10 | caiso_solar | CISO | physical | utility_pv
OROVIL_6_UNIT | OROVILLE COGENERATION, LP | 7.5 | caiso_chp | CISO | physical | cogen
ORTGA_6_MCDBT1 | MERCED BESS | 2.93 | caiso_li_battery | CISO | physical | hr_batteries
ORTGA_6_ME1SL1 | MERCED 1 | 3 | caiso_solar | CISO | physical | utility_pv
OSO_6_NSPIN | OSO_6_NSPIN | 70 | caiso_pumped_hydro | CISO | physical | pumped_storage
OTAY_6_ECVBT1 | ENERSMART CHULA VISTA 1 | 3 | caiso_li_battery | CISO | physical | hr_batteries
OTAY_6_ECVBT2 | CHULA VISTA 2 | 3 | caiso_li_battery | CISO | physical | hr_batteries
OTAY_6_PL1X2 | CHULA VISTA ENERGY CENTER,, LLC | 39.57 | caiso_peaker2 | CISO | physical | gas_ct
OTAY_6_UNITB1 | NAN | 3 | caiso_biogas | CISO | physical | biogas
OTMESA_2_PL1X3 | OTAY MESA ENERGY CENTER | 603.68 | caiso_ccgt1 | CISO | physical | gas_cc
OTMESA_2_STG3 | OTAY MESA STEAM TURBINE 3 | 290.7 | caiso_st | CISO | physical | steam
OXBOW_6_DRUM | OXBOW HYDRO | 5.8 | caiso_hydro | CISO | physical | hydro
OXMTN_6_LNDFIL | OX MOUNTAIN LANDFILL GENERATING PLANT | 10.62 | caiso_biomass | CISO | physical | biomass_wood
PACLUM_6_UNIT | HUMBOLDT REDWOOD | 28.8 | caiso_biomass | CISO | physical | biomass_wood
PADUA_6_MWDSDM | SAN DIMAS HYDROELECTRIC RECOVERY PLANT | 9.9 | caiso_hydro | CISO | physical | hydro
PAIGES_6_SOLAR | PAIGE SOLAR | 20 | caiso_solar | CISO | physical | utility_pv
PALA_6_PGCBT1 | PALA GOMEZ CREEK BESS | 10 | caiso_li_battery | CISO | physical | hr_batteries
PALALT_7_COBUG | COOPERATIVELY OWNED BACK UP GENERATOR | 4.5 | caiso_peaker2 | CISO | physical | gas_ct
PALO_VERDE_3_LADWP | NAN | 407 | ldwp_nuclear | LADWP | physical | nuclear
PALOMR_2_PL1X3 | PALOMAR ENERGY CENTER | 588.21 | caiso_ccgt1 | CISO | physical | gas_cc
PALOMR_7_STG3 | PALOMR_7_STG3 | 260 | caiso_st | CISO | physical | steam
PALSEL_6_PLSBT1 | PAULSELL SOLAR ENERGY CENTER BESS | 15 | caiso_li_battery | CISO | physical | hr_batteries
PALSEL_6_PLSSR1 | PAULSELL SOLAR ENERGY CENTER PV | 20 | caiso_solar | CISO | physical | utility_pv
PANDOL_6_UNIT | NAN | 49 | caiso_biomass | CISO | physical | biomass_wood
PANERO_2_MWPWD1 | MESA WIND PROJECT | 30 | caiso_wind | IID | specifiedimport | in_state_wind_south
PANSEA_1_PANARO | NAN | 30 | caiso_wind | CISO | physical | in_state_wind_south
PARDEB_2_UNIT 1 | PARDEE HYDRO UNIT 1 | 10 | caiso_hydro | CISO | physical | hydro
PARDEB_2_UNIT 2 | PARDEE HYDRO UNIT 2 | 10 | caiso_hydro | CISO | physical | hydro
PARDEB_2_UNIT 3 | PARDEE HYDRO UNIT 3 | 10 | caiso_hydro | CISO | physical | hydro
PARDEB_6_UNITS | PARDEE POWER HOUSE | 30 | caiso_hydro | CISO | physical | hydro
PARDSE_6_PESBT1 | PARADISE ENERGY STORAGE | 10 | caiso_li_battery | CISO | physical | hr_batteries
PARQUEEOLICO | NAN | 10 | caiso_wind | CISO | physical | in_state_wind_south
PBLOSM_2_SOLAR | PEARBLOSSOM | 9.5 | caiso_solar | CISO | physical | utility_pv
PEABDY_2_LNDFL1 | POTRERO HILLS ENERGY PRODUCERS | 8 | caiso_biomass | CISO | physical | biomass_wood
PEARBL_2_NSPIN | PEARBL_2_NSPIN | 118 | caiso_pumped_hydro | CISO | physical | pumped_storage
PEASE_1_TBEBT1 | TIERRA BUENA ENERGY STORAGE | 6 | caiso_li_battery | CISO | physical | hr_batteries
PERGRN_2_PRSBT1 | PEREGRINE STORAGE | 200 | caiso_li_battery | CISO | physical | hr_batteries
PGE_BAY_BIP_DO | NAN | 90 | caiso_loadmod | CISO | physical | demand_response
PGE_BAY_PDP_NON_RES | NAN | 4 | caiso_loadmod | CISO | physical | demand_response
PGE_VAL_BIP_DO | NAN | 267 | caiso_loadmod | CISO | physical | demand_response
PGE_VAL_SMARTRATE_RES | NAN | 2 | caiso_loadmod | CISO | physical | demand_response
PHOENX_1_UNIT | PHOENIX PH | 2 | caiso_small_hydro | CISO | physical | small_hydro
PINE_TREE_SOLAR | NAN | 8.5 | ldwp_solar | LADWP | physical | utility_pv
PINE_TREE_WIND | NAN | 120 | ldwp_wind | LADWP | physical | in_state_wind_south
PINFLT_7_UNIT 1 | PINE FLAT UNIT 1 | 63.3 | caiso_hydro | CISO | physical | hydro
PINFLT_7_UNIT 3 | PINE FLAT UNIT 3 | 63.3 | caiso_hydro | CISO | physical | hydro
PINFLT_7_UNITS | PINE FLAT HYDRO AGGREGATE | 198.51 | caiso_hydro | CISO | physical | hydro
PIOPIC_2_CTG1 | PIO PICO UNIT 1 | 111.3 | caiso_peaker1 | CISO | physical | gas_ct
PIOPIC_2_CTG2 | PIO PICO UNIT 2 | 112.7 | caiso_peaker1 | CISO | physical | gas_ct
PIOPIC_2_CTG3 | PIO PICO UNIT 3 | 112 | caiso_peaker1 | CISO | physical | gas_ct
PIT1_7_UNIT 1 | PIT PH 1 UNIT 1 | 32 | caiso_hydro | CISO | physical | hydro
PIT1_7_UNIT 2 | PIT PH 1 UNIT 2 | 32 | caiso_hydro | CISO | physical | hydro
PIT3_7_PL1X3 | PIT PH 3 UNITS 1, 2 & 3 AGGREGATE | 70.6 | caiso_hydro | CISO | physical | hydro
PIT3_7_UNIT 1 | PIT PH 3 UNIT 1 | 24 | caiso_hydro | CISO | physical | hydro
PIT3_7_UNIT 2 | PIT PH 3 UNIT 2 | 26 | caiso_hydro | CISO | physical | hydro
PIT3_7_UNIT 3 | PIT PH 3 UNIT 3 | 25 | caiso_hydro | CISO | physical | hydro
PIT4_7_PL1X2 | PIT PH 4 UNITS 1 & 2 AGGREGATE | 95 | caiso_hydro | CISO | physical | hydro
PIT4_7_UNIT 1 | PIT PH 4 UNIT 1 | 55 | caiso_hydro | CISO | physical | hydro
PIT4_7_UNIT 2 | PIT PH 4 UNIT 2 | 47 | caiso_hydro | CISO | physical | hydro
PIT5_7_PL1X2 | PIT PH 5 UNITS 1 & 2 AGGREGATE | 82 | caiso_hydro | CISO | physical | hydro
PIT5_7_PL3X4 | PIT PH 5 UNITS 3 & 4 AGGREGATE | 82 | caiso_hydro | CISO | physical | hydro
PIT5_7_UNIT 1 | PIT PH 5 UNIT 1 | 41 | caiso_hydro | CISO | physical | hydro
PIT5_7_UNIT 2 | PIT PH 5 UNIT 2 | 41 | caiso_hydro | CISO | physical | hydro
PIT5_7_UNIT 3 | PIT PH 5 UNIT 3 | 41 | caiso_hydro | CISO | physical | hydro
PIT5_7_UNIT 4 | PIT PH 5 UNIT 4 | 41 | caiso_hydro | CISO | physical | hydro
PIT6_7_UNIT 1 | PIT PH 6 UNIT 1 | 39 | caiso_hydro | CISO | physical | hydro
PIT6_7_UNIT 2 | PIT PH 6 UNIT 2 | 40 | caiso_hydro | CISO | physical | hydro
PIT7_7_UNIT 1 | PIT PH 7 UNIT 1 | 55.7 | caiso_hydro | CISO | physical | hydro
PIT7_7_UNIT 2 | PIT PH 7 UNIT 2 | 54.6 | caiso_hydro | CISO | physical | hydro
PIUTE_6_GNBSR1 | GREEN BEANWORKS B | 3 | caiso_solar | CISO | physical | utility_pv
PLACVL_1_CHILIB | CHILI BAR HYDRO | 8.34 | caiso_small_hydro | CISO | physical | small_hydro
PLACVL_1_RCKCRE | ROCK CREEK HYDRO | 5 | caiso_small_hydro | CISO | physical | small_hydro
PLAINV_6_BSOLAR | WESTERN ANTELOPE BLUE SKY RANCH A | 20 | caiso_solar | CISO | physical | utility_pv
PLAINV_6_DSOLAR | WESTERN ANTELOPE DRY RANCH | 10 | caiso_solar | CISO | physical | utility_pv
PLAINV_6_NLRSR1 | NORTH LANCASTER RANCH | 20 | caiso_solar | CISO | physical | utility_pv
PLAINV_6_SOLAR3 | SIERRA SOLAR GREENWORKS, LLC | 20 | caiso_solar | CISO | physical | utility_pv
PLAINV_6_SOLARC | CENTRAL ANTELOPE DRY RANCH C | 20 | caiso_solar | CISO | physical | utility_pv
PLMSSR_6_HISIER | HIGH SIERRA COGENERATION AGGREGATE | 6 | caiso_chp | CISO | physical | cogen
PLSNTG_7_LNCLND | LINCOLN LANDFILL POWER PLANT | 4.98 | caiso_biomass | CISO | physical | biomass_wood
PMDLET_6_SOLAR1 | SEPV PALMDALE EAST,, LLC | 10 | caiso_solar | CISO | physical | utility_pv
PMPJCK_1_RB2SLR | RIO BRAVO SOLAR 2 | 20 | caiso_solar | CISO | physical | utility_pv
PMPJCK_1_SOLAR1 | PUMPJACK SOLAR I | 20 | caiso_solar | CISO | physical | utility_pv
PMPJCK_1_SOLAR2 | RIO BRAVO SOLAR 1 | 20 | caiso_solar | CISO | physical | utility_pv
PNCHEG_2_PL1X4 | PANOCHE ENERGY CENTER (AGGREGATED) | 417 | caiso_peaker1 | CISO | physical | gas_ct
PNCHPP_1_PL1X2 | MIDWAY PEAKING AGGREGATE | 119.91 | caiso_peaker2 | CISO | physical | gas_ct
PNCHVS_2_SOLAR | PANOCHE VALLEY SOLAR | 140 | caiso_solar | CISO | physical | utility_pv
PNCHVS_2_SOLARA | PNCHVS_2_SOLARA | 69.5 | caiso_solar | CISO | physical | utility_pv
PNCHVS_2_SOLARB | PNCHVS_2_SOLARB | 74.4 | caiso_solar | CISO | physical | utility_pv
PNOCHE_1_PL1X2 | PANOCHE PEAKER | 49.97 | caiso_peaker2 | CISO | physical | gas_ct
PNOCHE_1_UNITA1 | CALPEAK POWER PANOCHE UNIT 1 | 52.3 | caiso_peaker2 | CISO | physical | gas_ct
POEPH_7_UNIT 1 | POE HYDRO UNIT 1 | 68 | caiso_hydro | CISO | physical | hydro
POEPH_7_UNIT 2 | POE HYDRO UNIT 2 | 68.5 | caiso_hydro | CISO | physical | hydro
POINTLOMA1 | NAN | 2.29 | caiso_biomass | CISO | physical | biomass_wood
POINTLOMA2 | NAN | 2.29 | caiso_biomass | CISO | physical | biomass_wood
POLRIS_2_ASEBT1 | ANTELOPE SOLAR 2 ESTRELLA BESS | 28 | caiso_li_battery | CISO | physical | hr_batteries
POLRIS_2_ASESR1 | ANTELOPE SOLAR 2 ESTRELLA | 56 | caiso_solar | CISO | physical | utility_pv
POLRIS_2_ASRBT1 | ANTELOPE SOLAR 2 RACEWAY BESS | 80 | caiso_li_battery | CISO | physical | hr_batteries
POLRIS_2_ASRSR1 | ANTELOPE SOLAR 2 RACEWAY | 125 | caiso_solar | CISO | physical | utility_pv
POME_6_POMBT1 | POME BESS | 100 | caiso_li_battery | CISO | physical | hr_batteries
POTTER_6_UNITS | POTTER VALLEY | 10.1 | caiso_small_hydro | CISO | physical | small_hydro
PRCTVY_1_MIGBT1 | MIGUEL BESS | 2 | caiso_biomass | CISO | physical | biomass_wood
PRIMA_PLANT1 | NAN | 3 | caiso_biomass | CISO | physical | biomass_wood
PRIMA_PLANT2 | NAN | 3 | caiso_biomass | CISO | physical | biomass_wood
PRIMM_2_SOLAR1 | SILVER STATE SOUTH | 250 | caiso_solar | CISO | physical | utility_pv
PRIMM_2_SOLRA1 | PRIMM_2_SOLRA1 | 136.5 | caiso_solar | CISO | physical | utility_pv
PRIMM_2_SOLRB1 | PRIMM_2_SOLRB1 | 136.5 | caiso_solar | CISO | physical | utility_pv
PRIMM_2_SSSBT1 | SILVER STATE SOUTH SOLAR PROJECT STORAGE | 200 | caiso_li_battery | CISO | physical | hr_batteries
PROXSR_2_PROSR1 | PROXIMA SOLAR | 120 | caiso_solar | CISO | physical | utility_pv
PROXSR_2_PS1BT1 | PROXIMA SOLAR BESS 1A | 40 | caiso_li_battery | CISO | physical | hr_batteries
PROXSR_2_PS1BT2 | PROXIMA SOLAR BESS 1B | 32 | caiso_li_battery | CISO | physical | hr_batteries
PROXSR_2_PS1SR2 | PROXIMA SOLAR 1B | 69.74 | caiso_solar | CISO | physical | utility_pv
PROXSR_2_PS2BT3 | PROXIMA SOLAR BESS 2 | 90 | caiso_li_battery | CISO | physical | hr_batteries
PTLOMA_6_NTCCGN | NAN | 2.58 | caiso_chp | CISO | physical | cogen
PTLOMA_6_NTCQF | NTC/MCRD COGENERATION | 22.3 | caiso_chp | CISO | physical | cogen
PUTHCR_1_PCNSB1 | PUTAH CREEK SOLAR FARM NORTH | 3 | caiso_solar | CISO | physical | utility_pv
PVERDE_5_SCEDYN | PVERDE_5_SCEDYN | 635 | caiso_nuclear | SRP | specifiedimport | nuclear
PWEST_1_UNIT | PACIFIC WEST 1 WIND GENERATION | 2.1 | caiso_wind | CISO | physical | in_state_wind_south
QUARANTINASTORAGE | NAN | 10 | caiso_li_battery | CISO | physical | hr_batteries
RABBITBRUSHSTORAGE | NAN | 20 | caiso_li_battery | CISO | physical | hr_batteries
RACEWAYSOLAR | NAN | 125 | caiso_solar | CISO | physical | utility_pv
RACEWAYSTORAGE | NAN | 80 | caiso_li_battery | CISO | physical | hr_batteries
RALSTN_7_UNIT 1 | RALSTON UNIT 1 | 86 | caiso_hydro | CISO | physical | hydro
RAMON_2_SCEDYN | RAMON_2_SCEDYN | 106.18 | iid_geothermal | IID | specifiedimport | geothermal
RANCHO_2_SMUDSYSDYN | SMUD REGULATION MARKET | 124 | caiso_specified_imports | BANC | specifiedimport | n/a
RATSKE_2_NROSR1 | NORTH ROSAMOND SOLAR | 150 | caiso_solar | CISO | physical | utility_pv
RATSKE_2_RBSSB1 | RABBITBRUSH SOLAR 1 | 60 | caiso_solar | CISO | physical | utility_pv
RATSKE_2_RBSSB2 | RABBITBRUSH SOLAR 2 | 40 | caiso_solar | CISO | physical | utility_pv
RATSKE_2_WAVBT1 | WILLY 9 ANTELOPE VALLEY COMPLEX | 126 | caiso_li_battery | CISO | physical | hr_batteries
RCKCRK_7_UNIT 1 | ROCK CREEK HYDRO UNIT 1 | 57 | caiso_hydro | CISO | physical | hydro
RCKCRK_7_UNIT 2 | ROCK CREEK HYDRO UNIT 2 | 56.9 | caiso_hydro | CISO | physical | hydro
RDWAY_1_CREST | NAN | 4.5 | caiso_solar | CISO | physical | utility_pv
RDWAY_1_SCKSR1 | SHEEP CREEK | 3 | caiso_solar | CISO | physical | utility_pv
RE_BR1_26960_1 | NAN | 61.1 | ldwp_solar | LADWP | physical | utility_pv
RE_GASKELL_WEST_3 | NAN | 20 | caiso_solar | CISO | physical | utility_pv
RE_GASKELL_WEST_4 | NAN | 20 | caiso_solar | CISO | physical | utility_pv
RE_GASKELL_WEST_5 | NAN | 20 | caiso_solar | CISO | physical | utility_pv
RECTOR_2_CREST | NAN | 10.5 | caiso_solar | CISO | physical | utility_pv
RECTOR_2_IVANPV | IVANHOE TULARE PV | 3.5 | caiso_solar | CISO | physical | utility_pv
RECTOR_2_KAWEAH | KAWEAH PH 2 & 3 PSP AGGREGATE | 6.55 | caiso_small_hydro | CISO | physical | small_hydro
RECTOR_2_KAWH 1 | KAWEAH PH 1 UNIT 1 | 2.25 | caiso_hydro | CISO | physical | hydro
RECTOR_2_QF | KAWEAH UNIT 1 | 20.09 | caiso_small_hydro | CISO | physical | small_hydro
RECTOR_2_VISSR1 | VISALIA CSG | 3 | caiso_solar | CISO | physical | utility_pv
REDBLF_6_UNIT | RED BLUFF PEAKER PLANT | 44 | caiso_reciprocating_engine | CISO | physical | ice
REDDING_POWER_1 | NAN | 17.03 | banc_peaker | BANC | physical | gas_ct
REDDING_POWER_2 | NAN | 25.03 | banc_peaker | BANC | physical | gas_ct
REDDING_POWER_3 | NAN | 25.03 | banc_peaker | BANC | physical | gas_ct
REDDING_POWER_CC | NAN | 121 | banc_ccgt | BANC | physical | gas_cc
REDMAN_2_SOLAR | LANCASTER EAST AVENUE F | 3.75 | caiso_solar | CISO | physical | utility_pv
REDMAN_6_AVSSR1 | ANTELOPE VALLEY SOLAR | 3 | caiso_solar | CISO | physical | utility_pv
REDOND_7_UNIT 5 | REDONDO GEN STA. UNIT 5 | 178.87 | caiso_st | CISO | physical | steam
REDOND_7_UNIT 6 | REDONDO GEN STA. UNIT 6 | 174.29 | caiso_st | CISO | physical | steam
REDOND_7_UNIT 8 | REDONDO GEN STA. UNIT 8 | 480 | caiso_st | CISO | physical | steam
RENWD_1_QF | RENWIND RE-POWERING PROJECT | 10 | caiso_wind | CISO | physical | in_state_wind_south
REXFORDSOLAR | NAN | 300 | caiso_solar | CISO | physical | utility_pv
REXFORDSTORAGE | NAN | 180 | caiso_li_battery | CISO | physical | hr_batteries
REXFRD_2_RSFBT1 | REXFORD SOLAR FARM BESS | 72 | caiso_li_battery | CISO | physical | hr_batteries
REXFRD_2_RSFBT2 | REXFORD SOLAR FARM BESS | 168 | caiso_li_battery | CISO | physical | hr_batteries
REXFRD_2_RSFBX2 | REXFORD SOLAR FARM BESS | 240 | caiso_li_battery | CISO | physical | hr_batteries
REXFRD_2_RSFSR1 | REXFORD SOLAR FARM | 100 | caiso_solar | CISO | physical | utility_pv
REXFRD_2_RSFSR2 | REXFORD SOLAR FARM | 200 | caiso_solar | CISO | physical | utility_pv
REXFRD_2_RSFSX2 | REXFORD SOLAR FARM | 300 | caiso_solar | CISO | physical | utility_pv
RHONDO_6_PUENTE | NAN | 4 | caiso_biogas | CISO | physical | biogas
RICHMN_1_CHVSR2 | CHEVRON 8.5 | 8.5 | caiso_solar | CISO | physical | utility_pv
RICHMN_1_SOLAR | CHEVRON 2 | 2 | caiso_solar | CISO | physical | utility_pv
RICHMN_7_BAYENV | BAY ENVIRONMENTAL (NOVE POWER) | 2.5 | caiso_biomass | CISO | physical | biomass_wood
RIOBRV_6_UNIT 1 | RIO BRAVO HYDRO | 14 | caiso_hydro | CISO | physical | hydro
RIPON_1 | NAN | 50 | banc_peaker | BANC | physical | gas_ct
RIPON_2 | NAN | 50 | banc_peaker | BANC | physical | gas_ct
RNDSBG_1_HZASR1 | HAZEL A | 2.99 | caiso_solar | CISO | physical | utility_pv
ROCKWOOD_1 | NAN | 25 | iid_peaker | IID | physical | gas_ct
ROCKWOOD_2 | NAN | 25 | iid_peaker | IID | physical | gas_ct
ROLLIN_6_UNIT | ROLLINS HYDRO | 13.5 | caiso_hydro | CISO | physical | hydro
ROMOLA_5_MPBBT1 | MENIFEE POWER BANK | 230 | caiso_li_battery | CISO | physical | hr_batteries
ROMOLA_5_MPBBT2 | MENIFEE POWER BANK 2 | 230 | caiso_li_battery | CISO | physical | hr_batteries
ROMOLA_5_MPBBT3 | MENIFEE POWER BANK 3 | 50 | caiso_li_battery | CISO | physical | hr_batteries
ROMOLA_5_MPBBT4 | MENIFEE POWER BANK 4 | 110 | caiso_li_battery | CISO | physical | hr_batteries
ROSEVILLE_1 | NAN | 25.6 | banc_peaker | BANC | physical | gas_ct
ROSEVILLE_2 | NAN | 25.6 | banc_peaker | BANC | physical | gas_ct
ROSMDW_2_WIND1 | PACIFIC WIND - PHASE 1 | 140 | caiso_wind | CISO | physical | in_state_wind_south
ROSMND_6_SOLAR | LANCASTER B | 3 | caiso_solar | CISO | physical | utility_pv
RSMSLR_6_SOLAR1 | ROSAMOND ONE | 20 | caiso_solar | CISO | physical | utility_pv
RSMSLR_6_SOLAR2 | ROSAMOND TWO | 20 | caiso_solar | CISO | physical | utility_pv
RTEDDY_2_RWSBT1 | ROSAMOND WEST SOLAR CENTRAL BESS A1 | 30 | caiso_li_battery | CISO | physical | hr_batteries
RTEDDY_2_RWSBT2 | ROSAMOND WEST SOLAR CENTRAL BESS A2 | 30 | caiso_li_battery | CISO | physical | hr_batteries
RTEDDY_2_RWSBT3 | ROSAMOND WEST SOLAR CENTRAL BESS A3 | 45 | caiso_li_battery | CISO | physical | hr_batteries
RTEDDY_2_RWSBT4 | ROSAMOND WEST SOLAR CENTRAL BESS B | 30 | caiso_li_battery | CISO | physical | hr_batteries
RTEDDY_2_RWSBT5 | ROSAMOND WEST SOLAR CENTRAL BESS C | 12 | caiso_li_battery | CISO | physical | hr_batteries
RTEDDY_2_SC1SR3 | ROSAMOND WEST SOLAR CLEAN | 40 | caiso_solar | CISO | physical | utility_pv
RTEDDY_2_SEBSR3 | ROSAMOND WEST SOLAR EAST BAY 3 | 56 | caiso_solar | CISO | physical | utility_pv
RTEDDY_2_SEBSR4 | ROSAMOND WEST SOLAR EAST BAY 4 | 56 | caiso_solar | CISO | physical | utility_pv
RTEDDY_2_SOLAR1 | ROSAMOND WEST SOLAR 1 | 54 | caiso_solar | CISO | physical | utility_pv
RTEDDY_2_SOLAR2 | ROSAMOND WEST SOLAR 2 | 54 | caiso_solar | CISO | physical | utility_pv
RTEDDY_2_SPASR4 | ROSAMOND WEST SOLAR PALO ALTO | 26 | caiso_solar | CISO | physical | utility_pv
RTEDDY_2_SRXSR4 | ROSAMOND WEST SOLAR ROSIE X | 13.6 | caiso_solar | CISO | physical | utility_pv
RTREE_2_WIND1 | RISING TREE 1 | 79.2 | caiso_wind | CISO | physical | in_state_wind_south
RTREE_2_WIND2 | RISING TREE 2 | 19.8 | caiso_wind | CISO | physical | in_state_wind_south
RTREE_2_WIND3 | RISING TREE 3 | 99 | caiso_wind | CISO | physical | in_state_wind_south
RUSCTY_2_UNITS | RUSSELL CITY ENERGY CENTER | 615.18 | caiso_ccgt2 | CISO | physical | gas_cc
RUSSELL_2_SOLANO1 | SOLANO RENEWABLES 1 | 229.98 | caiso_wind | CISO | physical | in_state_wind_north
RUSSLL_2_SMUD | SOLANO WIND FARM | 102 | caiso_wind | CISO | physical | in_state_wind_north
RUSSLL_2_SMUD2 | SOLANO WIND PROJECT PHASE 3 | 218.78 | caiso_wind | CISO | physical | in_state_wind_north
RVRVEW_1_UNITA1 | RIVERVIEW ENERGY CENTER (GP ANTIOCH) | 48.7 | caiso_peaker2 | CISO | physical | gas_ct
RVSIDE_2_RERCU3 | RIVERSIDE ENERGY RES. CTR UNIT 3 | 49 | caiso_peaker1 | CISO | physical | gas_ct
RVSIDE_2_RERCU4 | RIVERSIDE ENERGY RES. CTR UNIT 4 | 49 | caiso_peaker1 | CISO | physical | gas_ct
RVSIDE_6_RERCU1 | RIVERSIDE ENERGY RES. CTR UNIT 1 | 48.35 | caiso_peaker1 | CISO | physical | gas_ct
RVSIDE_6_RERCU2 | RIVERSIDE ENERGY RES. CTR UNIT 2 | 48.5 | caiso_peaker2 | CISO | physical | gas_ct
RVSIDE_6_SOLAR1 | TEQUESQUITE LANDFILL SOLAR PROJECT | 7.5 | caiso_solar | CISO | physical | utility_pv
RVSIDE_6_SPRING | SPRINGS GENERATION PROJECT AGGREGATE | 36 | caiso_peaker1 | CISO | physical | gas_ct
SALIRV_2_UNIT | SALINAS RIVER COGENERATION | 39 | caiso_chp | CISO | physical | cogen
SALTON_SEA_4 | NAN | 42 | iid_geothermal | IID | physical | geothermal
SALTON_SEA_5 | NAN | 50 | iid_geothermal | IID | physical | geothermal
SALTON_SEA_UNIT_2_G1 | NAN | 10 | iid_geothermal | IID | physical | geothermal
SALTON_SEA_UNIT_2_G2 | NAN | 5 | iid_geothermal | IID | physical | geothermal
SALTON_SEA_UNIT_2_G3 | NAN | 5 | iid_geothermal | IID | physical | geothermal
SALTSP_7_UNIT 1 | SALT SPRINGS UNIT 1 | 12 | caiso_hydro | CISO | physical | hydro
SALTSP_7_UNIT 2 | SALT SPRINGS UNIT 2 | 34 | caiso_hydro | CISO | physical | hydro
SALTSP_7_UNITS | SALT SPRINGS HYDRO AGGREGATE | 46 | caiso_hydro | CISO | physical | hydro
SAMPSN_6_KELCO1 | KELCO QUALIFYING FACILITY | 25 | caiso_chp | CISO | physical | cogen
SANBRN_2_EESSB2 | EDSAN 1 EDWARDS 0 | 166 | caiso_solar | CISO | physical | utility_pv
SANBRN_2_ES1BT3 | EDSAN 1 EDWARDS 1 | 50.43 | caiso_solar | CISO | physical | utility_pv
SANBRN_2_ES2SB3 | EDSAN 2 SANBORN 3 | 42 | caiso_solar | CISO | physical | utility_pv
SANBRN_2_ESABT1 | EDSAN 1A | 100 | caiso_li_battery | CISO | physical | hr_batteries
SANBRN_2_ESBBT1 | EDSAN 1B | 100 | caiso_li_battery | CISO | physical | hr_batteries
SANBRN_2_SS2BT3 | SANBORN SOLAR 2 SBESS 3 | 169 | caiso_li_battery | CISO | physical | hr_batteries
SANBRN_2_SS2BT4 | SANBORN SOLAR 2 SBESS 4 | 47 | caiso_li_battery | CISO | physical | hr_batteries
SANBRN_2_SS2SB4 | EDSAN 2 SANBORN 4 | 36 | caiso_solar | CISO | physical | utility_pv
SANDHILLCWIND | NAN | 80 | caiso_wind | CISO | physical | in_state_wind_south
SANDLT_2_STGA | SANDLT_2_STGA | 137.5 | caiso_solar | CISO | physical | utility_pv
SANDLT_2_STGB | SANDLT_2_STGB | 137.5 | caiso_solar | CISO | physical | utility_pv
SANDLT_2_SUNITS | MOJAVE SOLAR | 275 | caiso_solar | CISO | physical | utility_pv
SANDRN_2_SS1SR1 | SANDRINI SOL 1 | 100 | caiso_solar | CISO | physical | utility_pv
SANDRN_2_SS2SR2 | SANDRINI SOL 2 | 200 | caiso_solar | CISO | physical | utility_pv
SANITR_6_STG4 | LACSD CARSON WATER POLLUTION STG4 | 5.5 | caiso_st | CISO | physical | steam
SANITR_6_UNITS | LACSD CARSON WATER POLLUTION AGGREGATE | 8 | caiso_biogas | CISO | physical | biogas
SANTA_BARBARA_COUNTY_PUBLIC_WORKS_DEPARTMENT | NAN | 2.274 | caiso_biogas | CISO | physical | biogas
SANTEE_1_SABBT1 | SANTEE BESS | 10 | caiso_li_battery | CISO | physical | hr_batteries
SANTFG_7_UNITS | GEYSERS CALISTOGA AGGREGATE | 72 | caiso_geothermal | CISO | physical | geothermal
SANTGO_2_LNDFL1 | BOWERMAN POWER | 19.6 | caiso_biogas | CISO | physical | biogas
SANTGO_2_MABBT1 | MILLIKAN AVENUE BESS | 2 | caiso_li_battery | CISO | physical | hr_batteries
SANWD_1_QF | SAN GORGONIO FARMS WIND FARM | 31 | caiso_wind | CISO | physical | in_state_wind_south
SAUGUS_2_SPESBT1 | SANTA PAULA ENERGY STORAGE | 30 | caiso_li_battery | CISO | physical | hr_batteries
SAUGUS_6_MWDFTH | FOOTHILL HYDROELECTRIC RECOVERY PLANT | 9.1 | caiso_hydro | CISO | physical | hydro
SAUGUS_6_PTCHGN | NAN | 20.78 | caiso_chp | CISO | physical | cogen
SAUGUS_6_QF | SAUGUS QFS | 2.19 | caiso_small_hydro | CISO | physical | small_hydro
SAUGUS_7_CHIQCN | CHIQUITA CANYON LANDFILL FAC | 8 | caiso_biomass | CISO | physical | biomass_wood
SAUGUS_7_LOPEZ | MM LOPEZ ENERGY | 6.1 | caiso_biomass | CISO | physical | biomass_wood
SBERDO_2_PSP3 | MOUNTAINVIEW GEN STA. UNIT 3 | 555 | caiso_ccgt1 | CISO | physical | gas_cc
SBERDO_2_PSP4 | MOUNTAINVIEW GEN STA. UNIT 4 | 555 | caiso_ccgt1 | CISO | physical | gas_cc
SBERDO_2_QF | NAN | 10.6 | caiso_chp | CISO | physical | cogen
SBERDO_2_REDLND | REDLANDS RT SOLAR | 2 | caiso_solar | CISO | physical | utility_pv
SBERDO_2_RTS005 | SPVP005 REDLANDS RT SOLAR | 2.5 | caiso_solar | CISO | physical | utility_pv
SBERDO_2_RTS007 | SPVP007 REDLANDS RT SOLAR | 2.5 | caiso_solar | CISO | physical | utility_pv
SBERDO_2_RTS011 | SPVP011 | 3.5 | caiso_solar | CISO | physical | utility_pv
SBERDO_2_RTS013 | SPVP013 | 3.5 | caiso_solar | CISO | physical | utility_pv
SBERDO_2_RTS048 | SPVP048 | 5 | caiso_solar | CISO | physical | utility_pv
SBERDO_2_SNTANA | SANTA ANA PSP | 6.95 | caiso_small_hydro | CISO | physical | small_hydro
SBERDO_6_MILLCK | MILL CREEK PSP | 3.93 | caiso_small_hydro | CISO | physical | small_hydro
SCACOGEN2_CC | NAN | 65.6 | banc_ccgt | BANC | physical | gas_cc
SCACOGEN2GT | NAN | 49 | banc_peaker | BANC | physical | gas_ct
SCARLT_2_SS2BT1 | SCARLET SOLAR 2 BESS | 150 | caiso_li_battery | CISO | physical | hr_batteries
SCARLT_2_SS2SR1 | SCARLET SOLAR 2 PV | 200 | caiso_solar | CISO | physical | utility_pv
SCARLT_2_SSABT1 | SCARLET SOLAR CA 1A | 10 | caiso_solar | CISO | physical | utility_pv
SCARLT_2_SSASR1 | SCARLET SOLAR CA 1A PV | 100 | caiso_solar | CISO | physical | utility_pv
SCARLT_2_SSBBT1 | SCARLET SOLAR CA 1B | 30 | caiso_solar | CISO | physical | utility_pv
SCARLT_2_SSBSR1 | SCARLET SOLAR CA 1B PV | 100 | caiso_solar | CISO | physical | utility_pv
SCATTERGOOD_1 | NAN | 174 | ldwp_st | LADWP | physical | steam
SCATTERGOOD_2 | NAN | 177 | ldwp_st | LADWP | physical | steam
SCATTERGOOD_4 | NAN | 300 | ldwp_peaker | LADWP | physical | gas_ct
SCATTERGOOD_5 | NAN | 100 | ldwp_peaker | LADWP | physical | gas_ct
SCATTERGOOD_6 | NAN | 89 | ldwp_peaker | LADWP | physical | gas_ct
SCATTERGOOD_7 | NAN | 89 | ldwp_peaker | LADWP | physical | gas_ct
SCE_AP_I | NAN | 19 | caiso_loadmod | CISO | physical | demand_response
SCE_BIP_15 | NAN | 212 | caiso_loadmod | CISO | physical | demand_response
SCE_BIP_30 | NAN | 606 | caiso_loadmod | CISO | physical | demand_response
SCE_SDP_COMM | NAN | 3 | caiso_loadmod | CISO | physical | demand_response
SCEHOV_2_HOOVER | SCEHOV_2_HOOVER | 287.01 | caiso_hydro | WALC | specifiedimport | hydro
SCHLTE_1_PL1X3 | TRACY COMBINED CYCLE POWER PLANT | 336.04 | caiso_ccgt2 | CISO | physical | gas_cc
SCHNDR_1_FIVPTS | FIVE POINTS SOLAR STATION | 15 | caiso_solar | CISO | physical | utility_pv
SCHNDR_1_WSTSDE | WESTSIDE SOLAR STATION | 15 | caiso_solar | CISO | physical | utility_pv
SDGE_BIP | NAN | 2 | caiso_loadmod | CISO | physical | demand_response
SDSU_GEN | NAN | 7 | iid_solar | IID | physical | utility_pv
SEARLS_1_TS3SR1 | TRONA SOLAR III | 2 | caiso_solar | CISO | physical | utility_pv
SEARLS_7_ARGUS | ARGUS COGENERATION | 19 | caiso_chp | CISO | physical | cogen
SEAWND_2_AMWWD1 | ALTA MESA WIND | 27 | caiso_wind | CISO | physical | in_state_wind_south
SEAWST_6_LAPOS | SEA WEST ENERGY - SEAWEST | 13 | caiso_wind | CISO | physical | in_state_wind_south
SECOND_IMPERIAL01_12 | NAN | 33 | iid_geothermal | IID | physical | geothermal
SEGS_1_SR2SL2 | SUNRAY 2 | 20 | caiso_solar | CISO | physical | utility_pv
SENTNL_2_CTG1 | SENTINEL UNIT 1 | 107.68 | caiso_peaker1 | CISO | physical | gas_ct
SENTNL_2_CTG2 | SENTINEL UNIT 2 | 104.19 | caiso_peaker1 | CISO | physical | gas_ct
SENTNL_2_CTG3 | SENTINEL UNIT 3 | 105.69 | caiso_peaker1 | CISO | physical | gas_ct
SENTNL_2_CTG4 | SENTINEL UNIT 4 | 106.55 | caiso_peaker1 | CISO | physical | gas_ct
SENTNL_2_CTG5 | SENTINEL UNIT 5 | 107.52 | caiso_peaker1 | CISO | physical | gas_ct
SENTNL_2_CTG6 | SENTINEL UNIT 6 | 105 | caiso_peaker1 | CISO | physical | gas_ct
SENTNL_2_CTG7 | SENTINEL UNIT 7 | 106.73 | caiso_peaker1 | CISO | physical | gas_ct
SENTNL_2_CTG8 | SENTINEL UNIT 8 | 106.85 | caiso_peaker1 | CISO | physical | gas_ct
SEPV_BOULEVARD_2 | NAN | 2.9 | caiso_solar | CISO | physical | utility_pv
SEVILLE_2 | NAN | 32.5 | iid_solar | IID | physical | utility_pv
SGREGY_6_SANGER | ALGONQUIN POWER SANGER 2 | 48.3 | caiso_chp | CISO | physical | cogen
SHAFTR_1_HWYSR1 | HIGHWAY 43 | 2.25 | caiso_solar | CISO | physical | utility_pv
SHANDN_2_SBBBM1 | SAN BERNARDINO BIOGAS | 2.6 | caiso_biomass | CISO | physical | biomass_wood
SHEEP_CREEK_ROAD_SOLAR_GENERATION_FACILITY_PROJECT | NAN | 3 | caiso_solar | CISO | physical | utility_pv
SHELRF_1_UNITS | SHELL OIL REFINERY AGGREGATE | 100 | caiso_peaker2 | CISO | physical | gas_ct
SHELRF_7_UNIT 1 | SHELL OIL REFINERY UNIT 1 | 20 | caiso_st | CISO | physical | steam
SHUTLE_6_CREST | NAN | 4 | caiso_solar | CISO | physical | utility_pv
SIERRA_1_UNITS | HIGH SIERRA LIMITED | 52.43 | caiso_peaker2 | CISO | physical | gas_ct
SIERRASTORAGE | NAN | 10 | caiso_li_battery | CISO | physical | hr_batteries
SIGHEB_6_HE2SCEDYN | HEBER 2 | 28 | iid_geothermal | IID | specifiedimport | geothermal
SIGHEB_6_MIRDYN | HEBER SOUTH | 17 | iid_geothermal | IID | specifiedimport | geothermal
SISPRG_2_DS3BT1 | DAGGETT SOLAR 3 A BESS | 61.16 | caiso_li_battery | CISO | physical | hr_batteries
SISPRG_2_DS3BT2 | DAGGETT SOLAR 3 B BESS | 59.9 | caiso_li_battery | CISO | physical | hr_batteries
SISPRG_2_DS3BT3 | DAGGETT SOLAR 3 CD BESS | 12.5 | caiso_li_battery | CISO | physical | hr_batteries
SISPRG_2_DS3BT4 | DAGGETT SOLAR 3 E BESS | 15 | caiso_li_battery | CISO | physical | hr_batteries
SISPRG_2_DS3SR1 | DAGGETT SOLAR 3 A PV | 123 | caiso_solar | CISO | physical | utility_pv
SISPRG_2_DS3SR2 | DAGGETT SOLAR 3 B PV | 110 | caiso_solar | CISO | physical | utility_pv
SISPRG_2_DS3SR3 | DAGGETT SOLAR 3 CD PV | 50 | caiso_solar | CISO | physical | utility_pv
SISPRG_2_DS3SR4 | DAGGETT SOLAR 3 E PV | 17 | caiso_solar | CISO | physical | utility_pv
SJOAQN_6_NFCBM1 | NORTH FORK COMMUNITY POWER | 2.33 | caiso_biomass | CISO | physical | biomass_wood
SKERN_6_SOLAR1 | SOUTH KERN SOLAR PV PLANT | 20 | caiso_solar | CISO | physical | utility_pv
SKERN_6_SOLAR2 | SKIC SOLAR | 10 | caiso_solar | CISO | physical | utility_pv
SLATE_2_SLASR1 | SLATE | 50.5 | caiso_solar | CISO | physical | utility_pv
SLATE_2_SLASR2_LESR | SLATE_2 | 46.5 | caiso_li_battery | CISO | physical | hr_batteries
SLATE_2_SLASR2_SUN | SLATE_2 | 93 | caiso_solar | CISO | physical | utility_pv
SLATE_2_SLASR3_LESR | SLATE_3 | 33.8 | caiso_li_battery | CISO | physical | hr_batteries
SLATE_2_SLASR3_SUN | SLATE_3 | 33.7 | caiso_solar | CISO | physical | utility_pv
SLATE_2_SLASR4 | SLATE_4 | 63 | caiso_solar | CISO | physical | utility_pv
SLATE_2_SLASR5_LESR | SLATE 5 | 10 | caiso_li_battery | CISO | physical | hr_batteries
SLATE_2_SLASR5_SUN | SLATE 5 | 16 | caiso_solar | CISO | physical | utility_pv
SLRMS3_2_SRMSR1 | SILVER RIDGE MOUNT SIGNAL 3 | 250 | caiso_solar | CISO | physical | utility_pv
SLST13_2_SOLAR1 | QUINTO SOLAR PV PROJECT | 107.6 | caiso_solar | CISO | physical | utility_pv
SLSTR1_2_SOLAR1 | SOLAR STAR 1 | 310 | caiso_solar | CISO | physical | utility_pv
SLSTR1_2_SOLR1A | SOLAR STAR 1 | 151.5 | caiso_solar | CISO | physical | utility_pv
SLSTR1_2_SOLR1B | SOLAR STAR 1 | 166.5 | caiso_solar | CISO | physical | utility_pv
SLSTR2_2_SOLAR2 | SOLAR STAR 2 | 276 | caiso_solar | CISO | physical | utility_pv
SLSTR2_2_SOLR2A | SOLAR STAR 2 | 219 | caiso_solar | CISO | physical | utility_pv
SLSTR2_2_SOLR2B | SOLAR STAR 2 | 57 | caiso_solar | CISO | physical | utility_pv
SLUISP_2_UNIT 1 | SAN LUIS P-G UNIT 1 | 53 | caiso_pumped_hydro | CISO | physical | pumped_storage
SLUISP_2_UNIT 2 | SAN LUIS P-G UNIT 2 | 53 | caiso_pumped_hydro | CISO | physical | pumped_storage
SLUISP_2_UNIT 3 | SAN LUIS P-G UNIT 3 | 53 | caiso_pumped_hydro | CISO | physical | pumped_storage
SLUISP_2_UNIT 4 | SAN LUIS P-G UNIT 4 | 53 | caiso_pumped_hydro | CISO | physical | pumped_storage
SLUISP_2_UNIT 5 | SAN LUIS P-G UNIT 5 | 53 | caiso_pumped_hydro | CISO | physical | pumped_storage
SLUISP_2_UNIT 6 | SAN LUIS P-G UNIT 6 | 53 | caiso_pumped_hydro | CISO | physical | pumped_storage
SLUISP_2_UNIT 7 | SAN LUIS P-G UNIT 7 | 53 | caiso_pumped_hydro | CISO | physical | pumped_storage
SLUISP_2_UNIT 8 | SAN LUIS P-G UNIT 8 | 53 | caiso_pumped_hydro | CISO | physical | pumped_storage
SLUISP_2_UNITS | SAN LUIS (GIANELLI) PUMP-GEN (AGGREGATE) | 374.43 | caiso_pumped_hydro | CISO | physical | pumped_storage
SLYCRK_1_UNIT 1 | SLY CREEK HYDRO | 13 | caiso_hydro | CISO | physical | hydro
SMPRIP_1_SMPSON | RIPON COGENERATION UNIT 1 | 46.05 | caiso_peaker1 | CISO | physical | cogen
SMUDGO_7_UNIT 1 | SONOMA POWER PLANT | 64.8 | caiso_geothermal | CISO | physical | geothermal
SNCLRA_2_HOWLNG | HOUWELINGS NURSERIES OXNARD, INC | 12.71 | caiso_biomass | CISO | physical | biomass_wood
SNCLRA_2_SILBT1 | SILVERSTRAND BESS | 11 | caiso_li_battery | CISO | physical | hr_batteries
SNCLRA_2_UNIT | CHANNEL ISLANDS POWER | 27.5 | caiso_chp | CISO | physical | cogen
SNCLRA_2_UNIT1 | NEW INDY OXNARD | 27.8 | caiso_chp | CISO | physical | cogen
SNCLRA_2_VESBT1 | VENTURA ENERGY STORAGE | 100 | caiso_li_battery | CISO | physical | hr_batteries
SNCLRA_6_OXGEN | OXGEN | 47.7 | caiso_chp | CISO | physical | cogen
SNCLRA_6_PROCGN | PROCTER AND GAMBLE OXNARD 2 | 47.9 | caiso_chp | CISO | physical | cogen
SNDBAR_7_UNIT 1 | SANDBAR | 16.2 | caiso_hydro | CISO | physical | hydro
SNMALF_6_UNITS | SONOMA COUNTY LANDFILL | 5 | caiso_biomass | CISO | physical | biomass_wood
SNORA_2_SNRSLR | SG SORRENTO | 50 | iid_solar | IID | specifiedimport | utility_pv
SOL_GEN | NAN | 20 | iid_solar | IID | physical | utility_pv
SOLBLU_2_WSBBT1 | WESTLANDS SOLAR BLUE BESS | 112.5 | caiso_li_battery | CISO | physical | hr_batteries
SOLBLU_2_WSBBT2 | WESTLANDS SOLAR BLUE BESS | 112.5 | caiso_li_battery | CISO | physical | hr_batteries
SOLBLU_2_WSBBX2 | WESTLANDS SOLAR BLUE BESS | 225 | caiso_li_battery | CISO | physical | hr_batteries
SOLBLU_2_WSBSR1 | WESTLANDS SOLAR BLUE | 125 | caiso_solar | CISO | physical | utility_pv
SOLBLU_2_WSBSR2 | WESTLANDS SOLAR BLUE | 125 | caiso_solar | CISO | physical | utility_pv
SOLBLU_2_WSBSX2 | WESTLANDS SOLAR BLUE | 250 | caiso_solar | CISO | physical | utility_pv
SONRISASOLAR | NAN | 100 | caiso_solar | CISO | physical | utility_pv
SONRISASTORAGE | NAN | 30 | caiso_li_battery | CISO | physical | hr_batteries
SOUTH_2_UNIT | SOUTH HYDRO | 7.1 | caiso_small_hydro | CISO | physical | small_hydro
SPA_COGEN_3_CC | NAN | 157 | banc_ccgt | BANC | physical | gas_cc
SPAULD_6_UNIT 1 | SPAULDING HYDRO PH 1 UNIT | 7 | caiso_hydro | CISO | physical | hydro
SPAULD_6_UNIT 2 | SPAULDING HYDRO PH 2 UNIT | 4.4 | caiso_hydro | CISO | physical | hydro
SPAULD_6_UNIT 3 | SPAULDING HYDRO PH 3 UNIT | 6.5 | caiso_hydro | CISO | physical | hydro
SPAULD_6_UNIT12 | SPAULDING HYDRO PH 1 & 2 AGGREGATE | 11.4 | caiso_hydro | CISO | physical | hydro
SPBURN_2_UNIT 1 | BURNEY BIOMASS | 22 | caiso_biomass | CISO | physical | biomass_wood
SPBURN_7_SNOWMT | BURNEY CREEK HYDRO | 3 | caiso_small_hydro | CISO | physical | small_hydro
SPI LI_2_UNIT 1 | LINCOLN BIOMASS | 17.2 | caiso_biomass | CISO | physical | biomass_wood
SPIAND_1_ANDSN2 | SPI ANDERSON 2 | 27.15 | caiso_biomass | CISO | physical | biomass_wood
SPICER_1_UNIT 1 | SPICER HYDRO UNIT 1 | 2.8 | caiso_hydro | CISO | physical | hydro
SPICER_1_UNIT 2 | SPICER HYDRO UNIT 2 | 2.8 | caiso_hydro | CISO | physical | hydro
SPICER_1_UNITS | SPICER HYDRO UNITS 1-3 AGGREGATE | 6 | caiso_small_hydro | CISO | physical | small_hydro
SPIFBD_1_PL1X2 | SIERRA PACIFIC IND. (SONORA) | 7.5 | caiso_biomass | CISO | physical | biomass_wood
SPOINT_2_MEADDYN | SPOINT_2_MEADDYN | 325 | SW_CCGT | WALC | specifiedimport | gas_cc
SPOINT_2_PARKERDYN | SOUTHPOINT ENERGY CENTER | 200 | SW_CCGT | WALC | specifiedimport | gas_cc
SPQUIN_6_SRPCQU | QUINCY BIOMASS | 24 | caiso_biomass | CISO | physical | biomass_wood
SPRGAP_1_UNIT 1 | SPRING GAP HYDRO | 7 | caiso_hydro | CISO | physical | hydro
SPRGVL_2_CREST | NAN | 3 | caiso_solar | CISO | physical | utility_pv
SPRGVL_2_EXETPV | EXETER TULARE PV | 3.5 | caiso_solar | CISO | physical | utility_pv
SPRGVL_2_LINDPV | LINDSAY TULARE PV | 4 | caiso_solar | CISO | physical | utility_pv
SPRGVL_2_PORTPV | PORTERVILLE TULARE PV | 3.5 | caiso_solar | CISO | physical | utility_pv
SPRGVL_2_TULE | TULE RIVER HYDRO PLANT (PG&E) | 6.4 | caiso_small_hydro | CISO | physical | small_hydro
SPRGVL_2_TULESC | TULE RIVER HYDRO PLANT (SCE) | 2.5 | caiso_small_hydro | CISO | physical | small_hydro
SPRINGBOK_1 | NAN | 108 | ldwp_solar | LADWP | physical | utility_pv
SPRINGBOK_2 | NAN | 165 | ldwp_solar | LADWP | physical | utility_pv
SPRINGBOK_3 | NAN | 90 | ldwp_solar | LADWP | physical | utility_pv
SRINTL_6_UNIT | SRI INTERNATIONAL | 6.9 | caiso_chp | CISO | physical | cogen
STANIS_7_UNIT 1 | STANISLAUS HYDRO | 91 | caiso_hydro | CISO | physical | hydro
STANTN_2_SBEBT3 | STANTON BATTERY ENERGY STORAGE | 34.4 | caiso_li_battery | CISO | physical | hr_batteries
STANTN_2_SBEBT4 | STANTON BATTERY ENERGY STORAGE | 34.4 | caiso_li_battery | CISO | physical | hr_batteries
STANTN_2_SBEBX2 | STANTON BATTERY ENERGY STORAGE | 68.8 | caiso_li_battery | CISO | physical | hr_batteries
STANTN_2_STAGT1 | STANTON 1 | 49.65 | caiso_peaker1 | CISO | physical | gas_ct
STANTN_2_STAGT2 | STANTON 2 | 49.65 | caiso_peaker1 | CISO | physical | gas_ct
STAUFF_1_UNIT | NAN | 4.6 | caiso_chp | CISO | physical | cogen
STIGCT_2_LODI | LODI STIG UNIT | 49.9 | caiso_peaker2 | CISO | physical | gas_ct
STNRES_1_UNIT | COVANTA STANISLAUS | 19.9 | caiso_biomass | CISO | physical | biomass_wood
STOILS_1_UNITS | CHEVRON RICHMOND REFINERY | 56.2 | caiso_chp | CISO | physical | cogen
STRAUS_1_STRWD1 | STRAUSS WIND, LLC | 95.25 | caiso_wind | CISO | physical | in_state_wind_south
STROUD_6_SOLAR | STROUD SOLAR STATION | 20 | caiso_solar | CISO | physical | utility_pv
SUMWHT_6_SWSSR1 | SUMMER WHEAT SOLAR FARM | 18.5 | caiso_solar | CISO | physical | utility_pv
SUN_EDISON_VICTORVILLE_SOLAR | NAN | 10 | caiso_solar | CISO | physical | utility_pv
SUNCAT_2_A1ABT1 | ARLINGTON SOLAR UNIT 1A BESS | 47 | caiso_li_battery | CISO | physical | hr_batteries
SUNCAT_2_A1BBT1 | ARLINGTON SOLAR UNIT 1B BESS | 63 | caiso_li_battery | CISO | physical | hr_batteries
SUNCAT_2_A2ABT2 | ARLINGTON SOLAR UNIT 2A BESS | 132 | caiso_li_battery | CISO | physical | hr_batteries
SUNCAT_2_A2BSR2 | ARLINGTON SOLAR UNIT 2B | 133 | caiso_solar | CISO | physical | utility_pv
SUNPEAK_IID | NAN | 23 | iid_solar | IID | physical | utility_pv
SUNRIS_2_PL1X3 | SUNRISE POWER PROJECT AGGREGATE II | 586.02 | caiso_ccgt1 | CISO | physical | gas_cc
SUNRIS_2_UNIT 3 | SUNRISE POWER PROJECT UNIT 3 | 272 | caiso_st | CISO | physical | steam
SUNSET_2_UNITS | MIDWAY SUNSET COGENERATION PLANT | 248 | caiso_peaker1 | CISO | physical | cogen
SUNSHN_2_LNDFL | SUNSHINE GAS PRODUCERS | 20 | caiso_biomass | CISO | physical | biomass_wood
SUNSLR_1_SSVSR1 | SUNSHINE VALLEY SOLAR 1 | 100 | caiso_solar | CISO | physical | utility_pv
SUNSPT_2_WNASR1 | WINDHUB SOLAR A | 20 | caiso_solar | CISO | physical | utility_pv
SUNST2_5_SS2SR1 | SUN STREAMS SOLAR 2 | 150 | caiso_solar | CISO | physical | utility_pv
SUNSTR_5_SS1SCEDYN | SUNSTREAM SOLAR 1 | 150 | SW_SOLAR | AZPS | specifiedimport | utility_pv
SUTTER_2_CISO | SUTTER POWER PLANT PSEUDO-CISO | 275 | caiso_ccgt1 | BANC | specifiedimport | gas_cc
SUTTERENERGYCC_TOTAL | SUTTER POWER PLANT | 250 | banc_ccgt | BANC | specifiedimport | gas_cc
SWIFT_1_NAS | YERBA BUENA BATTERY | 4.8 | caiso_li_battery | CISO | physical | hr_batteries
SYCAMR_2_UNIT 1 | SYCAMORE COGENERATION UNIT 1 | 74 | caiso_chp | CISO | physical | cogen
SYCAMR_2_UNIT 2 | SYCAMORE COGENERATION UNIT 2 | 76 | caiso_peaker1 | CISO | physical | gas_ct
SYCAMR_2_UNIT 3 | SYCAMORE COGENERATION UNIT 3 | 74 | caiso_chp | CISO | physical | cogen
SYCAMR_2_UNIT 4 | SYCAMORE COGENERATION UNIT 4 | 76 | caiso_peaker1 | CISO | physical | gas_ct
TAHOE_2_THOBT1 | TAHOE 1 | 60 | caiso_li_battery | CISO | physical | hr_batteries
TAHOE_2_THOBT2 | TAHOE 2 | 109 | caiso_li_battery | CISO | physical | hr_batteries
TAHOE_2_THOBT3 | TAHOE 3 | 110 | caiso_li_battery | CISO | physical | hr_batteries
TANHIL_6_SOLART | BERRY COGEN 18 | 17 | caiso_chp | CISO | physical | cogen
TECOLOTE_3_WBDYN | TECOLOTE WIND | 271.68 | caiso_wind | PNM | specifiedimport | out_of_state_wind_AZNM
TEHAPI_2_PW1WD1 | POINT WIND 1 | 47.49 | caiso_wind | CISO | physical | in_state_wind_south
TEHAPI_2_PW2WD2 | POINT WIND 2 | 14.4 | caiso_wind | CISO | physical | in_state_wind_south
TEHAPI_2_WIND1 | WIND WALL MONOLITH 1 | 19.85 | caiso_wind | CISO | physical | in_state_wind_south
TEHAPI_2_WIND2 | WIND WALL MONOLITH 2 | 23.66 | caiso_wind | CISO | physical | in_state_wind_south
TENGEN_2_PL1X2 | BERRY COGEN 42 | 37.7 | caiso_chp | CISO | physical | cogen
TERMEX_2_PL1X3 | TDM | 625 | caiso_ccgt1 | CISO | physical | gas_cc
TERMEX_2_STG | TERMOELECTRICA DE MEXICALI STG 3 | 308 | caiso_st | CISO | physical | steam
TESLA_1_QF | SMALL QF AGGREGATION - STOCKTON | 2 | caiso_small_hydro | CISO | physical | small_hydro
THERMA_2_UNIT 1 | THERMALITO GEN UNIT 1 | 36 | caiso_hydro | CISO | physical | hydro
THERMA_2_UNIT 2 | THERMALITO P-G UNIT 2 | 28 | caiso_hydro | CISO | physical | hydro
THERMA_2_UNIT 3 | THERMALITO P-G UNIT 3 | 28 | caiso_hydro | CISO | physical | hydro
THERMA_2_UNIT 4 | THERMALITO P-G UNIT 4 | 28 | caiso_hydro | CISO | physical | hydro
THERMONO1_2 | NAN | 14 | caiso_geothermal | CISO | physical | geothermal
THREE_MILE_CANYON | NAN | 9.9 | nw_wind | PACW | physical | out_of_state_wind_IDWAOR
TIDWTR_2_UNITS | MARTINEZ COGEN LIMITED PARTNERSHIP | 114.8 | caiso_chp | CISO | physical | cogen
TIERRA_DEL_SOL__SOLAR_FARM | NAN | 45 | iid_solar | IID | physical | utility_pv
TIFFNY_1_DILLON | TIFFNY_1_DILLON | 45 | caiso_wind | CISO | physical | in_state_wind_south
TIGRCK_7_UNIT 1 | TIGER CREEK UNIT 1 | 31 | caiso_hydro | CISO | physical | hydro
TIGRCK_7_UNIT 2 | TIGER CREEK UNIT 2 | 31 | caiso_hydro | CISO | physical | hydro
TIGRCK_7_UNITS | TIGER CREEK HYDRO AGGREGATE | 62 | caiso_hydro | CISO | physical | hydro
TITANS_2_TTSSR1 | TITAN SOLAR 1 PSEUDO | 70 | caiso_solar | IID | specifiedimport | utility_pv
TKOPWR_6_HYDRO | BEAR CREEK HYDROELECTRIC PROJECT | 2.83 | caiso_small_hydro | CISO | physical | small_hydro
TOPAZ_2_SOLAR | TOPAZ SOLAR FARMS | 550 | caiso_solar | CISO | physical | utility_pv
TORTLA_1_SOLAR | LONGBOAT SOLAR | 20 | caiso_solar | CISO | physical | utility_pv
TOWNSITE_2_MEADDYN_LESR | TOWNSITE SOLAR BESS | 90 | caiso_li_battery | CISO | physical | hr_batteries
TOWNSITE_2_MEADDYN_SUN | TOWNSITE SOLAR BESS | 90 | caiso_solar | CISO | physical | utility_pv
TRNQL8_2_AMASR1 | TRANQUILLITY 8 AMARILLO | 20 | caiso_solar | CISO | physical | utility_pv
TRNQL8_2_AZUSR1 | TRANQUILLITY 8 AZUL | 20 | caiso_solar | CISO | physical | utility_pv
TRNQL8_2_ROJSR1 | TRANQUILLITY 8 ROJO | 100 | caiso_solar | CISO | physical | utility_pv
TRNQL8_2_VERSR1 | TRANQUILLITY 8 VERDE | 60 | caiso_solar | CISO | physical | utility_pv
TRNQLT_2_RETBT1 | NAN | 72 | caiso_li_battery | CISO | physical | hr_batteries
TRNQLT_2_SOLAR | TRANQUILLITY | 200 | caiso_solar | CISO | physical | utility_pv
TRNSWD_1_QF | FPL ENERGY C WIND | 38.97 | caiso_wind | CISO | physical | in_state_wind_south
TULARE_2_TFCBM1 | LB TRIGEN FUEL CELL 1 | 2.8 | caiso_biogas | CISO | physical | biogas
TULARE_2_TULBM1 | TULARE BIOMAT FUEL CELL | 2.8 | caiso_biomass | CISO | physical | biomass_wood
TULEWD_1_TULWD1 | TULE WIND | 130.5 | caiso_wind | CISO | physical | in_state_wind_south
TULLCK_7_UNIT 1 | TULLOCH UNIT 1 | 9.9 | caiso_hydro | CISO | physical | hydro
TULLCK_7_UNIT 2 | TULLOCH UNIT 2 | 9.9 | caiso_hydro | CISO | physical | hydro
TULLCK_7_UNIT 3 | TULLOCH HYDRO AGGREGATE | 7.2 | caiso_hydro | CISO | physical | hydro
TULLCK_7_UNITS | TULLOCK HYDRO | 25.9 | caiso_hydro | CISO | physical | hydro
TUMBWD_2_WISBT3 | WILLOW SPRINGS SOLAR 3 | 50 | caiso_li_battery | CISO | physical | hr_batteries
TUMBWD_2_WISBT4 | WILLOW SPRINGS SOLAR 4 | 74.82 | caiso_li_battery | CISO | physical | hr_batteries
TWISSL_6_PRDSR1 | PISTACHIO ROAD | 4.75 | caiso_solar | CISO | physical | utility_pv
TWISSL_6_SOLAR1 | CORONAL LOST HILLS | 20 | caiso_solar | CISO | physical | utility_pv
TX-ELK_6_ECKSR2 | EAGLE CREEK | 3 | caiso_solar | CISO | physical | utility_pv
TXMCKT_6_UNIT | MCKITTRICK COGEN | 11.2 | caiso_chp | CISO | physical | cogen
UC_DAVIS_MC | NAN | 27 | banc_ccgt | BANC | specifiedimport | gas_cc
UKIAH_7_LAKEMN | UKIAH LAKE MENDOCINO HYDRO | 3.5 | caiso_small_hydro | CISO | physical | small_hydro
ULTPCH_1_UCSBT1 | ULTRAPOWER CHINESE STATION BESS | 10 | caiso_li_battery | CISO | physical | hr_batteries
ULTPCH_1_UNIT 1 | PACIFIC ULTRAPOWER CHINESE STATION | 18 | caiso_biomass | CISO | physical | biomass_wood
ULTPFR_1_UNIT 1 | RIO BRAVO FRESNO | 24.3 | caiso_biomass | CISO | physical | biomass_wood
ULTRCK_2_UNIT | RIO BRAVO ROCKLIN | 24.4 | caiso_biomass | CISO | physical | biomass_wood
UNCHEM_1_UNIT | CONTRA COSTA CARBON PLANT | 19 | caiso_chp | CISO | physical | cogen
UNOCAL_1_UNITS | TOSCO (RODEO PLANT) | 49.85 | caiso_chp | CISO | physical | cogen
UNVRSY_1_UNIT 1 | BERRY COGEN 38 - UNIT 1 | 38 | caiso_chp | CISO | physical | cogen
USWND2_1_WIND1 | GOLDEN HILLS A | 42.96 | caiso_wind | CISO | physical | in_state_wind_north
USWND2_1_WIND2 | GOLDEN HILLS B | 42.96 | caiso_wind | CISO | physical | in_state_wind_north
USWND2_1_WIND3 | GOLDEN HILLS C | 46 | caiso_wind | CISO | physical | in_state_wind_north
USWND4_2_UNIT2 | ALTAMONT LANDFILL GAS TO ENERGY | 7.4 | caiso_biogas | CISO | physical | biogas
USWNDR_2_LABWD1 | LABRISA WIND PROJECT | 9 | caiso_wind | CISO | physical | in_state_wind_north
USWNDR_2_SMUD | SOLANO WIND FARM | 102.18 | caiso_wind | CISO | physical | in_state_wind_north
USWNDR_2_SMUD2 | SOLANO WIND PROJECT PHASE 3 | 127.8 | caiso_wind | CISO | physical | in_state_wind_north
USWNDR_2_UNITS | NAN | 8 | caiso_wind | CISO | physical | in_state_wind_south
USWPFK_6_FRICK | FRICK SUMMIT WIND REPOWER | 10 | caiso_wind | CISO | physical | in_state_wind_north
USWPJR_2_UNITS | VASCO WIND | 78.2 | caiso_wind | CISO | physical | in_state_wind_north
V2_GEN | NAN | 3.1 | iid_solar | IID | specifiedimport | utility_pv
V3_GEN | NAN | 3.1 | iid_solar | IID | specifiedimport | utility_pv
VACADX_1_SOLAR | VACA-DIXON SOLAR STATION | 2.5 | caiso_solar | CISO | physical | utility_pv
VACADX_1_UNITA1 | CALPEAK POWER VACA DIXON UNIT 1 | 51.91 | caiso_peaker2 | CISO | physical | gas_ct
VALLEY_5_ORTBT1 | ORTEGA GRID | 20 | caiso_li_battery | CISO | physical | hr_batteries
VALLEY_5_PERRIS | MWD PERRIS HYDROELECTRIC RECOVERY PLANT | 7.94 | caiso_small_hydro | CISO | physical | small_hydro
VALLEY_5_REDMTN | MWD RED MOUNTAIN HYDROELECTRIC RECOVERY | 5.9 | caiso_hydro | CISO | physical | hydro
VALLEY_5_RTS044 | NAN | 8 | caiso_solar | CISO | physical | utility_pv
VALLEY_5_SOLAR2 | AP NORTH LAKE SOLAR | 20 | caiso_solar | CISO | physical | utility_pv
VALLEY_CC | NAN | 529 | ldwp_ccgt | LADWP | specifiedimport | gas_cc
VALLEY_UNIT_5 | NAN | 47 | ldwp_peaker | LADWP | specifiedimport | gas_ct
VALTNE_2_AVASR1 | VALENTINE SOLAR | 100 | caiso_solar | CISO | physical | utility_pv
VALTNE_2_TBBBT1 | NAN | 58 | caiso_solar | CISO | physical | utility_pv
VALTNE_2_TRSBT1 | TROPICO SOLAR | 70 | caiso_li_battery | CISO | physical | hr_batteries
VALTNE_2_TSASR1 | TROPICO SOLAR BIG BEAU A | 58 | caiso_solar | CISO | physical | utility_pv
VALTNE_2_TSASR2 | TROPICO SOLAR A | 70 | caiso_solar | CISO | physical | utility_pv
VALTNE_2_TSBBT1 | TROPICO SOLAR BIG BEAU B | 18 | caiso_li_battery | CISO | physical | hr_batteries
VALTNE_2_TSBBT2 | TROPICO SOLAR B | 22 | caiso_li_battery | CISO | physical | hr_batteries
VEAVST_1_SOLAR | COMMUNITY SOLAR | 14.4 | caiso_solar | CISO | physical | utility_pv
VEDDER_1_SEKERN | TEXACO EXPLORATION & PROD (SE KERN RIVER | 34.47 | caiso_chp | CISO | physical | cogen
VEGA_6_SOLAR1 | VEGA SOLAR | 20 | caiso_solar | CISO | physical | utility_pv
VENWD_1_WIND1 | WINDPARK UNLIMITED 1 | 12.1959 | caiso_wind | CISO | physical | in_state_wind_south
VENWD_1_WIND2 | WINDPARK UNLIMITED 2 | 16 | caiso_wind | CISO | physical | in_state_wind_south
VENWD_1_WIND3 | PAINTED HILLS | 44.53 | caiso_wind | CISO | physical | in_state_wind_south
VERNON_6_GONZL1 | H. GONZALES UNIT #1 | 5.75 | caiso_peaker1 | CISO | physical | gas_ct
VERNON_6_GONZL2 | H. GONZALES UNIT #2 | 5.75 | caiso_peaker1 | CISO | physical | gas_ct
VERNON_6_MALBRG | MALBURG GENERATING STATION | 139 | caiso_ccgt2 | CISO | physical | gas_cc
VESTAL_2_BTNBT1 | BOTTLENECK ENERGY STORAGE | 80 | caiso_li_battery | CISO | physical | hr_batteries
VESTAL_2_KERN | KERN RIVER PH 3 UNITS 1 & 2 AGGREGATE | 36.8 | caiso_hydro | CISO | physical | hydro
VESTAL_2_RTS042 | SPVP042 PORTERVILLE SOLAR | 5 | caiso_solar | CISO | physical | utility_pv
VESTAL_2_SOLAR1 | NICOLIS | 20 | caiso_solar | CISO | physical | utility_pv
VESTAL_2_SOLAR2 | TROPICO | 14 | caiso_solar | CISO | physical | utility_pv
VESTAL_2_TS5SR1 | TULARE SOLAR 5 | 55.83 | caiso_solar | CISO | physical | utility_pv
VESTAL_2_UNIT1 | CALGREN-PIXLEY | 5 | caiso_chp | CISO | physical | cogen
VESTAL_2_WELLHD | WELLHEAD POWER DELANO | 49 | caiso_peaker1 | CISO | physical | gas_ct
VESTAL_6_KERNU1 | KERN RIVER PH 3 UNITS 1 | 20.5 | caiso_hydro | CISO | physical | hydro
VESTAL_6_KERNU2 | KERN RIVER PH 3 UNITS 2 | 19.7 | caiso_hydro | CISO | physical | hydro
VESTAL_6_QF | ISABELLA HYDRO DAM 1 | 11.95 | caiso_small_hydro | CISO | physical | small_hydro
VICPAS_2_SLOBT1 | SLOTH BESS | 15 | caiso_li_battery | CISO | physical | hr_batteries
VICPAS_2_SLOSR1 | SLOTH | 49.5 | caiso_solar | CISO | physical | utility_pv
VICPAS_2_SOCBT1 | SOL CATCHER BESS 1 | 50 | caiso_li_battery | CISO | physical | hr_batteries
VICPAS_2_SOCBT2 | SOL CATCHER BESS 2 | 71 | caiso_li_battery | CISO | physical | hr_batteries
VICPAS_2_SOCSR1 | SOL CATCHER BESS PV1 | 100 | caiso_solar | CISO | physical | utility_pv
VICPAS_2_SOCSR2 | SOL CATCHER BESS PV2 | 93.5 | caiso_solar | CISO | physical | utility_pv
VICPAS_2_SOCSR3 | SOL CATCHER BESS PV3 | 20 | caiso_solar | CISO | physical | utility_pv
VICPAS_2_VPSBT1 | VICTORY PASS SOLAR BESS | 50 | caiso_li_battery | CISO | physical | hr_batteries
VICPAS_2_VPSSR1 | VICTORY PASS SOLAR | 200 | caiso_solar | CISO | physical | utility_pv
VICTOR_1_CREST | NAN | 18.99 | caiso_solar | CISO | physical | utility_pv
VICTOR_1_EXSLRA | EXPRESSWAY SOLAR A | 2 | caiso_solar | CISO | physical | utility_pv
VICTOR_1_EXSLRB | EXPRESSWAY SOLAR B | 2 | caiso_solar | CISO | physical | utility_pv
VICTOR_1_LVSLR1 | LONE VALLEY SOLAR PARK 1 | 10 | caiso_solar | CISO | physical | utility_pv
VICTOR_1_LVSLR2 | LONE VALLEY SOLAR PARK 2 | 20 | caiso_solar | CISO | physical | utility_pv
VICTOR_1_SOLAR1 | VICTOR PHELAN SOLAR ONE | 17.5 | caiso_solar | CISO | physical | utility_pv
VICTOR_1_SOLAR2 | ALAMO SOLAR | 20 | caiso_solar | CISO | physical | utility_pv
VICTOR_1_SOLAR3 | ADELANTO SOLAR 2 | 7 | caiso_solar | CISO | physical | utility_pv
VICTOR_1_SOLAR4 | ADELANTO SOLAR | 20 | caiso_solar | CISO | physical | utility_pv
VICTOR_1_VDRYFA | VICTOR DRY FARM RANCH A | 5 | caiso_solar | CISO | physical | utility_pv
VICTOR_1_VDRYFB | VICTOR DRY FARM RANCH B | 5 | caiso_solar | CISO | physical | utility_pv
VIKING_2_VCBBT1 | VIKINGS CO-LOCATED BESS | 150 | iid_Li_battery | IID | physical | hr_batteries
VIKING_2_VCSSR1 | VIKINGS CO-LOCATED PV | 130 | iid_solar | IID | specifiedimport | utility_pv
VIKING_2_VSHSB1_LESR | VIKINGS SOLAR BESS HYBRID PROJECT | 150 | iid_li_battery | IID | specifiedimport | hr_batteries
VIKING_2_VSHSB1_SUN | VIKINGS SOLAR BESS HYBRID PROJECT | 132 | iid_solar | IID | specifiedimport | utility_pv
VILLPK_2_VALLYV | MWD VALLEY VIEW HYDROELECTRIC RECOVERY P | 4.1 | caiso_hydro | CISO | physical | hydro
VILLPK_6_MWDYOR | YORBA LINDA HYDROELECTRIC RECOVERY PLANT | 5.1 | caiso_hydro | CISO | physical | hydro
VINCNT_2_QF | NAN | 207 | caiso_wind | CISO | physical | in_state_wind_south
VINCNT_2_WESTWD | NAN | 59 | caiso_wind | CISO | physical | in_state_wind_south
VISTA_2_RTS028 | SPVP028 | 3.5 | caiso_solar | CISO | physical | utility_pv
VISTRA_5_DALBT1 | DALLAS ENERGY STORAGE | 100 | caiso_li_battery | CISO | physical | hr_batteries
VISTRA_5_DALBT2 | DALLAS ENERGY STORAGE 2 | 100 | caiso_li_battery | CISO | physical | hr_batteries
VISTRA_5_DALBT3 | DALLAS ENERGY STORAGE 3 | 100 | caiso_li_battery | CISO | physical | hr_batteries
VISTRA_5_DALBT4 | DALLAS ENERGY STORAGE 4 | 100 | caiso_li_battery | CISO | physical | hr_batteries
VISTRA_5_PLABT1 | PLANO STORAGE 1 | 100.4 | caiso_li_battery | CISO | physical | hr_batteries
VISTRA_5_PLABT2 | PLANO STORAGE 2 | 100.4 | caiso_li_battery | CISO | physical | hr_batteries
VISTRA_5_PLABT3 | PLANO STORAGE 3 | 74.6 | caiso_li_battery | CISO | physical | hr_batteries
VISTRA_5_PLABT4 | PLANO STORAGE 4 | 74.6 | caiso_li_battery | CISO | physical | hr_batteries
VLCNTR_6_VCEBT1 | VALLEY CENTER ENERGY STORAGE | 54 | caiso_li_battery | CISO | physical | hr_batteries
VLCNTR_6_VCEBT2 | VALLEY CENTER ENERGY STORAGE B | 85 | caiso_li_battery | CISO | physical | hr_batteries
VLCNTR_6_VCSLR | COLE GRADE | 2.33 | caiso_solar | CISO | physical | utility_pv
VLCNTR_6_VCSLR1 | VALLEY CENTER 1 | 2.5 | caiso_solar | CISO | physical | utility_pv
VLCNTR_6_VCSLR2 | VALLEY CENTER 2 | 5 | caiso_solar | CISO | physical | utility_pv
VLYHOM_7_SSJID | WOODWARD POWER PLANT | 3 | caiso_small_hydro | CISO | physical | small_hydro
VOLTA_2_UNIT 1 | VOLTA HYDRO UNIT 1 | 9.1 | caiso_hydro | CISO | physical | hydro
VOYAGR_2_VOAWD5 | VOYAGER WIND OASIS ALTA | 13.98 | caiso_wind | CISO | physical | in_state_wind_south
VOYAGR_2_VOYWD1 | VOYAGER 1 | 128.91 | caiso_wind | CISO | physical | in_state_wind_south
VOYAGR_2_VOYWD2 | VOYAGER WIND 2 | 126.35 | caiso_wind | CISO | physical | in_state_wind_south
VOYAGR_2_VOYWD3 | VOYAGER WIND 3 | 42.45 | caiso_wind | CISO | physical | in_state_wind_south
VOYAGR_2_VOYWD4 | VOYAGER WIND 4 | 21.01 | caiso_wind | CISO | physical | in_state_wind_south
VSTAES_6_VESBT1 | VISTA ENERGY STORAGE | 40 | caiso_li_battery | CISO | physical | hr_batteries
VULCAN_1 | NAN | 38 | iid_geothermal | IID | specifiedimport | geothermal
VULCAN_2 | NAN | 10.74 | iid_geothermal | IID | specifiedimport | geothermal
VULCAN_EXPANDER | NAN | 10.5 | iid_geothermal | IID | specifiedimport | geothermal
WADHAM_6_UNIT | WADHAM ENERGY LP | 29.07 | caiso_biomass | CISO | physical | biomass_wood
WALCRK_2_CTG1 | WALNUT CREEK ENERGY PARK UNIT 1 | 100.1 | caiso_peaker1 | CISO | physical | gas_ct
WALCRK_2_CTG2 | WALNUT CREEK ENERGY PARK UNIT 2 | 100.1 | caiso_peaker1 | CISO | physical | gas_ct
WALCRK_2_CTG3 | WALNUT CREEK ENERGY PARK UNIT 3 | 100.1 | caiso_peaker1 | CISO | physical | gas_ct
WALCRK_2_CTG4 | WALNUT CREEK ENERGY PARK UNIT 4 | 100.1 | caiso_peaker1 | CISO | physical | gas_ct
WALCRK_2_CTG5 | WALNUT CREEK ENERGY PARK UNIT 5 | 100.1 | caiso_peaker1 | CISO | physical | gas_ct
WALNUT_6_HILLGEN | PUENTE HILLS | 47 | caiso_biomass | CISO | physical | biomass_wood
WALNUT_7_WCOVST | MM WEST COVINA - ST UNIT | 6.5 | caiso_biomass | CISO | physical | biomass_wood
WARNE_2_UNIT | WARNE HYDRO AGGREGATE | 76 | caiso_hydro | CISO | physical | hydro
WARNE_2_UNIT 1 | WARNE HYDRO UNIT 1 | 39.1 | caiso_hydro | CISO | physical | hydro
WARNE_2_UNIT 2 | WARNE HYDRO UNIT 2 | 39.1 | caiso_hydro | CISO | physical | hydro
WASCO_6_TERSR1 | TERRY | 4.62 | caiso_solar | CISO | physical | utility_pv
WAUKNA_1_SOLAR | CORCORAN SOLAR | 20 | caiso_solar | CISO | physical | utility_pv
WAUKNA_1_SOLAR2 | CORCORAN 2 | 19.75 | caiso_solar | CISO | physical | utility_pv
WDFRDF_2_WFFBT1 | WEST FORD FLAT ENERGY STORAGE | 25 | caiso_li_battery | CISO | physical | hr_batteries
WDLEAF_7_UNIT 1 | WOODLEAF HYDRO | 60 | caiso_hydro | CISO | physical | hydro
WEBER_6_FORWRD | FORWARD | 4.2 | caiso_biomass | CISO | physical | biomass_wood
WEEDPC_6_KNSSR1 | KERN SUNSET | 2.37 | caiso_solar | CISO | physical | utility_pv
WESCAN_2_BDSBT1 | BATERIA DEL SUR | 131 | caiso_li_battery | CISO | physical | hr_batteries
WESCN2_2_BDSBT1 | BATERIA DEL SUR 2A | 119 | caiso_li_battery | CISO | physical | hr_batteries
WESCN2_2_BDSBT2 | BATERIA DEL SUR 2B | 100 | caiso_li_battery | CISO | physical | hr_batteries
WESTPT_2_UNIT | WEST POINT HYDRO PLANT | 14 | caiso_small_hydro | CISO | physical | small_hydro
WHEATL_6_LNDFIL | G2 ENERGY, OSTROM ROAD, LLC | 3.55 | caiso_biomass | CISO | physical | biomass_wood
WHELPP_2_NSPIN | WHELPP_2_NSPIN | 112.5 | caiso_pumped_hydro | CISO | physical | pumped_storage
WHITEH_2_MEADDYN1 | WHITE HILLS A | 50 | caiso_wind | WALC | specifiedimport | out_of_state_wind_AZNM
WHITEH_2_MEADDYN2 | WHITE HILLS B | 300 | caiso_wind | WALC | specifiedimport | out_of_state_wind_AZNM
WHITEW_5_WWRSR1 | WHITE WING RANCH SOLAR | 179 | caiso_solar | CISO | specifiedimport | utility_pv
WHITNY_6_SOLAR | WHITNEY POINT SOLAR | 20 | caiso_solar | CISO | physical | utility_pv
WHTWTR_1_WINDA1 | WHITEWATER HILL WIND PROJECT | 61.5 | caiso_wind | CISO | physical | in_state_wind_south
WILLMS_6_ARBBM1 | ABEL ROAD BIOENERGY | 3 | caiso_biomass | CISO | physical | biogas
WILSONASOLAR | NAN | 14 | caiso_solar | CISO | physical | utility_pv
WISE_1_UNIT 1 | WISE HYDRO UNIT 1 | 14.5 | caiso_hydro | CISO | physical | hydro
WISE_1_UNIT 2 | WISE HYDRO UNIT 2 | 3.2 | caiso_hydro | CISO | physical | hydro
WISHON_6_UNIT 1 | WISHON HYDRO UNIT 1 | 5.6 | caiso_hydro | CISO | physical | hydro
WISHON_6_UNIT 2 | WISHON HYDRO UNIT 2 | 5.6 | caiso_hydro | CISO | physical | hydro
WISHON_6_UNIT 3 | WISHON HYDRO UNIT 3 | 5.6 | caiso_hydro | CISO | physical | hydro
WISHON_6_UNIT 4 | WISHON HYDRO UNIT 4 | 5.6 | caiso_hydro | CISO | physical | hydro
WISHON_6_UNITS | WISHON/SAN JOAQUIN #1-A AGGREGATE | 18.4 | caiso_small_hydro | CISO | physical | small_hydro
WISTER_2_WISSR1 | WISTER SOLAR | 20 | caiso_solar | CISO | physical | utility_pv
WISTRA_2_WRSSR1 | WISTARIA RANCH SOLAR | 100 | caiso_solar | CISO | physical | utility_pv
WLDWD_1_SOLAR1 | WILDWOOD SOLAR I | 20 | caiso_solar | CISO | physical | utility_pv
WLDWD_1_SOLAR2 | WILDWOOD SOLAR 2 | 15 | caiso_solar | CISO | physical | utility_pv
WNDGPP_2_NSPIN | WNDGPP_2_NSPIN | 239.1 | caiso_pumped_hydro | CISO | physical | pumped_storage
WNDMAS_2_UNIT 1 | BUENA VISTA ENERGY,, LLC | 38 | caiso_wind | CISO | physical | in_state_wind_north
WNDSTR_2_WIND | WINDSTAR | 120 | caiso_wind | CISO | physical | in_state_wind_south
WNDSTR_2_WIND1 | WINDSTAR WIND FARM | 60 | caiso_wind | CISO | physical | in_state_wind_north
WNDSTR_2_WIND2 | WINDSTAR WIND FARM | 60 | caiso_wind | CISO | physical | in_state_wind_north
WOLFSK_1_UNITA1 | WOLFSKILL ENERGY CENTER | 48.68 | caiso_peaker2 | CISO | physical | gas_ct
WOODLAND_1 | NAN | 49 | banc_peaker | BANC | specifiedimport | gas_ct
WOODLAND_3A | NAN | 8.2 | banc_reciprocating_engine | BANC | specifiedimport | ice
WOODLAND_3B | NAN | 8.2 | banc_reciprocating_engine | BANC | specifiedimport | ice
WOODLAND_3C | NAN | 8.2 | banc_reciprocating_engine | BANC | specifiedimport | ice
WOODLAND_3D | NAN | 8.2 | banc_reciprocating_engine | BANC | specifiedimport | ice
WOODLAND_3E | NAN | 8.2 | banc_reciprocating_engine | BANC | specifiedimport | ice
WOODLAND_3F | NAN | 8.2 | banc_reciprocating_engine | BANC | specifiedimport | ice
WOODLAND_CC | NAN | 84.2 | banc_ccgt | BANC | specifiedimport | gas_cc
WOODWR_1_HYDRO | QUINTEN LUALLEN | 7.3 | caiso_hydro | CISO | physical | hydro
WRGHTP_7_AMENGY | SMALL QF AGGREGATION - LOS BANOS | 2.5 | caiso_hydro | CISO | physical | hydro
WRGTSR_2_WSFSR1 | WRIGHT SOLAR FREEMAN | 200 | caiso_solar | CISO | physical | utility_pv
WRIGHTFREEMANSTORAGE | NAN | 80 | caiso_li_battery | CISO | physical | hr_batteries
WSENGY_1_UNIT 1 | WHEELABRATOR SHASTA | 50 | caiso_biomass | CISO | physical | biomass_wood
WSNR_2_CVPDYN | CENTRAL VALLEY 1 | 10 | caiso_hydro | BANC | specifiedimport | hydro
WSNR_2_TESLADYN | CENTRAL VALLEY TESLA | 10 | caiso_hydro | BANC | specifiedimport | hydro
WSNR_5_TRCYDYN | CENTRAL VALLEY TRACY | 10 | caiso_hydro | BANC | specifiedimport | hydro
WSTWND_2_M89BT2 | MOJAVE 89 BESS 2B | 70.6 | caiso_li_battery | CISO | physical | hr_batteries
WSTWND_2_M89WD2 | MOJAVE 89 WIND | 82.65 | caiso_wind | CISO | physical | in_state_wind_south
WSTWND_2_M90BT1 | MOJAVE 90 BESS 1A | 15.71 | caiso_li_battery | CISO | physical | hr_batteries
WSTWND_2_M90WD2 | MOJAVE 90 | 64.82 | caiso_wind | CISO | physical | in_state_wind_south
WSTWND_2_SBSBT1 | SAGEBRUSH SOLAR 2 | 80 | caiso_li_battery | CISO | physical | hr_batteries
WSTWND_2_SBSBT2 | SAGEBRUSH SOLAR 2 ESS 40 | 40 | caiso_li_battery | CISO | physical | hr_batteries
WSTWND_2_SBSBT3 | SAGEBRUSH SOLAR 2 ESS 59 | 59 | caiso_li_battery | CISO | physical | hr_batteries
YELPIN_2_YP2BT1 | YELLOW PINE 2 BESS | 65 | caiso_li_battery | CISO | physical | hr_batteries
YELPIN_2_YP2BT2 | YELLOW PINE 2 A BESS | 53 | caiso_li_battery | CISO | physical | hr_batteries
YELPIN_2_YP2BT3 | YELLOW PINE 2 B BESS | 32 | caiso_li_battery | CISO | physical | hr_batteries
YELPIN_2_YP2SR1 | YELLOW PINE 2 | 125 | caiso_solar | CISO | physical | utility_pv
YELPIN_2_YP2SR2 | YELLOW PINE 2 A PV | 60 | caiso_solar | CISO | physical | utility_pv
YELPIN_2_YP2SR3 | YELLOW PINE 2 B PV | 65 | caiso_solar | CISO | physical | utility_pv
YUBACT_1_SUNSWT | YUBA CITY COGEN | 49.97 | caiso_chp | CISO | physical | cogen
YUBACT_6_UNITA1 | YUBA CITY ENERGY CENTER (CALPINE) | 47.16 | caiso_peaker2 | CISO | physical | gas_ct
YUCCA_GT21 | NAN | 22 | iid_peaker | IID | specifiedimport | gas_ct
YUCCA_ST1 | NAN | 75 | iid_st | IID | specifiedimport | steam
ZOND_6_UNIT | ZOND WINDSYSTEMS INC. | 17.1 | caiso_wind | CISO | physical | in_state_wind_north
ARBWD_6_QF | WIND RESOURCE II - PAJUELA PEAK REPOWER | 19.35 | caiso_wind | CISO | physical | in_state_wind_south
ARCATA_6_FCPSB1_SUN | FOSTER CLEAN POWER A | 3 | caiso_solar | CISO | physical | utility_pv
ARCATA_6_FCPSB2_SUN | FOSTER CLEAN POWER B | 4 | caiso_solar | CISO | physical | utility_pv
ARLEAF_2_NBSSB0_SUN | NORTH BRAWLEY SOLAR | 35 | caiso_solar | CISO | physical | utility_pv
ARLEAF_2_NBSSB1_LESR | NORTH BRAWLEY SOLAR | 35 | caiso_li_battery | CISO | physical | hr_batteries
ATLASC_5_ACBBT1 | ATLAS COMPLEX 4A BESS | 150 | caiso_li_battery | CISO | physical | hr_batteries
ATLASC_5_ACBBT2 | ATLAS COMPLEX 7A BESS | 180 | caiso_li_battery | CISO | physical | hr_batteries
ATLASC_5_ACBBT3 | ATLAS COMPLEX 7B BESS | 120 | caiso_li_battery | CISO | physical | hr_batteries
ATLASC_5_ACBBT4 | ATLAS COMPLEX 8A BESS | 210 | caiso_li_battery | CISO | physical | hr_batteries
ATLASC_5_ACBBT5 | ATLAS COMPLEX 8B BESS | 172 | caiso_li_battery | CISO | physical | hr_batteries
ATLASC_5_ACBBT6 | ATLAS COMPLEX 9 BESS | 150 | caiso_li_battery | CISO | physical | hr_batteries
AZALEA_6_AZABT1 | AZALEA BESS | 38 | caiso_li_battery | CISO | physical | hr_batteries
AZALEA_6_AZASR1 | AZALEA | 60 | caiso_solar | CISO | physical | utility_pv
BELLEF_2_BSFBX3 | BELLEFIELD SOLAR FARM BESS | 500 | caiso_li_battery | CISO | physical | hr_batteries
BELLEF_2_BSFSX3 | BELLEFIELD SOLAR FARM | 500 | caiso_solar | CISO | physical | utility_pv
BORDER_6_LTMBT1 | LITHIUM | 52 | caiso_li_battery | CISO | physical | hr_batteries
BORDER_6_LTMCT1 | LITHIUM UNIT 1 | 52 | caiso_chp | CISO | physical | gas_cc
CALCME_2_CPCWD1 | CAL PORTLAND CEMENT WIND MOJAVE | 23.52 | caiso_wind | CISO | physical | in_state_wind_south
CHALAN_2_CHABT1 | CHALAN SOLAR STORAGE | 25 | caiso_li_battery | CISO | physical | hr_batteries
CHALAN_2_CHASR1 | CHALAN SOLAR | 64.9 | caiso_solar | CISO | physical | utility_pv
CMRRON_2_CMNWD1 | CIMARRON WIND | 300 | caiso_wind | CISO | specifiedimport | out_of_state_wind_AZNM
GOLETA_2_PAIBT2 | PAINTER BESS | 10 | caiso_li_battery | CISO | physical | hr_batteries
IMPBCH_6_EIBBT2 | ENERSMART IMPERIAL BEACH 2 | 3 | caiso_li_battery | CISO | physical | hr_batteries
JVREPK_1_KSOSB1_LESR | KETTLE SOLAR ONE | 70 | caiso_li_battery | CISO | physical | hr_batteries
JVREPK_1_KSOSB1_SUN | KETTLE SOLAR ONE | 90 | caiso_solar | CISO | physical | utility_pv
KIRKER_1_PBSSR1 | PITTSBURG RV BOAT SOLAR | 2.9 | caiso_solar | CISO | physical | utility_pv
KOLA_2_KLBBT1 | KOLA | 275 | caiso_li_battery | CISO | physical | hr_batteries
KOLA_2_KLBBT2 | KOLA BESS 2 | 125 | caiso_li_battery | CISO | physical | hr_batteries
LALPAG_1_LALBT1 | LAKE ALPAUGH BATTERY STORAGE | 10 | caiso_li_battery | CISO | physical | hr_batteries
LECEF_1_BATTRY | LOS ESTEROS CRITICAL ENERGY FACILITY EXPANSION BESS | 3.3 | caiso_li_battery | CISO | physical | hr_batteries
LUNAVL_2_LVSSR2 | LUNA VALLEY SOLAR 2 | 2 | caiso_solar | CISO | physical | utility_pv
LUNAVL_2_LVSSR3 | LUNA VALLEY SOLAR 3 | 84.5 | caiso_solar | CISO | physical | utility_pv
MURRAY_6_ESMBT2 | ENERSMART MURRAY 2 | 3 | caiso_li_battery | CISO | physical | hr_batteries
MURRAY_6_ESMBT3 | ENERSMART MURRAY 3 | 3 | caiso_li_battery | CISO | physical | hr_batteries
MURRAY_6_ESMBT5 | ENERSMART MURRAY 5 | 3 | caiso_li_battery | CISO | physical | hr_batteries
NOOSA_1_NESBT1 | NOOSA ENERGY STORAGE | 99 | caiso_li_battery | CISO | physical | hr_batteries
OTAY_6_CVEBT3 | CHULA VISTA ENERGY CENTER 2 BESS | 49.7 | caiso_li_battery | CISO | physical | hr_batteries
PASTSR_2_PSESR1 | PASTORIA SOLAR | 105.2 | caiso_solar | CISO | physical | utility_pv
PNOCHE_2_CEFSR1 | CES ELECTRON FARM | 4.4 | caiso_solar | CISO | physical | utility_pv
RECTOR_2_SRBBT1 | SHIRK ROAD ESS | 80 | caiso_li_battery | CISO | physical | hr_batteries
RETAKE_2_SS2SR5 | SANBORN SOLAR 2 S5 | 46 | caiso_solar | CISO | physical | utility_pv
ROMOLA_5_MPBBT5 | MENIFEE POWER BANK 5 | 60 | caiso_li_battery | CISO | physical | hr_batteries
RSMNDS_2_CSRBT1 | CYCLONE SOLAR ROSAMOND SOUTH I BESS 1 | 15 | caiso_li_battery | CISO | physical | hr_batteries
RSMNDS_2_CSRBT2 | CYCLONE SOLAR ROSAMOND SOUTH I BESS 3 | 10 | caiso_li_battery | CISO | physical | hr_batteries
RSMNDS_2_CSRSR1 | CYCLONE SOLAR | 30 | caiso_solar | CISO | physical | utility_pv
RSMNDS_2_CSRSR2 | CYCLONE SOLAR ROSAMOND SOUTH I PV3 | 10 | caiso_solar | CISO | physical | utility_pv
RSMNDS_2_RSEBT1 | ROSAMOND SOUTH EAST BESS 2 | 92 | caiso_li_battery | CISO | physical | hr_batteries
RSMNDS_2_RSESR1 | ROSAMOND SOUTH EAST | 100 | caiso_solar | CISO | physical | utility_pv
SLST34_2_SS3BT1 | SOLAR STAR 3 | 23 | caiso_li_battery | CISO | physical | hr_batteries
SLST34_2_SS3SR1 | SOLAR STAR 3 PV | 24 | caiso_solar | CISO | physical | utility_pv
SLST34_2_SS4BT1 | SOLAR STAR 4 | 23 | caiso_li_battery | CISO | physical | hr_batteries
SLST34_2_SS4SR1 | SOLAR STAR 4 PV | 24 | caiso_solar | CISO | physical | utility_pv
SNCLRA_2_BWEBT1 | BLACK WALNUT ENERGY STORAGE | 15 | caiso_li_battery | CISO | physical | hr_batteries
SPVUSA_1_SPVSB1 | APPARENT FIRST HYBRID | 12 | caiso_solar | CISO | physical | utility_pv
SRAPTA_5_DECBT1 | DATELAND ENERGY COMPLEX SIERRA | 112.5 | caiso_li_battery | CISO | physical | hr_batteries
SUNPND_5_SPSBT1 | SUN POND STORAGE 1 | 42.5 | caiso_li_battery | CISO | physical | hr_batteries
SUNPND_5_SPSBT2 | SUN POND STORAGE 2 | 42.5 | caiso_li_battery | CISO | physical | hr_batteries
SUNPND_5_SPSSR1 | SUN POND SOLAR 1 | 42.5 | caiso_solar | CISO | physical | utility_pv
SUNPND_5_SPSSR2 | SUN POND SOLAR 2 | 42.5 | caiso_solar | CISO | physical | utility_pv
TULRLK_6_UTASR1 | UTICA AVENUE SOLAR | 3 | caiso_solar | CISO | physical | utility_pv
TWINKL_2_ASCBTA | ARATINA SOLAR CENTER 1 A BESS | 75 | caiso_li_battery | CISO | physical | hr_batteries
TWINKL_2_ASCBTB | ARATINA SOLAR CENTER 1 B BESS | 50 | caiso_li_battery | CISO | physical | hr_batteries
TWINKL_2_ASCSRA | ARATINA SOLAR CENTER 1 | 120 | caiso_solar | CISO | physical | utility_pv
TWINKL_2_ASCSRB | ARATINA SOLAR CENTER 1 B PV | 80 | caiso_solar | CISO | physical | utility_pv
VALLEY_5_PENCT1 | PECHANGA CHP | 4.6 | caiso_chp | CISO | physical | gas_cc
VENTSO_6_VENBT1 | VENTASSO ENERGY STORAGE | 50 | caiso_li_battery | CISO | physical | hr_batteries
WHTHIL_3_WHAWD1 | WHITE HILLS WIND FARM A | 50 | caiso_wind | CISO | specifiedimport | in_state_wind_south
WHTHIL_3_WHBWD2 | WHITE HILLS WIND FARM B | 300 | caiso_wind | CISO | specifiedimport | in_state_wind_south
ALLGNY_6_HYDRO1 | Salmon Creek Hydroelectric Project | 0.52 | caiso_small_hydro | CISO | physical | small_hydro
BARRE_2_ALASB1_LESR | Los Alamitos 1 | 5 | caiso_li_battery | CISO | physical | hr_batteries
BARRE_2_ALASB1_SUN | Los Alamitos 1 | 10 | caiso_solar | CISO | physical | utility_pv
BARRE_2_QF | BARRE QFS | 0.2 | caiso_chp | CISO | physical | cogen
BIGCRK_7_DAM7 | DAM 7 AT BIG CREEK (FISHWATER GEN) | 0.3 | caiso_hydro | CISO | physical | hydro
BIGCRK_7_MAMRES | MAMMOTH POOL RESERVOIR (FISHWATER | 1.25 | caiso_small_hydro | CISO | physical | small_hydro
BKRFLD_2_SOLAR1 | Bakersfield 111 | 1.38 | caiso_solar | CISO | physical | utility_pv
BNNIEN_7_ALTAPH | ALTA POWER HOUSE | 1 | caiso_small_hydro | CISO | physical | small_hydro
BRDGVL_7_BAKER | Baker Station Hydro | 1.49 | caiso_small_hydro | CISO | physical | small_hydro
BUCKCK_2_HYDRO | Lassen Station Hydro | 0.99 | caiso_small_hydro | CISO | physical | small_hydro
BUCKCK_7_OAKFLT | Oak Flat | 1.3 | caiso_small_hydro | CISO | physical | small_hydro
CAMERN_6_BSPSR1 | Buckman Springs PV | 0.84 | caiso_solar | CISO | physical | utility_pv
CEDRCK_6_UNIT | Water Wheel Ranch | 0.98 | caiso_small_hydro | CISO | physical | small_hydro
CENTER_2_RHONDO | MWD Rio Hondo Hydroelectric Recovery Pla | 1.91 | caiso_hydro | CISO | physical | hydro
CENTER_2_SOLAR1 | Pico Rivera | 0.9 | caiso_solar | CISO | physical | utility_pv
CHILLS_1_SYCENG | Sycamore Energy 1 | 1.5 | caiso_biogas | CISO | physical | biogas
CHINO_2_JURUPA | Jurupa | 1.5 | caiso_solar | CISO | physical | utility_pv
CHINO_2_QF | CHINO QFS | 0.19 | caiso_chp | CISO | physical | cogen
CHINO_2_SASOLR | SS San Antonio West LLC | 1.5 | caiso_solar | CISO | physical | utility_pv
CHINO_2_SOLAR2 | Kona Solar - Terra Francesca | 1.49 | caiso_solar | CISO | physical | utility_pv
CLOVDL_1_SOLAR | Cloverdale Solar I | 1.5 | caiso_solar | CISO | physical | utility_pv
CLOVER_2_UNIT | Clover Creek | 0.99 | caiso_small_hydro | CISO | physical | small_hydro
CLRMTK_1_QF | SMALL QF AGGREGATION - OAKLAND | 1.25 | caiso_chp | CISO | physical | cogen
COCOSB_6_SOLAR | Oakley Solar Project | 1.5 | caiso_solar | CISO | physical | utility_pv
CORONS_2_SOLAR | Master Development Corona | 0.99 | caiso_solar | CISO | physical | utility_pv
CRNEVL_6_CRNVA | Crane Valley | 0.9 | caiso_small_hydro | CISO | physical | small_hydro
CTNWDP_1_QF | SMALL QF AGGREGATION - BURNEY | 0.5 | caiso_small_hydro | CISO | physical | small_hydro
CURTIS_1_CANLCK | Canal Creek Powerhouse | 0.9 | caiso_small_hydro | CISO | physical | small_hydro
CURTIS_1_FARFLD | Fairfield Powerhouse | 0.9 | caiso_small_hydro | CISO | physical | small_hydro
DAIRLD_1_MD1SL1 | Madera 1 | 1.5 | caiso_solar | CISO | physical | utility_pv
DAIRLD_1_MD2BM1 | Madera Digester Genset 2 | 0.8 | caiso_biogas | CISO | physical | biogas
DAVIS_1_SOLAR1 | Grasslands 3 | 1 | caiso_solar | CISO | physical | utility_pv
DAVIS_1_SOLAR2 | Grasslands 4 | 1 | caiso_solar | CISO | physical | utility_pv
DEADCK_1_UNIT | DEADCK_1_UNIT | 1.96 | caiso_small_hydro | CISO | physical | small_hydro
DELAMO_2_ALASB2_LESR | Los Alamitos 2 | 5 | caiso_li_battery | CISO | physical | hr_batteries
DELAMO_2_ALASB2_SUN | Los Alamitos 2 | 10 | caiso_solar | CISO | physical | utility_pv
DELAMO_2_SOLAR1 | Golden Springs Building H | 1.5 | caiso_solar | CISO | physical | utility_pv
DELAMO_2_SOLAR2 | Golden Springs Building M | 1.75 | caiso_solar | CISO | physical | utility_pv
DELAMO_2_SOLAR3 | Golden Springs Building G | 1.25 | caiso_solar | CISO | physical | utility_pv
DELAMO_2_SOLAR4 | Golden Springs Building F | 1.3 | caiso_solar | CISO | physical | utility_pv
DELAMO_2_SOLAR5 | Golden Springs Building L | 1 | caiso_solar | CISO | physical | utility_pv
DELAMO_2_SOLRC1 | Golden Springs Building C1 | 1.16 | caiso_solar | CISO | physical | utility_pv
DELAMO_2_SOLRD | Golden Solar Building D | 1.25 | caiso_solar | CISO | physical | utility_pv
DELSUR_6_HORSR1 | Horn | 1.5 | caiso_solar | CISO | physical | utility_pv
DELSUR_6_SOLAR4 | Radiance Solar 4 | 1.5 | caiso_solar | CISO | physical | utility_pv
DELSUR_6_SOLAR5 | Radiance Solar 5 | 1.5 | caiso_solar | CISO | physical | utility_pv
DEVERS_2_CS2SR4 | Caliente Solar 2 | 0.91 | caiso_solar | CISO | physical | utility_pv
DEVERS_2_DHSPG2 | Desert Hot Springs 2 | 1.4 | caiso_solar | CISO | physical | utility_pv
DIXNLD_1_LNDFL | Zero Waste Energy | 1.6 | caiso_biomass | CISO | physical | biomass_wood
DSFLWR_2_W9CSB1_LESR | Willy 9 Chap 1 | 52 | caiso_li_battery | CISO | physical | hr_batteries
DSFLWR_2_W9CSB1_SUN | Willy 9 Chap 1 | 102 | caiso_solar | CISO | physical | utility_pv
DSFLWR_2_W9CSB2_LESR | Willy 9 Chap 2 | 36 | caiso_li_battery | CISO | physical | hr_batteries
DSFLWR_2_W9CSB2_SUN | Willy 9 Chap 2 | 72 | caiso_solar | CISO | physical | utility_pv
EDWARD_2_ESSSB1_LESR | Sanborn Solar 2 Edwards 5 | 47 | caiso_li_battery | CISO | physical | hr_batteries
EDWARD_2_ESSSB1_SUN | Sanborn Solar 2 Edwards 5 | 68 | caiso_solar | CISO | physical | utility_pv
EDWARD_2_ESSSB2_LESR | Sanborn Solar 2 | 21.5 | caiso_li_battery | CISO | physical | hr_batteries
EDWARD_2_ESSSB2_SUN | Sanborn Solar 2 | 132 | caiso_solar | CISO | physical | utility_pv
ELCAP_1_SOLAR | 2097 Helton | 1.5 | caiso_solar | CISO | physical | utility_pv
ETIWND_2_CHMPNE | Champagne | 1 | caiso_solar | CISO | physical | utility_pv
ETIWND_2_SOLAR1 | Dedeaux Ontario | 1 | caiso_solar | CISO | physical | utility_pv
ETIWND_2_SOLAR2 | Rochester | 1 | caiso_solar | CISO | physical | utility_pv
FMEADO_6_HELLHL | FMEADO_6_HELLHL | 0.6 | caiso_hydro | CISO | physical | hydro
FROGTN_1_UTICAA | Angels Powerhouse | 1.4 | caiso_hydro | CISO | physical | hydro
FTSWRD_6_TRFORK | Three Forks Water Power Project | 1.63 | caiso_small_hydro | CISO | physical | small_hydro
FTSWRD_7_QFUNTS | FTSWRD_7_QFUNTS | 1.6 | caiso_small_hydro | CISO | physical | small_hydro
FULTON_1_QF | SMALL QF AGGREGATION - ZENIA | 1 | caiso_small_hydro | CISO | physical | small_hydro
GANSO_1_WSTBM1 | Weststar Dairy Biogas | 1 | caiso_biogas | CISO | physical | biogas
GARNET_2_HYDRO | Whitewater Hydro | 1 | caiso_small_hydro | CISO | physical | small_hydro
GONZLS_6_UNIT | Johnson Canyon Landfill | 1.42 | caiso_biogas | CISO | physical | biogas
GUERNS_6_HD3BM3 | Hanford Digester Genset 3 | 1 | caiso_biogas | CISO | physical | biogas
GUERNS_6_VH2BM1 | Hanford Digester Genset 2 | 1 | caiso_biogas | CISO | physical | biogas
HAMLIN_1_BMSBT2_LESR | Baldy Mesa SP | 25 | caiso_li_battery | CISO | physical | hr_batteries
HAMLIN_1_BMSBT2_SUN | Baldy Mesa SP | 50 | caiso_solar | CISO | physical | utility_pv
HARDWK_6_STWBM1 | Still Water Ranch Dairy | 1 | caiso_biogas | CISO | physical | biogas
HATLOS_6_LSCRK | Lost Creek 1 & 2 Hydro Conversion | 1.7 | caiso_small_hydro | CISO | physical | small_hydro
HENRTA_6_SOLAR1 | Lemoore 1 | 1.5 | caiso_solar | CISO | physical | utility_pv
HIGGNS_1_COMBIE | Combie South | 1.5 | caiso_small_hydro | CISO | physical | small_hydro
HOLSTR_1_SOLAR | San Benito Smart Park | 1.5 | caiso_solar | CISO | physical | utility_pv
HOLSTR_1_SOLAR2 | Hollister Solar | 1.5 | caiso_solar | CISO | physical | utility_pv
IGNACO_1_QF | SMALL QF AGGREGATION - VALLEJO/DINSMORE | 0.5 | caiso_solar | CISO | physical | utility_pv
KERMAN_6_SOLAR1 | Fresno Solar South | 1.5 | caiso_solar | CISO | physical | utility_pv
KERMAN_6_SOLAR2 | Fresno Solar West | 1.5 | caiso_solar | CISO | physical | utility_pv
KNGBRG_1_KBSLR1 | Kingsburg1 | 1.5 | caiso_solar | CISO | physical | utility_pv
KNGBRG_1_KBSLR2 | Kingsburg2 | 1.5 | caiso_solar | CISO | physical | utility_pv
KYCORA_6_KMSBT1 | Kearny Mesa Storage | 1 | caiso_li_battery | CISO | physical | hr_batteries
LAWRNC_7_SUNYVL | City of Sunnyvale Unit 1 and 2 | 0.3 | caiso_biogas | CISO | physical | biogas
LIVEOK_6_SOLAR | Harris | 1.25 | caiso_solar | CISO | physical | utility_pv
LNCSTR_6_SOLAR2_LESR | SEPV Sierra NGR | 7 | caiso_li_battery | CISO | physical | hr_batteries
LNCSTR_6_SOLAR2_SUN | SEPV Sierra NGR | 3 | caiso_solar | CISO | physical | utility_pv
LOCKFD_1_BEARCK | Bear Creek Solar | 1.5 | caiso_solar | CISO | physical | utility_pv
LOCKFD_1_KSOLAR | Kettleman Solar | 1 | caiso_solar | CISO | physical | utility_pv
LOWGAP_1_SUPHR | Mill & Sulphur Creek Hydro | 0.99 | caiso_small_hydro | CISO | physical | small_hydro
LOWGAP_7_QFUNTS | Matthews Dam Hydro | 1.35 | caiso_hydro | CISO | physical | hydro
MAGUND_1_BKISR1 | Bakersfield Industrial 1 | 1 | caiso_solar | CISO | physical | utility_pv
MANTEC_1_ML1SR1 | Manteca Land 1 | 1 | caiso_solar | CISO | physical | utility_pv
MCARTH_6_FRIVRB | Fall River Mills Project B | 1.5 | caiso_solar | CISO | physical | utility_pv
MCCALL_1_QF | Fish Water | 0.52 | caiso_small_hydro | CISO | physical | small_hydro
MCFLND_5_MBSBX2_LESR | McFarland Solar B Hybrid | 150 | caiso_li_battery | CISO | physical | hr_batteries
MCFLND_5_MBSBX2_SUN | McFarland Solar B Hybrid | 300 | caiso_solar | CISO | physical | utility_pv
MERCED_1_SOLAR1 | Mission Solar | 1.5 | caiso_solar | CISO | physical | utility_pv
MERCED_1_SOLAR2 | Merced Solar | 1.5 | caiso_solar | CISO | physical | utility_pv
MESAP_1_QF | SMALL QF AGGREGATION - SAN LUIS OBISPO | 1 | caiso_chp | CISO | physical | cogen
MIRLOM_2_CREST | Temescal Canyon RV | 1.5 | caiso_solar | CISO | physical | utility_pv
MISSIX_1_QF | SMALL QF AGGREGATION - SAB FRABCUSCI | 1 | caiso_chp | CISO | physical | cogen
MLPTAS_7_QFUNTS | MLPTAS_7_QFUNTS | 1 | caiso_chp | CISO | physical | cogen
MOORPK_2_ACOBT1 | Acorn I BESS | 1.95 | caiso_li_battery | CISO | physical | hr_batteries
MOORPK_6_QF | MOORPARK QFS | 0.8 | caiso_chp | CISO | physical | cogen
NEWARK_1_QF | NEWARK 1 QF | 0.1 | caiso_wind | CISO | physical | in_state_wind_north
NORORC_2_NOSBX2_LESR | Northern Orchard Solar | 92 | caiso_li_battery | CISO | physical | hr_batteries
NORORC_2_NOSBX2_SUN | Northern Orchard Solar | 150 | caiso_solar | CISO | physical | utility_pv
OASIS_6_AR4SR3 | Arrache 4013 | 1.5 | caiso_solar | CISO | physical | utility_pv
OASIS_6_SOLAR1 | Morgan Lancaster I | 1.5 | caiso_solar | CISO | physical | utility_pv
OLDRIV_6_CESDBM | Ces Dairy Biogas | 1 | caiso_biogas | CISO | physical | biogas
OLDRIV_6_LKVBM1 | Lakeview Dairy Biogas | 1 | caiso_biogas | CISO | physical | biogas
ORLND_6_SOLAR1 | Enerparc California 2 | 1.5 | caiso_solar | CISO | physical | utility_pv
PADUA_2_ONTARO | ONTARIO/SIERRA HYDRO PSP | 1.92 | caiso_small_hydro | CISO | physical | small_hydro
PADUA_2_SOLAR1 | Kona Solar - Rancho DC #1 | 1.75 | caiso_solar | CISO | physical | utility_pv
PADUA_6_QF | PADUA QFS | 0.87 | caiso_small_hydro | CISO | physical | small_hydro
PADUA_7_SDIMAS | San Dimas Wash Hydro | 1.05 | caiso_small_hydro | CISO | physical | small_hydro
PEABDY_2_LNDFIL | G2 Energy Hay Road Power Plant | 1.6 | caiso_biogas | CISO | physical | biogas
PEORIA_1_SOLAR | Sonora 1 | 1.5 | caiso_solar | CISO | physical | utility_pv
PIT1_6_FRIVRA | Fall River Mills Project A | 1.5 | caiso_solar | CISO | physical | utility_pv
PIT5_7_QFUNTS | GRASSHOPPER FLAT HYDRO | 1.1 | caiso_hydro | CISO | physical | hydro
PSWEET_1_STCRUZ | Santa Cruz Energy LLC | 1.6 | caiso_biogas | CISO | physical | biogas
PUTHCR_1_PCNSB1_LESR | Putah Creek Solar Farm North | 3 | caiso_li_battery | CISO | physical | hr_batteries
PUTHCR_1_PCNSB1_SUN | Putah Creek Solar Farm North | 3 | caiso_solar | CISO | physical | utility_pv
PUTHCR_1_SOLAR1 | Putah Creek Solar Farm | 1.98 | caiso_solar | CISO | physical | utility_pv
RATSKE_2_RBSSB1_LESR | Rabbitbrush Solar 1 | 7.5 | caiso_li_battery | CISO | physical | hr_batteries
RATSKE_2_RBSSB1_SUN | Rabbitbrush Solar 1 | 60 | caiso_solar | CISO | physical | utility_pv
RATSKE_2_RBSSB2_LESR | Rabbitbrush Solar 2 | 5 | caiso_li_battery | CISO | physical | hr_batteries
RATSKE_2_RBSSB2_SUN | Rabbitbrush Solar 2 | 40 | caiso_solar | CISO | physical | utility_pv
RDWAY_1_WA2SR3 | Watts II | 0.5 | caiso_solar | CISO | physical | utility_pv
RECTOR_2_TFDBM1 | Two Fiets Dairy Digester | 0.8 | caiso_biogas | CISO | physical | biogas
RECTOR_7_TULARE | MM Tulare | 1.5 | caiso_biomass | CISO | physical | biomass_wood
REEDLY_6_SOLAR | Terzian | 1.23 | caiso_solar | CISO | physical | utility_pv
RIOOSO_1_QF | SMALL QF AGGREGATION - GRASS VALLEY | 1.11 | caiso_small_hydro | CISO | physical | small_hydro
RNDMTN_2_SLSPHY1 | Silver Springs | 0.6 | caiso_hydro | CISO | physical | hydro
S_RITA_6_SOLAR1 | Sun Harvest Solar | 1.5 | caiso_solar | CISO | physical | utility_pv
SANBRN_2_EESSB2_LESR | Edsan 2 Edwards Sanborn E1B | 85 | caiso_li_battery | CISO | physical | hr_batteries
SANBRN_2_EESSB2_SUN | Edsan 2 Edwards Sanborn E1B | 130 | caiso_solar | CISO | physical | utility_pv
SANBRN_2_ES1BT3_LESR | EdSan 1 Edwards 1 | 22 | caiso_li_battery | CISO | physical | hr_batteries
SANBRN_2_ES1BT3_SUN | EdSan 1 Edwards 1 | 40 | caiso_solar | CISO | physical | utility_pv
SANBRN_2_ES2SB3_LESR | EdSan 2 Sanborn 3 | 18 | caiso_li_battery | CISO | physical | hr_batteries
SANBRN_2_ES2SB3_SUN | EdSan 2 Sanborn 3 | 33 | caiso_solar | CISO | physical | utility_pv
SANBRN_2_SS2SB4_LESR | Sanborn Solar 2 Edwards Sanborn S4 | 18 | caiso_li_battery | CISO | physical | hr_batteries
SANBRN_2_SS2SB4_SUN | Sanborn Solar 2 Edwards Sanborn S4 | 36 | caiso_solar | CISO | physical | utility_pv
SANLOB_1_LNDFIL | Cold Canyon | 1.5 | caiso_biogas | CISO | physical | biogas
SANLOB_1_OSFBM1 | Old Santa Fe Road | 0.85 | caiso_biogas | CISO | physical | biogas
SAUGUS_6_CREST | East Portal Hydro | 1 | caiso_small_hydro | CISO | physical | small_hydro
SHUTLE_6_RUISR1 | Rutan 1 | 1.5 | caiso_solar | CISO | physical | utility_pv
SISQUC_1_SMARIA | Santa Maria II LFG Power Plant | 1.42 | caiso_biogas | CISO | physical | biogas
SLATE_2_SLASR4_LESR | SLATE_4 | 50 | caiso_li_battery | CISO | physical | hr_batteries
SLATE_2_SLASR4_SUN | SLATE_4 | 63 | caiso_solar | CISO | physical | utility_pv
SMRCOS_6_LNDFIL | San Marcos Energy | 1.5 | caiso_biogas | CISO | physical | biogas
SMYRNA_1_DL1SR1 | Delano Land 1 | 1 | caiso_solar | CISO | physical | utility_pv
SNCLRA_2_SPRHYD | Springville Hydroelectric Generator | 1 | caiso_small_hydro | CISO | physical | small_hydro
SNCLRA_6_QF | SANTA CLARA QFS | 1.65 | caiso_chp | CISO | physical | cogen
SPRGVL_2_SUCCES | Success Power Plant | 1.4 | caiso_small_hydro | CISO | physical | small_hydro
STOREY_2_MDRCH2 | Madera Chowchilla 2 | 0.56 | caiso_small_hydro | CISO | physical | small_hydro
STOREY_2_MDRCH3 | Madera Chowchilla 3 | 0.42 | caiso_small_hydro | CISO | physical | small_hydro
STOREY_2_MDRCH4 | Madera Chowchilla 4 | 0.92 | caiso_small_hydro | CISO | physical | small_hydro
STOREY_7_MDRCHW | Madera Canal Site 980 | 1.84 | caiso_small_hydro | CISO | physical | small_hydro
STROUD_6_WWHSR1 | Winter Wheat Solar Farm | 1.5 | caiso_solar | CISO | physical | utility_pv
TBLMTN_6_QF | SMALL QF AGGREGATION - PARADISE | 1.7 | caiso_small_hydro | CISO | physical | small_hydro
TMPLTN_2_SOLAR | Vintner Solar | 1.5 | caiso_solar | CISO | physical | utility_pv
TOADTW_6_UNIT | TOAD TOWN | 1.5 | caiso_small_hydro | CISO | physical | small_hydro
TUPMAN_1_BIOGAS | ABEC Bidart-Stockale #1 | 0.6 | caiso_biogas | CISO | physical | biogas
TVYVLY_6_KRSHY1 | Kings River Syphon | 1.3 | caiso_hydro | CISO | physical | hydro
TWISSL_6_SOLAR | Nickel 1 ("NLH1") | 1.5 | caiso_solar | CISO | physical | utility_pv
TX-ELK_6_SOLAR1 | Castor | 1.5 | caiso_solar | CISO | physical | utility_pv
VALLEY_5_SOLAR1 | Kona Solar - Meridian #1 | 1.49 | caiso_solar | CISO | physical | utility_pv
VICTOR_1_SLRHES | Sunedison - Hesperia | 1.5 | caiso_solar | CISO | physical | utility_pv
VISTA_6_QF | VISTA QFS | 0.18 | caiso_small_hydro | CISO | physical | small_hydro
VOLTA_2_UNIT 2 | Volta Hydro Unit 2 | 1 | caiso_hydro | CISO | physical | hydro
VOLTA_6_BAILCK | Bailey Creek Ranch | 0.63 | caiso_hydro | CISO | physical | hydro
VOLTA_7_PONHY1 | Ponderosa Bailey Hydroelectric | 1.25 | caiso_hydro | CISO | physical | hydro
VOLTA_7_QFUNTS | VOLTA_7_QFUNTS | 0.15 | caiso_small_hydro | CISO | physical | small_hydro
WALNUT_2_SOLAR | Industry MetroLink PV 1 | 1.5 | caiso_solar | CISO | physical | utility_pv
WFRESN_1_SOLAR | Joya Del Sol | 1.5 | caiso_solar | CISO | physical | utility_pv
_BRANCH_GENERIC_AMARGO_ITC | AMARGOSA230 |  | nan | NAN | unspecifiedimport | n/a
_BRANCH_GENERIC_BLYTHE_ITC | BLYTHE161 |  | nan | NAN | unspecifiedimport | n/a
_BRANCH_GENERIC_CASCADE_ITC | CRAG |  | nan | NAN | unspecifiedimport | n/a
_BRANCH_GENERIC_CFE_ITC | CFETIJ & CFEROA |  | nan | NAN | unspecifiedimport | n/a
_BRANCH_GENERIC_COTPISO_ITC | TRCYCOTPISO |  | nan | NAN | unspecifiedimport | n/a
_BRANCH_GENERIC_CTW230_ITC | CTW230 |  | nan | NAN | unspecifiedimport | n/a
_BRANCH_GENERIC_ELDORADO_ITC | WILLOWBEACH |  | nan | NAN | unspecifiedimport | n/a
_BRANCH_GENERIC_GONDIPPDC_ITC | GONIPP |  | nan | NAN | unspecifiedimport | n/a
_BRANCH_GENERIC_IID-SCE_ITC | MIR2 |  | nan | NAN | unspecifiedimport | n/a
_BRANCH_GENERIC_IID-SDGE_ITC | IVLY2 |  | nan | NAN | unspecifiedimport | n/a
_BRANCH_GENERIC_IPPDCADLN_ITC | IPP & IPPUTAH |  | nan | NAN | unspecifiedimport | n/a
_BRANCH_GENERIC_LAUGHLIN_ITC | MOHAVE500 |  | nan | NAN | unspecifiedimport | n/a
_BRANCH_GENERIC_LLNL_ITC | LLL115 |  | nan | NAN | unspecifiedimport | n/a
_BRANCH_GENERIC_MALIN500_ISL | MALIN500 |  | nan | NAN | unspecifiedimport | n/a
_BRANCH_GENERIC_MARBLE_ITC | MARBLE60 |  | nan | NAN | unspecifiedimport | n/a
_BRANCH_GENERIC_MCCLMKTPC_ITC | MCCULLOUG500 |  | nan | NAN | unspecifiedimport | n/a
_BRANCH_GENERIC_MCCULLGH_ITC | ELDORADO500 |  | nan | NAN | unspecifiedimport | n/a
_BRANCH_GENERIC_MEAD_ITC | MEAD230 |  | nan | NAN | unspecifiedimport | n/a
_BRANCH_GENERIC_MEADMKTPC_ITC | MEAD5MSCHD |  | nan | NAN | unspecifiedimport | n/a
_BRANCH_GENERIC_MEADTMEAD_ITC | MEAD2MSCHD |  | nan | NAN | unspecifiedimport | n/a
_BRANCH_GENERIC_MERCHANT_ITC | ELDORADO230 |  | nan | NAN | unspecifiedimport | n/a
_BRANCH_GENERIC_MERCURY_ITC | MERCURY138 |  | nan | NAN | unspecifiedimport | n/a
_BRANCH_GENERIC_MKTPCADLN_ITC | MARKETPLACE |  | nan | NAN | unspecifiedimport | n/a
_BRANCH_GENERIC_MONAIPPDC_ITC | MDWP |  | nan | NAN | unspecifiedimport | n/a
_BRANCH_GENERIC_NEWMELONP_ITC | NML230 |  | nan | NAN | unspecifiedimport | n/a
_BRANCH_GENERIC_NOB_ITC | NOB |  | nan | NAN | unspecifiedimport | n/a
_BRANCH_GENERIC_NORTHGILA500_ITC | NORTHGILA500 |  | nan | NAN | unspecifiedimport | n/a
_BRANCH_GENERIC_NWEST230_ITC | NWEST |  | nan | NAN | unspecifiedimport | n/a
_BRANCH_GENERIC_OAKDALE_ITC | OAKDALE |  | nan | NAN | unspecifiedimport | n/a
_BRANCH_GENERIC_PALOVRDE_ITC | PVWEST |  | nan | NAN | unspecifiedimport | n/a
_BRANCH_GENERIC_PARKER_ITC | PARKER230 |  | nan | NAN | unspecifiedimport | n/a
_BRANCH_GENERIC_RDM230_ITC | RDM230 |  | nan | NAN | unspecifiedimport | n/a
_BRANCH_GENERIC_RNCHLAKE_ITC | LAKE & RANCHOSECO |  | nan | NAN | unspecifiedimport | n/a
_BRANCH_GENERIC_SILVERPK_ITC | SILVERPEAK55 |  | nan | NAN | unspecifiedimport | n/a
_BRANCH_GENERIC_STANDIFORD_ITC | STANDIFORD |  | nan | NAN | unspecifiedimport | n/a
_BRANCH_GENERIC_SUMMIT_ITC | SUMMIT120 |  | nan | NAN | unspecifiedimport | n/a
_BRANCH_GENERIC_SYLMAR-AC_ITC | SYLMAR |  | nan | NAN | unspecifiedimport | n/a
_BRANCH_GENERIC_TRACY230_ITC | TESLA230 |  | nan | NAN | unspecifiedimport | n/a
_BRANCH_GENERIC_TRACY500_ITC | TRCYPGAE & TRCYCOTP |  | nan | NAN | unspecifiedimport | n/a
_BRANCH_GENERIC_TRCYTEA_ITC | TRCYTEA |  | nan | NAN | unspecifiedimport | n/a
_BRANCH_GENERIC_VICTVL_ITC | LUGO |  | nan | NAN | unspecifiedimport | n/a
_BRANCH_GENERIC_WESTLYLBNS_ITC | WESTLYQNTO |  | nan | NAN | unspecifiedimport | n/a
_BRANCH_GENERIC_WESTLYTSLA_ITC | WESTLYTSLA |  | nan | NAN | unspecifiedimport | n/a
_BRANCH_GENERIC_WSTWGMEAD_ITC | WESTWING500 |  | nan | NAN | unspecifiedimport | n/a
SCE_Arizona_Li_Battery_4hr | Arizona_Li_Battery_4hr |  | caiso_li_battery | NAN | newresolve | hr_batteries
SDGE_Arizona_Li_Battery_4hr | Arizona_Li_Battery_4hr |  | caiso_li_battery | NAN | newresolve | hr_batteries
SCE_Arizona_Li_Battery_8hr | Arizona_Li_Battery_8hr |  | caiso_li_battery | NAN | newresolve | hr_batteries
SDGE_Arizona_Li_Battery_8hr | Arizona_Li_Battery_8hr |  | caiso_li_battery | NAN | newresolve | hr_batteries
SCE_Arizona_Solar | Arizona_Solar |  | caiso_solar | NAN | newresolve | utility_pv
SDGE_Arizona_Solar | Arizona_Solar |  | caiso_solar | NAN | newresolve | utility_pv
SDGE_Baja_California_Wind | Baja_California_Wind |  | caiso_wind | NAN | newresolve | in_state_wind_south
Cape_Mendocino_Offshore_Wind | Cape_Mendocino_Offshore_Wind |  | caiso_osw | NAN | newresolve | offshore_wind_north
Del_Norte_Offshore_Wind | Del_Norte_Offshore_Wind |  | caiso_osw | NAN | newresolve | offshore_wind_north
PGE_Distributed_Solar | Distributed_Solar |  | caiso_solar | NAN | newresolve | utility_pv
SCE_Distributed_Solar | Distributed_Solar |  | caiso_solar | NAN | newresolve | utility_pv
SDGE_Distributed_Solar | Distributed_Solar |  | caiso_solar | NAN | newresolve | utility_pv
SCE_Eastern_EGS_NF | Eastern_EGS_NF |  | caiso_geothermal | NAN | newresolve | geothermal
SCE_Eastern_Geothermal | Eastern_Geothermal |  | caiso_geothermal | NAN | newresolve | geothermal
SCE_Eastern_LDES | Eastern_LDES |  | caiso_ldes | NAN | newresolve | hr_batteries
SCE_Eastern_Li_Battery_4hr | Eastern_Li_Battery_4hr |  | caiso_li_battery | NAN | newresolve | hr_batteries
SCE_Eastern_Li_Battery_8hr | Eastern_Li_Battery_8hr |  | caiso_li_battery | NAN | newresolve | hr_batteries
SCE_Eastern_Solar | Eastern_Solar |  | caiso_solar | NAN | newresolve | utility_pv
SCE_Eastern_Wind | Eastern_Wind |  | caiso_wind | NAN | newresolve | in_state_wind_south
SCE_EGS_Deep | EGS_Deep |  | caiso_geothermal | NAN | newresolve | geothermal
PGE_EGS_Deep | EGS_Deep |  | caiso_geothermal | NAN | newresolve | geothermal
SDGE_EGS_Deep | EGS_Deep |  | caiso_geothermal | NAN | newresolve | geothermal
SCE_EOP_LDES | EOP_LDES |  | caiso_ldes | NAN | newresolve | hr_batteries
SCE_EOP_Li_Battery_4hr | EOP_Li_Battery_4hr |  | caiso_li_battery | NAN | newresolve | hr_batteries
SCE_EOP_Li_Battery_8hr | EOP_Li_Battery_8hr |  | caiso_li_battery | NAN | newresolve | hr_batteries
SCE_EOP_Solar | EOP_Solar |  | caiso_solar | NAN | newresolve | utility_pv
SCE_EOP_Wind | EOP_Wind |  | caiso_wind | NAN | newresolve | in_state_wind_south
PGE_Fresno_LDES | Fresno_LDES |  | caiso_ldes | NAN | newresolve | hr_batteries
PGE_Fresno_Li_Battery_4hr | Fresno_Li_Battery_4hr |  | caiso_li_battery | NAN | newresolve | hr_batteries
PGE_Fresno_Li_Battery_8hr | Fresno_Li_Battery_8hr |  | caiso_li_battery | NAN | newresolve | hr_batteries
PGE_Fresno_Solar | Fresno_Solar |  | caiso_solar | NAN | newresolve | utility_pv
PGE_Fresno_Wind | Fresno_Wind |  | caiso_wind | NAN | newresolve | in_state_wind_north
PGE_GBA_Li_Battery_4hr | GBA_Li_Battery_4hr |  | caiso_li_battery | NAN | newresolve | hr_batteries
PGE_GBA_Li_Battery_8hr | GBA_Li_Battery_8hr |  | caiso_li_battery | NAN | newresolve | hr_batteries
PGE_GBA_Solar | GBA_Solar |  | caiso_solar | NAN | newresolve | utility_pv
PGE_GBA_Wind | GBA_Wind |  | caiso_wind | NAN | newresolve | in_state_wind_north
PGE_Generic_LDES_100hr | Generic_LDES_100hr |  | caiso_ldes | NAN | newresolve | hr_batteries
SCE_Generic_LDES_100hr | Generic_LDES_100hr |  | caiso_ldes | NAN | newresolve | hr_batteries
PGE_Generic_LDES_12hr | Generic_LDES_12hr |  | caiso_ldes | NAN | newresolve | hr_batteries
SCE_Generic_LDES_12hr | Generic_LDES_12hr |  | caiso_ldes | NAN | newresolve | hr_batteries
PGE_Generic_LDES_24hr | Generic_LDES_24hr |  | caiso_ldes | NAN | newresolve | hr_batteries
SCE_Generic_LDES_24hr | Generic_LDES_24hr |  | caiso_ldes | NAN | newresolve | hr_batteries
Humboldt_Bay_Offshore_Wind | Humboldt_Bay_Offshore_Wind |  | caiso_osw | NAN | newresolve | offshore_wind_north
SCE_Idaho_EGS_NF | Idaho_EGS_NF |  | caiso_geothermal | NAN | newresolve | geothermal
SCE_Idaho_Wind | Idaho_Wind |  | caiso_wind | NAN | newresolve | out_of_state_wind_IDWAOR
SDGE_Imperial_EGS_NF | Imperial_EGS_NF |  | caiso_geothermal | NAN | newresolve | geothermal
SDGE_Imperial_Geothermal | Imperial_Geothermal |  | caiso_geothermal | NAN | newresolve | geothermal
SDGE_Imperial_LDES | Imperial_LDES |  | caiso_ldes | NAN | newresolve | hr_batteries
SDGE_Imperial_Li_Battery_4hr | Imperial_Li_Battery_4hr |  | caiso_li_battery | NAN | newresolve | hr_batteries
SDGE_Imperial_Li_Battery_8hr | Imperial_Li_Battery_8hr |  | caiso_li_battery | NAN | newresolve | hr_batteries
SDGE_Imperial_Solar | Imperial_Solar |  | caiso_solar | NAN | newresolve | utility_pv
SDGE_Imperial_Wind | Imperial_Wind |  | caiso_wind | NAN | newresolve | in_state_wind_south
PGE_Kern_LDES | Kern_LDES |  | caiso_ldes | NAN | newresolve | hr_batteries
PGE_Kern_Li_Battery_4hr | Kern_Li_Battery_4hr |  | caiso_li_battery | NAN | newresolve | hr_batteries
PGE_Kern_Li_Battery_8hr | Kern_Li_Battery_8hr |  | caiso_li_battery | NAN | newresolve | hr_batteries
PGE_Kern_Solar | Kern_Solar |  | caiso_solar | NAN | newresolve | utility_pv
SCE_Metro_Li_Battery_4hr | Metro_Li_Battery_4hr |  | caiso_li_battery | NAN | newresolve | hr_batteries
SCE_Metro_Li_Battery_8hr | Metro_Li_Battery_8hr |  | caiso_li_battery | NAN | newresolve | hr_batteries
SCE_Metro_Solar | Metro_Solar |  | caiso_solar | NAN | newresolve | utility_pv
Morro_Bay_Offshore_Wind | Morro_Bay_Offshore_Wind |  | caiso_osw | NAN | newresolve | offshore_wind_south
SCE_Nevada_EGS_NF | Nevada_EGS_NF |  | caiso_geothermal | NAN | newresolve | geothermal
PGE_Nevada_EGS_NF | Nevada_EGS_NF |  | caiso_geothermal | NAN | newresolve | geothermal
SCE_Nevada_Geothermal | Nevada_Geothermal |  | caiso_geothermal | NAN | newresolve | geothermal
PGE_Nevada_Geothermal | Nevada_Geothermal |  | caiso_geothermal | NAN | newresolve | geothermal
PGE_New_Biomass | New_Biomass |  | caiso_biomass | NAN | newresolve | biomass_wood
SCE_New_Biomass | New_Biomass |  | caiso_biomass | NAN | newresolve | biomass_wood
SDGE_New_Biomass | New_Biomass |  | caiso_biomass | NAN | newresolve | biomass_wood
PGE_New_Gas_CCGT | New_Gas_CCGT |  | caiso_ccgt1 | NAN | newresolve | gas_cc
SCE_New_Gas_CCGT | New_Gas_CCGT |  | caiso_ccgt1 | NAN | newresolve | gas_cc
SDGE_New_Gas_CCGT | New_Gas_CCGT |  | caiso_ccgt1 | NAN | newresolve | gas_cc
PGE_New_Gas_CT | New_Gas_CT |  | caiso_ct | NAN | newresolve | gas_ct
SCE_New_Gas_CT | New_Gas_CT |  | caiso_ct | NAN | newresolve | gas_ct
SDGE_New_Gas_CT | New_Gas_CT |  | caiso_ct | NAN | newresolve | gas_ct
PGE_New_Gas_RICE | New_Gas_RICE |  | caiso_reciprocating_engine | NAN | newresolve | ice
SCE_New_Gas_RICE | New_Gas_RICE |  | caiso_reciprocating_engine | NAN | newresolve | ice
SDGE_New_Gas_RICE | New_Gas_RICE |  | caiso_reciprocating_engine | NAN | newresolve | ice
PGE_New_Li_Battery_4hr | New_Li_Battery_4hr |  | caiso_li_battery | NAN | newresolve | hr_batteries
SCE_New_Li_Battery_4hr | New_Li_Battery_4hr |  | caiso_li_battery | NAN | newresolve | hr_batteries
PGE_New_Li_Battery_8hr | New_Li_Battery_8hr |  | caiso_li_battery | NAN | newresolve | hr_batteries
SCE_New_Li_Battery_8hr | New_Li_Battery_8hr |  | caiso_li_battery | NAN | newresolve | hr_batteries
SCE_New_Mexico_Wind | New_Mexico_Wind |  | caiso_wind | NAN | newresolve | out_of_state_wind_AZNM
New_Shed_DR | New_Shed_DR |  | caiso_dr | NAN | newresolve | demand_response
PGE_NGBA_EGS_NF | NGBA_EGS_NF |  | caiso_geothermal | NAN | newresolve | geothermal
PGE_NGBA_Geothermal | NGBA_Geothermal |  | caiso_geothermal | NAN | newresolve | geothermal
PGE_NGBA_LDES | NGBA_LDES |  | caiso_ldes | NAN | newresolve | hr_batteries
PGE_NGBA_Li_Battery_4hr | NGBA_Li_Battery_4hr |  | caiso_li_battery | NAN | newresolve | hr_batteries
PGE_NGBA_Li_Battery_8hr | NGBA_Li_Battery_8hr |  | caiso_li_battery | NAN | newresolve | hr_batteries
PGE_NGBA_Solar | NGBA_Solar |  | caiso_solar | NAN | newresolve | utility_pv
PGE_NGBA_Wind | NGBA_Wind |  | caiso_wind | NAN | newresolve | in_state_wind_north
SCE_NOL_EGS_NF | NOL_EGS_NF |  | caiso_geothermal | NAN | newresolve | geothermal
SCE_NOL_Geothermal | NOL_Geothermal |  | caiso_geothermal | NAN | newresolve | geothermal
SCE_NOL_LDES | NOL_LDES |  | caiso_ldes | NAN | newresolve | hr_batteries
SCE_NOL_Li_Battery_4hr | NOL_Li_Battery_4hr |  | caiso_li_battery | NAN | newresolve | hr_batteries
SCE_NOL_Li_Battery_8hr | NOL_Li_Battery_8hr |  | caiso_li_battery | NAN | newresolve | hr_batteries
SCE_NOL_Solar | NOL_Solar |  | caiso_solar | NAN | newresolve | utility_pv
SCE_NOL_Wind | NOL_Wind |  | caiso_wind | NAN | newresolve | in_state_wind_south
PGE_Northeast_CA_EGS_NF | Northeast_CA_EGS_NF |  | caiso_geothermal | NAN | newresolve | geothermal
PGE_Northeast_CA_Geothermal | Northeast_CA_Geothermal |  | caiso_geothermal | NAN | newresolve | geothermal
PGE_Northeast_CA_Wind | Northeast_CA_Wind |  | caiso_wind | NAN | newresolve | in_state_wind_north
SCE_Northern_LDES | Northern_LDES |  | caiso_ldes | NAN | newresolve | hr_batteries
SCE_Northern_Li_Battery_4hr | Northern_Li_Battery_4hr |  | caiso_li_battery | NAN | newresolve | hr_batteries
SCE_Northern_Li_Battery_8hr | Northern_Li_Battery_8hr |  | caiso_li_battery | NAN | newresolve | hr_batteries
SCE_Northern_Solar | Northern_Solar |  | caiso_solar | NAN | newresolve | utility_pv
SCE_Northern_Wind | Northern_Wind |  | caiso_wind | NAN | newresolve | in_state_wind_south
PGE_Oregon_EGS_NF | Oregon_EGS_NF |  | caiso_geothermal | NAN | newresolve | geothermal
PGE_Oregon_Geothermal | Oregon_Geothermal |  | caiso_geothermal | NAN | newresolve | geothermal
SCE_Utah_EGS_NF | Utah_EGS_NF |  | caiso_geothermal | NAN | newresolve | geothermal
SCE_Utah_Geothermal | Utah_Geothermal |  | caiso_geothermal | NAN | newresolve | geothermal
PGE_Wyoming_Wind | Wyoming_Wind |  | caiso_wind | NAN | newresolve | out_of_state_wind_WY
SCE_Wyoming_Wind | Wyoming_Wind |  | caiso_wind | NAN | newresolve | out_of_state_wind_WY
_EXISTING_GENERIC_BATTERY_STORAGE | NAN |  | caiso_battery | NAN | existinggeneric | hr_batteries
_EXISTING_GENERIC_BIOGAS_LANDFILLGAS | NAN |  | caiso_biomass | NAN | existinggeneric | biomass_wood
_EXISTING_GENERIC_BIOMASS/WOOD | NAN |  | caiso_biomass | NAN | existinggeneric | biomass_wood
_EXISTING_GENERIC_COAL | NAN |  | caiso_coal | NAN | existinggeneric | coal
_EXISTING_GENERIC_COGEN | NAN |  | caiso_chp | NAN | existinggeneric | cogen
_EXISTING_GENERIC_COMBINED_CYCLE | NAN |  | caiso_ccgt1 | NAN | existinggeneric | gas_cc
_EXISTING_GENERIC_DR | NAN |  | caiso_dr | NAN | existinggeneric | demand_response
_EXISTING_GENERIC_GEOTHERMAL | NAN |  | caiso_geothermal | NAN | existinggeneric | geothermal
_EXISTING_GENERIC_ICE | NAN |  | caiso_reciprocating_engine | NAN | existinggeneric | ice
_EXISTING_GENERIC_INSTATE_LARGE_HYDRO | NAN |  | caiso_hydro | NAN | existinggeneric | hydro
_EXISTING_GENERIC_INSTATE_SMALL_HYDRO | NAN |  | caiso_hydro | NAN | existinggeneric | hydro
_EXISTING_GENERIC_NUCLEAR | NAN |  | caiso_nuclear | NAN | existinggeneric | nuclear
_EXISTING_GENERIC_NW_HYDRO | NAN |  | caiso_hydro | NAN | existinggeneric | hydro
_EXISTING_GENERIC_PEAKER | NAN |  | caiso_peaker1 | NAN | existinggeneric | gas_ct
_EXISTING_GENERIC_PUMPED_STORAGE_HYDRO | NAN |  | caiso_pumped_hydro | NAN | existinggeneric | pumped_storage
_EXISTING_GENERIC_SOLAR_1AXIS | NAN |  | caiso_solar | NAN | existinggeneric | utility_pv
_EXISTING_GENERIC_SOLAR_2AXIS | NAN |  | caiso_solar | NAN | existinggeneric | utility_pv
_EXISTING_GENERIC_SOLAR_FIXED | NAN |  | caiso_solar | NAN | existinggeneric | utility_pv
_EXISTING_GENERIC_SOLAR_THERMAL | NAN |  | caiso_solar | NAN | existinggeneric | utility_pv
_EXISTING_GENERIC_STEAM | NAN |  | caiso_steam | NAN | existinggeneric | steam
_EXISTING_GENERIC_UNKNOWN | NAN |  | caiso_unknown | NAN | existinggeneric | n/a
_EXISTING_GENERIC_WIND | NAN |  | caiso_wind | NAN | existinggeneric | in_state_wind_south
_NEW_BTM_DR | NAN |  | caiso_loadmod | NAN | newloadmod | demand_response
_NEW_BTM_EE | NAN |  | caiso_loadmod | NAN | newloadmod | demand_response
_NEW_BTM_RESOURCE | NAN |  | caiso_loadmod | NAN | newloadmod | demand_response
_NEW_DG | NAN |  | caiso_loadmod | NAN | newloadmod | btm_pv
_NEW_EV | NAN |  | caiso_loadmod | NAN | newloadmod | demand_response
_NEW_GENERIC_BATTERY_STORAGE | NAN |  | caiso_battery | NAN | newgeneric | hr_batteries
_NEW_GENERIC_BIOGAS_LANDFILLGAS | NAN |  | caiso_biomass | NAN | newgeneric | biomass_wood
_NEW_GENERIC_BIOMASS/WOOD | NAN |  | caiso_biomass | NAN | newgeneric | biomass_wood
_NEW_GENERIC_COAL | NAN |  | caiso_coal | NAN | newgeneric | coal
_NEW_GENERIC_COGEN | NAN |  | caiso_chp | NAN | newgeneric | cogen
_NEW_GENERIC_COMBINED_CYCLE | NAN |  | caiso_ccgt1 | NAN | newgeneric | gas_cc
_NEW_GENERIC_DR | NAN |  | caiso_dr | NAN | newgeneric | demand_response
_NEW_GENERIC_GEOTHERMAL | NAN |  | caiso_geothermal | NAN | newgeneric | geothermal
_NEW_GENERIC_GEOTHERMAL_ENHANCED | NAN |  | caiso_geothermal | NAN | newgeneric | geothermal
_NEW_GENERIC_ICE | NAN |  | caiso_reciprocating_engine | NAN | newgeneric | ice
_NEW_GENERIC_INSTATE_LARGE_HYDRO | NAN |  | caiso_hydro | NAN | newgeneric | hydro
_NEW_GENERIC_INSTATE_SMALL_HYDRO | NAN |  | caiso_hydro | NAN | newgeneric | small_hydro
_NEW_GENERIC_NUCLEAR | NAN |  | caiso_nuclear | NAN | newgeneric | nuclear
_NEW_GENERIC_NW_HYDRO | NAN |  | caiso_hydro | NAN | newgeneric | hydro
_NEW_GENERIC_PEAKER | NAN |  | caiso_peaker1 | NAN | newgeneric | gas_ct
_NEW_GENERIC_PUMPED_STORAGE_HYDRO | NAN |  | caiso_pumped_hydro | NAN | newgeneric | pumped_storage
_NEW_GENERIC_SOLAR_1AXIS | NAN |  | caiso_solar | NAN | newgeneric | utility_pv
_NEW_GENERIC_SOLAR_2AXIS | NAN |  | caiso_solar | NAN | newgeneric | utility_pv
_NEW_GENERIC_SOLAR_FIXED | NAN |  | caiso_solar | NAN | newgeneric | utility_pv
_NEW_GENERIC_SOLAR_THERMAL | NAN |  | caiso_solar | NAN | newgeneric | utility_pv
_NEW_GENERIC_STEAM | NAN |  | caiso_steam | NAN | newgeneric | steam
_NEW_GENERIC_UNKNOWN | NAN |  | caiso_unknown | NAN | newgeneric | n/a
_NEW_GENERIC_WIND_OFFSHORE_NORTH | NAN |  |  | NAN | newgeneric | offshore_wind_north
_NEW_GENERIC_WIND_OFFSHORE_SOUTH | NAN |  |  | NAN | newgeneric | offshore_wind_south
_NEW_GENERIC_WIND_OOS_AZNM | NAN |  |  | NAN | newgeneric | out_of_state_wind_AZNM
_NEW_GENERIC_WIND_OOS_WY | NAN |  |  | NAN | newgeneric | out_of_state_wind_WY
_NEW_GENERIC_WIND_OOS_IDWAOR | NAN |  |  | NAN | newgeneric | out_of_state_wind_IDWAOR
_NEW_GENERIC_WIND_CA | NAN |  | caiso_wind | NAN | newgeneric | in_state_wind_south
_NEW_TOU | NAN |  | caiso_loadmod | NAN | newloadmod | demand_response
_SUPPLIERS_CHOICE | NAN |  | suppliers_choice | NAN | supplierschoice | n/a
_UNSPECIFIED_NON_IMPORT | NAN |  | unspecified_non_import | NAN | unspecifiednonimport | n/a

## misc
contract_status | bool | yes_no | Year | int_count | transact | cap_areas | cap_sub_areas | state_county | d1911016_tranches | d2106035_tranche | energy_capacity_from_resource | is_hybrid_paired | is_hybrid_paired_removed_Res_Type | csp_cat | solar_Technology_sub_type | storage_Technology_sub_type | nqc_reporting_source | cam_d1911016_vamo_pcia | alt_int_count | elcc_type | elcc_type_lookup | caiso_interconnection_customers | mtr_tranche_options | mtr_compliance_targets | generator_names | boolean | mtr contract changed | Type of Filing | 25MMT ELCC (%) | [12 empty] | 30MMT ELCC (%) | [12 empty] | 25MMT MRN/TRN ratio | [12 empty] | 30MMT MRN/TRN ratio | [12 empty] | used for battery ELCC duration interpolation >> | [21 empty] | MTR Gen ELCC Values | selection_elcc | elcc | eligible resource type | decision | year | tranche | MTR Battery ELCC Values | selection_elcc | ELCC | eligible resource type | decision | year | tranche | Abbreviation | LSE Type | 2023 (MTR Order) | 2024 (MTR Order) | 2025 (MTR Order) | 2028 (LLT)*** (MTR Order) | Minimum zero-emitting capacity by 2025 (MTR Order) | Total (MTR Order) | 2026 (Supplemental MTR) | 2027 (Supplemental MTR) | Total (Supplemental MTR) | By 2028 (Total MTR) | bin | value | tranche | QUEUE_NUMBER | ALIAS
Online | 0 | YES | NA | NA | Buy | Humboldt | North Coast Eagle Rock | NA | NA | NA | EnergyCapacity | NotHybrid | NotHybrid | NA | Fixed | Li | In the contract | CAM | 0 | utility_pv | solar | 142 BODEGA ENERGY STORAGE LLC | tranche_1 | General | SHAFTER_SOLAR | 0 | New Contract | Joint IRP and MTR Compliance Filing | elcc_type | 2024 | 2025 | 2026 | 2027 | 2028 | 2029 | 2030 | 2031 | 2032 | 2033 | 2034 | 2035 | elcc_type | 2024 | 2025 | 2026 | 2027 | 2028 | 2029 | 2030 | 2031 | 2032 | 2033 | 2034 | 2035 | year | 2024 | 2025 | 2026 | 2027 | 2028 | 2029 | 2030 | 2031 | 2032 | 2033 | 2034 | 2035 | year | 2024 | 2025 | 2026 | 2027 | 2028 | 2029 | 2030 | 2031 | 2032 | 2033 | 2034 | 2035 | Year | 2026 | 2027 | 2028 | 2029 | 2030 | 2031 | 2032 | 2033 | 2034 | 2035 | 2036 | 2037 | 2038 | 2039 | 2040 | 2041 | 2042 | 2043 | 2044 | 2045 | Existing resource classes that should be multiplied with nameplate capacity instead of NQC |  | biomass_dispatchable | 100% | biomass_dispatchable-1 | ra_elcc |  | tranche_1 |  | 0.1hr_storage_2023_mtr_1 | 0.92985 | storage | Linear Extrapolation | 2023 | tranche_1 | AVCE | CCA | 3 | 8 | 2 | 3 | 3 | 16 | 2.7749 | 2.7749 | 5.5497 | 21.5497 | 0% | 0% | tranche_1 | 0051CONV | OAKLAND ENERGY STORAGE UNIT 2
Review | 1 | NO | 1970 | 1 | Sell | NorthCoastNorthBay | North Coast Fulton | AlpineCounty | 1 | firm_ZE | EnergyOnly | ExistingBiomassExistingStorage | Biomass Storage | Large Hydro (GWh) | SolarThermal | Flow | Calculated | D.19-11-016 | 1 | geothermal | geothermal | 8 MINUTE ENERGY | tranche_2 | Diablo Canyon Replacement | WEST_ANTELOPE_SOLAR | 1 | Contract Changed | IRP Biennial Planning | in_state_wind_south | 11.84% | 13.64% | 15.43% | 10.69% | 5.957% | 7.72% | 9.484% | 8.464% | 7.445% | 6.426% | 5.407% | 4.387% | in_state_wind_south | 15.1% | 15.18% | 15.25% | 11.85% | 8.442% | 8.342% | 8.241% | 7.483% | 6.724% | 5.966% | 5.207% | 4.449% | ratio | 0.77202 | 0.78867 | 0.8039 | 0.7761 | 0.75028 | 0.76247 | 0.77457 | 0.74275 | 0.71261 | 0.68273 | 0.6539 | 0.62577 | ratio | 0.8003 | 0.81896 | 0.83611 | 0.79545 | 0.75709 | 0.73673 | 0.71704 | 0.69919 | 0.68265 | 0.66608 | 0.65025 | 0.63484 | 4hr_batteries | 1.293% | 2.076% | 2.86% | 3.517% | 4.175% | 3.615% | 3.055% | 2.495% | 1.935% | 1.375% | 1.745% | 2.115% | 2.485% | 2.855% | 3.225% | 3.385% | 3.545% | 3.705% | 3.865% | 4.025% | in_state_wind_south |  | biomass_dispatchable | 100% | biomass_dispatchable-1 | ra_elcc |  | tranche_2 |  | 0.1hr_storage_2023_mtr_2 | 0.92985 | storage | Linear Extrapolation | 2023 | tranche_1 | 3CE | CCA | 51 | 152 | 140 | 51 | 63 | 291 | 55.4871 | 55.4871 | 110.9742 | 401.9742 | 4514000% | 4514000% | tranche_1 | 0062CONV | ELECTROLYTE
PlannedExisting |  | NA | 1971 | 2 | Owned | Sierra | Sierra Placer | AmadorCounty | 1&2 | general | CapacityOnly | ExistingBiomassNewStorage | Biomass Storage | Imported Hydro (GWh) | 1Axis | PSH |  | VAMO | 2 | hydro |  | ABLE GRID | tranche_3 | Long Lead Time | ADERA_SOLAR |  | No Change | Summer Reliability | in_state_wind_north | 23.68% | 27.27% | 30.86% | 21.39% | 11.91% | 15.44% | 18.97% | 16.93% | 14.89% | 12.85% | 10.81% | 8.775% | in_state_wind_north | 30.21% | 30.36% | 30.51% | 23.7% | 16.88% | 16.68% | 16.48% | 14.97% | 13.45% | 11.93% | 10.41% | 8.898% | [26 empty] | 8hr_batteries | -0.795% | 0.08% | 0.955% | 1.478% | 2% | 1.6% | 1.2% | 0.8% | 0.4% | 0% | 0% | 0% | 0% | 0% | 0% | 0% | 0% | 0% | 0% | 0% | in_state_wind_north |  | biomass_dispatchable | 100% | biomass_dispatchable-1 | ra_elcc |  | tranche_3 |  | 0.1hr_storage_2024_mtr_1 | 0.85435 | storage | Linear Extrapolation | 2024 | tranche_2 | CEA | CCA | 7 | 20 | 5 | 7 | 8 | 38 | 13.6279 | 13.6279 | 27.2558 | 65.2558 | 4544500% | 4544500% | tranche_2 | 0063CONV | ACID
Development |  |  | 1972 | 3 |  | Stockton | Sierra Pease | AlamedaCounty | 2 | long_duration_storage |  | ExistingGeothermalExistingStorage | Geothermal Storage | Asset Controlling Supplier (GWh) | 2Axis | Other |  | GHG-free PCIA | 3 | gas_ct | thermal | AES | tranche_4 |  | GEYSERS_AIDLIN_AGGREGATE |  |  | MTR Compliance Filing | out_of_state_wind_WYID | 46.9% | 45.36% | 43.82% | 38.08% | 32.34% | 32.95% | 33.57% | 32.87% | 32.16% | 31.46% | 30.76% | 30.05% | out_of_state_wind_WYID | 42.56% | 39.18% | 35.8% | 37.37% | 38.94% | 31.24% | 23.54% | 24.84% | 26.15% | 27.45% | 28.75% | 30.05% | [26 empty] | 12hr_batteries | 0.2208% | 0.1629% | 0.105% | 0.4275% | 0.75% | 0.6533% | 0.5567% | 0.46% | 0.3633% | 0.2667% | 0.2833% | 0.3% | 0.3167% | 0.3333% | 0.35% | 0.3167% | 0.2833% | 0.25% | 0.2167% | 0.1833% | out_of_state_wind_WY |  | biomass_dispatchable | 100% | biomass_dispatchable-1 | ra_elcc |  | tranche_4 |  | 0.1hr_storage_2024_mtr_2 | 0.85435 | storage | Linear Extrapolation | 2024 | tranche_2 | COBP | CCA | 3 | 8 | 2 | 3 | 3 | 15 | 0 | 0 | 0 | 15 | 4581000% | 4581000% | tranche_3 | 0066CONV | COSO NAVY 1
PlannedNew |  |  | 1973 | 4 |  | GreaterBay | Sierra Gold Hill-Drum | ButteCounty | 2&3 | ZE_gen_paired_dr |  | ExistingGeothermalNewStorage | Geothermal Storage | Nuclear (GWh) |  |  |  |  | 4 | gas_cc | thermal | AMERESCO | tranche_5 |  | ADAMS_EAST |  |  |  | out_of_state_wind_WAOR | 28.74% | 27.8% | 26.86% | 23.34% | 19.82% | 20.2% | 20.57% | 20.14% | 19.71% | 19.28% | 18.85% | 18.42% | out_of_state_wind_WAOR | 26.08% | 24.01% | 21.94% | 22.91% | 23.87% | 19.15% | 14.43% | 15.23% | 16.02% | 16.82% | 17.62% | 18.42% | [26 empty] | 24hr_batteries | 0.03961% | 0.05921% | 0.07882% | 0.1605% | 0.2421% | 0.2532% | 0.2642% | 0.2753% | 0.2863% | 0.2974% | 0.2882% | 0.2789% | 0.2697% | 0.2605% | 0.2513% | 0.2442% | 0.2371% | 0.23% | 0.2229% | 0.2158% | out_of_state_wind_IDWAOR |  | biomass_dispatchable | 100% | biomass_dispatchable-1 | ra_elcc |  | tranche_5 |  | 0.1hr_storage_2025_mtr_1_pre_nov302022 | 0.6367 | storage | Linear Extrapolation | 2025 | tranche_3 | CPASC | CCA | 118 | 354 | 157 | 118 | 148 | 679 | 117.4675 | 117.4675 | 234.9351 | 981 | 4617500% | 4617500% | tranche_4 | 0071CONV | LEAD BESS 1
|  |  | 1974 | 5 |  | GreaterFresno | Stockton Lockeford | CalaverasCounty | 1&3 |  |  | ExistingSolarExistingStorage | Solar Storage | Biogas (GWh) |  |  |  |  | 5 | hr_batteries | storage | FERVO | tranche_6 |  | ADOBE_SOLAR |  |  |  | out_of_state_wind_AZNM | 42.36% | 40.97% | 39.58% | 34.4% | 29.21% | 29.77% | 30.32% | 29.69% | 29.05% | 28.42% | 27.78% | 27.15% | out_of_state_wind_AZNM | 38.44% | 35.39% | 32.34% | 33.76% | 35.17% | 28.22% | 21.26% | 22.44% | 23.61% | 24.79% | 25.97% | 27.15% | [47 empty] | out_of_state_wind_AZNM |  | biomass_dispatchable | 100% | biomass_dispatchable-1 | ra_elcc |  | tranche_6 |  | 0.1hr_storage_2025_mtr_2_post_nov302022 | 0.66325 | storage | Linear Extrapolation | 2025 | tranche_3 | CPSF | CCA | 31 | 93 | 23 | 31 | 39 | 179 | 31.4454 | 31.4454 | 62.8908 | 241.8908 | 4654000% | 4654000% | tranche_5 | 0124CONV | LITHIUM, LITHIUM UNIT 1
|  |  | 1975 | 6 |  | Kern | Stockton Tesla-Bellota | ColusaCounty | 3 |  |  | ExistingSolarNewStorage | Solar Storage | Biomass (GWh) |  |  |  |  | 6 | in_state_wind_south | wind | FIFTH STANDARD |  |  | HOOVER_POWER_PLANT |  |  |  | offshore_wind | 66.75% | 61.58% | 56.42% | 55.72% | 55.02% | 58.03% | 61.04% | 55.23% | 49.42% | 43.62% | 37.81% | 32% | offshore_wind | 54.9% | 50.67% | 46.44% | 48.66% | 50.88% | 46.74% | 42.6% | 40.48% | 38.36% | 36.24% | 34.12% | 32% | [47 empty] | offshore_wind_north |  | cogeneration_dispatchable | 100% | cogeneration_dispatchable-1 | ra_elcc |  | tranche_1 |  | 0.1hr_storage_2026_mtr_1_pre_nov302022 | 0.57105 | storage | Linear Extrapolation | 2026 | tranche_4 | DCE | CCA | 6 | 18 | 4 | 6 | 7 | 34 | 4.3882 | 4.3882 | 8.7764 | 42.7764 | 4690600% | 4690600% | tranche_6 | 0143CONV | IRON UNIT 1
|  |  | 1976 | 7 |  | BigCreekVentura | Greater Bay Llagas | ContraCostaCounty | 1&2&3 |  |  | ExistingThermalExistingStorage | Thermal Storage | Geothermal (GWh) | [5 empty] | cogen | thermal | ASHUSA |  |  | FRESNO_PEAKER |  |  |  | utility_pv | 12.43% | 12.1% | 11.77% | 10.02% | 8.261% | 7.66% | 7.06% | 6.928% | 6.796% | 6.664% | 6.532% | 6.4% | utility_pv | 9.6% | 10.22% | 10.84% | 10.17% | 9.496% | 7.748% | 6% | 6.08% | 6.16% | 6.24% | 6.32% | 6.4% | [47 empty] | offshore_wind_south |  | cogeneration_dispatchable | 100% | cogeneration_dispatchable-1 | ra_elcc |  | tranche_2 |  | 0.1hr_storage_2026_mtr_2_post_nov302022 | 0.69385 | storage | Linear Extrapolation | 2026 | tranche_4 | EBCE | CCA | 73 | 218 | 55 | 73 | 91 | 418 | 67.8436 | 67.8436 | 135.6871 | 553.6871 | 21914800% | 21914800% | N/A | 0148CONV | SUNZIA WIND NORTH
|  |  | 1977 | 8 |  | LABasin | Greater Bay San Jose | DelNorteCounty |  |  |  | ExistingThermalNewStorage | Thermal Storage | Small Hydro (GWh) | [5 empty] | pumped_storage | phs | AVANTUS |  |  | FRESNO_COGEN |  |  |  | btm_pv | 5.318% | 4.865% | 4.412% | 5.255% | 6.098% | 5.404% | 4.71% | 4.888% | 5.066% | 5.244% | 5.422% | 5.6% | btm_pv | 8.9% | 9.37% | 9.841% | 8.27% | 6.7% | 5.6% | 4.5% | 4.72% | 4.94% | 5.16% | 5.38% | 5.6% | [47 empty] | utility_pv |  | cogeneration_dispatchable | 100% | cogeneration_dispatchable-1 | ra_elcc |  | tranche_3 |  | 0.1hr_storage_2027_mtr_2 | 0.61325 | storage | Linear Extrapolation | 2027 | tranche_5 | KCCP | CCA | 0.3 | 1 | 0.3 | 0.3 | 0.4 | 1.9 | 0.4 | 0.4 | 0.8 | 2.7 |  |  |  | 0149CONV | SUNZIA WIND SOUTH
|  |  | 1978 | 9 |  | SanDiegoImperialValley | Greater Bay South Bay Moss Landing | ElDoradoCounty |  |  |  | ExistingWindExistingStorage | Wind Storage | Wind Baseline California (GWh) | [5 empty] | out_of_state_wind_AZNM | wind | BAYWA RE |  |  | AGUA_CALIENTE_SOLAR |  |  |  | 4hr_batteries | 85.4% | 86.4% | 87.4% | 84.5% | 81.6% | 85.3% | 89% | 79.22% | 69.44% | 59.66% | 49.88% | 40.1% | 4hr_batteries | 88.5% | 90.15% | 91.8% | 84.55% | 77.3% | 75.9% | 74.5% | 67.62% | 60.74% | 53.86% | 46.98% | 40.1% | [47 empty] | btm_pv |  | cogeneration_dispatchable | 100% | cogeneration_dispatchable-1 | ra_elcc |  | tranche_4 |  | 0.1hr_storage_2028_mtr_2 | 0.6324 | storage | Linear Extrapolation | 2028 | tranche_6 | LCE | CCA | 6 | 19 | 5 | 6 | 8 | 37 | 6.6686 | 6.6686 | 13.3372 | 50.3372 |  |  |  | 100 | WINDSTAR I ALTERNATE
|  |  | 1979 | 10 |  | PacGE | Greater Bay Oakland | FresnoCounty |  |  |  | ExistingWindNewStorage | Wind Storage | Wind New PG&E (GWh) | [5 empty] | biomass_wood | biomass | BLYTHE_MESA_SOLAR_II,_LLC |  |  | AMERICAN_KINGS_SOLAR |  |  |  | 5hr_batteries | 86.4% | 86.96% | 87.52% | 85.09% | 82.65% | 85.82% | 89% | 80.7% | 72.39% | 64.08% | 55.78% | 47.48% | 5hr_batteries | 88.67% | 90.39% | 92.1% | 85.89% | 79.68% | 78.36% | 77.05% | 71.14% | 65.22% | 59.31% | 53.39% | 47.48% | [47 empty] | 4hr_batteries |  | cogeneration_dispatchable | 100% | cogeneration_dispatchable-1 | ra_elcc |  | tranche_5 |  | 0.2hr_storage_2023_mtr_1 | 0.9307 | storage | Linear Extrapolation | 2023 | tranche_1 | MCE | CCA | 58 | 173 | 43 | 58 | 72 | 332 | 61.1278 | 61.1278 | 122.2556 | 454.2556 |  |  |  | 1002 | LASSEN LODGE HYDROELECTRIC 2
|  |  | 1980 | 11 |  | SCE | Greater Fresno Panoche | GlennCounty |  |  |  | NewBiomassExistingStorage | Biomass Storage | Wind New SCE SDG&E (GWh) | [5 empty] | in_state_wind_north | wind | BRIGHT CANYON |  |  | ALAMITOS_ENERGY_CENTER_UNIT_7 |  |  |  | 6hr_batteries | 87.4% | 87.52% | 87.65% | 85.68% | 83.7% | 86.35% | 89% | 82.17% | 75.34% | 68.51% | 61.68% | 54.85% | 6hr_batteries | 88.85% | 90.62% | 92.4% | 87.23% | 82.05% | 80.83% | 79.6% | 74.65% | 69.7% | 64.75% | 59.8% | 54.85% | [47 empty] | 8hr_batteries |  | cogeneration_dispatchable | 100% | cogeneration_dispatchable-1 | ra_elcc |  | tranche_6 |  | 0.2hr_storage_2023_mtr_2 | 0.9307 | storage | Linear Extrapolation | 2023 | tranche_1 | OCPA | CCA | 0 | 0 | 0 | 38 | 38 | 38 | 38.2198 | 38.2198 | 76.4397 | 114.4397 |  |  |  | 1045 | CHULA VISTA ENERGY CENTER 2, CHULA VISTA ENERGY CENTER 2 BESS
|  |  | 1981 | 12 |  | SDGE | Greater Fresno Herndon | HumboldtCounty |  |  |  | NewBiomassNewStorage | Biomass Storage | Wind Pacific Northwest (GWh) | [5 empty] | coal | thermal | CALPINE |  |  | ALAMITOS_ENERGY_STORAGE |  |  |  | 7hr_batteries | 88.4% | 88.09% | 87.77% | 86.26% | 84.75% | 86.87% | 89% | 83.65% | 78.29% | 72.93% | 67.58% | 62.22% | 7hr_batteries | 89.03% | 90.86% | 92.7% | 88.56% | 84.42% | 83.29% | 82.15% | 78.17% | 74.18% | 70.2% | 66.21% | 62.22% | [47 empty] | 12hr_batteries |  | loadmod_all | 100% | demand_response | ra_elcc |  | tranche_1 |  | 0.2hr_storage_2024_mtr_1 | 0.8557 | storage | Linear Extrapolation | 2024 | tranche_2 | PALMDALE | CCA | 0 | 0 | 0 |  | 6 | 0 | 5.8987 | 5.8987 | 11.7974 | 11.7974 |  |  |  | 1047 | NORTH JOHNSON ENERGY CENTER
|  |  | 1982 | 13 |  | AVA | Greater Fresno Hanford | ImperialCounty |  |  |  | NewGeothermalExistingStorage | Geothermal Storage | Wind Wyoming (GWh) | [5 empty] | out_of_state_wind_WAOR | wind | GOLDMAN SACHS |  |  | ALAMITOS_GEN_STA._UNIT_3 |  |  |  | 8hr_batteries | 89.4% | 88.65% | 87.9% | 86.85% | 85.8% | 87.4% | 89% | 85.12% | 81.24% | 77.36% | 73.48% | 69.6% | 8hr_batteries | 89.2% | 91.1% | 93% | 89.9% | 86.8% | 85.75% | 84.7% | 81.68% | 78.66% | 75.64% | 72.62% | 69.6% | [47 empty] | 24hr_batteries |  | loadmod_all | 100% | demand_response | ra_elcc |  | tranche_2 |  | 0.2hr_storage_2024_mtr_2 | 0.8557 | storage | Linear Extrapolation | 2024 | tranche_2 | PCEA | CCA | 38 | 113 | 51 | 38 | 47 | 217 | 35.1484 | 35.1484 | 70.2968 | 310 |  |  |  | 1048 | ESCONDIDO ENERGY CENTER 2
|  |  | 1983 | 14 |  | AVRN | Greater Fresno Coalinga | InyoCounty |  |  |  | NewGeothermalNewStorage | Geothermal Storage | Wind New Mexico (GWh) | [5 empty] | out_of_state_wind_WYID | wind | CAPITAL DYNAMICS |  |  | ALAMITOS_GEN_STA._UNIT_4 |  |  |  | pumped_storage | 90.1% | 89% | 87.9% | 86.85% | 85.8% | 87.4% | 89% | 85.86% | 82.72% | 79.58% | 76.44% | 73.3% | pumped_storage | 89.4% | 91.4% | 93.4% | 91.3% | 89.2% | 89.05% | 88.9% | 85.78% | 82.66% | 79.54% | 76.42% | 73.3% | [47 empty] | 100hr_batteries |  | loadmod_all | 100% | demand_response | ra_elcc |  | tranche_3 |  | 0.2hr_storage_2025_mtr_1_pre_nov302022 | 0.6394 | storage | Linear Extrapolation | 2025 | tranche_3 | PGE | IOU | 400 | 1201 | 300 | 400 | 500 | 2302 | 388.3133 | 388.3133 | 776.6265 | 3078.6265 |  |  |  | 1062 | WHITE WING RANCH SOLAR
|  |  | 1984 | 15 |  | AZPS | Greater Fresno Borden | KernCounty |  |  |  | NewSolarExistingStorage | Solar Storage | Wind Offshore Morro Bay (GWh) | [5 empty] | demand_response | dr | CLEARWAY |  |  | ALAMITOS_GEN_STA._UNIT_5 |  |  |  | demand_response | 77.24% | 79.75% | 82.26% | 77.49% | 72.71% | 79.51% | 86.3% | 71.92% | 57.54% | 43.16% | 28.78% | 14.4% | demand_response | 89.3% | 90.84% | 92.37% | 77.24% | 62.1% | 60.6% | 59.1% | 50.16% | 41.22% | 32.28% | 23.34% | 14.4% | [47 empty] | demand_response |  | loadmod_all | 100% | demand_response | ra_elcc |  | tranche_4 |  | 0.2hr_storage_2025_mtr_2_post_nov302022 | 0.6655 | storage | Linear Extrapolation | 2025 | tranche_3 | PGE DA | ESP | 77 | 230 | 58 | 77 | 96 | 441 | 73.6267 | 73.6267 | 147.2535 | 588.2535 |  |  |  | 1064 | ARES NEVADA
|  |  | 1985 | 16 |  | BANC | Greater Fresno Reedley | KingsCounty |  |  |  | NewSolarNewStorage | Solar Storage | Wind Offshore Humboldt (GWh) | [5 empty] | offshore_wind | wind | HAAGEN COMPANY |  |  | ALAMO_POWER_PLANT |  |  |  | hydro | 50.81% | 52.14% | 53.46% | 52.46% | 51.46% | 52.97% | 54.47% | 52.17% | 49.88% | 47.58% | 45.28% | 42.98% | hydro | 56.66% | 56.39% | 56.12% | 53.19% | 50.26% | 49.25% | 48.24% | 47.19% | 46.14% | 45.09% | 44.03% | 42.98% | [49 empty] | loadmod_all | 100% | demand_response | ra_elcc |  | tranche_5 |  | 0.2hr_storage_2026_mtr_1_pre_nov302022 | 0.5741 | storage | Linear Extrapolation | 2026 | tranche_4 | PIONEER | CCA | 12 | 37 | 9 | 12 | 15 | 70 | 18.821 | 18.821 | 37.642 | 107.642 |  |  |  | 1074 | GASKELL WEST
|  |  | 1986 | 17 |  | BPAT | Kern Westpark | LakeCounty |  |  |  | NewThermalExistingStorage | Thermal Storage | Solar Baseline California (GWh) | [5 empty] | btm_pv | solar | CLENERA |  |  | SG_ALHAMBRA |  |  |  | small_hydro | 36.44% | 37.39% | 38.34% | 37.63% | 36.91% | 37.99% | 39.07% | 37.42% | 35.77% | 34.12% | 32.48% | 30.83% | small_hydro | 40.64% | 40.44% | 40.25% | 38.15% | 36.05% | 35.32% | 34.6% | 33.84% | 33.09% | 32.34% | 31.58% | 30.83% | [49 empty] | loadmod_all | 100% | demand_response | ra_elcc |  | tranche_6 |  | 0.2hr_storage_2026_mtr_2_post_nov302022 | 0.6957 | storage | Linear Extrapolation | 2026 | tranche_4 | POMONA | CCA | 5 | 14 | 3 | 5 | 6 | 26 | 3.6188 | 3.6188 | 7.2377 | 33.2377 |  |  |  | 1076 | WILLOW SPRINGS SOLAR 3
|  |  | 1987 | 18 |  | CHPD | Kern Kern Power-Tevis | LassenCounty |  |  |  | NewThermalNewStorage | Thermal Storage | Solar New PG&E (GWh) | [7 empty] | COACHELLA WINDS HOLDING, LLC |  |  | SALMON_CREEK_HYDROELECTRIC_PROJECT |  |  |  | geothermal | 86.04% | 88.85% | 91.66% | 92.14% | 92.63% | 91.91% | 91.19% | 91.96% | 92.73% | 93.5% | 94.27% | 95.04% | geothermal | 86.4% | 87.83% | 89.25% | 91% | 92.75% | 92.28% | 91.81% | 92.54% | 93.27% | 94% | 94.73% | 95.45% | [49 empty] | geothermal_dispatchable_all | 100% | geothermal | ra_elcc |  | tranche_1 |  | 0.2hr_storage_2027_mtr_2 | 0.6165 | storage | Linear Extrapolation | 2027 | tranche_5 | PRIME | CCA | 2 | 7 | 2 | 2 | 3 | 14 | 2.415 | 2.415 | 4.8301 | 18.8301 |  |  |  | 1096 | ALTAMONT MIDWAY LTD
|  |  | 1988 | 19 |  | CSTO | Kern Kern Oil | LosAngelesCounty |  |  |  | NewWindExistingStorage | Wind Storage | Solar New SCE SDG&E (GWh) | [7 empty] | CONVERGENT |  |  | MAVERICK6STORAGE |  |  |  | biomass_wood | 77.61% | 79.41% | 81.21% | 81.93% | 82.64% | 81.5% | 80.36% | 81.96% | 83.56% | 85.16% | 86.76% | 88.36% | biomass_wood | 78.78% | 80.87% | 82.97% | 83.03% | 83.09% | 82.34% | 81.6% | 83.15% | 84.7% | 86.25% | 87.79% | 89.34% | [49 empty] | geothermal_dispatchable_all | 100% | geothermal | ra_elcc |  | tranche_2 |  | 0.2hr_storage_2028_mtr_2 | 0.6358 | storage | Linear Extrapolation | 2028 | tranche_6 | RCEA | CCA | 7 | 20 | 5 | 7 | 8 | 38 | 7.0692 | 7.0692 | 14.1384 | 52.1384 |  |  |  | 1106 | FOUNTAIN WIND
|  |  | 1989 | 20 |  | DEAA | Kern South Kern PP | MaderaCounty |  |  |  | NewWindNewStorage | Wind Storage | Solar Distributed (GWh) | [7 empty] | DESERT SANDS |  |  | ALMASOL_GENERATING_STATION_1 |  |  |  | biogas | 74.99% | 76.62% | 78.25% | 78.56% | 78.86% | 77.73% | 76.59% | 78.42% | 80.26% | 82.09% | 83.93% | 85.77% | biogas | 75.85% | 77.83% | 79.82% | 79.51% | 79.21% | 78.25% | 77.29% | 79.19% | 81.09% | 82.99% | 84.89% | 86.79% | [49 empty] | geothermal_dispatchable_all | 100% | geothermal | ra_elcc |  | tranche_3 |  | 0.3hr_storage_2023_mtr_1 | 0.93155 | storage | Linear Extrapolation | 2023 | tranche_1 | RMEA | CCA | 3 | 9 | 2 | 3 | 4 | 17 | 4 | 4 | 8 | 25 |  |  |  | 1116 | ULTRAPOWER CHINESE STATION BESS
|  |  | 1990 | 21 |  | DOPD | Big Creek/Ventura - Vesta | MarinCounty | [5 empty] | Hybrid_or_Paired_Solar_and_Battery (GWh) | [7 empty] | AREVON |  |  | ALMASOL_GENERATING_STATION_4 |  |  |  | nuclear | 93.36% | 93.54% | 93.73% | 93.8% | 93.88% | 93.21% | 92.53% | 93.23% | 93.94% | 94.64% | 95.34% | 96.05% | nuclear | 93.14% | 94% | 94.85% | 94.33% | 93.81% | 93.58% | 93.34% | 93.93% | 94.53% | 95.12% | 95.72% | 96.32% | [49 empty] | geothermal_dispatchable_all | 100% | geothermal | ra_elcc |  | tranche_4 |  | 0.3hr_storage_2023_mtr_2 | 0.93155 | storage | Linear Extrapolation | 2023 | tranche_1 | SBCE | CCA | 2 | 7 | 2 | 2 | 3 | 13 | 3.583 | 3.583 | 7.166 | 20.166 |  |  |  | 1129 | LUNA VALLEY SOLAR, LUNA VALLEY SOLAR 2, LUNA VALLEY SOLAR 3
|  |  | 1991 | 22 |  | EPE | Big Creek/Ventura - Santa Clara | MariposaCounty | [5 empty] | Shed DR (MW) | [7 empty] | EDSAN 1B GROUP |  |  | ALMASOL_GENERATING_STATION_6 |  |  |  | gas_cc | 84.41% | 85.38% | 86.35% | 86.63% | 86.92% | 85.96% | 84.99% | 86.14% | 87.29% | 88.43% | 89.58% | 90.72% | gas_cc | 84.81% | 86.26% | 87.71% | 87.42% | 87.12% | 86.09% | 85.06% | 86.3% | 87.54% | 88.78% | 90.03% | 91.27% | [49 empty] | geothermal_dispatchable_all | 100% | geothermal | ra_elcc |  | tranche_5 |  | 0.3hr_storage_2024_mtr_1 | 0.85705 | storage | Linear Extrapolation | 2024 | tranche_2 | SCE | IOU | 687 | 2060 | 515 | 687 | 858 | 3948 | 683.7346 | 683.7346 | 1367.4692 | 5315.4692 |  |  |  | 1135 | SCARLET
|  |  | 1992 | 23 |  | GCPD | LA Basin Eastern | MendocinoCounty | [5 empty] | Pumped Storage (MW) | [7 empty] | HANWHA ENERGY |  |  | ALMASOL_GENERATING_STATION_7 |  |  |  | gas_ct | 81.24% | 83.46% | 85.68% | 84.02% | 82.37% | 80.69% | 79.01% | 80.26% | 81.51% | 82.76% | 84.01% | 85.26% | gas_ct | 80.21% | 81.64% | 83.07% | 82.61% | 82.16% | 80.58% | 79% | 79.96% | 80.92% | 81.88% | 82.84% | 83.8% | [49 empty] | geothermal_dispatchable_all | 100% | geothermal | ra_elcc |  | tranche_6 |  | 0.3hr_storage_2024_mtr_2 | 0.85705 | storage | Linear Extrapolation | 2024 | tranche_2 | SCE DA | ESP | 90 | 271 | 68 | 90 | 113 | 520 | 86.1898 | 86.1898 | 172.3795 | 692.3795 |  |  |  | 1143 | LAKE ALPAUGH BATTERY STORAGE
|  |  | 1993 | 24 |  | GRIF | LA Basin Western | MercedCounty | [5 empty] | Battery Storage (MWh Energy Capacity) | [7 empty] | HEADLANDS |  |  | ALAMEDA_GT_UNIT_1 |  |  |  | cogen | 93.17% | 92.98% | 92.79% | 93.43% | 94.06% | 93.18% | 92.3% | 92.51% | 92.72% | 92.94% | 93.15% | 93.37% | cogen | 89.51% | 92.08% | 94.65% | 91.92% | 89.19% | 89.03% | 88.88% | 89.66% | 90.44% | 91.22% | 92% | 92.79% | [49 empty] | geothermal_nondispatchable_2020 | 83% | geothermal | ra_elcc | 2020 | tranche_1 |  | 0.3hr_storage_2025_mtr_1_pre_nov302022 | 0.6421 | storage | Linear Extrapolation | 2025 | tranche_3 | SDCP | CCA | 79 | 238 | 59 | 79 | 99 | 455 | 79.9801 | 79.9801 | 159.9601 | 614.9601 |  |  |  | 1166 | BIG ROCK SOLAR FARM
|  |  | 1994 | 25 |  | GRIS | LA Basin El Nido | ModocCounty | [5 empty] | Storage Resource Custom Profile (MW) | [7 empty] | ESVOLTA |  |  | ALAMEDA_GT_UNIT_2 |  |  |  | ice | 93.42% | 93.95% | 94.49% | 94.42% | 94.35% | 94.55% | 94.75% | 93.43% | 92.11% | 90.79% | 89.47% | 88.15% | ice | 92.93% | 90.16% | 87.39% | 89.8% | 92.22% | 91.83% | 91.44% | 90.43% | 89.42% | 88.4% | 87.39% | 86.38% | [49 empty] | geothermal_nondispatchable_2021 | 87.4% | geothermal | ra_elcc | 2021 | tranche_1 |  | 0.3hr_storage_2025_mtr_2_post_nov302022 | 0.66775 | storage | Linear Extrapolation | 2025 | tranche_3 | SDGE | IOU | 83 | 248 | 62 | 83 | 103 | 476 | 71.6201 | 71.6201 | 143.2401 | 619.2401 |  |  |  | 1169 | FALLBROOK ENERGY STORAGE
|  |  | 1995 | 26 |  | GRMA | San Diego/Imperial Valley San Diego | MonoCounty | [5 empty] | RPS Resource Custom Profile (GWh) | [7 empty] | FIRST SOLAR DEVELOPMENT |  |  | TULARE DAC SOLAR |  |  |  | coal | 68.78% | 70.73% | 72.68% | 72.09% | 71.51% | 68.68% | 65.85% | 68.89% | 71.94% | 74.98% | 78.02% | 81.07% | coal | 69.05% | 71.72% | 74.39% | 73.72% | 73.05% | 71.02% | 68.98% | 71.69% | 74.4% | 77.11% | 79.81% | 82.52% | [49 empty] | geothermal_nondispatchable_2022 | 92.9% | geothermal | ra_elcc | 2022 | tranche_1 |  | 0.3hr_storage_2026_mtr_1_pre_nov302022 | 0.57715 | storage | Linear Extrapolation | 2026 | tranche_4 | SDGE DA | ESP | 27 | 80 | 20 | 27 | 33 | 154 | 25.4744 | 25.4744 | 50.9488 | 204.9488 |  |  |  | 1170 | GATEWAY ENERGY STORAGE
|  |  | 1996 | 27 |  | GWA | San Diego/Imperial Valley El Cajon | MontereyCounty | [5 empty] | GHG-free non-RPS Resource Custom Profile (GWh) | [7 empty] | GOAL LINE |  |  | ALPAUGH_NORTH,_LLC |  |  |  | steam | 77.85% | 79.24% | 80.62% | 80.2% | 79.79% | 77.78% | 75.78% | 77.93% | 80.09% | 82.25% | 84.41% | 86.57% | steam | 78.05% | 79.94% | 81.83% | 81.36% | 80.88% | 79.44% | 78% | 79.92% | 81.84% | 83.76% | 85.68% | 87.6% | [49 empty] | geothermal_nondispatchable_2023 | 92.8% | geothermal | ra_elcc | 2023 | tranche_1 |  | 0.3hr_storage_2026_mtr_2_post_nov302022 | 0.69755 | storage | Linear Extrapolation | 2026 | tranche_4 | SJCE | CCA | 43 | 129 | 32 | 43 | 54 | 248 | 39.8427 | 39.8427 | 79.6855 | 327.6855 |  |  |  | 1171 | MCFARLAND SOLAR C
|  |  | 1997 | 28 |  | HGMA | San Diego/Imperial Valley Border | NapaCounty | [5 empty] | Coal (GWh) | [7 empty] | GREEN VALLEY ENERGY STORAGE |  |  | ALPAUGH_50_LLC |  |  |  | unspecified_import | 100% | 100% | 100% | 100% | 100% | 100% | 100% | 100% | 100% | 100% | 100% | 100% | unspecified_import | 100% | 100% | 100% | 100% | 100% | 100% | 100% | 100% | 100% | 100% | 100% | 100% | [49 empty] | geothermal_nondispatchable_2024 | 92.8% | geothermal | ra_elcc | 2024 | tranche_2 |  | 0.3hr_storage_2027_mtr_2 | 0.61975 | storage | Linear Extrapolation | 2027 | tranche_5 | SJP | CCA | 2 | 5 | 1 | 2 | 2 | 10 | 1.785 | 1.785 | 3.5699 | 13.5699 |  |  |  | 1175 | LECONTE ENERGY STORAGE
|  |  | 1998 | 29 |  | IID | No_sub_area | NevadaCounty | [13 empty] | GREENBACKER |  |  | PINYON_PINES_1 | [78 empty] | geothermal_nondispatchable_2025 | 92.8% | geothermal | ra_elcc | 2025 | tranche_3 |  | 0.3hr_storage_2028_mtr_2 | 0.6392 | storage | Linear Extrapolation | 2028 | tranche_6 | SOMA | CCA | 25 | 74 | 18 | 25 | 31 | 141 | 22.6875 | 22.6875 | 45.3749 | 186.3749 |  |  |  | 1204 | ARATINA SOLAR CENTER 1, ARATINA SOLAR CENTER 1 A BESS, ARATINA SOLAR CENTER 1 B BESS, ARATINA SOLAR CENTER 1 B PV
|  |  | 1999 | 30 |  | IPCO |  | OrangeCounty | [13 empty] | GRIDSTOR |  |  | PINYON_PINES_2 | [78 empty] | geothermal_nondispatchable_2026 | 92.8% | geothermal | ra_elcc | 2026 | tranche_4 |  | 0.4hr_storage_2023_mtr_1 | 0.9324 | storage | Linear Extrapolation | 2023 | tranche_1 | SVCEA | CCA | 41 | 124 | 31 | 41 | 52 | 237 | 39.633 | 39.633 | 79.2661 | 316.2661 |  |  |  | 1207 | SIENNA SOLAR FARM
|  |  | 2000 | 31 |  | LDWP |  | PlacerCounty | [13 empty] | HECATE |  |  | ALTA_WIND_4 | [78 empty] | geothermal_nondispatchable_2027 | 92.8% | geothermal | ra_elcc | 2027 | tranche_5 |  | 0.4hr_storage_2023_mtr_2 | 0.9324 | storage | Linear Extrapolation | 2023 | tranche_1 | VCEA | CCA | 8 | 23 | 6 | 8 | 10 | 44 | 8.1543 | 8.1543 | 16.3086 | 60.3086 |  |  |  | 1208 | ANTELOPE SOLAR 2
|  |  | 2001 |  |  | NEVP |  | PlumasCounty | [13 empty] | HYDROSTOR |  |  | ALTA_WIND_5 | [78 empty] | hydro_2020 | 71% | hydro | ra_elcc | 2020 | tranche_1 |  | 0.4hr_storage_2024_mtr_1 | 0.8584 | storage | Linear Extrapolation | 2024 | tranche_2 | WCE | CCA | 15 | 46 | 12 | 15 | 19 | 89 | 0 | 0 | 0 | 89 |  |  |  | 1211 | ROSAMOND SOUTH EAST, ROSAMOND SOUTH EAST BESS 2
|  |  | 2002 |  |  | NWMT |  | RiversideCounty | [13 empty] | IDEMITSU |  |  | ALTA_WIND_8 | [78 empty] | hydro_2021 | 72.6% | hydro | ra_elcc | 2021 | tranche_1 |  | 0.4hr_storage_2024_mtr_2 | 0.8584 | storage | Linear Extrapolation | 2024 | tranche_2 | 3PR | ESP | [5 empty] | 0 |  |  | 0 | 0 |  |  |  | 1212 | GOLDEN FIELDS SOLAR
|  |  | 2003 |  |  | PACE |  | SacramentoCounty | [13 empty] | IP_OBERON |  |  | ALTA_WIND_1 | [78 empty] | hydro_2022 | 66.3% | hydro | ra_elcc | 2022 | tranche_1 |  | 0.4hr_storage_2025_mtr_1_pre_nov302022 | 0.6448 | storage | Linear Extrapolation | 2025 | tranche_3 | APN | ESP | [5 empty] | 0 |  |  | 0 | 0 |  |  |  | 1215 | RABBITBRUSH SOLAR
|  |  | 2004 |  |  | PACW |  | SanBenitoCounty | [13 empty] | LONG ROAD |  |  | ALTA_WIND_2 | [78 empty] | hydro_2023 | 63.7% | hydro | ra_elcc | 2023 | tranche_1 |  | 0.4hr_storage_2025_mtr_2_post_nov302022 | 0.67 | storage | Linear Extrapolation | 2025 | tranche_3 | CEI | ESP | [5 empty] | 0 |  |  | 0 | 0 |  |  |  | 1217 | WILLOW SPRINGS SOLAR 4
|  |  | 2005 |  |  | PortGE |  | SanBernardinoCounty | [13 empty] | MN8 |  |  | ALTA_WIND_3 | [78 empty] | hydro_2024 | 63.7% | hydro | ra_elcc | 2024 | tranche_2 |  | 0.4hr_storage_2026_mtr_1_pre_nov302022 | 0.5802 | storage | Linear Extrapolation | 2026 | tranche_4 | CES | ESP | [5 empty] | 0 |  |  | 0 | 0 |  |  |  | 1222 | AGUA CALIENTE SOLAR 2
|  |  | 2006 |  |  | PNM |  | SanDiegoCounty | [13 empty] | NEXTERA |  |  | MUSTANG_HILLS | [78 empty] | hydro_2025 | 63.7% | hydro | ra_elcc | 2025 | tranche_3 |  | 0.4hr_storage_2026_mtr_2_post_nov302022 | 0.6994 | storage | Linear Extrapolation | 2026 | tranche_4 | CNE | ESP | [5 empty] | 0 |  |  | 0 | 0 |  |  |  | 1223 | DAYLIGHT
|  |  | 2007 |  |  | PSCO |  | SanFrancisco | [13 empty] | INTERSECT |  |  | ALTA_WIND_11 | [78 empty] | hydro_2026 | 63.7% | hydro | ra_elcc | 2026 | tranche_4 |  | 0.4hr_storage_2027_mtr_2 | 0.623 | storage | Linear Extrapolation | 2027 | tranche_5 | CPA | ESP | [5 empty] | 0 |  |  | 0 | 0 |  |  |  | 1234 | INVISABLE GENERATOR WIND
|  |  | 2008 |  |  | PSEI |  | SanJoaquinCounty | [13 empty] | ONWARD |  |  | ALTA_WIND_10 | [78 empty] | hydro_2027 | 63.7% | hydro | ra_elcc | 2027 | tranche_5 |  | 0.4hr_storage_2028_mtr_2 | 0.6426 | storage | Linear Extrapolation | 2028 | tranche_6 | DEB | ESP | [5 empty] | 0 |  |  | 0 | 0 |  |  |  | 124 | SILVER RIDGE MOUNT SIGNAL
|  |  | 2009 |  |  | SCL |  | SanLuisObispoCounty | [13 empty] | PATTERN |  |  | ALTECH_3 | [78 empty] | 10hr_psh_2024_mtr_2 | 78.8% | psh | mtr | 2024 | tranche_2 |  | 0.5hr_storage_2023_mtr_1 | 0.93325 | storage | Linear Extrapolation | 2023 | tranche_1 | EIPS | ESP | [5 empty] | 0 |  |  | 0 | 0 |  |  |  | 1242 | PLUOT
|  |  | 2010 |  |  | SRP |  | SanMateoCounty | [13 empty] | JTN ENERGY |  |  | COACHELLA_1 | [78 empty] | 10hr_psh_2025_mtr_2_post_nov302022 | 84.6% | psh | mtr | 2025 | tranche_3 |  | 0.5hr_storage_2023_mtr_2 | 0.93325 | storage | Linear Extrapolation | 2023 | tranche_1 | NES | ESP | [5 empty] | 0 |  |  | 0 | 0 |  |  |  | 1243 | POMEGRANATE
|  |  | 2011 |  |  | SWPP |  | SantaBarbaraCounty | [13 empty] | JUNIPER |  |  | CANYON_POWER_PLANT_UNIT_1 | [78 empty] | 10hr_psh_2026_mtr_2_post_nov302022 | 84.6% | psh | mtr | 2026 | tranche_4 |  | 0.5hr_storage_2024_mtr_1 | 0.85975 | storage | Linear Extrapolation | 2024 | tranche_2 | PPG | ESP | [5 empty] | 0 |  |  | 0 | 0 |  |  |  | 1259,946 | NORTHERN ORCHARD SOLAR
|  |  | 2012 |  |  | TEPC |  | SantaClaraCounty | [13 empty] | RAVA MESA ENERGY STORAGE |  |  | CANYON_POWER_PLANT_UNIT_2 | [78 empty] | 10hr_psh_2027_mtr_2 | 87.7% | psh | mtr | 2027 | tranche_5 |  | 0.5hr_storage_2024_mtr_2 | 0.85975 | storage | Linear Extrapolation | 2024 | tranche_2 | SENA | ESP | [5 empty] | 0 |  |  | 0 | 0 |  |  |  | 1260 | KYAN SOLAR
|  |  | 2013 |  |  | TIDC |  | SantaCruzCounty | [13 empty] | RECURRENT |  |  | CANYON_POWER_PLANT_UNIT_3 | [78 empty] | 10hr_psh_2028_mtr_1_pre_nov302022 | 81.7% | psh | mtr | 2026 | tranche_4 |  | 0.5hr_storage_2025_mtr_1_pre_nov302022 | 0.6475 | storage | Linear Extrapolation | 2025 | tranche_3 | TNG | ESP | [5 empty] | 0 |  |  | 0 | 0 |  |  |  | 1270 | CORBY
|  |  | 2014 |  |  | TPWR |  | ShastaCounty | [13 empty] | JUPITER POWER |  |  | CANYON_POWER_PLANT_UNIT_4 | [78 empty] | 10hr_psh_2028_mtr_2_post_nov302022 | 90.7% | psh | mtr | 2028 | tranche_6 |  | 0.5hr_storage_2025_mtr_2_post_nov302022 | 0.67225 | storage | Linear Extrapolation | 2025 | tranche_3 | UCOP | ESP | [5 empty] | 0 |  |  | 0 | 0 |  |  |  | 1275 | KOLA, KOLA BESS 2
|  |  | 2015 |  |  | WACM |  | SierraCounty | [13 empty] | REV RENEWABLES |  |  | ANTELOPE QFS | [78 empty] | 11hr_psh_2024_mtr_2 | 79.8% | psh | mtr | 2024 | tranche_2 |  | 0.5hr_storage_2026_mtr_1_pre_nov302022 | 0.58325 | storage | Linear Extrapolation | 2026 | tranche_4 | [15 empty] | 1277 | MULQUEENEY RANCH WIND
|  |  | 2016 |  |  | WALC |  | SiskiyouCounty | [13 empty] | KINGSLAND COMPANIES |  |  | SEVILLE SOLAR ONE | [78 empty] | 11hr_psh_2025_mtr_2_post_nov302022 | 85.6% | psh | mtr | 2025 | tranche_3 |  | 0.5hr_storage_2026_mtr_2_post_nov302022 | 0.70125 | storage | Linear Extrapolation | 2026 | tranche_4 | [15 empty] | 1277,1459 | MULQUEENEY RANCH WIND
|  |  | 2017 |  |  | WAUW |  | SolanoCounty | [13 empty] | KUUBIX ENERGY |  |  | SOUTH FORK POWERHOUSE | [78 empty] | 11hr_psh_2026_mtr_2_post_nov302022 | 85.6% | psh | mtr | 2026 | tranche_4 |  | 0.5hr_storage_2027_mtr_2 | 0.62625 | storage | Linear Extrapolation | 2027 | tranche_5 | [15 empty] | 1312 | DAGGETT SOLAR 1, DAGGETT SOLAR 1 BESS
|  |  | 2018 |  |  | WWA |  | SonomaCounty | [13 empty] | LEAPFROG |  |  | SLAB CREEK HYDRO | [78 empty] | 11hr_psh_2027_mtr_2 | 88.7% | psh | mtr | 2027 | tranche_5 |  | 0.5hr_storage_2028_mtr_2 | 0.646 | storage | Linear Extrapolation | 2028 | tranche_6 | [15 empty] | 1314 | DAGGETT SOLAR 3
|  |  | 2019 |  |  |  |  | StanislausCounty | [13 empty] | LEEWARD |  |  | AQUAMARINE WESTSIDE | [78 empty] | 11hr_psh_2028_mtr_1_pre_nov302022 | 81.25% | psh | mtr | 2026 | tranche_4 |  | 0.6hr_storage_2023_mtr_1 | 0.9341 | storage | Linear Extrapolation | 2023 | tranche_1 | [15 empty] | 1319 | WILLY 9, WILLY 9 ANTELOPE VALLEY COMPLEX
|  |  | 2020 |  |  |  |  | SutterCounty | [13 empty] | SDG&E |  |  | WIND RESOURCE II | [78 empty] | 11hr_psh_2028_mtr_2_post_nov302022 | 91.7% | psh | mtr | 2028 | tranche_6 |  | 0.6hr_storage_2023_mtr_2 | 0.9341 | storage | Linear Extrapolation | 2023 | tranche_1 | [15 empty] | 1322 | SOLAR STAR 3, SOLAR STAR 3 PV
|  |  | 2021 |  |  |  |  | TehamaCounty | [13 empty] | SILVER PEAK ENERGY |  |  | WATSON COGENERATION | [78 empty] | 12hr_psh_2024_mtr_2 | 80.8% | psh | mtr | 2024 | tranche_2 |  | 0.6hr_storage_2024_mtr_1 | 0.8611 | storage | Linear Extrapolation | 2024 | tranche_2 | [15 empty] | 1323 | SOLAR STAR 4, SOLAR STAR 4 PV
|  |  | 2022 |  |  |  |  | TrinityCounty | [13 empty] | SPOWER |  |  | SG ARKANSAS | [78 empty] | 12hr_psh_2025_mtr_2_post_nov302022 | 86.6% | psh | mtr | 2025 | tranche_3 |  | 0.6hr_storage_2024_mtr_2 | 0.8611 | storage | Linear Extrapolation | 2024 | tranche_2 | [15 empty] | 1327 | CYCLONE SOLAR, CYCLONE SOLAR ROSAMOND SOUTH I BESS 1, CYCLONE SOLAR ROSAMOND SOUTH I BESS 3, CYCLONE SOLAR ROSAMOND SOUTH I PV3
|  |  | 2023 |  |  |  |  | TulareCounty | [13 empty] | SUN POWER |  |  | ARLINGTON VALLEY CC | [78 empty] | 12hr_psh_2026_mtr_1_pre_nov302022 | 80.8% | psh | mtr | 2026 | tranche_4 |  | 0.6hr_storage_2025_mtr_1_pre_nov302022 | 0.6502 | storage | Linear Extrapolation | 2025 | tranche_3 | [15 empty] | 1335 | PASTORIA SOLAR
|  |  | 2024 |  |  |  |  | TuolumneCounty | [13 empty] | TERRA GEN |  |  | ARLINGTON | [78 empty] | 12hr_psh_2026_mtr_2_post_nov302022 | 86.6% | psh | mtr | 2026 | tranche_4 |  | 0.6hr_storage_2025_mtr_2_post_nov302022 | 0.6745 | storage | Linear Extrapolation | 2025 | tranche_3 | [15 empty] | 1339 | TAHOE, TAHOE 1, TAHOE 2, TAHOE 3
|  |  | 2025 |  |  |  |  | VenturaCounty | [13 empty] | LONGROAD |  |  | ARLINGTON SOLAR 1 | [78 empty] | 12hr_psh_2027_mtr_2 | 89.7% | psh | mtr | 2027 | tranche_5 |  | 0.6hr_storage_2026_mtr_1_pre_nov302022 | 0.5863 | storage | Linear Extrapolation | 2026 | tranche_4 | [15 empty] | 1347 | ROCCASECCA BESS
|  |  | 2026 |  |  |  |  | YoloCounty | [13 empty] | LS POWER |  |  | ARLINGTON VALLEY SOLAR ENERGY II | [78 empty] | 12hr_psh_2028_mtr_2_post_nov302022 | 92.7% | psh | mtr | 2028 | tranche_6 |  | 0.6hr_storage_2026_mtr_2_post_nov302022 | 0.7031 | storage | Linear Extrapolation | 2026 | tranche_4 | [15 empty] | 1349 | ARAMIS POWER PLANT, ARAMIS POWER PLANT PV2, ARAMIS POWER PLANT BESS 1, ARAMIS POWER PLANT BESS 2
|  |  | 2027 |  |  |  |  | YubaCounty | [13 empty] | LUMINIA |  |  | ORION 1 SOLAR | [78 empty] | 8hr_psh_2024_mtr_2 | 76.8% | psh | mtr | 2024 | tranche_2 |  | 0.6hr_storage_2027_mtr_2 | 0.6295 | storage | Linear Extrapolation | 2027 | tranche_5 | [15 empty] | 1363 | SAND HILL C
|  |  | 2028 |  |  |  |  | Washington | [13 empty] | LUNA VALLEY |  |  | ORION 2 SOLAR | [78 empty] | 8hr_psh_2025_mtr_1_pre_nov302022 | 0% | psh | mtr | 2025 | tranche_3 |  | 0.6hr_storage_2028_mtr_2 | 0.6494 | storage | Linear Extrapolation | 2028 | tranche_6 | [15 empty] | 1378 | GONZAGA WIND FARM, GONZAGA WIND FARM 2
|  |  | 2029 |  |  |  |  | Oregon | [13 empty] | MATRIX RENEWABLES |  |  | ASTORIA 1 | [78 empty] | 8hr_psh_2025_mtr_2_post_nov302022 | 82.6% | psh | mtr | 2025 | tranche_3 |  | 0.7hr_storage_2023_mtr_1 | 0.93495 | storage | Linear Extrapolation | 2023 | tranche_1 | [15 empty] | 1379 | HEARTLAND 1
|  |  | 2030 |  |  |  |  | California | [13 empty] | MIDDLE RIVER POWER |  |  | ASTORIA 2 | [78 empty] | 8hr_psh_2026_mtr_1_pre_nov302022 | 76.8% | psh | mtr | 2026 | tranche_4 |  | 0.7hr_storage_2023_mtr_2 | 0.93495 | storage | Linear Extrapolation | 2023 | tranche_1 | [15 empty] | 138 | SANDSTORM WIND POWER
|  |  | 2031 |  |  |  |  | Idaho | [13 empty] | TGP_ENERGY_MANAGEMENT |  |  | INTERSECTSOLAR | [78 empty] | 8hr_psh_2026_mtr_2_post_nov302022 | 82.6% | psh | mtr | 2026 | tranche_4 |  | 0.7hr_storage_2024_mtr_1 | 0.86245 | storage | Linear Extrapolation | 2024 | tranche_2 | [15 empty] | 1380 | HEARTLAND 2
|  |  | 2032 |  |  |  |  | Nevada | [13 empty] | TRANSGRID |  |  | ATHOS POWER PLANT 2 | [78 empty] | 8hr_psh_2027_mtr_2 | 85.7% | psh | mtr | 2027 | tranche_5 |  | 0.7hr_storage_2024_mtr_2 | 0.86245 | storage | Linear Extrapolation | 2024 | tranche_2 | [15 empty] | 1382 | LAS CAMAS 1
|  |  | 2033 |  |  |  |  | Utah | [13 empty] | TROPICO SOLAR |  |  | ATWELL WEST | [78 empty] | 8hr_psh_2028_mtr_2_post_nov302022 | 88.7% | psh | mtr | 2028 | tranche_6 |  | 0.7hr_storage_2025_mtr_1_pre_nov302022 | 0.6529 | storage | Linear Extrapolation | 2025 | tranche_3 | [15 empty] | 1389 | REDUX SOLAR
|  |  | 2034 |  |  |  |  | Arizona | [13 empty] | AYPA |  |  | ATWELL ISLAND PV SOLAR GENERATING FACI. | [78 empty] | 9hr_psh_2024_mtr_2 | 77.8% | psh | mtr | 2024 | tranche_2 |  | 0.7hr_storage_2025_mtr_2_post_nov302022 | 0.67675 | storage | Linear Extrapolation | 2025 | tranche_3 | [15 empty] | 1391 | SONRISA
|  |  | 2035 |  |  |  |  | Colorado | [13 empty] | WESTLANDS CHERRY |  |  | AVENAL PARK SOLAR PROJECT | [78 empty] | 9hr_psh_2025_mtr_2_post_nov302022 | 83.6% | psh | mtr | 2025 | tranche_3 |  | 0.7hr_storage_2026_mtr_1_pre_nov302022 | 0.58935 | storage | Linear Extrapolation | 2026 | tranche_4 | [15 empty] | 1394 | DRIFTWOOD STELLA
|  |  | 2036 |  |  |  |  | Wyoming | [13 empty] | CONED |  |  | AVENAL SOLAR 1 | [78 empty] | 9hr_psh_2026_mtr_2_post_nov302022 | 83.6% | psh | mtr | 2026 | tranche_4 |  | 0.7hr_storage_2026_mtr_2_post_nov302022 | 0.70495 | storage | Linear Extrapolation | 2026 | tranche_4 | [15 empty] | 1397 | SANDRINI SOL 1
|  |  | 2037 |  |  |  |  | Montana | [13 empty] | CONCENTRIC POWER |  |  | AVENAL SOLAR 2 | [78 empty] | 9hr_psh_2027_mtr_2 | 86.7% | psh | mtr | 2027 | tranche_5 |  | 0.7hr_storage_2027_mtr_2 | 0.63275 | storage | Linear Extrapolation | 2027 | tranche_5 | [15 empty] | 1402 | ATLAS COMPLEX, ATLAS COMPLEX 11 PV, ATLAS COMPLEX 4B PV, ATLAS COMPLEX 2 PV, ATLAS COMPLEX 5 PV, ATLAS COMPLEX 6 PV, ATLAS COMPLEX 10 PV, ATLAS COMPLEX 4A BESS, ATLAS COMPLEX 7A BESS, ATLAS COMPLEX 7B BESS, ATLAS COMPLEX 8A BESS, ATLAS COMPLEX 8B BESS, ATLAS COMPLEX 9 BESS
|  |  | 2038 |  |  |  |  | SouthDakota | [13 empty] | CARVAL INVESTORS |  |  | SAND DRAG SOLAR PROJECT | [78 empty] | 9hr_psh_2028_mtr_1_pre_nov302022 | 79.25% | psh | mtr | 2026 | tranche_4 |  | 0.7hr_storage_2028_mtr_2 | 0.6528 | storage | Linear Extrapolation | 2028 | tranche_6 | [15 empty] | 1405 | ATHOS POWER PLANT
|  |  | 2039 |  |  |  |  | NewMexico | [13 empty] | IOWN |  |  | SUN CITY SOLAR PROJECT | [78 empty] | 9hr_psh_2028_mtr_2_post_nov302022 | 89.7% | psh | mtr | 2028 | tranche_6 |  | 0.8hr_storage_2023_mtr_1 | 0.9358 | storage | Linear Extrapolation | 2023 | tranche_1 | [15 empty] | 1413 | BALDY MESA
|  |  | 2040 |  |  |  |  | Texas | [13 empty] | BIRCH INFRASTRUCTURE |  |  | AV SOLAR RANCH 1 | [78 empty] | solar_2023_mtr_1 | 7.8% | solar | mtr | 2023 | tranche_1 |  | 0.8hr_storage_2023_mtr_2 | 0.9358 | storage | Linear Extrapolation | 2023 | tranche_1 | [15 empty] | 1419 | CAMINO SOLAR, CAMINO SOLAR BESS
|  |  | 2041 |  |  |  |  | BritishColumbiaCanada | [13 empty] | ENGEMAN ENERGY |  |  | LAKE HERMAN SOLAR | [78 empty] | solar_2023_mtr_2 | 7.8% | solar | mtr | 2023 | tranche_1 |  | 0.8hr_storage_2024_mtr_1 | 0.8638 | storage | Linear Extrapolation | 2024 | tranche_2 | [15 empty] | 1429 | MOUNT LAGUNA WIND 2
|  |  | 2042 |  |  |  |  | AlbertaCanada | [13 empty] | BIOSTAR RENEWABLES |  |  | BALCH 1 PH UNIT 1 | [78 empty] | solar_2024_mtr_1 | 6.6% | solar | mtr | 2024 | tranche_2 |  | 0.8hr_storage_2024_mtr_2 | 0.8638 | storage | Linear Extrapolation | 2024 | tranche_2 | [15 empty] | 1432 | STARLIGHT SOLAR
|  |  | 2043 |  |  |  |  | BajaCaliforniaMexico | [13 empty] | PIVOT ENERGY |  |  | BALCH 2 PH UNIT 2 | [78 empty] | solar_2024_mtr_2 | 6.6% | solar | mtr | 2024 | tranche_2 |  | 0.8hr_storage_2025_mtr_1_pre_nov302022 | 0.6556 | storage | Linear Extrapolation | 2025 | tranche_3 | [15 empty] | 1435 | VIKTORIA SOLAR
|  |  | 2044 | [18 empty] | EDF RENEWABLES |  |  | BALCH 2 PH UNIT 3 | [78 empty] | solar_2025_mtr_1_pre_nov302022 | 6.7% | solar | mtr | 2025 | tranche_3 |  | 0.8hr_storage_2025_mtr_2_post_nov302022 | 0.679 | storage | Linear Extrapolation | 2025 | tranche_3 | [15 empty] | 1442 | AJO POWER BANK
|  |  | 2045 | [18 empty] | CATALYZE |  |  | VIRGINIA RANCH DAM POWERPLANT | [78 empty] | solar_2025_mtr_2_post_nov302022 | 6.6% | solar | mtr | 2025 | tranche_3 |  | 0.8hr_storage_2026_mtr_1_pre_nov302022 | 0.5924 | storage | Linear Extrapolation | 2026 | tranche_4 | [15 empty] | 1443 | ANGELA, ANGELA BESS
|  |  | 2046 | [18 empty] | SUNZIA WIND POWERCO LLC |  |  | BANKPP_2_NSPIN | [78 empty] | solar_2026_mtr_1_pre_nov302022 | 5.7% | solar | mtr | 2026 | tranche_4 |  | 0.8hr_storage_2026_mtr_2_post_nov302022 | 0.7068 | storage | Linear Extrapolation | 2026 | tranche_4 | [15 empty] | 1444 | SALOON ENERGY STORAGE
|  |  | 2047 | [18 empty] | ORNI 50 |  |  | LOS ALAMITOS 1 | [78 empty] | solar_2026_mtr_2_post_nov302022 | 7% | solar | mtr | 2026 | tranche_4 |  | 0.8hr_storage_2027_mtr_2 | 0.636 | storage | Linear Extrapolation | 2027 | tranche_5 | [15 empty] | 1454 | HUMMINGBIRD ENERGY STORAGE
|  |  | 2048 | [18 empty] | DIMENSION ENERGY |  |  | BARRE QFS | [78 empty] | solar_2027_mtr_2 | 7.5% | solar | mtr | 2027 | tranche_5 |  | 0.8hr_storage_2028_mtr_2 | 0.6562 | storage | Linear Extrapolation | 2028 | tranche_6 | [15 empty] | 1455 | JANUS
|  |  | 2049 | [18 empty] | ENERSMART |  |  | BARRE PEAKER | [78 empty] | solar_2028_mtr_2 | 8.8% | solar | mtr | 2028 | tranche_6 |  | 0.9hr_storage_2023_mtr_1 | 0.93665 | storage | Linear Extrapolation | 2023 | tranche_1 | [15 empty] | 1456 | LAS CAMAS 3
|  |  | 2050 | [18 empty] | SB ENERGY |  |  | KING CITY COGEN | [78 empty] | storage_2023_mtr_1 |  | storage | mtr | 2023 | tranche_1 |  | 0.9hr_storage_2023_mtr_2 | 0.93665 | storage | Linear Extrapolation | 2023 | tranche_1 | [15 empty] | 1457 | MILPA POWER BANK
|  |  | 2051 | [18 empty] | 174 POWER GLOBAL |  |  | BCTSYS_5_PWXDYN | [78 empty] | storage_2023_mtr_2 |  | storage | mtr | 2023 | tranche_1 |  | 0.9hr_storage_2024_mtr_1 | 0.86515 | storage | Linear Extrapolation | 2024 | tranche_2 | [15 empty] | 1459 | MULQUEENEY RANCH WIND 2
|  |  | 2052 | [18 empty] | EDP RENEWABLES |  |  | BADGER CREEK LIMITED | [78 empty] | storage_2024_mtr_1 |  | storage | mtr | 2024 | tranche_2 |  | 0.9hr_storage_2024_mtr_2 | 0.86515 | storage | Linear Extrapolation | 2024 | tranche_2 | [15 empty] | 1461 | RECLAIMED WIND
|  |  | 2053 | [18 empty] | BROAD REACH POWER |  |  | BEARDSLEY HYDRO | [78 empty] | storage_2024_mtr_2 |  | storage | mtr | 2024 | tranche_2 |  | 0.9hr_storage_2025_mtr_1_pre_nov302022 | 0.6583 | storage | Linear Extrapolation | 2025 | tranche_3 | [15 empty] | 1463 | SOLANO 4 WIND
|  |  | 2054 | [18 empty] | COMMUNITY RENEWABLE ENERGY SERVICES |  |  | BEAR MOUNTAIN LIMITED | [78 empty] | storage_2025_mtr_1_pre_nov302022 |  | storage | mtr | 2025 | tranche_3 |  | 0.9hr_storage_2025_mtr_2_post_nov302022 | 0.68125 | storage | Linear Extrapolation | 2025 | tranche_3 | [15 empty] | 1470 | CABALLERO STORAGE
|  |  | 2055 | [18 empty] | GEYSERS POWER COMPANY |  |  | BROADVIEW 2 | [78 empty] | storage_2025_mtr_2_post_nov302022 |  | storage | mtr | 2025 | tranche_3 |  | 0.9hr_storage_2026_mtr_1_pre_nov302022 | 0.59545 | storage | Linear Extrapolation | 2026 | tranche_4 | [15 empty] | 1479 | KEY STORAGE 1
|  |  | 2056 | [18 empty] | CAPE GENERATING STATION I LLC |  |  | BROADVIEW 1 | [78 empty] | storage_2026_mtr_1_pre_nov302022 |  | storage | mtr | 2026 | tranche_4 |  | 0.9hr_storage_2026_mtr_2_post_nov302022 | 0.70865 | storage | Linear Extrapolation | 2026 | tranche_4 | [15 empty] | 1491 | TEPONA OFF-SHORE WIND
|  |  | 2057 | [18 empty] | HUMBOLDT HOUSE |  |  | BELDEN HYDRO | [78 empty] | storage_2026_mtr_2_post_nov302022 |  | storage | mtr | 2026 | tranche_4 |  | 0.9hr_storage_2027_mtr_2 | 0.63925 | storage | Linear Extrapolation | 2027 | tranche_5 | [15 empty] | 1493 | AZALEA, AZALEA BESS
|  |  | 2058 | [18 empty] | MAYACMA |  |  | BEAR CANYON ENERGY STORAGE | [78 empty] | storage_2027_mtr_2 |  | storage | mtr | 2027 | tranche_5 |  | 0.9hr_storage_2028_mtr_2 | 0.6596 | storage | Linear Extrapolation | 2028 | tranche_6 | [15 empty] | 1495 | CHALAN SOLAR, CHALAN SOLAR STORAGE
|  |  | 2059 | [18 empty] | MORGAN STANLEY |  |  | ANTELOPE SOLAR 2 | [78 empty] | storage_2028_mtr_2 |  | storage | mtr | 2028 | tranche_6 |  | 1.1hr_storage_2023_mtr_1 | 0.93835 | storage | Linear Extrapolation | 2023 | tranche_1 | [15 empty] | 1496 | DESCENDANT RANCH 1
|  |  | 2060 | [18 empty] | DYNASTY |  |  | ANTELOPE SOLAR 2 SAN PABLO | [78 empty] | wind_ca_2023_mtr_1 | 13.9% | wind | mtr | 2023 | tranche_1 |  | 1.1hr_storage_2023_mtr_2 | 0.93835 | storage | Linear Extrapolation | 2023 | tranche_1 | [15 empty] | 1499 | JASMINE
[22 empty] | OHMCONNECT |  |  | ANTELOPE SOLAR 1B | [78 empty] | wind_ca_2023_mtr_2 | 13.9% | wind | mtr | 2023 | tranche_1 |  | 1.1hr_storage_2024_mtr_1 | 0.86785 | storage | Linear Extrapolation | 2024 | tranche_2 | [15 empty] | 1507 | PROSPECT ENERGY STORAGE
[22 empty] | NEXUS |  |  | ANTELOPE SOLAR 3A | [78 empty] | wind_ca_2024_mtr_1 | 16.5% | wind | mtr | 2024 | tranche_2 |  | 1.1hr_storage_2024_mtr_2 | 0.86785 | storage | Linear Extrapolation | 2024 | tranche_2 | [15 empty] | 1510 | BELLEFIELD SOLAR FARM, BELLEFIELD SOLAR FARM BESS
[22 empty] | LOCKHART SOLAR |  |  | ANTELOPE SOLAR 3B | [78 empty] | wind_ca_2024_mtr_2 | 16.5% | wind | mtr | 2024 | tranche_2 |  | 1.1hr_storage_2025_mtr_1_pre_nov302022 | 0.6637 | storage | Linear Extrapolation | 2025 | tranche_3 | [15 empty] | 1516 | REXFORD SOLAR FARM, REXFORD SOLAR FARM BESS
[22 empty] | HARPER SOLAR |  |  | BIG SKY SOLAR 3 | [78 empty] | wind_ca_2025_mtr_1_pre_nov302022 | 22.6% | wind | mtr | 2025 | tranche_3 |  | 1.1hr_storage_2025_mtr_2_post_nov302022 | 0.68575 | storage | Linear Extrapolation | 2025 | tranche_3 | [15 empty] | 1518 | SANBORN SOLAR 2, SANBORN SOLAR 2 EDWARDS 5
[22 empty] | FUELCELL ENERGY |  |  | BIG CREEK HYDRO PROJECT PSP | [78 empty] | wind_ca_2025_mtr_2_post_nov302022 | 12% | wind | mtr | 2025 | tranche_3 |  | 1.1hr_storage_2026_mtr_1_pre_nov302022 | 0.60155 | storage | Linear Extrapolation | 2026 | tranche_4 | [15 empty] | 1518,1790 | SANBORN SOLAR 2 S5, SANBORN SOLAR 2 S6
[22 empty] | MORNINGSIDE VENTURE CAPITAL |  |  | DAM 7 AT BIG CREEK (FISHWATER GEN) | [78 empty] | wind_ca_2026_mtr_1_pre_nov302022 | 21.6% | wind | mtr | 2026 | tranche_4 |  | 1.1hr_storage_2026_mtr_2_post_nov302022 | 0.71235 | storage | Linear Extrapolation | 2026 | tranche_4 | [15 empty] | 1519 | BALDY MESA 2
[22 empty] | NOVA |  |  | MAMMOTH POOL RESERVOIR (FISHWATER | [78 empty] | wind_ca_2026_mtr_2_post_nov302022 | 13.2% | wind | mtr | 2026 | tranche_4 |  | 1.1hr_storage_2027_mtr_2 | 0.64575 | storage | Linear Extrapolation | 2027 | tranche_5 | [15 empty] | 1522 | ARIDA SOLAR FARM
[22 empty] | OPEN MOUNTAIN ENERGY |  |  | ANTELOPE SOLAR 2 LAB | [78 empty] | wind_ca_2027_mtr_2 | 14% | wind | mtr | 2027 | tranche_5 |  | 1.1hr_storage_2028_mtr_2 | 0.6664 | storage | Linear Extrapolation | 2028 | tranche_6 | [15 empty] | 1528 | WINDY WASH SOLAR
[22 empty] | ORIGIS |  |  | ANTELOPE SOLAR 2 LUNA | [78 empty] | wind_ca_2028_mtr_2 | 14.7% | wind | mtr | 2028 | tranche_6 |  | 1.2hr_storage_2023_mtr_1 | 0.9392 | storage | Linear Extrapolation | 2023 | tranche_1 | [15 empty] | 1529 | CENTENNIAL FLATS
[22 empty] | ORMAT |  |  | BIG SKY SOLAR 6 | [78 empty] | wind_nm_2023_mtr_2 | 31.1% | wind | mtr | 2023 | tranche_1 |  | 1.2hr_storage_2023_mtr_2 | 0.9392 | storage | Linear Extrapolation | 2023 | tranche_1 | [15 empty] | 1531 | BATERIA DEL SUR, BATERIA DEL SUR 2B
[22 empty] | PHOENIX ENERGY |  |  | BIG SKY SOLAR 7 | [78 empty] | wind_nm_2024_mtr_2 | 31% | wind | mtr | 2024 | tranche_2 |  | 1.2hr_storage_2024_mtr_1 | 0.8692 | storage | Linear Extrapolation | 2024 | tranche_2 | [15 empty] | 1532 | KETTLE SOLAR ONE
[22 empty] | PRIMERGY SOLAR |  |  | BIG SKY SOLAR 8 | [78 empty] | wind_nm_2025_mtr_1_pre_nov302022 | 34.5% | wind | mtr | 2025 | tranche_3 |  | 1.2hr_storage_2024_mtr_2 | 0.8692 | storage | Linear Extrapolation | 2024 | tranche_2 | [15 empty] | 1534 | VULCAN
[22 empty] | PROLOGIS |  |  | ANTELOPE BIG SKY RANCH | [78 empty] | wind_nm_2025_mtr_2_post_nov302022 | 30% | wind | mtr | 2025 | tranche_3 |  | 1.2hr_storage_2025_mtr_1_pre_nov302022 | 0.6664 | storage | Linear Extrapolation | 2025 | tranche_3 | [15 empty] | 1539 | IRVING STORAGE
[22 empty] | RENESOLA |  |  | BIG SKY SOLAR 4 | [78 empty] | wind_nm_2026_mtr_1_pre_nov302022 | 36.1% | wind | mtr | 2026 | tranche_4 |  | 1.2hr_storage_2025_mtr_2_post_nov302022 | 0.688 | storage | Linear Extrapolation | 2025 | tranche_3 | [15 empty] | 1550 | TANAGER STORAGE
[22 empty] | RENEWABLE AMERICA |  |  | BIG SKY SUMMER | [78 empty] | wind_nm_2026_mtr_2_post_nov302022 | 35% | wind | mtr | 2026 | tranche_4 |  | 1.2hr_storage_2026_mtr_1_pre_nov302022 | 0.6046 | storage | Linear Extrapolation | 2026 | tranche_4 | [15 empty] | 1552 | CORMORANT STORAGE
[22 empty] | RENEWABLE PROPERTIES |  |  | WESTERN ANTELOPE BLUE SKY RANCH B | [78 empty] | wind_nm_2027_mtr_2 | 33.7% | wind | mtr | 2027 | tranche_5 |  | 1.2hr_storage_2026_mtr_2_post_nov302022 | 0.7142 | storage | Linear Extrapolation | 2026 | tranche_4 | [15 empty] | 1553 | JEWELFLOWER STORAGE
[22 empty] | RESI STATION |  |  | BIG SKY SOLAR 2 | [78 empty] | wind_nm_2028_mtr_2 | 31.9% | wind | mtr | 2028 | tranche_6 |  | 1.2hr_storage_2027_mtr_2 | 0.649 | storage | Linear Extrapolation | 2027 | tranche_5 | [15 empty] | 1557 | NOOSA ENERGY STORAGE
[22 empty] | RWE |  |  | SOLVERDE 1 | [78 empty] | wind_offshore_2025_mtr_2_post_nov302022 | 48% | wind | mtr | 2025 | tranche_3 |  | 1.2hr_storage_2028_mtr_2 | 0.6698 | storage | Linear Extrapolation | 2028 | tranche_6 | [15 empty] | 1565 | DYNAMO SOLAR
[22 empty] | SCE |  |  | BIG SKY SOLAR 1 | [78 empty] | wind_offshore_2026_mtr_1_pre_nov302022 | 36.4% | wind | mtr | 2026 | tranche_4 |  | 1.3hr_storage_2023_mtr_1 | 0.94005 | storage | Linear Extrapolation | 2023 | tranche_1 | [15 empty] | 1568 | AIR STATION 1
[22 empty] | SCOUT |  |  | WOODLAND BIOMASS | [78 empty] | wind_offshore_2026_mtr_2_post_nov302022 | 46% | wind | mtr | 2026 | tranche_4 |  | 1.3hr_storage_2023_mtr_2 | 0.94005 | storage | Linear Extrapolation | 2023 | tranche_1 | [15 empty] | 1587 | KINGSROAD HYBRID SOLAR
[22 empty] | SEPV SIERRA LLC |  |  | BISHOP CREEK PLANT 2 AND 6 | [78 empty] | wind_offshore_2027_mtr_2 | 44% | wind | mtr | 2027 | tranche_5 |  | 1.3hr_storage_2024_mtr_1 | 0.87055 | storage | Linear Extrapolation | 2024 | tranche_2 | [15 empty] | 1593 | PELICANS JAW HYBRID SOLAR, PELICANS JAW HYBRID SOLAR 1
[22 empty] | SHELL |  |  | BISHOP CREEK PLANT 3 AND 4 | [78 empty] | wind_offshore_2028_mtr_2 | 44.7% | wind | mtr | 2028 | tranche_6 |  | 1.3hr_storage_2024_mtr_2 | 0.87055 | storage | Linear Extrapolation | 2024 | tranche_2 | [15 empty] | 1596 | BUTTONBUSH SOLAR HYBRID ENERGY CENTER
[22 empty] | SHOREBREAK ENERGY |  |  | BAKERSFIELD 111 | [78 empty] | wind_wy_2023_mtr_2 | 28.9% | wind | mtr | 2023 | tranche_1 |  | 1.3hr_storage_2025_mtr_1_pre_nov302022 | 0.6691 | storage | Linear Extrapolation | 2025 | tranche_3 | [15 empty] | 1604 | ARATINA SOLAR CENTER 2
[22 empty] | SOLTAGE |  |  | JAMES B. BLACK 1 | [78 empty] | wind_wy_2024_mtr_2 | 28.1% | wind | mtr | 2024 | tranche_2 |  | 1.3hr_storage_2025_mtr_2_post_nov302022 | 0.69025 | storage | Linear Extrapolation | 2025 | tranche_3 | [15 empty] | 1608 | AVOCET STORAGE
[22 empty] | STRATA |  |  | JAMES B. BLACK 2 | [78 empty] | wind_wy_2025_mtr_1_pre_nov302022 | 26.7% | wind | mtr | 2025 | tranche_3 |  | 1.3hr_storage_2026_mtr_1_pre_nov302022 | 0.60765 | storage | Linear Extrapolation | 2026 | tranche_4 | [15 empty] | 1611 | COMMERCE ENERGY STORAGE
[22 empty] | TAHOE 10 CAPITAL |  |  | MOUNTAIN VIEW IV WIND | [78 empty] | wind_wy_2025_mtr_2_post_nov302022 | 31% | wind | mtr | 2025 | tranche_3 |  | 1.3hr_storage_2026_mtr_2_post_nov302022 | 0.71605 | storage | Linear Extrapolation | 2026 | tranche_4 | [15 empty] | 1615 | KESTREL STORAGE
[22 empty] | VALLEY WIDE ENERGY & CONSTRUCTION SERVICES |  |  | BLACK BUTTE HYDRO | [78 empty] | wind_wy_2026_mtr_1_pre_nov302022 | 33.9% | wind | mtr | 2026 | tranche_4 |  | 1.3hr_storage_2027_mtr_2 | 0.65225 | storage | Linear Extrapolation | 2027 | tranche_5 | [15 empty] | 1617 | LOCKHART SOLAR 2
[22 empty] | VC RENEWABLES |  |  | BLACKWELL SOLAR | [78 empty] | wind_wy_2026_mtr_2_post_nov302022 | 33% | wind | mtr | 2026 | tranche_4 |  | 1.3hr_storage_2028_mtr_2 | 0.6732 | storage | Linear Extrapolation | 2028 | tranche_6 | [15 empty] | 1619 | GOLDBACK SOLAR CENTER
[22 empty] | VESPER ENERGY |  |  | GENESIS MCCOY BESS | [78 empty] | wind_wy_2027_mtr_2 | 31.7% | wind | mtr | 2027 | tranche_5 |  | 1.4hr_storage_2023_mtr_1 | 0.9409 | storage | Linear Extrapolation | 2023 | tranche_1 | [15 empty] | 1625 | ANGELENO SOLAR FARM
[22 empty] | VISTRA |  |  | MCCOY STATION | [78 empty] | wind_wy_2028_mtr_2 | 30.9% | wind | mtr | 2028 | tranche_6 |  | 1.4hr_storage_2023_mtr_2 | 0.9409 | storage | Linear Extrapolation | 2023 | tranche_1 | [15 empty] | 1629 | HUMIDOR STORAGE 1
[22 empty] | VITOL |  |  | BLACK DIAMOND ENERGY STORAGE | [85 empty] | 1.4hr_storage_2024_mtr_1 | 0.8719 | storage | Linear Extrapolation | 2024 | tranche_2 | [15 empty] | 1631 | BELLEFIELD 2 SOLAR FARM
[22 empty] | WDG CAPITAL PARTNERS |  |  | COSOSTORAGE | [85 empty] | 1.4hr_storage_2024_mtr_2 | 0.8719 | storage | Linear Extrapolation | 2024 | tranche_2 | [15 empty] | 1632 | SANBORN HYBRID 3
[22 empty] | WEST COAST WASTE COMPANY |  |  | BLM EAST FACILITY | [85 empty] | 1.4hr_storage_2025_mtr_1_pre_nov302022 | 0.6718 | storage | Linear Extrapolation | 2025 | tranche_3 | [15 empty] | 1636 | CALYPSO SOLAR
[22 empty] | WHITE PINE RENEWABLE |  |  | BOULEVARD ENERGY STORAGE | [85 empty] | 1.4hr_storage_2025_mtr_2_post_nov302022 | 0.6925 | storage | Linear Extrapolation | 2025 | tranche_3 | [15 empty] | 1642 | OBERON
[22 empty] | WPOWER |  |  | BLYTHE SOLAR 1 PROJECT | [85 empty] | 1.4hr_storage_2026_mtr_1_pre_nov302022 | 0.6107 | storage | Linear Extrapolation | 2026 | tranche_4 | [15 empty] | 1643 | LYCAN SOLAR
[22 empty] | ATLANTICA NORTH AMERICA |  |  | BLYTHE GREEN 1 | [85 empty] | 1.4hr_storage_2026_mtr_2_post_nov302022 | 0.7179 | storage | Linear Extrapolation | 2026 | tranche_4 | [15 empty] | 1645 | MENIFEE POWER BANK, MENIFEE POWER BANK 5
[22 empty] | AVERVON |  |  | ALTA POWER HOUSE | [85 empty] | 1.4hr_storage_2027_mtr_2 | 0.6555 | storage | Linear Extrapolation | 2027 | tranche_5 | [15 empty] | 1646 | DOUBLE BUTTE STORAGE
[22 empty] | BLUE_MOUNTAIN_ELECTRIC_COMPANY_LLC |  |  | FEATHER RIVER ENERGY CENTER, UNIT #1 | [85 empty] | 1.4hr_storage_2028_mtr_2 | 0.6766 | storage | Linear Extrapolation | 2028 | tranche_6 | [15 empty] | 1647 | ARIDA 2 SOLAR FARM
[22 empty] | BRIGHT CANYON ENERGY |  |  | CALPEAK POWER BORDER UNIT 1 | [85 empty] | 1.5hr_storage_2023_mtr_1 | 0.94175 | storage | Linear Extrapolation | 2023 | tranche_1 | [15 empty] | 1649 | BONANZA SOLAR
[22 empty] | CALIFORNIA_SOLAR_INNOVATORS_INC_DBA_CALSOLAR |  |  | NID HYDRO BOWMAN POWERHOUSE | [85 empty] | 1.5hr_storage_2023_mtr_2 | 0.94175 | storage | Linear Extrapolation | 2023 | tranche_1 | [15 empty] | 1650 | ROUGH HAT HYBRID SOLAR
[22 empty] | EDPR |  |  | BAKER STATION HYDRO | [85 empty] | 1.5hr_storage_2024_mtr_1 | 0.87325 | storage | Linear Extrapolation | 2024 | tranche_2 | [15 empty] | 1654 | YELLOW PINE 3
[22 empty] | EMPIRE |  |  | HIGH WINDS ENERGY CENTER | [85 empty] | 1.5hr_storage_2024_mtr_2 | 0.87325 | storage | Linear Extrapolation | 2024 | tranche_2 | [15 empty] | 1655 | BONANZA PEAK SOLAR FARM
[22 empty] | IDEMITSU |  |  | NEXTERA ENERGY MONTEZUMA WIND II | [85 empty] | 1.5hr_storage_2025_mtr_1_pre_nov302022 | 0.6745 | storage | Linear Extrapolation | 2025 | tranche_3 | [15 empty] | 1657 | SANDPIPER STORAGE
[22 empty] | IGNIS |  |  | FPL ENERGY MONTEZUMA WIND | [85 empty] | 1.5hr_storage_2025_mtr_2_post_nov302022 | 0.69475 | storage | Linear Extrapolation | 2025 | tranche_3 | [15 empty] | 1660 | CIMARRON WIND
[22 empty] | IP ATHOS |  |  | SHILOH I WIND PROJECT | [85 empty] | 1.5hr_storage_2026_mtr_1_pre_nov302022 | 0.61375 | storage | Linear Extrapolation | 2026 | tranche_4 | [15 empty] | 1662 | VENTASSO ENERGY STORAGE
[22 empty] | KINGSLAND _COMPANIES_LLC |  |  | SHILOH WIND PROJECT 2 | [85 empty] | 1.5hr_storage_2026_mtr_2_post_nov302022 | 0.71975 | storage | Linear Extrapolation | 2026 | tranche_4 | [15 empty] | 1663 | HOODINI
[22 empty] | OHM CONNECT |  |  | SHILOH III WIND PROJECT,, LLC | [85 empty] | 1.5hr_storage_2027_mtr_2 | 0.65875 | storage | Linear Extrapolation | 2027 | tranche_5 | [15 empty] | 1664 | VOLTA DE MEXICALI
[22 empty] | PARMAR LAND CO |  |  | SHILOH IV WIND PROJECT | [85 empty] | 1.5hr_storage_2028_mtr_2 | 0.68 | storage | Linear Extrapolation | 2028 | tranche_6 | [15 empty] | 1665 | KINGSLEY SOLAR FARM
[22 empty] | PATTERN ENERGY |  |  | DESERT GREEN SOLAR FARM | [85 empty] | 1.6hr_storage_2023_mtr_1 | 0.9426 | storage | Linear Extrapolation | 2023 | tranche_1 | [15 empty] | 1667 | SUNRISE BUTTE
[22 empty] | RENEWABLE PROPERTIES LLC |  |  | NRG BORREGO SOLAR ONE | [85 empty] | 1.6hr_storage_2023_mtr_2 | 0.9426 | storage | Linear Extrapolation | 2023 | tranche_1 | [15 empty] | 1669 | POME BESS
[22 empty] | SUNRUN |  |  | CORAM BRODIE WIND PROJECT | [85 empty] | 1.6hr_storage_2024_mtr_1 | 0.8746 | storage | Linear Extrapolation | 2024 | tranche_2 | [15 empty] | 1670 | PEREGRINE STORAGE
[22 empty] | SUNZIA WIND |  |  | BLYTHE ENERGY CENTER | [85 empty] | 1.6hr_storage_2024_mtr_2 | 0.8746 | storage | Linear Extrapolation | 2024 | tranche_2 | [15 empty] | 1673 | NIGHTHAWK STORAGE
[22 empty] | TERRAGEN |  |  | LASSEN STATION HYDRO | [85 empty] | 1.6hr_storage_2025_mtr_1_pre_nov302022 | 0.6772 | storage | Linear Extrapolation | 2025 | tranche_3 | [15 empty] | 1678 | HARQUAHALA SUNRISE
[22 empty] | WELLHEAD |  |  | OAK FLAT | [85 empty] | 1.6hr_storage_2025_mtr_2_post_nov302022 | 0.697 | storage | Linear Extrapolation | 2025 | tranche_3 | [15 empty] | 1683 | AQUEDUCT ENERGY STORAGE
[22 empty] | ZETA |  |  | BUCKS CREEK AGGREGATE | [85 empty] | 1.6hr_storage_2026_mtr_1_pre_nov302022 | 0.6168 | storage | Linear Extrapolation | 2026 | tranche_4 | [15 empty] | 1687 | CONAWAY HYBRID POWER PLANT
[25 empty] | NORTH PALM SPRINGS 1A | [85 empty] | 1.6hr_storage_2026_mtr_2_post_nov302022 | 0.7216 | storage | Linear Extrapolation | 2026 | tranche_4 | [15 empty] | 1690 | DENALI ENERGY STORAGE
[25 empty] | BUCKWIND RE-POWERING PROJECT | [85 empty] | 1.6hr_storage_2027_mtr_2 | 0.662 | storage | Linear Extrapolation | 2027 | tranche_5 | [15 empty] | 1691 | FORTIS
[25 empty] | WINTEC ENERGY, LTD. | [85 empty] | 1.6hr_storage_2028_mtr_2 | 0.6834 | storage | Linear Extrapolation | 2028 | tranche_6 | [15 empty] | 1702 | POTENTIA-VIRIDI
[25 empty] | BURNEY FOREST POWER | [85 empty] | 1.7hr_storage_2023_mtr_1 | 0.94345 | storage | Linear Extrapolation | 2023 | tranche_1 | [15 empty] | 1705 | STEEL CITY BATTERY STORAGE
[25 empty] | BUTT VALLEY HYDRO | [85 empty] | 1.7hr_storage_2023_mtr_2 | 0.94345 | storage | Linear Extrapolation | 2023 | tranche_1 | [15 empty] | 1709 | ROSEMARY
[25 empty] | MUSTANG 2 BARBARO SOLAR | [85 empty] | 1.7hr_storage_2024_mtr_1 | 0.87595 | storage | Linear Extrapolation | 2024 | tranche_2 | [15 empty] | 1713 | LEAD, LEAD BESS 2
[25 empty] | MUSTANG 2 WHIRLAWAY SOLAR | [85 empty] | 1.7hr_storage_2024_mtr_2 | 0.87595 | storage | Linear Extrapolation | 2024 | tranche_2 | [15 empty] | 1718 | GONZAGA HYBRID, GONZAGA HYBRID WIND
[25 empty] | CABAZON WIND PROJECT | [85 empty] | 1.7hr_storage_2025_mtr_1_pre_nov302022 | 0.6799 | storage | Linear Extrapolation | 2025 | tranche_3 | [15 empty] | 1726-WD | PISTACHIO ROAD
[25 empty] | CALIFORNIA FLATS STORAGE | [85 empty] | 1.7hr_storage_2025_mtr_2_post_nov302022 | 0.69925 | storage | Linear Extrapolation | 2025 | tranche_3 | [15 empty] | 1728 | ZETA
[25 empty] | CALIFORNIA FLATS NORTH | [85 empty] | 1.7hr_storage_2026_mtr_1_pre_nov302022 | 0.61985 | storage | Linear Extrapolation | 2026 | tranche_4 | [15 empty] | 1736 | HAWKINS SOLAR HYBRID
[25 empty] | CALIFORNIA FLATS SOLAR SOUTH | [85 empty] | 1.7hr_storage_2026_mtr_2_post_nov302022 | 0.72345 | storage | Linear Extrapolation | 2026 | tranche_4 | [15 empty] | 1740 | PUFF HYBRID SOLAR
[25 empty] | COSO NAVY 1 | [85 empty] | 1.7hr_storage_2027_mtr_2 | 0.66525 | storage | Linear Extrapolation | 2027 | tranche_5 | [15 empty] | 1744 | CRYSTAL FLATS
[25 empty] | AGNEWS POWER PLANT | [85 empty] | 1.7hr_storage_2028_mtr_2 | 0.6868 | storage | Linear Extrapolation | 2028 | tranche_6 | [15 empty] | 1745 | SUNRISE POWER IMPROVEMENT
[25 empty] | CALIPATRIA SOLAR FARM | [85 empty] | 1.8hr_storage_2023_mtr_1 | 0.9443 | storage | Linear Extrapolation | 2023 | tranche_1 | [15 empty] | 1749 | WHALE ROCK ENERGY
[25 empty] | CAMANCHE UNITS 1, 2 & 3 AGGREGATE | [85 empty] | 1.8hr_storage_2023_mtr_2 | 0.9443 | storage | Linear Extrapolation | 2023 | tranche_1 | [15 empty] | 1750 | WINDWALKER OFFSHORE
[25 empty] | RUANN DAIRY DIGESTER BIOMAT | [85 empty] | 1.8hr_storage_2024_mtr_1 | 0.8773 | storage | Linear Extrapolation | 2024 | tranche_2 | [15 empty] | 1751 | WINSTON HYBRID PV AND BESS
[25 empty] | BUCKMAN SPRINGS PV | [85 empty] | 1.8hr_storage_2024_mtr_2 | 0.8773 | storage | Linear Extrapolation | 2024 | tranche_2 | [15 empty] | 1757 | COBALT
[25 empty] | CAMELOT | [85 empty] | 1.8hr_storage_2025_mtr_1_pre_nov302022 | 0.6826 | storage | Linear Extrapolation | 2025 | tranche_3 | [15 empty] | 1758 | DESERT SANDS
[25 empty] | COLUMBIA TWO | [85 empty] | 1.8hr_storage_2025_mtr_2_post_nov302022 | 0.7015 | storage | Linear Extrapolation | 2025 | tranche_3 | [15 empty] | 1761 | GRACE ENERGY CENTER
[25 empty] | CAMP FAR WEST HYDRO | [85 empty] | 1.8hr_storage_2026_mtr_1_pre_nov302022 | 0.6229 | storage | Linear Extrapolation | 2026 | tranche_4 | [15 empty] | 1763 | PORTA
[25 empty] | CANTUA SOLAR STATION | [85 empty] | 1.8hr_storage_2026_mtr_2_post_nov302022 | 0.7253 | storage | Linear Extrapolation | 2026 | tranche_4 | [15 empty] | 1764 | SAPPHIRE SOLAR
[25 empty] | EDOM HILLS WIND FARM | [85 empty] | 1.8hr_storage_2027_mtr_2 | 0.6685 | storage | Linear Extrapolation | 2027 | tranche_5 | [15 empty] | 1766 | COMMERCE ENERGY STORAGE 2
[25 empty] | CARIBOU PH 1 UNIT 2 & 3 AGGREGATE | [85 empty] | 1.8hr_storage_2028_mtr_2 | 0.6902 | storage | Linear Extrapolation | 2028 | tranche_6 | [15 empty] | 1768 | ROADHOUSE STORAGE
[25 empty] | CARIBOU PH 2 UNIT 4 & 5 AGGREGATE | [85 empty] | 1.9hr_storage_2023_mtr_1 | 0.94515 | storage | Linear Extrapolation | 2023 | tranche_1 | [15 empty] | 1774 | OVERNIGHT SOLAR
[25 empty] | CARIBOU PH 1 UNIT 1 | [85 empty] | 1.9hr_storage_2023_mtr_2 | 0.94515 | storage | Linear Extrapolation | 2023 | tranche_1 | [15 empty] | 1775 | SEGS EXPANSION 2 HYBRID
[25 empty] | CARLSBAD 1 | [85 empty] | 1.9hr_storage_2024_mtr_1 | 0.87865 | storage | Linear Extrapolation | 2024 | tranche_2 | [15 empty] | 1776 | VENTOSO
[25 empty] | CARLSBAD 2 | [85 empty] | 1.9hr_storage_2024_mtr_2 | 0.87865 | storage | Linear Extrapolation | 2024 | tranche_2 | [15 empty] | 1779 | BELLEFIELD 3 SOLAR FARM
[25 empty] | CASCADE ENERGY STORAGE | [85 empty] | 1.9hr_storage_2025_mtr_1_pre_nov302022 | 0.6853 | storage | Linear Extrapolation | 2025 | tranche_3 | [15 empty] | 1782 | WILLOW ROCK ENERGY STORAGE
[25 empty] | CATALINA SOLAR - PHASES 1 AND 2 | [85 empty] | 1.9hr_storage_2025_mtr_2_post_nov302022 | 0.70375 | storage | Linear Extrapolation | 2025 | tranche_3 | [15 empty] | 1783 | SHOALS ENERGY STORAGE
[25 empty] | CATALINA SOLAR 2 | [85 empty] | 1.9hr_storage_2026_mtr_1_pre_nov302022 | 0.62595 | storage | Linear Extrapolation | 2026 | tranche_4 | [15 empty] | 1784 | KEYHOLE WIND
[25 empty] | CALIFORNIA VALLEY SOLAR RANCH-PHASE B | [85 empty] | 1.9hr_storage_2026_mtr_2_post_nov302022 | 0.72715 | storage | Linear Extrapolation | 2026 | tranche_4 | [15 empty] | 1789 | REXFORD 2 SOLAR FARM
[25 empty] | CALIFORNIA VALLEY SOLAR RANCH-PHASE A | [85 empty] | 1.9hr_storage_2027_mtr_2 | 0.67175 | storage | Linear Extrapolation | 2027 | tranche_5 | [15 empty] | 1790 | SANBORN HYBRID 4
[25 empty] | VASCO ROAD | [85 empty] | 1.9hr_storage_2028_mtr_2 | 0.6936 | storage | Linear Extrapolation | 2028 | tranche_6 | [15 empty] | 1791 | SANBORN 5 HYBRID
[25 empty] | CDWR07_2_GEN | [85 empty] | 10.1hr_storage_2023_mtr_1 | 0.9841 | storage | Linear Extrapolation | 2023 | tranche_1 | [15 empty] | 1792 | SEQUOIA
[25 empty] | WATER WHEEL RANCH | [85 empty] | 10.1hr_storage_2023_mtr_2 | 0.9841 | storage | Linear Extrapolation | 2023 | tranche_1 | [15 empty] | 1795 | ARIDA 3 SOLAR FARM
[25 empty] | DUCOR SOLAR 1 | [85 empty] | 10.1hr_storage_2024_mtr_1 | 0.95245 | storage | Linear Extrapolation | 2024 | tranche_2 | [15 empty] | 1796 | DELAMAR ENERGY STORAGE
[25 empty] | DUCOR SOLAR 2 | [85 empty] | 10.1hr_storage_2024_mtr_2 | 0.95245 | storage | Linear Extrapolation | 2024 | tranche_2 | [15 empty] | 1798 | CALVADA SPRINGS SOLAR
[25 empty] | DUCOR SOLAR 3 | [85 empty] | 10.1hr_storage_2025_mtr_1_pre_nov302022 | 0.8493 | storage | Linear Extrapolation | 2025 | tranche_3 | [15 empty] | 1799 | ROUGH HAT 2
[25 empty] | DUCOR SOLAR 4 | [85 empty] | 10.1hr_storage_2025_mtr_2_post_nov302022 | 0.8862 | storage | Linear Extrapolation | 2025 | tranche_3 | [15 empty] | 1800 | PURPLE SAGE ENERGY CENTER
[25 empty] | CENTRAL 40 | [85 empty] | 10.1hr_storage_2026_mtr_1_pre_nov302022 | 0.81455 | storage | Linear Extrapolation | 2026 | tranche_4 | [15 empty] | 1801 | WATER ROCK SOLAR 1
[25 empty] | MWD RIO HONDO HYDROELECTRIC RECOVERY PLA | [85 empty] | 10.1hr_storage_2026_mtr_2_post_nov302022 | 0.87885 | storage | Linear Extrapolation | 2026 | tranche_4 | [15 empty] | 1806 | CAPTIVA ENERGY STORAGE
[25 empty] | PICO RIVERA | [85 empty] | 10.1hr_storage_2027_mtr_2 | 0.9403 | storage | Linear Extrapolation | 2027 | tranche_5 | [15 empty] | 1810 | EAST FIELD ENERGY STORAGE
[25 empty] | TECHNICAST | [85 empty] | 10.1hr_storage_2028_mtr_2 | 0.9724 | storage | Linear Extrapolation | 2028 | tranche_6 | [15 empty] | 1812 | DATELAND ENERGY COMPLEX, DATELAND ENERGY COMPLEX SIERRA
[25 empty] | CENTER PEAKER | [85 empty] | 10.2hr_storage_2023_mtr_1 | 0.9842 | storage | Linear Extrapolation | 2023 | tranche_1 | [15 empty] | 1818 | SADDLE MOUNTAIN SOLAR
[25 empty] | BLYTHE MESA SOLAR | [85 empty] | 10.2hr_storage_2023_mtr_2 | 0.9842 | storage | Linear Extrapolation | 2023 | tranche_1 | [15 empty] | 1818-WD | TERRY
[25 empty] | BLYTHE MESA SOLAR 2 BESS | [85 empty] | 10.2hr_storage_2024_mtr_1 | 0.9529 | storage | Linear Extrapolation | 2024 | tranche_2 | [15 empty] | 1820 | SCAFELL STORAGE
[25 empty] | CENTURY GENERATING PLANT (AGGREGATE) | [85 empty] | 10.2hr_storage_2024_mtr_2 | 0.9529 | storage | Linear Extrapolation | 2024 | tranche_2 | [15 empty] | 1821 | SEGURO STORAGE
[25 empty] | CHALK CLIFF LIMITED | [85 empty] | 10.2hr_storage_2025_mtr_1_pre_nov302022 | 0.8506 | storage | Linear Extrapolation | 2025 | tranche_3 | [15 empty] | 1824 | VIENTO FRONTERIZO
[25 empty] | PROCTER AND GAMBLE OXNARD I | [85 empty] | 10.2hr_storage_2025_mtr_2_post_nov302022 | 0.8884 | storage | Linear Extrapolation | 2025 | tranche_3 | [15 empty] | 1828 | WELLHEAD POWER PANOCHE, LLC
[25 empty] | CHESTNUT WESTSIDE BESS | [85 empty] | 10.2hr_storage_2026_mtr_1_pre_nov302022 | 0.8161 | storage | Linear Extrapolation | 2026 | tranche_4 | [15 empty] | 1831 | MIDLAND ES
[25 empty] | CHESTNUT WESTSIDE PV | [85 empty] | 10.2hr_storage_2026_mtr_2_post_nov302022 | 0.8807 | storage | Linear Extrapolation | 2026 | tranche_4 | [15 empty] | 1835 | CASCADE ENERGY STORAGE EXPANSION
[25 empty] | CHEVRON USA (TAFT/CADET) | [85 empty] | 10.2hr_storage_2027_mtr_2 | 0.9436 | storage | Linear Extrapolation | 2027 | tranche_5 | [15 empty] | 1836-WD | NACHTIGALL
[25 empty] | CHEVRON USA (COALINGA) | [85 empty] | 10.2hr_storage_2028_mtr_2 | 0.9758 | storage | Linear Extrapolation | 2028 | tranche_6 | [15 empty] | 1837 | TAMALPAIS ENERGY STORAGE
[25 empty] | AERA ENERGY, LLC. (COALINGA) | [85 empty] | 10.3hr_storage_2023_mtr_1 | 0.9843 | storage | Linear Extrapolation | 2023 | tranche_1 | [15 empty] | 1838 | BOREALIS ENERGY STORAGE
[25 empty] | CHEVRON USA (CYMRIC) | [85 empty] | 10.3hr_storage_2023_mtr_2 | 0.9843 | storage | Linear Extrapolation | 2023 | tranche_1 | [15 empty] | 1840 | GENOA ENERGY STORAGE
[25 empty] | CHEVRON U.S.A. UNITS 1 & 2 AGGREGATE | [85 empty] | 10.3hr_storage_2024_mtr_1 | 0.95335 | storage | Linear Extrapolation | 2024 | tranche_2 | [15 empty] | 1842 | TOLENAS
[25 empty] | CHICAGO PARK POWERHOUSE | [85 empty] | 10.3hr_storage_2024_mtr_2 | 0.95335 | storage | Linear Extrapolation | 2024 | tranche_2 | [15 empty] | 1843 | BRUSHY
[25 empty] | SYCAMORE ENERGY 1 | [85 empty] | 10.3hr_storage_2025_mtr_1_pre_nov302022 | 0.8519 | storage | Linear Extrapolation | 2025 | tranche_3 | [15 empty] | 1846 | WILDHORSE ENERGY CENTER
[25 empty] | SYCAMORE ENERGY 2 | [85 empty] | 10.3hr_storage_2025_mtr_2_post_nov302022 | 0.8906 | storage | Linear Extrapolation | 2025 | tranche_3 | [15 empty] | 1847 | JUGLANS ENERGY STORAGE
[25 empty] | POMONA ENERGY STORAGE | [85 empty] | 10.3hr_storage_2026_mtr_1_pre_nov302022 | 0.81765 | storage | Linear Extrapolation | 2026 | tranche_4 | [15 empty] | 1850 | HIGH WINDS STORAGE
[25 empty] | JURUPA | [85 empty] | 10.3hr_storage_2026_mtr_2_post_nov302022 | 0.88255 | storage | Linear Extrapolation | 2026 | tranche_4 | [15 empty] | 1854 | CORBY 2
[25 empty] | POMONA ENERGY STORAGE 2 | [85 empty] | 10.3hr_storage_2027_mtr_2 | 0.9469 | storage | Linear Extrapolation | 2027 | tranche_5 | [15 empty] | 1856 | ARGES BESS
[25 empty] | CHINO QFS | [85 empty] | 10.3hr_storage_2028_mtr_2 | 0.9792 | storage | Linear Extrapolation | 2028 | tranche_6 | [15 empty] | 1858 | GRINDSTONE CREEK SOLAR
[25 empty] | SS SAN ANTONIO WEST, LLC | [85 empty] | 10.4hr_storage_2023_mtr_1 | 0.9844 | storage | Linear Extrapolation | 2023 | tranche_1 | [15 empty] | 1859 | MAYACAMAS GEOTHERMAL
[25 empty] | CHINO RT SOLAR 1 | [85 empty] | 10.4hr_storage_2023_mtr_2 | 0.9844 | storage | Linear Extrapolation | 2023 | tranche_1 | [15 empty] | 1862 | VERBENA ENERGY STORAGE
[25 empty] | KONA SOLAR - TERRA FRANCESCA | [85 empty] | 10.4hr_storage_2024_mtr_1 | 0.9538 | storage | Linear Extrapolation | 2024 | tranche_2 | [15 empty] | 1863 | STONY CREEK STORAGE
[25 empty] | CHINO CO-GENERATION | [85 empty] | 10.4hr_storage_2024_mtr_2 | 0.9538 | storage | Linear Extrapolation | 2024 | tranche_2 | [15 empty] | 1864 | TOWNSHIP POWER BANK
[25 empty] | MN MILLIKEN GENCO, LLC | [85 empty] | 10.4hr_storage_2025_mtr_1_pre_nov302022 | 0.8532 | storage | Linear Extrapolation | 2025 | tranche_3 | [15 empty] | 1865 | SEAHAWK STORAGE
[25 empty] | AVENUE 26 PHASE I SOLAR | [85 empty] | 10.4hr_storage_2025_mtr_2_post_nov302022 | 0.8928 | storage | Linear Extrapolation | 2025 | tranche_3 | [15 empty] | 1866 | TOKAY STORAGE
[25 empty] | AVENUE 26 PHASE II SOLAR | [85 empty] | 10.4hr_storage_2026_mtr_1_pre_nov302022 | 0.8192 | storage | Linear Extrapolation | 2026 | tranche_4 | [15 empty] | 1867 | VELAS
[25 empty] | CHOW II BIOMASS TO ENERGY | [85 empty] | 10.4hr_storage_2026_mtr_2_post_nov302022 | 0.8844 | storage | Linear Extrapolation | 2026 | tranche_4 | [15 empty] | 1871 | STAGELINE ENERGY STORAGE
[25 empty] | CHOW 2 PEAKER PLANT | [85 empty] | 10.4hr_storage_2027_mtr_2 | 0.9502 | storage | Linear Extrapolation | 2027 | tranche_5 | [15 empty] | 1872 | ALLEGHENY ENERGY STORAGE
[25 empty] | CLINES CORNERS | [85 empty] | 10.4hr_storage_2028_mtr_2 | 0.9826 | storage | Linear Extrapolation | 2028 | tranche_6 | [15 empty] | 1874 | COMMANDER ENERGY STORAGE
[25 empty] | CLINES CORNERS B | [85 empty] | 10.5hr_storage_2023_mtr_1 | 0.9845 | storage | Linear Extrapolation | 2023 | tranche_1 | [15 empty] | 1875 | DELILAH ENERGY STORAGE
[25 empty] | CLOVERDALE SOLAR I | [85 empty] | 10.5hr_storage_2023_mtr_2 | 0.9845 | storage | Linear Extrapolation | 2023 | tranche_1 | [15 empty] | 1876 | DOUBLE SPRINGS ENERGY STORAGE
[25 empty] | CLOVER CREEK | [85 empty] | 10.5hr_storage_2024_mtr_1 | 0.95425 | storage | Linear Extrapolation | 2024 | tranche_2 | [15 empty] | 1877 | JAGUAR ENERGY STORAGE
[25 empty] | LIME SADDLE HYDRO | [85 empty] | 10.5hr_storage_2024_mtr_2 | 0.95425 | storage | Linear Extrapolation | 2024 | tranche_2 | [15 empty] | 1880 | PALMETTO ENERGY STORAGE
[25 empty] | CLAIREMONT ENERGY STORAGE | [85 empty] | 10.5hr_storage_2025_mtr_1_pre_nov302022 | 0.8545 | storage | Linear Extrapolation | 2025 | tranche_3 | [15 empty] | 1881 | SPECTRUM ENERGY STORAGE
[25 empty] | SMALL QF AGGREGATION - OAKLAND | [85 empty] | 10.5hr_storage_2025_mtr_2_post_nov302022 | 0.895 | storage | Linear Extrapolation | 2025 | tranche_3 | [15 empty] | 1886-WD | KERN SUNSET
[25 empty] | DAGGETT 2 A BESS | [85 empty] | 10.5hr_storage_2026_mtr_1_pre_nov302022 | 0.82075 | storage | Linear Extrapolation | 2026 | tranche_4 | [15 empty] | 1887 | PRESIDIO
[25 empty] | DAGGETT 2 B BESS | [85 empty] | 10.5hr_storage_2026_mtr_2_post_nov302022 | 0.88625 | storage | Linear Extrapolation | 2026 | tranche_4 | [15 empty] | 1887-WD | HIGHWAY 43
[25 empty] | DAGGETT 2 C BESS | [85 empty] | 10.5hr_storage_2027_mtr_2 | 0.9535 | storage | Linear Extrapolation | 2027 | tranche_5 | [15 empty] | 1889 | HOLMAN
[25 empty] | DAGGETT 2 A PV | [85 empty] | 10.5hr_storage_2028_mtr_2 | 0.986 | storage | Linear Extrapolation | 2028 | tranche_6 | [15 empty] | 1892 | HARMONY STORAGE 2
[25 empty] | DAGGETT 2 B PV | [85 empty] | 10.6hr_storage_2023_mtr_1 | 0.9846 | storage | Linear Extrapolation | 2023 | tranche_1 | [15 empty] | 1895 | OAKDALE STORAGE
[25 empty] | DAGGETT 2 C PV | [85 empty] | 10.6hr_storage_2023_mtr_2 | 0.9846 | storage | Linear Extrapolation | 2023 | tranche_1 | [15 empty] | 1896 | PATHFINDER STORAGE
[25 empty] | CENTINELA SOLAR ENERGY I | [85 empty] | 10.6hr_storage_2024_mtr_1 | 0.9547 | storage | Linear Extrapolation | 2024 | tranche_2 | [15 empty] | 1900 | BAYLANDS BATTERY
[25 empty] | CENTINELS SOLAR ENERGY 2 | [85 empty] | 10.6hr_storage_2024_mtr_2 | 0.9547 | storage | Linear Extrapolation | 2024 | tranche_2 | [15 empty] | 1903 | GOLDEN FLATS
[25 empty] | CENTERVILLE | [85 empty] | 10.6hr_storage_2025_mtr_1_pre_nov302022 | 0.8558 | storage | Linear Extrapolation | 2025 | tranche_3 | [15 empty] | 1904 | NORTHEAST CENTRAL VALLEY
[25 empty] | MARSH LANDING 1 | [85 empty] | 10.6hr_storage_2025_mtr_2_post_nov302022 | 0.8972 | storage | Linear Extrapolation | 2025 | tranche_3 | [15 empty] | 1911 | ZORIN STORAGE
[25 empty] | MARSH LANDING 2 | [85 empty] | 10.6hr_storage_2026_mtr_1_pre_nov302022 | 0.8223 | storage | Linear Extrapolation | 2026 | tranche_4 | [15 empty] | 1912 | ESPRESSO (FKA KOLA 2)
[25 empty] | MARSH LANDING 3 | [85 empty] | 10.6hr_storage_2026_mtr_2_post_nov302022 | 0.8881 | storage | Linear Extrapolation | 2026 | tranche_4 | [15 empty] | 1914 | BLACK DIAMOND ES2
[25 empty] | MARSH LANDING 4 | [85 empty] | 10.6hr_storage_2027_mtr_2 | 0.9568 | storage | Linear Extrapolation | 2027 | tranche_5 | [15 empty] | 1915 | SHERMAN ENERGY STORAGE
[25 empty] | OAKLEY SOLAR PROJECT | [85 empty] | 10.6hr_storage_2028_mtr_2 | 0.9894 | storage | Linear Extrapolation | 2028 | tranche_6 | [15 empty] | 1918 | KIFER BESS 1
[25 empty] | STOCKTON BIOMAS | [85 empty] | 10.7hr_storage_2023_mtr_1 | 0.9847 | storage | Linear Extrapolation | 2023 | tranche_1 | [15 empty] | 1919 | SUNBEAM STORAGE
[25 empty] | COLEMAN | [85 empty] | 10.7hr_storage_2023_mtr_2 | 0.9847 | storage | Linear Extrapolation | 2023 | tranche_1 | [15 empty] | 1920 | ZEUS BESS
[25 empty] | COLGATE POWERHOUSE UNIT 1 | [85 empty] | 10.7hr_storage_2024_mtr_1 | 0.95515 | storage | Linear Extrapolation | 2024 | tranche_2 | [15 empty] | 1921 | ALLIUM HYBRID
[25 empty] | COLGATE POWERHOUSE UNIT 2 | [85 empty] | 10.7hr_storage_2024_mtr_2 | 0.95515 | storage | Linear Extrapolation | 2024 | tranche_2 | [15 empty] | 1922 | ALTA CASA STORAGE
[25 empty] | COLGREEN NORTH SHORE | [85 empty] | 10.7hr_storage_2025_mtr_1_pre_nov302022 | 0.8571 | storage | Linear Extrapolation | 2025 | tranche_3 | [15 empty] | 1928 | EL REY POWER BANK
[25 empty] | COLLINS PINE | [85 empty] | 10.7hr_storage_2025_mtr_2_post_nov302022 | 0.8994 | storage | Linear Extrapolation | 2025 | tranche_3 | [15 empty] | 1929 | CAZADORES STORAGE
[25 empty] | AGUA MANSA UNIT 1 (CITY OF COLTON) | [85 empty] | 10.7hr_storage_2026_mtr_1_pre_nov302022 | 0.82385 | storage | Linear Extrapolation | 2026 | tranche_4 | [15 empty] | 1930 | APACHE STORAGE
[25 empty] | COLUSA GENERATING STATION | [85 empty] | 10.7hr_storage_2026_mtr_2_post_nov302022 | 0.88995 | storage | Linear Extrapolation | 2026 | tranche_4 | [15 empty] | 1932 | COUGAR STORAGE
[25 empty] | COLLIERVILLE HYDRO UNIT 1 & 2 AGGREGATE | [85 empty] | 10.7hr_storage_2027_mtr_2 | 0.9601 | storage | Linear Extrapolation | 2027 | tranche_5 | [15 empty] | 1933 | PUMA STORAGE
[25 empty] | CONDOR BESS | [85 empty] | 10.7hr_storage_2028_mtr_2 | 0.9928 | storage | Linear Extrapolation | 2028 | tranche_6 | [15 empty] | 1934 | LOTUS SOLAR 2
[25 empty] | MAMMOTH G1 | [85 empty] | 10.8hr_storage_2023_mtr_1 | 0.9848 | storage | Linear Extrapolation | 2023 | tranche_1 | [15 empty] | 1935 | ELYSIAN
[25 empty] | MAMMOTH G2 | [85 empty] | 10.8hr_storage_2023_mtr_2 | 0.9848 | storage | Linear Extrapolation | 2023 | tranche_1 | [15 empty] | 1943 | WINGTIP SOLAR 1
[25 empty] | MAMMOTH G3 | [85 empty] | 10.8hr_storage_2024_mtr_1 | 0.9556 | storage | Linear Extrapolation | 2024 | tranche_2 | [15 empty] | 1949 | DARDEN
[25 empty] | LUNDY | [85 empty] | 10.8hr_storage_2024_mtr_2 | 0.9556 | storage | Linear Extrapolation | 2024 | tranche_2 | [15 empty] | 1952 | AUSTRALIS
[25 empty] | DIXIE VALLEY GEO | [85 empty] | 10.8hr_storage_2025_mtr_1_pre_nov302022 | 0.8584 | storage | Linear Extrapolation | 2025 | tranche_3 | [15 empty] | 1953 | FLORES STORAGE
[25 empty] | POOLE HYDRO PLANT 1 | [85 empty] | 10.8hr_storage_2025_mtr_2_post_nov302022 | 0.9016 | storage | Linear Extrapolation | 2025 | tranche_3 | [15 empty] | 1954 | HUASO HYBRID
[25 empty] | CONTROL QFS | [85 empty] | 10.8hr_storage_2026_mtr_1_pre_nov302022 | 0.8254 | storage | Linear Extrapolation | 2026 | tranche_4 | [15 empty] | 1955 | CIERVO MOUNTAIN HYBRID
[25 empty] | RUSH CREEK | [85 empty] | 10.8hr_storage_2026_mtr_2_post_nov302022 | 0.8918 | storage | Linear Extrapolation | 2026 | tranche_4 | [15 empty] | 1956 | CLARKSON
[25 empty] | CMS2 | [85 empty] | 10.8hr_storage_2027_mtr_2 | 0.9634 | storage | Linear Extrapolation | 2027 | tranche_5 | [15 empty] | 1958 | SPIKES PEAK SOLAR
[25 empty] | COPPER MOUNTAIN SOLAR 4 | [85 empty] | 10.8hr_storage_2028_mtr_2 | 0.9962 | storage | Linear Extrapolation | 2028 | tranche_6 | [15 empty] | 1959 | CORNUCOPIA HYBRID
[25 empty] | COPPER MOUNTAIN 10 | [85 empty] | 10.9hr_storage_2023_mtr_1 | 0.9849 | storage | Linear Extrapolation | 2023 | tranche_1 | [15 empty] | 1960 | LAS CAMAS 4
[25 empty] | COPPER MOUNTAIN 48 | [85 empty] | 10.9hr_storage_2023_mtr_2 | 0.9849 | storage | Linear Extrapolation | 2023 | tranche_1 | [15 empty] | 1962 | LOCK STORAGE
[25 empty] | COPPER_MOUNTAIN_3_01 | [85 empty] | 10.9hr_storage_2024_mtr_1 | 0.95605 | storage | Linear Extrapolation | 2024 | tranche_2 | [15 empty] | 1963 | ALMANDE ENERGY STORAGE
[25 empty] | COPPER_MOUNTAIN_3_02 | [85 empty] | 10.9hr_storage_2024_mtr_2 | 0.95605 | storage | Linear Extrapolation | 2024 | tranche_2 | [15 empty] | 1966 | ORLEANS
[25 empty] | COPPER_MOUNTAIN_3_03 | [85 empty] | 10.9hr_storage_2025_mtr_1_pre_nov302022 | 0.8597 | storage | Linear Extrapolation | 2025 | tranche_3 | [15 empty] | 1968 | PLUM
[25 empty] | COPPER_MOUNTAIN_3_04 | [85 empty] | 10.9hr_storage_2025_mtr_2_post_nov302022 | 0.9038 | storage | Linear Extrapolation | 2025 | tranche_3 | [15 empty] | 1970 | BUTTERCUP HYBRID SOLAR
[25 empty] | COPPER_MOUNTAIN_3_05 | [85 empty] | 10.9hr_storage_2026_mtr_1_pre_nov302022 | 0.82695 | storage | Linear Extrapolation | 2026 | tranche_4 | [15 empty] | 1973 | PEACEFUL HOLLOW BESS
[25 empty] | COPPER_MOUNTAIN_3_06 | [85 empty] | 10.9hr_storage_2026_mtr_2_post_nov302022 | 0.89365 | storage | Linear Extrapolation | 2026 | tranche_4 | [15 empty] | 1975 | TARRAGON HYBRID
[25 empty] | COPPER_MOUNTAIN_3_07 | [85 empty] | 10.9hr_storage_2027_mtr_2 | 0.9667 | storage | Linear Extrapolation | 2027 | tranche_5 | [15 empty] | 1977 | VALETUDO ENERGY STORAGE
[25 empty] | COPPER_MOUNTAIN_3_08 | [85 empty] | 10.9hr_storage_2028_mtr_2 | 0.9996 | storage | Linear Extrapolation | 2028 | tranche_6 | [15 empty] | 1980 | ARTEMIS
[25 empty] | COPPER_MOUNTAIN_3_09 | [85 empty] | 10hr_storage_2023_mtr_1 | 0.984 | storage | Linear Extrapolation | 2023 | tranche_1 | [15 empty] | 1983 | PHAENON
[25 empty] | COPPER_MOUNTAIN_3_10 | [85 empty] | 10hr_storage_2023_mtr_2 | 0.984 | storage | Linear Extrapolation | 2023 | tranche_1 | [15 empty] | 1987 | BUTTONBUSH SOLAR 2
[25 empty] | CID SOLAR | [85 empty] | 10hr_storage_2024_mtr_1 | 0.952 | storage | Linear Extrapolation | 2024 | tranche_2 | [15 empty] | 1992 | CALLINAN SOLAR AND STORAGE
[25 empty] | CORCORAN CITY | [85 empty] | 10hr_storage_2024_mtr_2 | 0.952 | storage | Linear Extrapolation | 2024 | tranche_2 | [15 empty] | 1994 | EIGER ENERGY STORAGE
[25 empty] | MASTER DEVELOPMENT CORONA | [85 empty] | 10hr_storage_2025_mtr_1_pre_nov302022 | 0.848 | storage | Linear Extrapolation | 2025 | tranche_3 | [15 empty] | 1995 | EVEREST ENERGY STORAGE
[25 empty] | CLEARWATER POWER PLANT | [85 empty] | 10hr_storage_2025_mtr_2_post_nov302022 | 0.884 | storage | Linear Extrapolation | 2025 | tranche_3 | [15 empty] | 1998 | ISLAY
[25 empty] | AMERESCO SAN JOAQUIN | [85 empty] | 10hr_storage_2026_mtr_1_pre_nov302022 | 0.813 | storage | Linear Extrapolation | 2026 | tranche_4 | [15 empty] | 2001 | SERENA STORAGE
[25 empty] | FRANKENHEIMER POWER PLANT | [85 empty] | 10hr_storage_2026_mtr_2_post_nov302022 | 0.877 | storage | Linear Extrapolation | 2026 | tranche_4 | [15 empty] | 2004 | VALLEY SUNLIGHT REFINERY
[25 empty] | HATCHET CREEK | [85 empty] | 10hr_storage_2027_mtr_2 | 0.937 | storage | Linear Extrapolation | 2027 | tranche_5 | [15 empty] | 2008 | SALINAN ENERGY
[25 empty] | MONTGOMERY CREEK HYDRO | [85 empty] | 10hr_storage_2028_mtr_2 | 0.969 | storage | Linear Extrapolation | 2028 | tranche_6 | [15 empty] | 2013 | ANDROMEDA
[25 empty] | COVE HYDROELECTRIC PROJECT | [85 empty] | 11.1hr_storage_2023_mtr_1 | 0.9851 | storage | Linear Extrapolation | 2023 | tranche_1 | [15 empty] | 2015 | CHERRY LANE HYBRID
[25 empty] | ROARING CREEK | [85 empty] | 11.1hr_storage_2023_mtr_2 | 0.9851 | storage | Linear Extrapolation | 2023 | tranche_1 | [15 empty] | 2017 | ARIELLA SOLAR
[25 empty] | COW CREEK HYDRO | [85 empty] | 11.1hr_storage_2024_mtr_1 | 0.95695 | storage | Linear Extrapolation | 2024 | tranche_2 | [15 empty] | 2018 | HIDDEN KNOLLS BESS
[25 empty] | PRIMA DESCHECHA (CAPISTRANO) | [85 empty] | 11.1hr_storage_2024_mtr_2 | 0.95695 | storage | Linear Extrapolation | 2024 | tranche_2 | [15 empty] | 2022 | SOCORRO PEAK SOLAR
[25 empty] | CAMPO VERDE SOLAR | [85 empty] | 11.1hr_storage_2025_mtr_1_pre_nov302022 | 0.8623 | storage | Linear Extrapolation | 2025 | tranche_3 | [15 empty] | 2023 | JOVE SOLAR
[25 empty] | AIR ATTACK BASE | [85 empty] | 11.1hr_storage_2025_mtr_2_post_nov302022 | 0.9082 | storage | Linear Extrapolation | 2025 | tranche_3 | [15 empty] | 2025 | RANEGRAS PVS
[25 empty] | RAMONA 1 | [85 empty] | 11.1hr_storage_2026_mtr_1_pre_nov302022 | 0.83005 | storage | Linear Extrapolation | 2026 | tranche_4 | [15 empty] | 2027 | HARQUAHALA FLATS 2
[25 empty] | RAMONA 2 | [85 empty] | 11.1hr_storage_2026_mtr_2_post_nov302022 | 0.89735 | storage | Linear Extrapolation | 2026 | tranche_4 | [15 empty] | 2029 | HARQUAHALA SUNRISE 2
[25 empty] | RAMONA SOLAR ENERGY | [85 empty] | 11.1hr_storage_2027_mtr_2 | 0.9733 | storage | Linear Extrapolation | 2027 | tranche_5 | [15 empty] | 2031 | MARLEY
[25 empty] | PARKER POWERHOUSE | [85 empty] | 11.1hr_storage_2028_mtr_2 | 1.0064 | storage | Linear Extrapolation | 2028 | tranche_6 | [15 empty] | 2032 | TROLLEY
[25 empty] | CRESTA PH UNIT 1 & 2 AGGREGATE | [85 empty] | 11.2hr_storage_2023_mtr_1 | 0.9852 | storage | Linear Extrapolation | 2023 | tranche_1 | [15 empty] | 2033 | CARMINE
[25 empty] | CRIMSON (CAISO), SONORAN WEST (LSES) | [85 empty] | 11.2hr_storage_2023_mtr_2 | 0.9852 | storage | Linear Extrapolation | 2023 | tranche_1 | [15 empty] | 2034 | HUB CITY ENERGY STORAGE
[25 empty] | CRIMSON 2 | [85 empty] | 11.2hr_storage_2024_mtr_1 | 0.9574 | storage | Linear Extrapolation | 2024 | tranche_2 | [15 empty] | 2036 | REDONDA
[25 empty] | CRANE VALLEY | [85 empty] | 11.2hr_storage_2024_mtr_2 | 0.9574 | storage | Linear Extrapolation | 2024 | tranche_2 | [15 empty] | 2037 | SARGASSO STORAGE
[25 empty] | SAN JOAQUIN 2 | [85 empty] | 11.2hr_storage_2025_mtr_1_pre_nov302022 | 0.8636 | storage | Linear Extrapolation | 2025 | tranche_3 | [15 empty] | 2039 | SANDRIFT STORAGE 1
[25 empty] | SAN JOAQUIN 3 | [85 empty] | 11.2hr_storage_2025_mtr_2_post_nov302022 | 0.9104 | storage | Linear Extrapolation | 2025 | tranche_3 | [15 empty] | 2041 | SANDRIFT STORAGE 2
[25 empty] | CROCKETT COGEN | [85 empty] | 11.2hr_storage_2026_mtr_1_pre_nov302022 | 0.8316 | storage | Linear Extrapolation | 2026 | tranche_4 | [15 empty] | 2042 | EASLEY, EASLEY I POWER PLANT BESS1A, EASLEY II POWER PLANT BESS2A, EASLEY I POWER PLANT PV1B, EASLEY II POWER PLANT PV2A, EASLEY I POWER PLANT PV1C, EASLEY II POWER PLANT PV2C, EASLEY I POWER PLANT BESS1D, EASLEY II POWER PLANT PV2B, EASLEY I POWER PLANT PV1A, EASLEY II POWER PLANT BESS2D, EASLEY I POWER PLANT BESS1C, EASLEY I POWER PLANT BESS1B, EASLEY II POWER PLANT BESS2C, EASLEY II POWER PLANT BESS2B
[25 empty] | KUMEYAAY WIND FARM | [85 empty] | 11.2hr_storage_2026_mtr_2_post_nov302022 | 0.8992 | storage | Linear Extrapolation | 2026 | tranche_4 | [15 empty] | 2043 | PICADOR ENERGY STORAGE
[25 empty] | CROW CREEK SOLAR 1 | [85 empty] | 11.2hr_storage_2027_mtr_2 | 0.9766 | storage | Linear Extrapolation | 2027 | tranche_5 | [15 empty] | 2045 | INVICTUS
[25 empty] | SANTA CLARA CO-GEN | [85 empty] | 11.2hr_storage_2028_mtr_2 | 1.0098 | storage | Linear Extrapolation | 2028 | tranche_6 | [15 empty] | 2048 | TWIN PALMS SOLAR
[25 empty] | GIANERA PEAKER UNIT 1 | [85 empty] | 11.3hr_storage_2023_mtr_1 | 0.9853 | storage | Linear Extrapolation | 2023 | tranche_1 | [15 empty] | 2049 | ARDILLA
[25 empty] | GIANERA PEAKER UNIT 2 | [85 empty] | 11.3hr_storage_2023_mtr_2 | 0.9853 | storage | Linear Extrapolation | 2023 | tranche_1 | [15 empty] | 2050 | ETERNAL 2
[25 empty] | CSOLAR IV SOUTH | [85 empty] | 11.3hr_storage_2024_mtr_1 | 0.95785 | storage | Linear Extrapolation | 2024 | tranche_2 | [15 empty] | 2051 | SALVADOR
[25 empty] | CLOVER FLAT LAND FILL GAS | [85 empty] | 11.3hr_storage_2024_mtr_2 | 0.95785 | storage | Linear Extrapolation | 2024 | tranche_2 | [15 empty] | 2052 | BOUSE SOLAR AND STORAGE PLANT
[25 empty] | MARINA LAND FILL GAS | [85 empty] | 11.3hr_storage_2025_mtr_1_pre_nov302022 | 0.8649 | storage | Linear Extrapolation | 2025 | tranche_3 | [15 empty] | 2055 | EUISMOD
[25 empty] | CASTROVILLE QF AGGREGATE | [85 empty] | 11.3hr_storage_2025_mtr_2_post_nov302022 | 0.9126 | storage | Linear Extrapolation | 2025 | tranche_3 | [15 empty] | 2058 | FOUR CREEKS ENERGY STORAGE
[25 empty] | SMALL QF AGGREGATION - BURNEY | [85 empty] | 11.3hr_storage_2026_mtr_1_pre_nov302022 | 0.83315 | storage | Linear Extrapolation | 2026 | tranche_4 | [15 empty] | 2059 | J90 ENERGY STORAGE
[25 empty] | COLUMBIA SOLAR ENERGY II | [85 empty] | 11.3hr_storage_2026_mtr_2_post_nov302022 | 0.90105 | storage | Linear Extrapolation | 2026 | tranche_4 | [15 empty] | 2060 | SAGEBRUSH ENERGY STORAGE
[25 empty] | SUNSELECT 1 | [85 empty] | 11.3hr_storage_2027_mtr_2 | 0.9799 | storage | Linear Extrapolation | 2027 | tranche_5 | [15 empty] | 2061 | JUNIPER STORAGE
[25 empty] | CANAL CREEK POWERHOUSE | [85 empty] | 11.3hr_storage_2028_mtr_2 | 1.0132 | storage | Linear Extrapolation | 2028 | tranche_6 | [15 empty] | 2062 | DORIAN STORAGE
[25 empty] | FAIRFIELD POWERHOUSE | [85 empty] | 11.4hr_storage_2023_mtr_1 | 0.9854 | storage | Linear Extrapolation | 2023 | tranche_1 | [15 empty] | 2064 | ELION ENERGY STORAGE
[25 empty] | SEPV BARBARA 3 | [85 empty] | 11.4hr_storage_2023_mtr_2 | 0.9854 | storage | Linear Extrapolation | 2023 | tranche_1 | [15 empty] | 2066 | DRIFTER ENERGY STORAGE
[25 empty] | CUYAMA SOLAR | [85 empty] | 11.4hr_storage_2024_mtr_1 | 0.9583 | storage | Linear Extrapolation | 2024 | tranche_2 | [15 empty] | 2068 | BOBOR STORAGE
[25 empty] | MADERA 1 | [85 empty] | 11.4hr_storage_2024_mtr_2 | 0.9583 | storage | Linear Extrapolation | 2024 | tranche_2 | [15 empty] | 2078 | SOLEIL CANTIL
[25 empty] | MADERA DIGESTER GENSET 2 | [85 empty] | 11.4hr_storage_2025_mtr_1_pre_nov302022 | 0.8662 | storage | Linear Extrapolation | 2025 | tranche_3 | [15 empty] | 2080 | RANGELAND SOLAR
[25 empty] | GRASSLANDS 3 | [85 empty] | 11.4hr_storage_2025_mtr_2_post_nov302022 | 0.9148 | storage | Linear Extrapolation | 2025 | tranche_3 | [15 empty] | 2081 | MINERAL KING SOLAR
[25 empty] | GRASSLANDS 4 | [85 empty] | 11.4hr_storage_2026_mtr_1_pre_nov302022 | 0.8347 | storage | Linear Extrapolation | 2026 | tranche_4 | [15 empty] | 2082 | ELECTRON
[25 empty] | MM YOLO POWER, LLC | [85 empty] | 11.4hr_storage_2026_mtr_2_post_nov302022 | 0.9029 | storage | Linear Extrapolation | 2026 | tranche_4 | [15 empty] | 2085 | SOLSKEN
[25 empty] | DEADCK_1_UNIT | [85 empty] | 11.4hr_storage_2027_mtr_2 | 0.9832 | storage | Linear Extrapolation | 2027 | tranche_5 | [15 empty] | 2089 | GREASEWOOD ENERGY STORAGE
[25 empty] | DEER CREEK | [85 empty] | 11.4hr_storage_2028_mtr_2 | 1.0166 | storage | Linear Extrapolation | 2028 | tranche_6 | [15 empty] | 2090 | GWENT STORAGE 2
[25 empty] | LOS ALAMITOS 2 | [85 empty] | 11.5hr_storage_2023_mtr_1 | 0.9855 | storage | Linear Extrapolation | 2023 | tranche_1 | [15 empty] | 2091 | MAATHAI
[25 empty] | GOLDEN SPRINGS BUILDING H | [85 empty] | 11.5hr_storage_2023_mtr_2 | 0.9855 | storage | Linear Extrapolation | 2023 | tranche_1 | [15 empty] | 2092 | ROSA STORAGE
[25 empty] | GOLDEN SPRINGS BUILDING M | [85 empty] | 11.5hr_storage_2024_mtr_1 | 0.95875 | storage | Linear Extrapolation | 2024 | tranche_2 | [15 empty] | 2096 | HIDALGO ENERGY STORAGE
[25 empty] | GOLDEN SPRINGS BUILDING G | [85 empty] | 11.5hr_storage_2024_mtr_2 | 0.95875 | storage | Linear Extrapolation | 2024 | tranche_2 | [15 empty] | 2097 | SIENNA SOLAR 2
[25 empty] | GOLDEN SPRINGS BUILDING F | [85 empty] | 11.5hr_storage_2025_mtr_1_pre_nov302022 | 0.8675 | storage | Linear Extrapolation | 2025 | tranche_3 | [15 empty] | 2101 | WESTON STORAGE
[25 empty] | GOLDEN SPRINGS BUILDING L | [85 empty] | 11.5hr_storage_2025_mtr_2_post_nov302022 | 0.917 | storage | Linear Extrapolation | 2025 | tranche_3 | [15 empty] | 2103 | CADY SOLAR
[25 empty] | FREEWAY SPRINGS | [85 empty] | 11.5hr_storage_2026_mtr_1_pre_nov302022 | 0.83625 | storage | Linear Extrapolation | 2026 | tranche_4 | [15 empty] | 2104 | DOS PALMAS
[25 empty] | GOLDEN SPRINGS BUILDING C1 | [85 empty] | 11.5hr_storage_2026_mtr_2_post_nov302022 | 0.90475 | storage | Linear Extrapolation | 2026 | tranche_4 | [15 empty] | 2105 | CONDUIT ENERGY STORAGE
[25 empty] | GOLDEN SOLAR BUILDING D | [85 empty] | 11.5hr_storage_2027_mtr_2 | 0.9865 | storage | Linear Extrapolation | 2027 | tranche_5 | [15 empty] | 2109 | ADAGIO
[25 empty] | CENTRAL ANTELOPE DRY RANCH B | [85 empty] | 11.5hr_storage_2028_mtr_2 | 1.02 | storage | Linear Extrapolation | 2028 | tranche_6 | [15 empty] | 2111 | FLEETWOOD
[25 empty] | DRY FARM RANCH B | [85 empty] | 11.6hr_storage_2023_mtr_1 | 0.9856 | storage | Linear Extrapolation | 2023 | tranche_1 | [15 empty] | 2113 | GABRIEL STORAGE
[25 empty] | HORN | [85 empty] | 11.6hr_storage_2023_mtr_2 | 0.9856 | storage | Linear Extrapolation | 2023 | tranche_1 | [15 empty] | 2114 | DIRAC
[25 empty] | SUMMER SOLAR NORTH | [85 empty] | 11.6hr_storage_2024_mtr_1 | 0.9592 | storage | Linear Extrapolation | 2024 | tranche_2 | [15 empty] | 2115 | SIMON
[25 empty] | RADIANCE SOLAR 4 | [85 empty] | 11.6hr_storage_2024_mtr_2 | 0.9592 | storage | Linear Extrapolation | 2024 | tranche_2 | [15 empty] | 2116 | MARICI
[25 empty] | RADIANCE SOLAR 5 | [85 empty] | 11.6hr_storage_2025_mtr_1_pre_nov302022 | 0.8688 | storage | Linear Extrapolation | 2025 | tranche_3 | [15 empty] | 2117 | CORAL REEF
[25 empty] | DELTA ENERGY CENTER AGGREGATE | [85 empty] | 11.6hr_storage_2025_mtr_2_post_nov302022 | 0.9192 | storage | Linear Extrapolation | 2025 | tranche_3 | [15 empty] | 2121 | GREENWOOD ENERGY STORAGE
[25 empty] | SEPV 5 | [85 empty] | 11.6hr_storage_2026_mtr_1_pre_nov302022 | 0.8378 | storage | Linear Extrapolation | 2026 | tranche_4 | [15 empty] | 2124 | TABLA ENERGY STORAGE
[25 empty] | CASCADE SOLAR | [85 empty] | 11.6hr_storage_2026_mtr_2_post_nov302022 | 0.9066 | storage | Linear Extrapolation | 2026 | tranche_4 | [15 empty] | 2125 | TYRELL ENERGY STORAGE
[25 empty] | SEPV8 | [85 empty] | 11.6hr_storage_2027_mtr_2 | 0.9898 | storage | Linear Extrapolation | 2027 | tranche_5 | [15 empty] | 2127 | OTROS ALAMITOS ENERGY STORAGE
[25 empty] | SEPV9 | [85 empty] | 11.6hr_storage_2028_mtr_2 | 1.0234 | storage | Linear Extrapolation | 2028 | tranche_6 | [15 empty] | 2129 | LOS NIETOS
[25 empty] | CALIENTE SOLAR 2 | [85 empty] | 11.7hr_storage_2023_mtr_1 | 0.9857 | storage | Linear Extrapolation | 2023 | tranche_1 | [15 empty] | 2131 | MERLIN STORAGE
[25 empty] | DESERT HOT SPRINGS 2 | [85 empty] | 11.7hr_storage_2023_mtr_2 | 0.9857 | storage | Linear Extrapolation | 2023 | tranche_1 | [15 empty] | 2136 | HAVEN STORAGE
[25 empty] | WESTERN POWER AND STEAM COGENERATION | [85 empty] | 11.7hr_storage_2024_mtr_1 | 0.95965 | storage | Linear Extrapolation | 2024 | tranche_2 | [15 empty] | 2139 | COMMERCE ENERGY STORAGE 3
[25 empty] | DIABLO CANYON UNIT 1 | [85 empty] | 11.7hr_storage_2024_mtr_2 | 0.95965 | storage | Linear Extrapolation | 2024 | tranche_2 | [15 empty] | 2140 | STERLING
[25 empty] | DIABLO CANYON UNIT 2 | [85 empty] | 11.7hr_storage_2025_mtr_1_pre_nov302022 | 0.8701 | storage | Linear Extrapolation | 2025 | tranche_3 | [15 empty] | 2141 | DELAMAR ENERGY STORAGE 2
[25 empty] | CHEVRON USA (EASTRIDGE) | [85 empty] | 11.7hr_storage_2025_mtr_2_post_nov302022 | 0.9214 | storage | Linear Extrapolation | 2025 | tranche_3 | [15 empty] | 2142 | SILVER STAR SOLAR
[25 empty] | ZERO WASTE ENERGY | [85 empty] | 11.7hr_storage_2026_mtr_1_pre_nov302022 | 0.83935 | storage | Linear Extrapolation | 2026 | tranche_4 | [15 empty] | 2142-WD | LARA SOLAR 2 HYBRID
[25 empty] | DIAMOND VALLEY LAKE PUMP-GEN PLANT | [85 empty] | 11.7hr_storage_2026_mtr_2_post_nov302022 | 0.90845 | storage | Linear Extrapolation | 2026 | tranche_4 | [15 empty] | 2144 | ROCK VALLEY ENERGY CENTER
[25 empty] | DONNELLS HYDRO | [85 empty] | 11.7hr_storage_2027_mtr_2 | 0.9931 | storage | Linear Extrapolation | 2027 | tranche_5 | [15 empty] | 2145 | DANDELION HYBRID SOLAR
[25 empty] | DOSMGO_2_NSPIN | [85 empty] | 11.7hr_storage_2028_mtr_2 | 1.0268 | storage | Linear Extrapolation | 2028 | tranche_6 | [15 empty] | 2146 | WATER ROCK SOLAR 2
[25 empty] | DOUBLE "C" LIMITED | [85 empty] | 11.8hr_storage_2023_mtr_1 | 0.9858 | storage | Linear Extrapolation | 2023 | tranche_1 | [15 empty] | 2147 | KAWICH
[25 empty] | DRACKER SOLAR UNIT 4B | [85 empty] | 11.8hr_storage_2023_mtr_2 | 0.9858 | storage | Linear Extrapolation | 2023 | tranche_1 | [15 empty] | 2148 | MOSEY
[25 empty] | DRACKER SOLAR UNIT 3 | [85 empty] | 11.8hr_storage_2024_mtr_1 | 0.9601 | storage | Linear Extrapolation | 2024 | tranche_2 | [15 empty] | 2149 | SUNBAKED SOLAR
[25 empty] | DRACKER SOLAR UNIT 4 | [85 empty] | 11.8hr_storage_2024_mtr_2 | 0.9601 | storage | Linear Extrapolation | 2024 | tranche_2 | [15 empty] | 2150 | ROUGH HAT 3
[25 empty] | DRACKER SOLAR UNIT 1 BESS | [85 empty] | 11.8hr_storage_2025_mtr_1_pre_nov302022 | 0.8714 | storage | Linear Extrapolation | 2025 | tranche_3 | [15 empty] | 2153 | FRIGATEBIRD STORAGE
[25 empty] | DRACKER SOLAR UNIT 2 BESS | [85 empty] | 11.8hr_storage_2025_mtr_2_post_nov302022 | 0.9236 | storage | Linear Extrapolation | 2025 | tranche_3 | [15 empty] | 2154 | REMY
[25 empty] | DRACKER SOLAR UNIT 3 BESS | [85 empty] | 11.8hr_storage_2026_mtr_1_pre_nov302022 | 0.8409 | storage | Linear Extrapolation | 2026 | tranche_4 | [15 empty] | 2157 | GNARLY OSAGE
[25 empty] | DRACKER SOLAR UNIT 4 BESS | [85 empty] | 11.8hr_storage_2026_mtr_2_post_nov302022 | 0.9103 | storage | Linear Extrapolation | 2026 | tranche_4 | [15 empty] | 2161 | ALISA SOLAR ENERGY COMPLEX
[25 empty] | DRACKER SOLAR UNIT 1 | [85 empty] | 11.8hr_storage_2027_mtr_2 | 0.9964 | storage | Linear Extrapolation | 2027 | tranche_5 | [15 empty] | 2162 | SOLAR DE MEXICALI
[25 empty] | DRACKER SOLAR UNIT 2 | [85 empty] | 11.8hr_storage_2028_mtr_2 | 1.0302 | storage | Linear Extrapolation | 2028 | tranche_6 | [15 empty] | 2165 | TOWER 1 ENERGY STORAGE
[25 empty] | DREWS GENERATING PLANT | [85 empty] | 11.9hr_storage_2023_mtr_1 | 0.9859 | storage | Linear Extrapolation | 2023 | tranche_1 | [15 empty] | 2166 | UMBRIEL
[25 empty] | BLUE HORNET SOLAR | [85 empty] | 11.9hr_storage_2023_mtr_2 | 0.9859 | storage | Linear Extrapolation | 2023 | tranche_1 | [15 empty] | 2167 | HAMMERHEAD STORAGE
[25 empty] | DRUM PH 1 UNITS 1 & 2 AGGREGATE | [85 empty] | 11.9hr_storage_2024_mtr_1 | 0.96055 | storage | Linear Extrapolation | 2024 | tranche_2 | [15 empty] | 2173 | DESERT JEWEL STORAGE
[25 empty] | DRUM PH 1 UNITS 3 & 4 AGGREGATE | [85 empty] | 11.9hr_storage_2024_mtr_2 | 0.96055 | storage | Linear Extrapolation | 2024 | tranche_2 | [15 empty] | 2176 | YUHA DESERT BATTERY STORAGE
[25 empty] | DRUM PH 2 UNIT 5 | [85 empty] | 11.9hr_storage_2025_mtr_1_pre_nov302022 | 0.8727 | storage | Linear Extrapolation | 2025 | tranche_3 | [15 empty] | 2177 | BOULDER BRUSH HYBRID
[25 empty] | DE SABLA HYDRO | [85 empty] | 11.9hr_storage_2025_mtr_2_post_nov302022 | 0.9258 | storage | Linear Extrapolation | 2025 | tranche_3 | [15 empty] | 2178 | BELL BLUFF STORAGE
[25 empty] | WILLY 9 CHAP 1 | [85 empty] | 11.9hr_storage_2026_mtr_1_pre_nov302022 | 0.84245 | storage | Linear Extrapolation | 2026 | tranche_4 | [15 empty] | 2180 | CARGO STORAGE
[25 empty] | WILLY 9 CHAP 2 | [85 empty] | 11.9hr_storage_2026_mtr_2_post_nov302022 | 0.91215 | storage | Linear Extrapolation | 2026 | tranche_4 | [15 empty] | 2182 | TAYLOR STORAGE
[25 empty] | WILLOW SPRINGS 2 | [85 empty] | 11.9hr_storage_2027_mtr_2 | 0.9997 | storage | Linear Extrapolation | 2027 | tranche_5 | [15 empty] | 2184 | AMBERJACK ENERGY STORAGE
[25 empty] | DESERT HARVEST | [85 empty] | 11.9hr_storage_2028_mtr_2 | 1.0336 | storage | Linear Extrapolation | 2028 | tranche_6 | [15 empty] | 2185 | GATEWAY ENERGY STORAGE 2
[25 empty] | DESERT HARVEST BESS | [85 empty] | 11hr_storage_2023_mtr_1 | 0.985 | storage | Linear Extrapolation | 2023 | tranche_1 | [15 empty] | 2186 | SANDBAR ENERGY STORAGE
[25 empty] | DESERT HARVEST 2 | [85 empty] | 11hr_storage_2023_mtr_2 | 0.985 | storage | Linear Extrapolation | 2023 | tranche_1 | [15 empty] | 2187-RD | TRACY DESALINATION PLANT
[25 empty] | DESERT STATELINE | [85 empty] | 11hr_storage_2024_mtr_1 | 0.9565 | storage | Linear Extrapolation | 2024 | tranche_2 | [15 empty] | 2188 | GERANIUM ENERGY STORAGE
[25 empty] | DESERT SUNLIGHT PV II STORAGE 2 | [85 empty] | 11hr_storage_2024_mtr_2 | 0.9565 | storage | Linear Extrapolation | 2024 | tranche_2 | [15 empty] | 2192 | PAJARO VALLEY STORAGE
[25 empty] | DESERT SUNLIGHT PV II STORAGE | [85 empty] | 11hr_storage_2025_mtr_1_pre_nov302022 | 0.861 | storage | Linear Extrapolation | 2025 | tranche_3 | [15 empty] | 2195 | TOWNSHIP EXPANSION
[25 empty] | DESERT SUNLIGHT 300 | [85 empty] | 11hr_storage_2025_mtr_2_post_nov302022 | 0.906 | storage | Linear Extrapolation | 2025 | tranche_3 | [15 empty] | 22 | MONTEZUMA (HIGH WINDS III)
[25 empty] | DESERT SUNLIGHT 250 | [85 empty] | 11hr_storage_2026_mtr_1_pre_nov302022 | 0.8285 | storage | Linear Extrapolation | 2026 | tranche_4 | [15 empty] | 222 | MONTEZUMA II
[25 empty] | BROOKFIELD TEHACHAPI 3 | [85 empty] | 11hr_storage_2026_mtr_2_post_nov302022 | 0.8955 | storage | Linear Extrapolation | 2026 | tranche_4 | [15 empty] | 2226-WD | CES ELECTRON FARM
[25 empty] | BROOKFIELD TEHACHAPI 4 | [85 empty] | 11hr_storage_2027_mtr_2 | 0.97 | storage | Linear Extrapolation | 2027 | tranche_5 | [15 empty] | 2554-WD | UTICA AVENUE SOLAR
[25 empty] | DONALD VON RAESFELD POWER PROJECT | [85 empty] | 11hr_storage_2028_mtr_2 | 1.003 | storage | Linear Extrapolation | 2028 | tranche_6 | [15 empty] | 2569-WD | MERCED BESS
[25 empty] | DURAN MESA | [85 empty] | 12hr_storage_2023_mtr_1 | 0.986 | storage | Linear Extrapolation | 2023 | tranche_1 | [15 empty] | 2596-WD | MERCED 2
[25 empty] | DUTCH FLAT 1 PH | [85 empty] | 12hr_storage_2023_mtr_2 | 0.986 | storage | Linear Extrapolation | 2023 | tranche_1 | [15 empty] | 2606-WD | SVUSD BUS BARN
[25 empty] | DUTCH FLAT 2 PH | [85 empty] | 12hr_storage_2024_mtr_1 | 0.961 | storage | Linear Extrapolation | 2024 | tranche_2 | [15 empty] | 2622-WD | FOSTER CLEAN POWER A
[25 empty] | DEVIL CANYON HYDRO UNITS 1-4 AGGREGATE | [85 empty] | 12hr_storage_2024_mtr_2 | 0.961 | storage | Linear Extrapolation | 2024 | tranche_2 | [15 empty] | 2649-WD | DOS PALOS CLEAN POWER
[25 empty] | DYER SUMMIT WIND REPOWER | [85 empty] | 12hr_storage_2025_mtr_1_pre_nov302022 | 0.874 | storage | Linear Extrapolation | 2025 | tranche_3 | [15 empty] | 268 | TRACY COMBINED-CYCLE POWER PLANT
[25 empty] | BEAUMONT BESS | [85 empty] | 12hr_storage_2025_mtr_2_post_nov302022 | 0.928 | storage | Linear Extrapolation | 2025 | tranche_3 | [15 empty] | 272 | AMERICAN KINGS SOLAR
[25 empty] | EASTWOOD PUMP-GEN | [85 empty] | 12hr_storage_2026_mtr_1_pre_nov302022 | 0.844 | storage | Linear Extrapolation | 2026 | tranche_4 | [15 empty] | 275 | SOUTH BAY PSEUDO GEN
[25 empty] | SAN JACINTO GRID | [85 empty] | 12hr_storage_2026_mtr_2_post_nov302022 | 0.914 | storage | Linear Extrapolation | 2026 | tranche_4 | [15 empty] | 2796-WD | AVENAL CUTOFF DAC SPRING SOLAR
[25 empty] | EDMONS_2_NSPIN | [85 empty] | 12hr_storage_2027_mtr_2 | 1.003 | storage | Linear Extrapolation | 2027 | tranche_5 | [15 empty] | 2799-WD | EAST CLEVELAND ROAD SOLAR
[25 empty] | EDSAN 2 EDWARDS 1A | [85 empty] | 12hr_storage_2028_mtr_2 | 1.037 | storage | Linear Extrapolation | 2028 | tranche_6 | [15 empty] | 2967-WD | RIO VISTA SOLAR
[25 empty] | EDSAN 2 EDWARDS 3 | [85 empty] | 1hr_storage_2023_mtr_1 | 0.9375 | storage | Linear Extrapolation | 2023 | tranche_1 | [15 empty] | 297 | ALTA VISTA SUNTOWER GENERATING STATION
[25 empty] | EDSAN 2 | [85 empty] | 1hr_storage_2023_mtr_2 | 0.9375 | storage | Linear Extrapolation | 2023 | tranche_1 | [15 empty] | 3086-WD | REDEMEYER ROAD SOLAR BESS, REDEMEYER ROAD SOLAR
[25 empty] | SANBORN SOLAR 2 EDWARDS 5 | [85 empty] | 1hr_storage_2024_mtr_1 | 0.8665 | storage | Linear Extrapolation | 2024 | tranche_2 | [15 empty] | 3098 | TESORO RV & BOAT STORAGE
[25 empty] | SANBORN SOLAR 2 | [85 empty] | 1hr_storage_2024_mtr_2 | 0.8665 | storage | Linear Extrapolation | 2024 | tranche_2 | [15 empty] | 3126 RD | HAT CREEK BIOENERGY
[25 empty] | EE K SOLAR 1 | [85 empty] | 1hr_storage_2025_mtr_1_pre_nov302022 | 0.661 | storage | Linear Extrapolation | 2025 | tranche_3 | [15 empty] | 3170-WD | ALTHEA AVENUE SOLAR PHASE I
[25 empty] | EL CABO WIND | [85 empty] | 1hr_storage_2025_mtr_2_post_nov302022 | 0.6835 | storage | Linear Extrapolation | 2025 | tranche_3 | [15 empty] | 3179-WD | ALTHEA AVENUE SOLAR PHASE II
[25 empty] | EASTERN BESS 1 | [85 empty] | 1hr_storage_2026_mtr_1_pre_nov302022 | 0.5985 | storage | Linear Extrapolation | 2026 | tranche_4 | [15 empty] | 3187-RD | PITTSBURG RV BOAT SOLAR
[25 empty] | EL CAJON ENERGY CENTER | [85 empty] | 1hr_storage_2026_mtr_2_post_nov302022 | 0.7105 | storage | Linear Extrapolation | 2026 | tranche_4 | [15 empty] | 32 | TULE WIND
[25 empty] | CUYAMACA PEAK ENERGY PLANT | [85 empty] | 1hr_storage_2027_mtr_2 | 0.6425 | storage | Linear Extrapolation | 2027 | tranche_5 | [15 empty] | 3204 | STOCKTON 1
[25 empty] | 2097 HELTON | [85 empty] | 1hr_storage_2028_mtr_2 | 0.663 | storage | Linear Extrapolation | 2028 | tranche_6 | [15 empty] | 3206 | STOCKTON 9
[25 empty] | EL DORADO UNIT 1 | [85 empty] | 2.1hr_storage_2023_mtr_1 | 0.94685 | storage | Linear Extrapolation | 2023 | tranche_1 | [15 empty] | 3258-WD | FOSTER CLEAN POWER B
[25 empty] | EL DORADO UNIT 2 | [85 empty] | 2.1hr_storage_2023_mtr_2 | 0.94685 | storage | Linear Extrapolation | 2023 | tranche_1 | [15 empty] | 3318-WD | BTF STORAGE DIDF
[25 empty] | ELECTRA PH UNIT 1 & 2 AGGREGATE | [85 empty] | 2.1hr_storage_2024_mtr_1 | 0.88135 | storage | Linear Extrapolation | 2024 | tranche_2 | [15 empty] | 3497-WD | FLYING GOOSE DEUCE
[25 empty] | STONEY GORGE HYDRO AGGREGATE | [85 empty] | 2.1hr_storage_2024_mtr_2 | 0.88135 | storage | Linear Extrapolation | 2024 | tranche_2 | [15 empty] | 3556-WD | SAN LEANDRO 10
[25 empty] | ELK HILLS COMBINED CYCLE (AGGREGATE) | [85 empty] | 2.1hr_storage_2025_mtr_1_pre_nov302022 | 0.6907 | storage | Linear Extrapolation | 2025 | tranche_3 | [15 empty] | 3581-WD | OAKLAND 1
[25 empty] | ELKHORN ENERGY STORAGE | [85 empty] | 2.1hr_storage_2025_mtr_2_post_nov302022 | 0.70825 | storage | Linear Extrapolation | 2025 | tranche_3 | [15 empty] | 3582 | HAYWARD COMMERCE CENTER 3
[25 empty] | ELLIOTT ENERGY STORAGE | [85 empty] | 2.1hr_storage_2026_mtr_1_pre_nov302022 | 0.63205 | storage | Linear Extrapolation | 2026 | tranche_4 | [15 empty] | 378 | LOS ESTEROS CRITICAL ENERGY FACILITY EXPANSION, LOS ESTEROS CRITICAL ENERGY FACILITY EXPANSION BESS
[25 empty] | ELLIS QFS | [85 empty] | 2.1hr_storage_2026_mtr_2_post_nov302022 | 0.73085 | storage | Linear Extrapolation | 2026 | tranche_4 | [15 empty] | 467,502 | SILVER STATE SOUTH SOLAR PROJECT STORAGE
[25 empty] | EL NIDO BIOMASS TO ENERGY | [85 empty] | 2.1hr_storage_2027_mtr_2 | 0.67825 | storage | Linear Extrapolation | 2027 | tranche_5 | [15 empty] | 50O777922 | GODINHO DIGESTER
[25 empty] | EL SEGUNDO ENERGY CENTER 5/6 | [85 empty] | 2.1hr_storage_2028_mtr_2 | 0.7004 | storage | Linear Extrapolation | 2028 | tranche_6 | [15 empty] | 539 | CROW CREEK SOLAR 1 (FKA: FRONTIER SOLAR 1) (FKA AS SCATEC WESTSIDE SOLAR RANCH I AND STANISLAUS PV - PHASE 1)
[25 empty] | EL SEGUNDO ENERGY CENTER 7/8 | [85 empty] | 2.2hr_storage_2023_mtr_1 | 0.9477 | storage | Linear Extrapolation | 2023 | tranche_1 | [15 empty] | 54 | MIDWAY PEAKING AGGREGATE
[25 empty] | ESJ WIND ENERGY | [85 empty] | 2.2hr_storage_2023_mtr_2 | 0.9477 | storage | Linear Extrapolation | 2023 | tranche_1 | [15 empty] | 61 | FRESNO COGENERATION EXPANSION PROJECT
[25 empty] | ENERGIA_SIERRA_JUAREZ_2_US_LLC | [85 empty] | 2.2hr_storage_2024_mtr_1 | 0.8827 | storage | Linear Extrapolation | 2024 | tranche_2 | [15 empty] | 625 | KETTLEMAN SOLAR PROJECT (FKA KETTLEMAN SOLAR FARM)
[25 empty] | CAMERON RIDGE | [85 empty] | 2.2hr_storage_2024_mtr_2 | 0.8827 | storage | Linear Extrapolation | 2024 | tranche_2 | [15 empty] | 653B | PUMPJACK SOLAR I (AKA PIONEER SOLAR I)
[25 empty] | RIDGETOP I | [85 empty] | 2.2hr_storage_2025_mtr_1_pre_nov302022 | 0.6934 | storage | Linear Extrapolation | 2025 | tranche_3 | [15 empty] | 653F | APPARENT FIRST HYBRID
[25 empty] | ESCONDIDO BESS 1 | [85 empty] | 2.2hr_storage_2025_mtr_2_post_nov302022 | 0.7105 | storage | Linear Extrapolation | 2025 | tranche_3 | [15 empty] | 653F | APPARENT FIRST HYBRID
[25 empty] | ESCONDIDO BESS 2 | [85 empty] | 2.2hr_storage_2026_mtr_1_pre_nov302022 | 0.6351 | storage | Linear Extrapolation | 2026 | tranche_4 | [15 empty] | 678 | EXCELSIOR SOLAR (FKA: BURFORD FIVE POINTS)
[25 empty] | ESCONDIDO BESS 3 | [85 empty] | 2.2hr_storage_2026_mtr_2_post_nov302022 | 0.7327 | storage | Linear Extrapolation | 2026 | tranche_4 | [15 empty] | 72 | LAKE ELSINORE ADVANCED PUMPED STORAGE PROJECT
[25 empty] | MMC ESCONDIDO AGGREGATE | [85 empty] | 2.2hr_storage_2027_mtr_2 | 0.6815 | storage | Linear Extrapolation | 2027 | tranche_5 | [15 empty] | 720 | LASSEN LODGE HYDROELECTRIC
[25 empty] | CALPEAK POWER ENTERPRISE UNIT 1 | [85 empty] | 2.2hr_storage_2028_mtr_2 | 0.7038 | storage | Linear Extrapolation | 2028 | tranche_6 | [15 empty] | 744 | REDWOOD SOLAR FARM
[25 empty] | GOAL LINE COGEN | [85 empty] | 2.3hr_storage_2023_mtr_1 | 0.94855 | storage | Linear Extrapolation | 2023 | tranche_1 | [15 empty] | 768 | BIG SKY SOLAR
[25 empty] | CARRIS STORAGE 1 | [85 empty] | 2.3hr_storage_2023_mtr_2 | 0.94855 | storage | Linear Extrapolation | 2023 | tranche_1 | [15 empty] | 779 | WRIGHT SOLAR
[25 empty] | HECATE ENERGY DESERT STORAGE 1 | [85 empty] | 2.3hr_storage_2024_mtr_1 | 0.88405 | storage | Linear Extrapolation | 2024 | tranche_2 | [15 empty] | 81 | BOTTLE ROCK POWER
[25 empty] | WILDCAT I BESS | [85 empty] | 2.3hr_storage_2024_mtr_2 | 0.88405 | storage | Linear Extrapolation | 2024 | tranche_2 | [15 empty] | 900 | RIO BRAVO SOLAR 1
[25 empty] | NEAL ROAD LANDFILL GENERATING FACILITY | [85 empty] | 2.3hr_storage_2025_mtr_1_pre_nov302022 | 0.6961 | storage | Linear Extrapolation | 2025 | tranche_3 | [15 empty] | 96 | CPC WEST
[25 empty] | OASIS POWER PLANT EASTWIND | [85 empty] | 2.3hr_storage_2025_mtr_2_post_nov302022 | 0.71275 | storage | Linear Extrapolation | 2025 | tranche_3 | [15 empty] | 972 | RIO BRAVO SOLAR 2
[25 empty] | CHAMPAGNE | [85 empty] | 2.3hr_storage_2026_mtr_1_pre_nov302022 | 0.63815 | storage | Linear Extrapolation | 2026 | tranche_4 | [15 empty] | 993 | SUNSHINE VALLEY SOLAR 1
[25 empty] | FONTANALYTLE CREEK POWERHOUSE P | [85 empty] | 2.3hr_storage_2026_mtr_2_post_nov302022 | 0.73455 | storage | Linear Extrapolation | 2026 | tranche_4 | [15 empty] | GFID#5769 | SEQUOIA 1 TULARE 1, TULARE 1 AND 2
[25 empty] | SPVP010 FONTANA RT SOLAR | [85 empty] | 2.3hr_storage_2027_mtr_2 | 0.68475 | storage | Linear Extrapolation | 2027 | tranche_5 | [15 empty] | GFID#5770 | SEQUOIA 1 TULARE 2
[25 empty] | SPVP015 | [85 empty] | 2.3hr_storage_2028_mtr_2 | 0.7072 | storage | Linear Extrapolation | 2028 | tranche_6 | [15 empty] | GFID#5806 | HANFORD 1 AND 2
[25 empty] | SPVP017 | [85 empty] | 2.4hr_storage_2023_mtr_1 | 0.9494 | storage | Linear Extrapolation | 2023 | tranche_1 | [15 empty] | GFID#5860 | PORTERVILLE 6 AND 7
[25 empty] | SPVP018 FONTANA RT SOLAR | [85 empty] | 2.4hr_storage_2023_mtr_2 | 0.9494 | storage | Linear Extrapolation | 2023 | tranche_1 | [15 empty] | GFID#5862 | SEQUOIA FARMERSVILLE
[25 empty] | SPVP023 FONTANA RT SOLAR | [85 empty] | 2.4hr_storage_2024_mtr_1 | 0.8854 | storage | Linear Extrapolation | 2024 | tranche_2 | [15 empty] | GI-2022-161 | HOLTVILLE PEAKER
[25 empty] | SPVP026 | [85 empty] | 2.4hr_storage_2024_mtr_2 | 0.8854 | storage | Linear Extrapolation | 2024 | tranche_2 | [15 empty] | RULE 21 APP ID 391288 & 416976 | JINGTAMOK 2 ENERGY STORAGE
[25 empty] | SPVP027 | [85 empty] | 2.4hr_storage_2025_mtr_1_pre_nov302022 | 0.6988 | storage | Linear Extrapolation | 2025 | tranche_3 | [15 empty] | RULE 21 GFID 2738 WDAT 976 | PECHANGA CHP
[25 empty] | SEPARATOR | [85 empty] | 2.4hr_storage_2025_mtr_2_post_nov302022 | 0.715 | storage | Linear Extrapolation | 2025 | tranche_3 | [15 empty] | SCE GFID 5599 | SNOWLINE WHITE ROAD NORTH
[25 empty] | DEDEAUX ONTARIO | [85 empty] | 2.4hr_storage_2026_mtr_1_pre_nov302022 | 0.6412 | storage | Linear Extrapolation | 2026 | tranche_4 | [15 empty] | SCE GFID 5601 | SNOWLINE DUNCAN ROAD NORTH
[25 empty] | ROCHESTER | [85 empty] | 2.4hr_storage_2026_mtr_2_post_nov302022 | 0.7364 | storage | Linear Extrapolation | 2026 | tranche_4 | [15 empty] | SCE GFID 5641 | SNOWLINE DUNCAN ROAD SOUTH
[25 empty] | DULLES | [85 empty] | 2.4hr_storage_2027_mtr_2 | 0.688 | storage | Linear Extrapolation | 2027 | tranche_5 | [15 empty] | SCE GFID 5643 | SNOWLINE WHITE ROAD CENTRAL
[25 empty] | ETIWND_2_UNIT1 | [85 empty] | 2.4hr_storage_2028_mtr_2 | 0.7106 | storage | Linear Extrapolation | 2028 | tranche_6 | [15 empty] | SCE GFID 5644 | SNOWLINE WHITE ROAD SOUTH
[25 empty] | GRAPELAND PEAKER | [85 empty] | 2.5hr_storage_2023_mtr_1 | 0.95025 | storage | Linear Extrapolation | 2023 | tranche_1 | [15 empty] | SCE WDT1551 | HECATE ENERGY DESERT STORAGE 1
[25 empty] | INLAND EMPIRE ENERGY STORAGE | [85 empty] | 2.5hr_storage_2023_mtr_2 | 0.95025 | storage | Linear Extrapolation | 2023 | tranche_1 | [15 empty] | SCE WDT1558 | SAN JACINTO GRID
[25 empty] | ETIWANDA RECOVERY HYDRO | [85 empty] | 2.5hr_storage_2024_mtr_1 | 0.88675 | storage | Linear Extrapolation | 2024 | tranche_2 | [15 empty] | SCE WDT1635 | CHIQUITO GRID
[25 empty] | EXCHEQUER HYDRO | [85 empty] | 2.5hr_storage_2024_mtr_2 | 0.88675 | storage | Linear Extrapolation | 2024 | tranche_2 | [15 empty] | SCE WDT1636 | ORTEGA GRID
[25 empty] | EXCELSIOR SOLAR | [85 empty] | 2.5hr_storage_2025_mtr_1_pre_nov302022 | 0.7015 | storage | Linear Extrapolation | 2025 | tranche_3 | [15 empty] | SCE WDT1646 | CARRIS STORAGE 1
[25 empty] | FALLBROOK ENERGY STORAGE | [85 empty] | 2.5hr_storage_2025_mtr_2_post_nov302022 | 0.71725 | storage | Linear Extrapolation | 2025 | tranche_3 | [15 empty] | SCE WDT625 | OTP BESS
[25 empty] | FELLOW QF AGGREGATE | [85 empty] | 2.5hr_storage_2026_mtr_1_pre_nov302022 | 0.64425 | storage | Linear Extrapolation | 2026 | tranche_4 | [15 empty] | W131 | SANTEE BESS
[25 empty] | FIFTH STANDARD BATTERY | [85 empty] | 2.5hr_storage_2026_mtr_2_post_nov302022 | 0.73825 | storage | Linear Extrapolation | 2026 | tranche_4 | [15 empty] | W159 | ENERSMART EL CAJON
[25 empty] | FIFTH STANDARD SOLAR | [85 empty] | 2.5hr_storage_2027_mtr_2 | 0.69125 | storage | Linear Extrapolation | 2027 | tranche_5 | [15 empty] | W183 | ENERSMART MURRAY 2
[25 empty] | RIDGETOP 2 | [85 empty] | 2.5hr_storage_2028_mtr_2 | 0.714 | storage | Linear Extrapolation | 2028 | tranche_6 | [15 empty] | W186 | ENERSMART MURRAY 3
[25 empty] | CAMERON RIDGE 2 | [85 empty] | 2.6hr_storage_2023_mtr_1 | 0.9511 | storage | Linear Extrapolation | 2023 | tranche_1 | [15 empty] | W227 | ENERSMART MURRAY 5
[25 empty] | DIABLO WINDS | [85 empty] | 2.6hr_storage_2023_mtr_2 | 0.9511 | storage | Linear Extrapolation | 2023 | tranche_1 | [15 empty] | W260 | DARK SKY ENERGY CENTER
[25 empty] | FMEADO_6_HELLHL | [85 empty] | 2.6hr_storage_2024_mtr_1 | 0.8881 | storage | Linear Extrapolation | 2024 | tranche_2 | [15 empty] | WDAT1644 | SEAL BEACH BESS, SEAL BEACH PV
[25 empty] | FRENCH MEADOWS HYDRO | [85 empty] | 2.6hr_storage_2024_mtr_2 | 0.8881 | storage | Linear Extrapolation | 2024 | tranche_2 | [15 empty] | WDAT3197 | AFTW STORAGE
[25 empty] | FORBESTOWN HYDRO | [85 empty] | 2.6hr_storage_2025_mtr_1_pre_nov302022 | 0.7042 | storage | Linear Extrapolation | 2025 | tranche_3 | [15 empty] | WDT10373 | EAVES DIS CTR 1
[25 empty] | HYPOWER, INC. (FORKS OF BUTTE) | [85 empty] | 2.6hr_storage_2025_mtr_2_post_nov302022 | 0.7195 | storage | Linear Extrapolation | 2025 | tranche_3 | [15 empty] | WDT1097TOC | WIND RESOURCE II - PAJUELA PEAK REPOWER
[25 empty] | CORCORAN 3 | [85 empty] | 2.6hr_storage_2026_mtr_1_pre_nov302022 | 0.6473 | storage | Linear Extrapolation | 2026 | tranche_4 | [15 empty] | WDT1371 | CAL PORTLAND CEMENT WIND MOJAVE
[25 empty] | FRIANT DAM | [85 empty] | 2.6hr_storage_2026_mtr_2_post_nov302022 | 0.7401 | storage | Linear Extrapolation | 2026 | tranche_4 | [15 empty] | WDT1384 | DEER CREEK SOLAR 1 HYBRID
[25 empty] | FRITO-LAY | [85 empty] | 2.6hr_storage_2027_mtr_2 | 0.6945 | storage | Linear Extrapolation | 2027 | tranche_5 | [15 empty] | WDT1428 | TITANIUM 1 BESS
[25 empty] | FRONTIER SOLAR | [85 empty] | 2.6hr_storage_2028_mtr_2 | 0.7174 | storage | Linear Extrapolation | 2028 | tranche_6 | [15 empty] | WDT1444 | ALTA MESA WIND
[25 empty] | ANGELS POWERHOUSE | [85 empty] | 2.7hr_storage_2023_mtr_1 | 0.95195 | storage | Linear Extrapolation | 2023 | tranche_1 | [15 empty] | WDT1504 | CADILLAC 1 BESS
[25 empty] | MURPHYS POWERHOUSE | [85 empty] | 2.7hr_storage_2023_mtr_2 | 0.95195 | storage | Linear Extrapolation | 2023 | tranche_1 | [15 empty] | WDT1514 | YORKTOWN 1 BESS
[25 empty] | THREE FORKS WATER POWER PROJECT | [85 empty] | 2.7hr_storage_2024_mtr_1 | 0.88945 | storage | Linear Extrapolation | 2024 | tranche_2 | [15 empty] | WDT1539 | PAINTER BESS
[25 empty] | FTSWRD_7_QFUNTS | [85 empty] | 2.7hr_storage_2024_mtr_2 | 0.88945 | storage | Linear Extrapolation | 2024 | tranche_2 | [15 empty] | WDT1650 | SHIRK ROAD ESS
[25 empty] | SMALL QF AGGREGATION - ZENIA | [85 empty] | 2.7hr_storage_2025_mtr_1_pre_nov302022 | 0.7069 | storage | Linear Extrapolation | 2025 | tranche_3 | [15 empty] | WDT1683 | LONG BEACH PIER S BESS
[25 empty] | SUNRAY 3 | [85 empty] | 2.7hr_storage_2025_mtr_2_post_nov302022 | 0.72175 | storage | Linear Extrapolation | 2025 | tranche_3 | [15 empty] | WDT1701 | BLACK WALNUT ENERGY STORAGE
[25 empty] | WESTSTAR DAIRY BIOGAS | [85 empty] | 2.7hr_storage_2026_mtr_1_pre_nov302022 | 0.65035 | storage | Linear Extrapolation | 2026 | tranche_4 | [15 empty] | WDT179 | BUCKMAN SPRINGS BESS
[25 empty] | GARLAND STORAGE | [85 empty] | 2.7hr_storage_2026_mtr_2_post_nov302022 | 0.74195 | storage | Linear Extrapolation | 2026 | tranche_4 | [15 empty] | WDT1794 | TULE HYDROPOWER PLANT
[25 empty] | GARLAND B | [85 empty] | 2.7hr_storage_2027_mtr_2 | 0.69775 | storage | Linear Extrapolation | 2027 | tranche_5 | [15 empty] | WDT1814 | EL SEGUNDO HAWTHORNE
[25 empty] | GARLAND A | [85 empty] | 2.7hr_storage_2028_mtr_2 | 0.7208 | storage | Linear Extrapolation | 2028 | tranche_6 | [15 empty] | WDT1815 | WILMINGTON 1
[25 empty] | NORTH PALM SPRINGS 4A | [85 empty] | 2.8hr_storage_2023_mtr_1 | 0.9528 | storage | Linear Extrapolation | 2023 | tranche_1 | [15 empty] | WDT1817 | DOMINGUEZ CARSON
[25 empty] | GARNET SOLAR POWER GENERATION STATION 1 | [85 empty] | 2.8hr_storage_2023_mtr_2 | 0.9528 | storage | Linear Extrapolation | 2023 | tranche_1 | [15 empty] | WDT1818 | WILMINGTON 2 CARSON
[25 empty] | GARNET GREEN POWER PROJECT AGGREGATE | [85 empty] | 2.8hr_storage_2024_mtr_1 | 0.8908 | storage | Linear Extrapolation | 2024 | tranche_2 | [15 empty] | WDT193 | ENERSMART IMPERIAL BEACH 2
[25 empty] | GARNET WIND ENERGY CENTER | [85 empty] | 2.8hr_storage_2024_mtr_2 | 0.8908 | storage | Linear Extrapolation | 2024 | tranche_2 | [15 empty] | WDT1941 | CARSON TOWN CENTER 1
[25 empty] | GARNET WINDS AGGREGATION | [85 empty] | 2.8hr_storage_2025_mtr_1_pre_nov302022 | 0.7096 | storage | Linear Extrapolation | 2025 | tranche_3 | [15 empty] | WDT1943 | SOUTH BAY DIS CTR 20
[25 empty] | WAGNER WIND | [85 empty] | 2.8hr_storage_2025_mtr_2_post_nov302022 | 0.724 | storage | Linear Extrapolation | 2025 | tranche_3 | [15 empty] | WDT1946 | SOUTH BAY DIS CTR 6
[25 empty] | COACHELLA 2 | [85 empty] | 2.8hr_storage_2026_mtr_1_pre_nov302022 | 0.6534 | storage | Linear Extrapolation | 2026 | tranche_4 | [15 empty] | WDT1978 | EAVES DIS CTR 3
[25 empty] | WHITEWATER HYDRO | [85 empty] | 2.8hr_storage_2026_mtr_2_post_nov302022 | 0.7438 | storage | Linear Extrapolation | 2026 | tranche_4 | [15 empty] | WDT1980 | COMMERCE DIS CTR 4
[25 empty] | PHOENIX | [85 empty] | 2.8hr_storage_2027_mtr_2 | 0.701 | storage | Linear Extrapolation | 2027 | tranche_5 | [15 empty] | WDT3204 | PLD SOLARCHOICE STOCKTON 1
[25 empty] | KAREN AVENUE WIND FARM | [85 empty] | 2.8hr_storage_2028_mtr_2 | 0.7242 | storage | Linear Extrapolation | 2028 | tranche_6 | [15 empty] | WDT3206 | PLD SOLARCHOICE STOCKTON 9
[25 empty] | SAN GORGONIO EAST | [85 empty] | 2.9hr_storage_2023_mtr_1 | 0.95365 | storage | Linear Extrapolation | 2023 | tranche_1
[25 empty] | WINDUSTRIES | [85 empty] | 2.9hr_storage_2023_mtr_2 | 0.95365 | storage | Linear Extrapolation | 2023 | tranche_1
[25 empty] | EASTWIND | [85 empty] | 2.9hr_storage_2024_mtr_1 | 0.89215 | storage | Linear Extrapolation | 2024 | tranche_2
[25 empty] | WINTEC PALM | [85 empty] | 2.9hr_storage_2024_mtr_2 | 0.89215 | storage | Linear Extrapolation | 2024 | tranche_2
[25 empty] | GASKELL WEST 1 | [85 empty] | 2.9hr_storage_2025_mtr_1_pre_nov302022 | 0.7123 | storage | Linear Extrapolation | 2025 | tranche_3
[25 empty] | GASKELL WEST 2 BESS | [85 empty] | 2.9hr_storage_2025_mtr_2_post_nov302022 | 0.72625 | storage | Linear Extrapolation | 2025 | tranche_3
[25 empty] | GASKELL WEST 2A | [85 empty] | 2.9hr_storage_2026_mtr_1_pre_nov302022 | 0.65645 | storage | Linear Extrapolation | 2026 | tranche_4
[25 empty] | GASKELL WEST 2B | [85 empty] | 2.9hr_storage_2026_mtr_2_post_nov302022 | 0.74565 | storage | Linear Extrapolation | 2026 | tranche_4
[25 empty] | GASKELL WEST 3 | [85 empty] | 2.9hr_storage_2027_mtr_2 | 0.70425 | storage | Linear Extrapolation | 2027 | tranche_5
[25 empty] | GASKELL WEST 4 | [85 empty] | 2.9hr_storage_2028_mtr_2 | 0.7276 | storage | Linear Extrapolation | 2028 | tranche_6
[25 empty] | GASKELL WEST 5 | [85 empty] | 2hr_storage_2023_mtr_1 | 0.946 | storage | Linear Extrapolation | 2023 | tranche_1
[25 empty] | GATES SOLAR STATION | [85 empty] | 2hr_storage_2023_mtr_2 | 0.946 | storage | Linear Extrapolation | 2023 | tranche_1
[25 empty] | WEST GATES SOLAR STATION | [85 empty] | 2hr_storage_2024_mtr_1 | 0.88 | storage | Linear Extrapolation | 2024 | tranche_2
[25 empty] | GATEWAY ENERGY STROAGE | [85 empty] | 2hr_storage_2024_mtr_2 | 0.88 | storage | Linear Extrapolation | 2024 | tranche_2
[25 empty] | GATEWAY GENERATING STATION | [85 empty] | 2hr_storage_2025_mtr_1_pre_nov302022 | 0.688 | storage | Linear Extrapolation | 2025 | tranche_3
[25 empty] | GENESIS STATION | [85 empty] | 2hr_storage_2025_mtr_2_post_nov302022 | 0.706 | storage | Linear Extrapolation | 2025 | tranche_3
[25 empty] | GEYSERS UNIT 11 (HEALDSBURG) | [85 empty] | 2hr_storage_2026_mtr_1_pre_nov302022 | 0.629 | storage | Linear Extrapolation | 2026 | tranche_4
[25 empty] | GEYSERS UNIT 12 (HEALDSBURG) | [85 empty] | 2hr_storage_2026_mtr_2_post_nov302022 | 0.729 | storage | Linear Extrapolation | 2026 | tranche_4
[25 empty] | GEYSERS UNIT 13 (HEALDSBURG) | [85 empty] | 2hr_storage_2027_mtr_2 | 0.675 | storage | Linear Extrapolation | 2027 | tranche_5
[25 empty] | GEYSERS UNIT 14 (HEALDSBURG) | [85 empty] | 2hr_storage_2028_mtr_2 | 0.697 | storage | Linear Extrapolation | 2028 | tranche_6
[25 empty] | GEYSERS UNIT 16 (HEALDSBURG) | [85 empty] | 3.1hr_storage_2023_mtr_1 | 0.95535 | storage | Linear Extrapolation | 2023 | tranche_1
[25 empty] | GEYSERS UNIT 17 (HEALDSBURG) | [85 empty] | 3.1hr_storage_2023_mtr_2 | 0.95535 | storage | Linear Extrapolation | 2023 | tranche_1
[25 empty] | GEYSERS UNIT 18 (HEALDSBURG) | [85 empty] | 3.1hr_storage_2024_mtr_1 | 0.89485 | storage | Linear Extrapolation | 2024 | tranche_2
[25 empty] | GEYSERS UNIT 20 (HEALDSBURG) | [85 empty] | 3.1hr_storage_2024_mtr_2 | 0.89485 | storage | Linear Extrapolation | 2024 | tranche_2
[25 empty] | BURFORD GIFFEN | [85 empty] | 3.1hr_storage_2025_mtr_1_pre_nov302022 | 0.7177 | storage | Linear Extrapolation | 2025 | tranche_3
[25 empty] | GIFFEN SOLAR STATION | [85 empty] | 3.1hr_storage_2025_mtr_2_post_nov302022 | 0.73075 | storage | Linear Extrapolation | 2025 | tranche_3
[25 empty] | ASPIRATION SOLAR G | [85 empty] | 3.1hr_storage_2026_mtr_1_pre_nov302022 | 0.66255 | storage | Linear Extrapolation | 2026 | tranche_4
[25 empty] | GILROY COGEN AGGREGATE | [85 empty] | 3.1hr_storage_2026_mtr_2_post_nov302022 | 0.74935 | storage | Linear Extrapolation | 2026 | tranche_4
[25 empty] | GILROY ENERGY CENTER UNITS 1&2 AGGREGATE | [85 empty] | 3.1hr_storage_2027_mtr_2 | 0.71075 | storage | Linear Extrapolation | 2027 | tranche_5
[25 empty] | GILROY ENERGY CENTER, UNIT #3 | [85 empty] | 3.1hr_storage_2028_mtr_2 | 0.7344 | storage | Linear Extrapolation | 2028 | tranche_6
[25 empty] | PORTAL RIDGE B | [85 empty] | 3.2hr_storage_2023_mtr_1 | 0.9562 | storage | Linear Extrapolation | 2023 | tranche_1
[25 empty] | PORTAL RIDGE C | [85 empty] | 3.2hr_storage_2023_mtr_2 | 0.9562 | storage | Linear Extrapolation | 2023 | tranche_1
[25 empty] | COLUMBIA 3 | [85 empty] | 3.2hr_storage_2024_mtr_1 | 0.8962 | storage | Linear Extrapolation | 2024 | tranche_2
[25 empty] | RIO GRANDE | [85 empty] | 3.2hr_storage_2024_mtr_2 | 0.8962 | storage | Linear Extrapolation | 2024 | tranche_2
[25 empty] | GLENARM TURBINE 5 | [85 empty] | 3.2hr_storage_2025_mtr_1_pre_nov302022 | 0.7204 | storage | Linear Extrapolation | 2025 | tranche_3
[25 empty] | GLEN ARM UNIT 1 | [85 empty] | 3.2hr_storage_2025_mtr_2_post_nov302022 | 0.733 | storage | Linear Extrapolation | 2025 | tranche_3
[25 empty] | GLEN ARM UNIT 2 | [85 empty] | 3.2hr_storage_2026_mtr_1_pre_nov302022 | 0.6656 | storage | Linear Extrapolation | 2026 | tranche_4
[25 empty] | GLEN ARM UNIT 3 | [85 empty] | 3.2hr_storage_2026_mtr_2_post_nov302022 | 0.7512 | storage | Linear Extrapolation | 2026 | tranche_4
[25 empty] | GLEN ARM UNIT 4 | [85 empty] | 3.2hr_storage_2027_mtr_2 | 0.714 | storage | Linear Extrapolation | 2027 | tranche_5
[25 empty] | ANTELOPE POWER PLANT | [85 empty] | 3.2hr_storage_2028_mtr_2 | 0.7378 | storage | Linear Extrapolation | 2028 | tranche_6
[25 empty] | GOLETA ENERGY STORAGE | [85 empty] | 3.3hr_storage_2023_mtr_1 | 0.95705 | storage | Linear Extrapolation | 2023 | tranche_1
[25 empty] | GOLETA QFS | [85 empty] | 3.3hr_storage_2023_mtr_2 | 0.95705 | storage | Linear Extrapolation | 2023 | tranche_1
[25 empty] | VALLECITO ENERGY STORAGE | [85 empty] | 3.3hr_storage_2024_mtr_1 | 0.89755 | storage | Linear Extrapolation | 2024 | tranche_2
[25 empty] | ELLWOOD ENERGY SUPPORT FACILITY | [85 empty] | 3.3hr_storage_2024_mtr_2 | 0.89755 | storage | Linear Extrapolation | 2024 | tranche_2
[25 empty] | EXXON COMPANY USA | [85 empty] | 3.3hr_storage_2025_mtr_1_pre_nov302022 | 0.7231 | storage | Linear Extrapolation | 2025 | tranche_3
[25 empty] | TAJIGUAS BIOGAS ENGINES | [85 empty] | 3.3hr_storage_2025_mtr_2_post_nov302022 | 0.73525 | storage | Linear Extrapolation | 2025 | tranche_3
[25 empty] | JOHNSON CANYON LANDFILL | [85 empty] | 3.3hr_storage_2026_mtr_1_pre_nov302022 | 0.66865 | storage | Linear Extrapolation | 2026 | tranche_4
[25 empty] | GOOSE LAKE | [85 empty] | 3.3hr_storage_2026_mtr_2_post_nov302022 | 0.75305 | storage | Linear Extrapolation | 2026 | tranche_4
[25 empty] | GRADY WIND | [85 empty] | 3.3hr_storage_2027_mtr_2 | 0.71725 | storage | Linear Extrapolation | 2027 | tranche_5
[25 empty] | GRIDLEY MAIN TWO | [85 empty] | 3.3hr_storage_2028_mtr_2 | 0.7412 | storage | Linear Extrapolation | 2028 | tranche_6
[25 empty] | GRIFFITH ENERGY | [85 empty] | 3.4hr_storage_2023_mtr_1 | 0.9579 | storage | Linear Extrapolation | 2023 | tranche_1
[25 empty] | GRIZZLY HYDRO | [85 empty] | 3.4hr_storage_2023_mtr_2 | 0.9579 | storage | Linear Extrapolation | 2023 | tranche_1
[25 empty] | ENERSMART EL CAJON | [85 empty] | 3.4hr_storage_2024_mtr_1 | 0.8989 | storage | Linear Extrapolation | 2024 | tranche_2
[25 empty] | GREENLEAF 1 | [85 empty] | 3.4hr_storage_2024_mtr_2 | 0.8989 | storage | Linear Extrapolation | 2024 | tranche_2
[25 empty] | GREENLEAF II COGEN | [85 empty] | 3.4hr_storage_2025_mtr_1_pre_nov302022 | 0.7258 | storage | Linear Extrapolation | 2025 | tranche_3
[25 empty] | SANTA CRUZ LANDFILL GENERATING PLANT | [85 empty] | 3.4hr_storage_2025_mtr_2_post_nov302022 | 0.7375 | storage | Linear Extrapolation | 2025 | tranche_3
[25 empty] | BIG CREEK WATER WORKS - CEDAR FLAT | [85 empty] | 3.4hr_storage_2026_mtr_1_pre_nov302022 | 0.6717 | storage | Linear Extrapolation | 2026 | tranche_4
[25 empty] | BERKELEY COGENERATION | [85 empty] | 3.4hr_storage_2026_mtr_2_post_nov302022 | 0.7549 | storage | Linear Extrapolation | 2026 | tranche_4
[25 empty] | HANFORD DIGESTER GENSET 3 | [85 empty] | 3.4hr_storage_2027_mtr_2 | 0.7205 | storage | Linear Extrapolation | 2027 | tranche_5
[25 empty] | GUERNSEY SOLAR STATION | [85 empty] | 3.4hr_storage_2028_mtr_2 | 0.7446 | storage | Linear Extrapolation | 2028 | tranche_6
[25 empty] | HANFORD DIGESTER GENSET 2 | [85 empty] | 3.5hr_storage_2023_mtr_1 | 0.95875 | storage | Linear Extrapolation | 2023 | tranche_1
[25 empty] | HANFORD PEAKER PLANT | [85 empty] | 3.5hr_storage_2023_mtr_2 | 0.95875 | storage | Linear Extrapolation | 2023 | tranche_1
[25 empty] | GEYSERS UNITS 5 & 6 AGGREGATE | [85 empty] | 3.5hr_storage_2024_mtr_1 | 0.90025 | storage | Linear Extrapolation | 2024 | tranche_2
[25 empty] | GEYSERS UNITS 7 & 8 AGGREGATE | [85 empty] | 3.5hr_storage_2024_mtr_2 | 0.90025 | storage | Linear Extrapolation | 2024 | tranche_2
[25 empty] | WARM SPRINGS HYDRO | [85 empty] | 3.5hr_storage_2025_mtr_1_pre_nov302022 | 0.7285 | storage | Linear Extrapolation | 2025 | tranche_3
[25 empty] | HAAS PH UNIT 1 & 2 AGGREGATE | [85 empty] | 3.5hr_storage_2025_mtr_2_post_nov302022 | 0.73975 | storage | Linear Extrapolation | 2025 | tranche_3
[25 empty] | HALSEY HYDRO | [85 empty] | 3.5hr_storage_2026_mtr_1_pre_nov302022 | 0.67475 | storage | Linear Extrapolation | 2026 | tranche_4
[25 empty] | BALDY MESA HYBRID | [85 empty] | 3.5hr_storage_2026_mtr_2_post_nov302022 | 0.75675 | storage | Linear Extrapolation | 2026 | tranche_4
[25 empty] | BALDY MESA SP | [85 empty] | 3.5hr_storage_2027_mtr_2 | 0.72375 | storage | Linear Extrapolation | 2027 | tranche_5
[25 empty] | HARBOR COGEN COMBINED CYCLE | [85 empty] | 3.5hr_storage_2028_mtr_2 | 0.748 | storage | Linear Extrapolation | 2028 | tranche_6
[25 empty] | STILL WATER RANCH DAIRY | [85 empty] | 3.6hr_storage_2023_mtr_1 | 0.9596 | storage | Linear Extrapolation | 2023 | tranche_1
[25 empty] | HAT CREEK #1 | [85 empty] | 3.6hr_storage_2023_mtr_2 | 0.9596 | storage | Linear Extrapolation | 2023 | tranche_1
[25 empty] | HAT CREEK #2 | [85 empty] | 3.6hr_storage_2024_mtr_1 | 0.9016 | storage | Linear Extrapolation | 2024 | tranche_2
[25 empty] | BIDWELL DITCH | [85 empty] | 3.6hr_storage_2024_mtr_2 | 0.9016 | storage | Linear Extrapolation | 2024 | tranche_2
[25 empty] | LOST CREEK 1 & 2 HYDRO CONVERSION | [85 empty] | 3.6hr_storage_2025_mtr_1_pre_nov302022 | 0.7312 | storage | Linear Extrapolation | 2025 | tranche_3
[25 empty] | HATCHET RIDGE WIND FARM | [85 empty] | 3.6hr_storage_2025_mtr_2_post_nov302022 | 0.742 | storage | Linear Extrapolation | 2025 | tranche_3
[25 empty] | HAYPRESS LOWER | [85 empty] | 3.6hr_storage_2026_mtr_1_pre_nov302022 | 0.6778 | storage | Linear Extrapolation | 2026 | tranche_4
[25 empty] | HAYPRESS MIDDLE | [85 empty] | 3.6hr_storage_2026_mtr_2_post_nov302022 | 0.7586 | storage | Linear Extrapolation | 2026 | tranche_4
[25 empty] | HELMS PUMP-GEN UNIT 1 | [85 empty] | 3.6hr_storage_2027_mtr_2 | 0.727 | storage | Linear Extrapolation | 2027 | tranche_5
[25 empty] | HELMS PUMP-GEN UNIT 2 | [85 empty] | 3.6hr_storage_2028_mtr_2 | 0.7514 | storage | Linear Extrapolation | 2028 | tranche_6
[25 empty] | HELMS PUMP-GEN UNIT 3 | [85 empty] | 3.7hr_storage_2023_mtr_1 | 0.96045 | storage | Linear Extrapolation | 2023 | tranche_1
[25 empty] | AVENAL CUTOFF DAC SPRING SOLAR | [85 empty] | 3.7hr_storage_2023_mtr_2 | 0.96045 | storage | Linear Extrapolation | 2023 | tranche_1
[25 empty] | HENRIETTA D ENERGY STORAGE | [85 empty] | 3.7hr_storage_2024_mtr_1 | 0.90295 | storage | Linear Extrapolation | 2024 | tranche_2
[25 empty] | LEMOORE 1 | [85 empty] | 3.7hr_storage_2024_mtr_2 | 0.90295 | storage | Linear Extrapolation | 2024 | tranche_2
[25 empty] | WESTSIDE SOLAR POWER PV1 | [85 empty] | 3.7hr_storage_2025_mtr_1_pre_nov302022 | 0.7339 | storage | Linear Extrapolation | 2025 | tranche_3
[25 empty] | GWF HENRIETTA PEAKER PLANT UNIT 1 | [85 empty] | 3.7hr_storage_2025_mtr_2_post_nov302022 | 0.74425 | storage | Linear Extrapolation | 2025 | tranche_3
[25 empty] | GWF HENRIETTA PEAKER PLANT UNIT 2 | [85 empty] | 3.7hr_storage_2026_mtr_1_pre_nov302022 | 0.68085 | storage | Linear Extrapolation | 2026 | tranche_4
[25 empty] | HENRIETTA SOLAR PROJECT | [85 empty] | 3.7hr_storage_2026_mtr_2_post_nov302022 | 0.76045 | storage | Linear Extrapolation | 2026 | tranche_4
[25 empty] | BYRON HIGHWAY SOLAR | [85 empty] | 3.7hr_storage_2027_mtr_2 | 0.73025 | storage | Linear Extrapolation | 2027 | tranche_5
[25 empty] | HIGH DESERT POWER PROJECT AGGREGATE | [85 empty] | 3.7hr_storage_2028_mtr_2 | 0.7548 | storage | Linear Extrapolation | 2028 | tranche_6
[25 empty] | COMBIE SOUTH | [85 empty] | 3.8hr_storage_2023_mtr_1 | 0.9613 | storage | Linear Extrapolation | 2023 | tranche_1
[25 empty] | HIGGNS_7_QFUNTS | [85 empty] | 3.8hr_storage_2023_mtr_2 | 0.9613 | storage | Linear Extrapolation | 2023 | tranche_1
[25 empty] | HIGH 5 SOLAR BESS | [85 empty] | 3.8hr_storage_2024_mtr_1 | 0.9043 | storage | Linear Extrapolation | 2024 | tranche_2
[25 empty] | HIGH 5 SOLAR | [85 empty] | 3.8hr_storage_2024_mtr_2 | 0.9043 | storage | Linear Extrapolation | 2024 | tranche_2
[25 empty] | CLEAR LAKE UNIT 1 | [85 empty] | 3.8hr_storage_2025_mtr_1_pre_nov302022 | 0.7366 | storage | Linear Extrapolation | 2025 | tranche_3
[25 empty] | BP WILMINGTON CALCINER | [85 empty] | 3.8hr_storage_2025_mtr_2_post_nov302022 | 0.7465 | storage | Linear Extrapolation | 2025 | tranche_3
[25 empty] | LONG BEACH UNIT 1 | [85 empty] | 3.8hr_storage_2026_mtr_1_pre_nov302022 | 0.6839 | storage | Linear Extrapolation | 2026 | tranche_4
[25 empty] | LONG BEACH UNIT 2 | [85 empty] | 3.8hr_storage_2026_mtr_2_post_nov302022 | 0.7623 | storage | Linear Extrapolation | 2026 | tranche_4
[25 empty] | LONG BEACH UNIT 3 | [85 empty] | 3.8hr_storage_2027_mtr_2 | 0.7335 | storage | Linear Extrapolation | 2027 | tranche_5
[25 empty] | LONG BEACH UNIT 4 | [85 empty] | 3.8hr_storage_2028_mtr_2 | 0.7582 | storage | Linear Extrapolation | 2028 | tranche_6
[25 empty] | SOUTHEAST RESOURCE RECOVERY | [85 empty] | 3.9hr_storage_2023_mtr_1 | 0.96215 | storage | Linear Extrapolation | 2023 | tranche_1
[25 empty] | HAMILTON BRANCH PH (AGGREGATE) | [85 empty] | 3.9hr_storage_2023_mtr_2 | 0.96215 | storage | Linear Extrapolation | 2023 | tranche_1
[25 empty] | HUNTINGTON BEACH ENERGY | [85 empty] | 3.9hr_storage_2024_mtr_1 | 0.90565 | storage | Linear Extrapolation | 2024 | tranche_2
[25 empty] | HUNTINGTON BEACH GEN STA. UNIT 2 | [85 empty] | 3.9hr_storage_2024_mtr_2 | 0.90565 | storage | Linear Extrapolation | 2024 | tranche_2
[25 empty] | U.S. BORAX, UNIT 1 | [85 empty] | 3.9hr_storage_2025_mtr_1_pre_nov302022 | 0.7393 | storage | Linear Extrapolation | 2025 | tranche_3
[25 empty] | SAN BENITO SMART PARK | [85 empty] | 3.9hr_storage_2025_mtr_2_post_nov302022 | 0.74875 | storage | Linear Extrapolation | 2025 | tranche_3
[25 empty] | HOLLISTER SOLAR | [85 empty] | 3.9hr_storage_2026_mtr_1_pre_nov302022 | 0.68695 | storage | Linear Extrapolation | 2026 | tranche_4
[25 empty] | HOOVER POWER PLANT | [85 empty] | 3.9hr_storage_2026_mtr_2_post_nov302022 | 0.76415 | storage | Linear Extrapolation | 2026 | tranche_4
[25 empty] | HOOVER | [85 empty] | 3.9hr_storage_2027_mtr_2 | 0.73675 | storage | Linear Extrapolation | 2027 | tranche_5
[25 empty] | HOOVER DAM - SCE SHARE | [85 empty] | 3.9hr_storage_2028_mtr_2 | 0.7616 | storage | Linear Extrapolation | 2028 | tranche_6
[25 empty] | HUMBOLDT BAY GENERATING STATION 3 | [85 empty] | 3hr_storage_2023_mtr_1 | 0.9545 | storage | Linear Extrapolation | 2023 | tranche_1
[25 empty] | HUMBOLDT BAY GENERATING STATION 1 | [85 empty] | 3hr_storage_2023_mtr_2 | 0.9545 | storage | Linear Extrapolation | 2023 | tranche_1
[25 empty] | SMALL QF AGGREGATION - TRINITY | [85 empty] | 3hr_storage_2024_mtr_1 | 0.8935 | storage | Linear Extrapolation | 2024 | tranche_2
[25 empty] | HURON SOLAR STATION | [85 empty] | 3hr_storage_2024_mtr_2 | 0.8935 | storage | Linear Extrapolation | 2024 | tranche_2
[25 empty] | HYATT-THERMALITO PUMP-GEN (AGGREGATE) | [85 empty] | 3hr_storage_2025_mtr_1_pre_nov302022 | 0.715 | storage | Linear Extrapolation | 2025 | tranche_3
[25 empty] | SMALL QF AGGREGATION - VALLEJO/DINSMORE | [85 empty] | 3hr_storage_2025_mtr_2_post_nov302022 | 0.7285 | storage | Linear Extrapolation | 2025 | tranche_3
[25 empty] | INDIGO PEAKER UNIT 1 | [85 empty] | 3hr_storage_2026_mtr_1_pre_nov302022 | 0.6595 | storage | Linear Extrapolation | 2026 | tranche_4
[25 empty] | INDIGO PEAKER UNIT 2 | [85 empty] | 3hr_storage_2026_mtr_2_post_nov302022 | 0.7475 | storage | Linear Extrapolation | 2026 | tranche_4
[25 empty] | INDIGO PEAKER UNIT 3 | [85 empty] | 3hr_storage_2027_mtr_2 | 0.7075 | storage | Linear Extrapolation | 2027 | tranche_5
[25 empty] | INDIAN VALLEY HYDRO | [85 empty] | 3hr_storage_2028_mtr_2 | 0.731 | storage | Linear Extrapolation | 2028 | tranche_6
[25 empty] | INSKIP HYDRO | [85 empty] | 4hr_storage_2023_mtr_1 | 0.963 | storage | mtr | 2023 | tranche_1
[25 empty] | CCSF HETCH_HETCHY HYDRO AGGREGATE | [85 empty] | 4hr_storage_2023_mtr_2 | 0.963 | storage | mtr | 2023 | tranche_1
[25 empty] | INTERMOUNTAIN POWER PROJECT | [85 empty] | 4hr_storage_2024_mtr_1 | 0.907 | storage | mtr | 2024 | tranche_2
[25 empty] | IPPDYN | [85 empty] | 4hr_storage_2024_mtr_2 | 0.907 | storage | mtr | 2024 | tranche_2
[25 empty] | INTERNATIONAL TURBINE RESEARCH | [85 empty] | 4hr_storage_2025_mtr_1_pre_nov302022 | 0.742 | storage | mtr | 2025 | tranche_3
[25 empty] | IVANPAH 1 | [85 empty] | 4hr_storage_2025_mtr_2_post_nov302022 | 0.751 | storage | mtr | 2025 | tranche_3
[25 empty] | IVANPAH 2 | [85 empty] | 4hr_storage_2026_mtr_1_pre_nov302022 | 0.69 | storage | mtr | 2026 | tranche_4
[25 empty] | IVANPAH 3 | [85 empty] | 4hr_storage_2026_mtr_2_post_nov302022 | 0.766 | storage | mtr | 2026 | tranche_4
[25 empty] | SILVER RIDGE MOUNT SIGNAL 2 | [85 empty] | 4hr_storage_2027_mtr_2 | 0.74 | storage | mtr | 2027 | tranche_5
[25 empty] | SILVER RIDGE MOUNT SIGNAL | [85 empty] | 4hr_storage_2028_mtr_2 | 0.765 | storage | mtr | 2028 | tranche_6
[25 empty] | IMPERIAL VALLEY WEST ( Q # 608) | [85 empty] | 4.1hr_storage_2023_mtr_1 | 0.96385 | storage | Linear Extrapolation | 2023 | tranche_1
[25 empty] | JACUMBA SOLAR FARM | [85 empty] | 4.1hr_storage_2023_mtr_2 | 0.96385 | storage | Linear Extrapolation | 2023 | tranche_1
[25 empty] | REDWOOD COAST AIRPORT MICROGRID | [85 empty] | 4.1hr_storage_2024_mtr_1 | 0.90835 | storage | Linear Extrapolation | 2024 | tranche_2
[25 empty] | NORTH SKY RIVER WIND PROJECT | [85 empty] | 4.1hr_storage_2024_mtr_2 | 0.90835 | storage | Linear Extrapolation | 2024 | tranche_2
[25 empty] | SKY RIVER WIND REPOWER B | [85 empty] | 4.1hr_storage_2025_mtr_1_pre_nov302022 | 0.7447 | storage | Linear Extrapolation | 2025 | tranche_3
[25 empty] | WESTLANDS SOLAR FARM PV 1 | [85 empty] | 4.1hr_storage_2025_mtr_2_post_nov302022 | 0.75325 | storage | Linear Extrapolation | 2025 | tranche_3
[25 empty] | SANTA ANA STORAGE 3 | [85 empty] | 4.1hr_storage_2026_mtr_1_pre_nov302022 | 0.69305 | storage | Linear Extrapolation | 2026 | tranche_4
[25 empty] | SANTA ANA STORAGE 1 | [85 empty] | 4.1hr_storage_2026_mtr_2_post_nov302022 | 0.76785 | storage | Linear Extrapolation | 2026 | tranche_4
[25 empty] | SANTA ANA STORAGE 2 | [85 empty] | 4.1hr_storage_2027_mtr_2 | 0.74325 | storage | Linear Extrapolation | 2027 | tranche_5
[25 empty] | JOHANNA STORAGE 1 | [85 empty] | 4.1hr_storage_2028_mtr_2 | 0.7684 | storage | Linear Extrapolation | 2028 | tranche_6
[25 empty] | JOHANNA STORAGE 2 | [85 empty] | 4.2hr_storage_2023_mtr_1 | 0.9647 | storage | Linear Extrapolation | 2023 | tranche_1
[25 empty] | ORANGE COUNTY ENERGY STORAGE 2 | [85 empty] | 4.2hr_storage_2023_mtr_2 | 0.9647 | storage | Linear Extrapolation | 2023 | tranche_1
[25 empty] | ORANGE COUNTY ENERGY STORAGE 3 | [85 empty] | 4.2hr_storage_2024_mtr_1 | 0.9097 | storage | Linear Extrapolation | 2024 | tranche_2
[25 empty] | TITANIUM 1 BESS | [85 empty] | 4.2hr_storage_2024_mtr_2 | 0.9097 | storage | Linear Extrapolation | 2024 | tranche_2
[25 empty] | RE KANSAS SOUTH | [85 empty] | 4.2hr_storage_2025_mtr_1_pre_nov302022 | 0.7474 | storage | Linear Extrapolation | 2025 | tranche_3
[25 empty] | KEARNY NORTH ENERGY STORAGE | [85 empty] | 4.2hr_storage_2025_mtr_2_post_nov302022 | 0.7555 | storage | Linear Extrapolation | 2025 | tranche_3
[25 empty] | KEARNY SOUTH ENERGY STORAGE | [85 empty] | 4.2hr_storage_2026_mtr_1_pre_nov302022 | 0.6961 | storage | Linear Extrapolation | 2026 | tranche_4
[25 empty] | STS HYDROPOWER LTD. (KEKAWAKA) | [85 empty] | 4.2hr_storage_2026_mtr_2_post_nov302022 | 0.7697 | storage | Linear Extrapolation | 2026 | tranche_4
[25 empty] | MARIPOSA ENERGY | [85 empty] | 4.2hr_storage_2027_mtr_2 | 0.7465 | storage | Linear Extrapolation | 2027 | tranche_5
[25 empty] | KELLY RIDGE HYDRO | [85 empty] | 4.2hr_storage_2028_mtr_2 | 0.7718 | storage | Linear Extrapolation | 2028 | tranche_6
[25 empty] | KERKHOFF PH 2 UNIT #1 | [85 empty] | 4.3hr_storage_2023_mtr_1 | 0.96555 | storage | Linear Extrapolation | 2023 | tranche_1
[25 empty] | FRESNO SOLAR SOUTH | [85 empty] | 4.3hr_storage_2023_mtr_2 | 0.96555 | storage | Linear Extrapolation | 2023 | tranche_1
[25 empty] | FRESNO SOLAR WEST | [85 empty] | 4.3hr_storage_2024_mtr_1 | 0.91105 | storage | Linear Extrapolation | 2024 | tranche_2
[25 empty] | FRESNO COMMUNITY SOLAR | [85 empty] | 4.3hr_storage_2024_mtr_2 | 0.91105 | storage | Linear Extrapolation | 2024 | tranche_2
[25 empty] | KERN FRONT LIMITED | [85 empty] | 4.3hr_storage_2025_mtr_1_pre_nov302022 | 0.7501 | storage | Linear Extrapolation | 2025 | tranche_3
[25 empty] | SOUTH BELRIDGE COGEN FACILITY | [85 empty] | 4.3hr_storage_2025_mtr_2_post_nov302022 | 0.75775 | storage | Linear Extrapolation | 2025 | tranche_3
[25 empty] | KERN RIVER HYDRO UNITS 1-4 AGGREGATE | [85 empty] | 4.3hr_storage_2026_mtr_1_pre_nov302022 | 0.69915 | storage | Linear Extrapolation | 2026 | tranche_4
[25 empty] | KILARC HYDRO | [85 empty] | 4.3hr_storage_2026_mtr_2_post_nov302022 | 0.77155 | storage | Linear Extrapolation | 2026 | tranche_4
[25 empty] | KINGSBURG COGEN | [85 empty] | 4.3hr_storage_2027_mtr_2 | 0.74975 | storage | Linear Extrapolation | 2027 | tranche_5
[25 empty] | KINGS RIVER HYDRO UNIT 1 | [85 empty] | 4.3hr_storage_2028_mtr_2 | 0.7752 | storage | Linear Extrapolation | 2028 | tranche_6
[25 empty] | KELLER CANYON LANDFILL GEN FACILICITY | [85 empty] | 4.4hr_storage_2023_mtr_1 | 0.9664 | storage | Linear Extrapolation | 2023 | tranche_1
[25 empty] | KINGBIRD SOLAR A | [85 empty] | 4.4hr_storage_2023_mtr_2 | 0.9664 | storage | Linear Extrapolation | 2023 | tranche_1
[25 empty] | KINGBIRD SOLAR B | [85 empty] | 4.4hr_storage_2024_mtr_1 | 0.9124 | storage | Linear Extrapolation | 2024 | tranche_2
[25 empty] | KINGSBURG1 | [85 empty] | 4.4hr_storage_2024_mtr_2 | 0.9124 | storage | Linear Extrapolation | 2024 | tranche_2
[25 empty] | KINGSBURG2 | [85 empty] | 4.4hr_storage_2025_mtr_1_pre_nov302022 | 0.7528 | storage | Linear Extrapolation | 2025 | tranche_3
[25 empty] | KING CITY ENERGY CENTER, UNIT 1 | [85 empty] | 4.4hr_storage_2025_mtr_2_post_nov302022 | 0.76 | storage | Linear Extrapolation | 2025 | tranche_3
[25 empty] | KENT SOUTH | [85 empty] | 4.4hr_storage_2026_mtr_1_pre_nov302022 | 0.7022 | storage | Linear Extrapolation | 2026 | tranche_4
[25 empty] | WESTLANDS ALMOND | [85 empty] | 4.4hr_storage_2026_mtr_2_post_nov302022 | 0.7734 | storage | Linear Extrapolation | 2026 | tranche_4
[25 empty] | RESURGENCE 1 BESS | [85 empty] | 4.4hr_storage_2027_mtr_2 | 0.753 | storage | Linear Extrapolation | 2027 | tranche_5
[25 empty] | RESURGENCE 1 PV | [85 empty] | 4.4hr_storage_2028_mtr_2 | 0.7786 | storage | Linear Extrapolation | 2028 | tranche_6
[25 empty] | RESURGENCE 2 BESS | [85 empty] | 4.5hr_storage_2023_mtr_1 | 0.96725 | storage | Linear Extrapolation | 2023 | tranche_1
[25 empty] | RESURGENCE 2 PV | [85 empty] | 4.5hr_storage_2023_mtr_2 | 0.96725 | storage | Linear Extrapolation | 2023 | tranche_1
[25 empty] | KRAMER JUNCTION 8 | [85 empty] | 4.5hr_storage_2024_mtr_1 | 0.91375 | storage | Linear Extrapolation | 2024 | tranche_2
[25 empty] | KRAMER JUNCTION 9 | [85 empty] | 4.5hr_storage_2024_mtr_2 | 0.91375 | storage | Linear Extrapolation | 2024 | tranche_2
[25 empty] | KERN CANYON POWERHOUSE | [85 empty] | 4.5hr_storage_2025_mtr_1_pre_nov302022 | 0.7555 | storage | Linear Extrapolation | 2025 | tranche_3
[25 empty] | KEARNY MESA STORAGE | [85 empty] | 4.5hr_storage_2025_mtr_2_post_nov302022 | 0.76225 | storage | Linear Extrapolation | 2025 | tranche_3
[25 empty] | MWD VENICE HYDROELECTRIC RECOVERY PLANT | [85 empty] | 4.5hr_storage_2026_mtr_1_pre_nov302022 | 0.70525 | storage | Linear Extrapolation | 2026 | tranche_4
[25 empty] | CALD BESS I | [85 empty] | 4.5hr_storage_2026_mtr_2_post_nov302022 | 0.77525 | storage | Linear Extrapolation | 2026 | tranche_4
[25 empty] | LAKE HODGES PUMPED STORAGE-UNIT1 | [85 empty] | 4.5hr_storage_2027_mtr_2 | 0.75625 | storage | Linear Extrapolation | 2027 | tranche_5
[25 empty] | LAKE HODGES PUMPED STORAGE-UNIT2 | [85 empty] | 4.5hr_storage_2028_mtr_2 | 0.782 | storage | Linear Extrapolation | 2028 | tranche_6
[25 empty] | REGULUS SOLAR | [85 empty] | 4.6hr_storage_2023_mtr_1 | 0.9681 | storage | Linear Extrapolation | 2023 | tranche_1
[25 empty] | REDWOOD SOLAR FARM 4 | [85 empty] | 4.6hr_storage_2023_mtr_2 | 0.9681 | storage | Linear Extrapolation | 2023 | tranche_1
[25 empty] | WOODMERE SOLAR FARM | [85 empty] | 4.6hr_storage_2024_mtr_1 | 0.9151 | storage | Linear Extrapolation | 2024 | tranche_2
[25 empty] | HAYWORTH SOLAR FARM | [85 empty] | 4.6hr_storage_2024_mtr_2 | 0.9151 | storage | Linear Extrapolation | 2024 | tranche_2
[25 empty] | REDCREST SOLAR FARM | [85 empty] | 4.6hr_storage_2025_mtr_1_pre_nov302022 | 0.7582 | storage | Linear Extrapolation | 2025 | tranche_3
[25 empty] | LOUISIANA PACIFIC SAMOA | [85 empty] | 4.6hr_storage_2025_mtr_2_post_nov302022 | 0.7645 | storage | Linear Extrapolation | 2025 | tranche_3
[25 empty] | LA PALOMA GENERATING PLANT UNIT #1 | [85 empty] | 4.6hr_storage_2026_mtr_1_pre_nov302022 | 0.7083 | storage | Linear Extrapolation | 2026 | tranche_4
[25 empty] | LA PALOMA GENERATING PLANT UNIT #2 | [85 empty] | 4.6hr_storage_2026_mtr_2_post_nov302022 | 0.7771 | storage | Linear Extrapolation | 2026 | tranche_4
[25 empty] | LA PALOMA GENERATING PLANT UNIT #3 | [85 empty] | 4.6hr_storage_2027_mtr_2 | 0.7595 | storage | Linear Extrapolation | 2027 | tranche_5
[25 empty] | LA PALOMA GENERATING PLANT, UNIT #4 | [85 empty] | 4.6hr_storage_2028_mtr_2 | 0.7854 | storage | Linear Extrapolation | 2028 | tranche_6
[25 empty] | LARKSPUR PEAKER UNIT 1 | [85 empty] | 4.7hr_storage_2023_mtr_1 | 0.96895 | storage | Linear Extrapolation | 2023 | tranche_1
[25 empty] | LARKSPUR PEAKER UNIT 2 | [85 empty] | 4.7hr_storage_2023_mtr_2 | 0.96895 | storage | Linear Extrapolation | 2023 | tranche_1
[25 empty] | LR2 | [85 empty] | 4.7hr_storage_2024_mtr_1 | 0.91645 | storage | Linear Extrapolation | 2024 | tranche_2
[25 empty] | HONEY LAKE POWER | [85 empty] | 4.7hr_storage_2024_mtr_2 | 0.91645 | storage | Linear Extrapolation | 2024 | tranche_2
[25 empty] | CITY OF SUNNYVALE UNIT 1 AND 2 | [85 empty] | 4.7hr_storage_2025_mtr_1_pre_nov302022 | 0.7609 | storage | Linear Extrapolation | 2025 | tranche_3
[25 empty] | LOCKHART SOLAR BESS 1 | [85 empty] | 4.7hr_storage_2025_mtr_2_post_nov302022 | 0.76675 | storage | Linear Extrapolation | 2025 | tranche_3
[25 empty] | LOCKHART SOLAR 1 PV | [85 empty] | 4.7hr_storage_2026_mtr_1_pre_nov302022 | 0.71135 | storage | Linear Extrapolation | 2026 | tranche_4
[25 empty] | LOCKHART SOLAR 2 | [85 empty] | 4.7hr_storage_2026_mtr_2_post_nov302022 | 0.77895 | storage | Linear Extrapolation | 2026 | tranche_4
[25 empty] | PASTORIA ENERGY FACILITY | [85 empty] | 4.7hr_storage_2027_mtr_2 | 0.76275 | storage | Linear Extrapolation | 2027 | tranche_5
[25 empty] | LOS ESTEROS ENERGY FACILITY AGGREGATE | [85 empty] | 4.7hr_storage_2028_mtr_2 | 0.7888 | storage | Linear Extrapolation | 2028 | tranche_6
[25 empty] | LECONTE ENERGY STORAGE | [85 empty] | 4.8hr_storage_2023_mtr_1 | 0.9698 | storage | Linear Extrapolation | 2023 | tranche_1
[25 empty] | KANSAS | [85 empty] | 4.8hr_storage_2023_mtr_2 | 0.9698 | storage | Linear Extrapolation | 2023 | tranche_1
[25 empty] | CARSON COGENERATION | [85 empty] | 4.8hr_storage_2024_mtr_1 | 0.9178 | storage | Linear Extrapolation | 2024 | tranche_2
[25 empty] | LOST HILLS SOLAR | [85 empty] | 4.8hr_storage_2024_mtr_2 | 0.9178 | storage | Linear Extrapolation | 2024 | tranche_2
[25 empty] | MESA CREST | [85 empty] | 4.8hr_storage_2025_mtr_1_pre_nov302022 | 0.7636 | storage | Linear Extrapolation | 2025 | tranche_3
[25 empty] | GREEN BEANWORKS C | [85 empty] | 4.8hr_storage_2025_mtr_2_post_nov302022 | 0.769 | storage | Linear Extrapolation | 2025 | tranche_3
[25 empty] | GESTAMP SOLAR 1 | [85 empty] | 4.8hr_storage_2026_mtr_1_pre_nov302022 | 0.7144 | storage | Linear Extrapolation | 2026 | tranche_4
[25 empty] | LANCASTER LITTLE ROCK C | [85 empty] | 4.8hr_storage_2026_mtr_2_post_nov302022 | 0.7808 | storage | Linear Extrapolation | 2026 | tranche_4
[25 empty] | PALMDALE 18 | [85 empty] | 4.8hr_storage_2027_mtr_2 | 0.766 | storage | Linear Extrapolation | 2027 | tranche_5
[25 empty] | ONE TEN PARTNERS | [85 empty] | 4.8hr_storage_2028_mtr_2 | 0.7922 | storage | Linear Extrapolation | 2028 | tranche_6
[25 empty] | LITTLE ROCK PHAM SOLAR | [85 empty] | 4.9hr_storage_2023_mtr_1 | 0.97065 | storage | Linear Extrapolation | 2023 | tranche_1
[25 empty] | HARRIS | [85 empty] | 4.9hr_storage_2023_mtr_2 | 0.97065 | storage | Linear Extrapolation | 2023 | tranche_1
[25 empty] | LIVE OAK LIMITED | [85 empty] | 4.9hr_storage_2024_mtr_1 | 0.91915 | storage | Linear Extrapolation | 2024 | tranche_2
[25 empty] | LAMBIE ENERGY CENTER, UNIT #1 | [85 empty] | 4.9hr_storage_2024_mtr_2 | 0.91915 | storage | Linear Extrapolation | 2024 | tranche_2
[25 empty] | CREED ENERGY CENTER, UNIT #1 | [85 empty] | 4.9hr_storage_2025_mtr_1_pre_nov302022 | 0.7663 | storage | Linear Extrapolation | 2025 | tranche_3
[25 empty] | GOOSE HAVEN ENERGY CENTER, UNIT #1 | [85 empty] | 4.9hr_storage_2025_mtr_2_post_nov302022 | 0.77125 | storage | Linear Extrapolation | 2025 | tranche_3
[25 empty] | LOS MEDANOS ENERGY CENTER AGGREGATE | [85 empty] | 4.9hr_storage_2026_mtr_1_pre_nov302022 | 0.71745 | storage | Linear Extrapolation | 2026 | tranche_4
[25 empty] | SEPV SIERRA NGR | [85 empty] | 4.9hr_storage_2026_mtr_2_post_nov302022 | 0.78265 | storage | Linear Extrapolation | 2026 | tranche_4
[25 empty] | BEAR CREEK SOLAR | [85 empty] | 4.9hr_storage_2027_mtr_2 | 0.76925 | storage | Linear Extrapolation | 2027 | tranche_5
[25 empty] | KETTLEMAN SOLAR | [85 empty] | 4.9hr_storage_2028_mtr_2 | 0.7956 | storage | Linear Extrapolation | 2028 | tranche_6
[25 empty] | LODI GAS TURBINE | [85 empty] | 4hr_storage_2023_mtr_1 | 0.963 | storage | mtr | 2023 | tranche_1
[25 empty] | LODI ENERGY CENTER | [85 empty] | 4hr_storage_2023_mtr_2 | 0.963 | storage | mtr | 2023 | tranche_1
[25 empty] | LOTUS SOLAR FARM | [85 empty] | 4hr_storage_2024_mtr_1 | 0.907 | storage | mtr | 2024 | tranche_2
[25 empty] | MILL & SULPHUR CREEK HYDRO | [85 empty] | 4hr_storage_2024_mtr_2 | 0.907 | storage | mtr | 2024 | tranche_2
[25 empty] | MATTHEWS DAM HYDRO | [85 empty] | 4hr_storage_2025_mtr_1_pre_nov302022 | 0.742 | storage | mtr | 2025 | tranche_3
[25 empty] | LITTLE BEAR 3 SOLAR | [85 empty] | 4hr_storage_2025_mtr_2_post_nov302022 | 0.751 | storage | mtr | 2025 | tranche_3
[25 empty] | LITTLE BEAR 4 | [85 empty] | 4hr_storage_2026_mtr_1_pre_nov302022 | 0.69 | storage | mtr | 2026 | tranche_4
[25 empty] | LITTLE BEAR 4 SOLAR 5 | [85 empty] | 4hr_storage_2026_mtr_2_post_nov302022 | 0.766 | storage | mtr | 2026 | tranche_4
[25 empty] | LITTLE BEAR SOLAR 1 | [85 empty] | 4hr_storage_2027_mtr_2 | 0.74 | storage | mtr | 2027 | tranche_5
[25 empty] | WEST TAMBO CLEAN POWER II | [85 empty] | 4hr_storage_2028_mtr_2 | 0.765 | storage | mtr | 2028 | tranche_6
[25 empty] | MAGNOLIA POWER PLANT ANAHEIM | [85 empty] | 5.1hr_storage_2023_mtr_1 | 0.97235 | storage | Linear Extrapolation | 2023 | tranche_1
[25 empty] | MAGNOLIA POWER PLANT CERRITOS | [85 empty] | 5.1hr_storage_2023_mtr_2 | 0.97235 | storage | Linear Extrapolation | 2023 | tranche_1
[25 empty] | MAGNOLIA POWER PROJECT | [85 empty] | 5.1hr_storage_2024_mtr_1 | 0.92185 | storage | Linear Extrapolation | 2024 | tranche_2
[25 empty] | MAGNOLIA POWER PLANT - PASADENA | [85 empty] | 5.1hr_storage_2024_mtr_2 | 0.92185 | storage | Linear Extrapolation | 2024 | tranche_2
[25 empty] | MAGNOLIA | [85 empty] | 5.1hr_storage_2025_mtr_1_pre_nov302022 | 0.7717 | storage | Linear Extrapolation | 2025 | tranche_3
[25 empty] | BAKERSFIELD INDUSTRIAL 1 | [85 empty] | 5.1hr_storage_2025_mtr_2_post_nov302022 | 0.77575 | storage | Linear Extrapolation | 2025 | tranche_3
[25 empty] | BAKERSFIELD SOLAR 1 | [85 empty] | 5.1hr_storage_2026_mtr_1_pre_nov302022 | 0.72355 | storage | Linear Extrapolation | 2026 | tranche_4
[25 empty] | MALAGA POWER AGGREGATE | [85 empty] | 5.1hr_storage_2026_mtr_2_post_nov302022 | 0.78635 | storage | Linear Extrapolation | 2026 | tranche_4
[25 empty] | MALACHA HYDRO L.P. | [85 empty] | 5.1hr_storage_2027_mtr_2 | 0.77575 | storage | Linear Extrapolation | 2027 | tranche_5
[25 empty] | MALIN_5_BPADYN | [85 empty] | 5.1hr_storage_2028_mtr_2 | 0.8024 | storage | Linear Extrapolation | 2028 | tranche_6
[25 empty] | GRANT COUNTY HYDRO FACILITIES | [85 empty] | 5.2hr_storage_2023_mtr_1 | 0.9732 | storage | Linear Extrapolation | 2023 | tranche_1
[25 empty] | MALIN_5_HERMDYN | [85 empty] | 5.2hr_storage_2023_mtr_2 | 0.9732 | storage | Linear Extrapolation | 2023 | tranche_1
[25 empty] | IBERDROLA CENTROID SYTEM RESOURCE | [85 empty] | 5.2hr_storage_2024_mtr_1 | 0.9232 | storage | Linear Extrapolation | 2024 | tranche_2
[25 empty] | CSF COLUMBIA GORGE | [85 empty] | 5.2hr_storage_2024_mtr_2 | 0.9232 | storage | Linear Extrapolation | 2024 | tranche_2
[25 empty] | BIGLOW CANYON | [85 empty] | 5.2hr_storage_2025_mtr_1_pre_nov302022 | 0.7744 | storage | Linear Extrapolation | 2025 | tranche_3
[25 empty] | MANTECA LAND 1 | [85 empty] | 5.2hr_storage_2025_mtr_2_post_nov302022 | 0.778 | storage | Linear Extrapolation | 2025 | tranche_3
[25 empty] | MANZANA WIND | [85 empty] | 5.2hr_storage_2026_mtr_1_pre_nov302022 | 0.7266 | storage | Linear Extrapolation | 2026 | tranche_4
[25 empty] | MARICOPA WEST SOLAR PV | [85 empty] | 5.2hr_storage_2026_mtr_2_post_nov302022 | 0.7882 | storage | Linear Extrapolation | 2026 | tranche_4
[25 empty] | SUNSET RESERVOIR - NORTH BASIN | [85 empty] | 5.2hr_storage_2027_mtr_2 | 0.779 | storage | Linear Extrapolation | 2027 | tranche_5
[25 empty] | MARVEL 2 | [85 empty] | 5.2hr_storage_2028_mtr_2 | 0.8058 | storage | Linear Extrapolation | 2028 | tranche_6
[25 empty] | MARVEL | [85 empty] | 5.3hr_storage_2023_mtr_1 | 0.97405 | storage | Linear Extrapolation | 2023 | tranche_1
[25 empty] | FALL RIVER MILLS PROJECT B | [85 empty] | 5.3hr_storage_2023_mtr_2 | 0.97405 | storage | Linear Extrapolation | 2023 | tranche_1
[25 empty] | FISH WATER | [85 empty] | 5.3hr_storage_2024_mtr_1 | 0.92455 | storage | Linear Extrapolation | 2024 | tranche_2
[25 empty] | MCFARLAND SOLAR | [85 empty] | 5.3hr_storage_2024_mtr_2 | 0.92455 | storage | Linear Extrapolation | 2024 | tranche_2
[25 empty] | MCFARLAND SOLAR A BESS | [85 empty] | 5.3hr_storage_2025_mtr_1_pre_nov302022 | 0.7771 | storage | Linear Extrapolation | 2025 | tranche_3
[25 empty] | MCFARLAND SOLAR A PV | [85 empty] | 5.3hr_storage_2025_mtr_2_post_nov302022 | 0.78025 | storage | Linear Extrapolation | 2025 | tranche_3
[25 empty] | MCFARLAND SOLAR B BESS | [85 empty] | 5.3hr_storage_2026_mtr_1_pre_nov302022 | 0.72965 | storage | Linear Extrapolation | 2026 | tranche_4
[25 empty] | MCFARLAND SOLAR B PV | [85 empty] | 5.3hr_storage_2026_mtr_2_post_nov302022 | 0.79005 | storage | Linear Extrapolation | 2026 | tranche_4
[25 empty] | MC SWAIN HYDRO | [85 empty] | 5.3hr_storage_2027_mtr_2 | 0.78225 | storage | Linear Extrapolation | 2027 | tranche_5
[25 empty] | MIDDLE FORK AND RALSTON PSP | [85 empty] | 5.3hr_storage_2028_mtr_2 | 0.8092 | storage | Linear Extrapolation | 2028 | tranche_6
[25 empty] | MELROSE BESS 1 | [85 empty] | 5.4hr_storage_2023_mtr_1 | 0.9749 | storage | Linear Extrapolation | 2023 | tranche_1
[25 empty] | MELROSE BESS 2 | [85 empty] | 5.4hr_storage_2023_mtr_2 | 0.9749 | storage | Linear Extrapolation | 2023 | tranche_1
[25 empty] | CALRENEW - 1(A) | [85 empty] | 5.4hr_storage_2024_mtr_1 | 0.9259 | storage | Linear Extrapolation | 2024 | tranche_2
[25 empty] | MISSION SOLAR | [85 empty] | 5.4hr_storage_2024_mtr_2 | 0.9259 | storage | Linear Extrapolation | 2024 | tranche_2
[25 empty] | MERCED SOLAR | [85 empty] | 5.4hr_storage_2025_mtr_1_pre_nov302022 | 0.7798 | storage | Linear Extrapolation | 2025 | tranche_3
[25 empty] | MERCED FALLS POWERHOUSE | [85 empty] | 5.4hr_storage_2025_mtr_2_post_nov302022 | 0.7825 | storage | Linear Extrapolation | 2025 | tranche_3
[25 empty] | SMALL QF AGGREGATION - SAN LUIS OBISPO | [85 empty] | 5.4hr_storage_2026_mtr_1_pre_nov302022 | 0.7327 | storage | Linear Extrapolation | 2026 | tranche_4
[25 empty] | CADILLAC 1 BESS | [85 empty] | 5.4hr_storage_2026_mtr_2_post_nov302022 | 0.7919 | storage | Linear Extrapolation | 2026 | tranche_4
[25 empty] | YORKTOWN 1 BESS | [85 empty] | 5.4hr_storage_2027_mtr_2 | 0.7855 | storage | Linear Extrapolation | 2027 | tranche_5
[25 empty] | METCALF ENERGY CENTER | [85 empty] | 5.4hr_storage_2028_mtr_2 | 0.8126 | storage | Linear Extrapolation | 2028 | tranche_6
[25 empty] | NORTH MIDWAY COGENS 5A 5B | [85 empty] | 5.5hr_storage_2023_mtr_1 | 0.97575 | storage | Linear Extrapolation | 2023 | tranche_1
[25 empty] | CORAM ENERGY | [85 empty] | 5.5hr_storage_2023_mtr_2 | 0.97575 | storage | Linear Extrapolation | 2023 | tranche_1
[25 empty] | CELLC 7.5 MW TEHACHAPI PROJECT | [85 empty] | 5.5hr_storage_2024_mtr_1 | 0.92725 | storage | Linear Extrapolation | 2024 | tranche_2
[25 empty] | MIDWAY SOUTH SOLAR FARM | [85 empty] | 5.5hr_storage_2024_mtr_2 | 0.92725 | storage | Linear Extrapolation | 2024 | tranche_2
[25 empty] | MIDWAY SOLAR FARM | [85 empty] | 5.5hr_storage_2025_mtr_1_pre_nov302022 | 0.7825 | storage | Linear Extrapolation | 2025 | tranche_3
[25 empty] | MILFORD I | [85 empty] | 5.5hr_storage_2025_mtr_2_post_nov302022 | 0.78475 | storage | Linear Extrapolation | 2025 | tranche_3
[25 empty] | MWD CORONA HYDROELECTRIC RECOVERY PLANT | [85 empty] | 5.5hr_storage_2026_mtr_1_pre_nov302022 | 0.73575 | storage | Linear Extrapolation | 2026 | tranche_4
[25 empty] | TEMESCAL CANYON RV | [85 empty] | 5.5hr_storage_2026_mtr_2_post_nov302022 | 0.79375 | storage | Linear Extrapolation | 2026 | tranche_4
[25 empty] | MILLIKEN LANDFILL SOLAR | [85 empty] | 5.5hr_storage_2027_mtr_2 | 0.78875 | storage | Linear Extrapolation | 2027 | tranche_5
[25 empty] | MIRA LOMA BESS A | [85 empty] | 5.5hr_storage_2028_mtr_2 | 0.816 | storage | Linear Extrapolation | 2028 | tranche_6
[25 empty] | MIRA LOMA BESS B | [85 empty] | 5.6hr_storage_2023_mtr_1 | 0.9766 | storage | Linear Extrapolation | 2023 | tranche_1
[25 empty] | ONTARIO RT SOLAR | [85 empty] | 5.6hr_storage_2023_mtr_2 | 0.9766 | storage | Linear Extrapolation | 2023 | tranche_1
[25 empty] | SPVP032 | [85 empty] | 5.6hr_storage_2024_mtr_1 | 0.9286 | storage | Linear Extrapolation | 2024 | tranche_2
[25 empty] | SPVP033 | [85 empty] | 5.6hr_storage_2024_mtr_2 | 0.9286 | storage | Linear Extrapolation | 2024 | tranche_2
[25 empty] | MWD TEMESCAL HYDROELECTRIC RECOVERY PLAN | [85 empty] | 5.6hr_storage_2025_mtr_1_pre_nov302022 | 0.7852 | storage | Linear Extrapolation | 2025 | tranche_3
[25 empty] | MIRA LOMA PEAKER | [85 empty] | 5.6hr_storage_2025_mtr_2_post_nov302022 | 0.787 | storage | Linear Extrapolation | 2025 | tranche_3
[25 empty] | LAKE MATHEWS HYDROELECTRIC RECOVERY PLAN | [85 empty] | 5.6hr_storage_2026_mtr_1_pre_nov302022 | 0.7388 | storage | Linear Extrapolation | 2026 | tranche_4
[25 empty] | SMALL QF AGGREGATION - SAB FRABCUSCI | [85 empty] | 5.6hr_storage_2026_mtr_2_post_nov302022 | 0.7956 | storage | Linear Extrapolation | 2026 | tranche_4
[25 empty] | MCKITTRICK LIMITED | [85 empty] | 5.6hr_storage_2027_mtr_2 | 0.792 | storage | Linear Extrapolation | 2027 | tranche_5
[25 empty] | MLPTAS_7_QFUNTS | [85 empty] | 5.6hr_storage_2028_mtr_2 | 0.8194 | storage | Linear Extrapolation | 2028 | tranche_6
[25 empty] | MCGRATH BEACH PEAKER | [85 empty] | 5.7hr_storage_2023_mtr_1 | 0.97745 | storage | Linear Extrapolation | 2023 | tranche_1
[25 empty] | NORTH STAR SOLAR 1 | [85 empty] | 5.7hr_storage_2023_mtr_2 | 0.97745 | storage | Linear Extrapolation | 2023 | tranche_1
[25 empty] | CITIZEN SOLAR B | [85 empty] | 5.7hr_storage_2024_mtr_1 | 0.92995 | storage | Linear Extrapolation | 2024 | tranche_2
[25 empty] | MOJAVE SIPHON POWER PLANT | [85 empty] | 5.7hr_storage_2024_mtr_2 | 0.92995 | storage | Linear Extrapolation | 2024 | tranche_2
[25 empty] | MOJAVE WEST | [85 empty] | 5.7hr_storage_2025_mtr_1_pre_nov302022 | 0.7879 | storage | Linear Extrapolation | 2025 | tranche_3
[25 empty] | TEHACHAPI STORAGE PROJECT | [85 empty] | 5.7hr_storage_2025_mtr_2_post_nov302022 | 0.78925 | storage | Linear Extrapolation | 2025 | tranche_3
[25 empty] | MONTICELLO HYDRO AGGREGATE | [85 empty] | 5.7hr_storage_2026_mtr_1_pre_nov302022 | 0.74185 | storage | Linear Extrapolation | 2026 | tranche_4
[25 empty] | ACORN I BESS | [85 empty] | 5.7hr_storage_2026_mtr_2_post_nov302022 | 0.79745 | storage | Linear Extrapolation | 2026 | tranche_4
[25 empty] | CALABASAS GAS-TO-ENERGY FACILITY | [85 empty] | 5.7hr_storage_2027_mtr_2 | 0.79525 | storage | Linear Extrapolation | 2027 | tranche_5
[25 empty] | MOORPARK QFS | [85 empty] | 5.7hr_storage_2028_mtr_2 | 0.8228 | storage | Linear Extrapolation | 2028 | tranche_6
[25 empty] | MORWIND | [85 empty] | 5.8hr_storage_2023_mtr_1 | 0.9783 | storage | Linear Extrapolation | 2023 | tranche_1
[25 empty] | SMALL QF AGGREGATION - SANTA CRUZ | [85 empty] | 5.8hr_storage_2023_mtr_2 | 0.9783 | storage | Linear Extrapolation | 2023 | tranche_1
[25 empty] | MOSS LANDING POWER BLOCK 1 | [85 empty] | 5.8hr_storage_2024_mtr_1 | 0.9313 | storage | Linear Extrapolation | 2024 | tranche_2
[25 empty] | MOSS LANDING POWER BLOCK 2 | [85 empty] | 5.8hr_storage_2024_mtr_2 | 0.9313 | storage | Linear Extrapolation | 2024 | tranche_2
[25 empty] | DESERT STAR ENERGY CENTER | [85 empty] | 5.8hr_storage_2025_mtr_1_pre_nov302022 | 0.7906 | storage | Linear Extrapolation | 2025 | tranche_3
[25 empty] | MIRAMAR ENERGY FACILITY II | [85 empty] | 5.8hr_storage_2025_mtr_2_post_nov302022 | 0.7915 | storage | Linear Extrapolation | 2025 | tranche_3
[25 empty] | MIRAMAR ENERGY FACILITY | [85 empty] | 5.8hr_storage_2026_mtr_1_pre_nov302022 | 0.7449 | storage | Linear Extrapolation | 2026 | tranche_4
[25 empty] | TOP GUN ENERGY STORAGE | [85 empty] | 5.8hr_storage_2026_mtr_2_post_nov302022 | 0.7993 | storage | Linear Extrapolation | 2026 | tranche_4
[25 empty] | MORELOS SOLAR | [85 empty] | 5.8hr_storage_2027_mtr_2 | 0.7985 | storage | Linear Extrapolation | 2027 | tranche_5
[25 empty] | MIRAMAR LANDFILL | [85 empty] | 5.8hr_storage_2028_mtr_2 | 0.8262 | storage | Linear Extrapolation | 2028 | tranche_6
[25 empty] | MESQUITE SOLAR 4 BESS | [85 empty] | 5.9hr_storage_2023_mtr_1 | 0.97915 | storage | Linear Extrapolation | 2023 | tranche_1
[25 empty] | MESQUITE SOLAR 4 | [85 empty] | 5.9hr_storage_2023_mtr_2 | 0.97915 | storage | Linear Extrapolation | 2023 | tranche_1
[25 empty] | MESQUITE SOLAR 1 | [85 empty] | 5.9hr_storage_2024_mtr_1 | 0.93265 | storage | Linear Extrapolation | 2024 | tranche_2
[25 empty] | MESQUITE SOLAR 2 | [85 empty] | 5.9hr_storage_2024_mtr_2 | 0.93265 | storage | Linear Extrapolation | 2024 | tranche_2
[25 empty] | MESQUITE SOLAR 3,, LLC | [85 empty] | 5.9hr_storage_2025_mtr_1_pre_nov302022 | 0.7933 | storage | Linear Extrapolation | 2025 | tranche_3
[25 empty] | MSQUIT_5_SERDYN | [85 empty] | 5.9hr_storage_2025_mtr_2_post_nov302022 | 0.79375 | storage | Linear Extrapolation | 2025 | tranche_3
[25 empty] | SMALL QF AGGREGATION - SAN DIEGO | [85 empty] | 5.9hr_storage_2026_mtr_1_pre_nov302022 | 0.74795 | storage | Linear Extrapolation | 2026 | tranche_4
[25 empty] | MUSTANG 1 BESS | [85 empty] | 5.9hr_storage_2026_mtr_2_post_nov302022 | 0.80115 | storage | Linear Extrapolation | 2026 | tranche_4
[25 empty] | MUSTANG | [85 empty] | 5.9hr_storage_2027_mtr_2 | 0.80175 | storage | Linear Extrapolation | 2027 | tranche_5
[25 empty] | MUSTANG 3 | [85 empty] | 5.9hr_storage_2028_mtr_2 | 0.8296 | storage | Linear Extrapolation | 2028 | tranche_6
[25 empty] | MUSTANG 4 | [85 empty] | 5hr_storage_2023_mtr_1 | 0.9715 | storage | Linear Extrapolation | 2023 | tranche_1
[25 empty] | MT.POSO COGENERATION CO. | [85 empty] | 5hr_storage_2023_mtr_2 | 0.9715 | storage | Linear Extrapolation | 2023 | tranche_1
[25 empty] | MOUNTAIN VIEW POWER PROJECT I REPOWER | [85 empty] | 5hr_storage_2024_mtr_1 | 0.9205 | storage | Linear Extrapolation | 2024 | tranche_2
[25 empty] | MOUNTAIN VIEW POWER PROJECT I | [85 empty] | 5hr_storage_2024_mtr_2 | 0.9205 | storage | Linear Extrapolation | 2024 | tranche_2
[25 empty] | MOUNTAIN VIEW POWER PROJECT II | [85 empty] | 5hr_storage_2025_mtr_1_pre_nov302022 | 0.769 | storage | Linear Extrapolation | 2025 | tranche_3
[25 empty] | MOUNTAIN VIEW POWER PROJECT III | [85 empty] | 5hr_storage_2025_mtr_2_post_nov302022 | 0.7735 | storage | Linear Extrapolation | 2025 | tranche_3
[25 empty] | GROSSMONT HOSPITAL | [85 empty] | 5hr_storage_2026_mtr_1_pre_nov302022 | 0.7205 | storage | Linear Extrapolation | 2026 | tranche_4
[25 empty] | NARROWS PH 1 UNIT | [85 empty] | 5hr_storage_2026_mtr_2_post_nov302022 | 0.7845 | storage | Linear Extrapolation | 2026 | tranche_4
[25 empty] | NARROWS POWERHOUSE UNIT 2 | [85 empty] | 5hr_storage_2027_mtr_2 | 0.7725 | storage | Linear Extrapolation | 2027 | tranche_5
[25 empty] | COSO POWER DEVELOPER (NAVY II) AGGREGATE | [85 empty] | 5hr_storage_2028_mtr_2 | 0.799 | storage | Linear Extrapolation | 2028 | tranche_6
[25 empty] | NCPA GEO PLANT 1 UNIT 1 | [85 empty] | 6.1hr_storage_2023_mtr_1 | 0.9801 | storage | Linear Extrapolation | 2023 | tranche_1
[25 empty] | NCPA GEO PLANT 1 UNIT 2 | [85 empty] | 6.1hr_storage_2023_mtr_2 | 0.9801 | storage | Linear Extrapolation | 2023 | tranche_1
[25 empty] | NCPA GEO PLANT 2 UNIT 3 | [85 empty] | 6.1hr_storage_2024_mtr_1 | 0.93445 | storage | Linear Extrapolation | 2024 | tranche_2
[25 empty] | NCPA GEO PLANT 2 UNIT 4 | [85 empty] | 6.1hr_storage_2024_mtr_2 | 0.93445 | storage | Linear Extrapolation | 2024 | tranche_2
[25 empty] | ALPINE SOLAR | [85 empty] | 6.1hr_storage_2025_mtr_1_pre_nov302022 | 0.7973 | storage | Linear Extrapolation | 2025 | tranche_3
[25 empty] | NEWARK 1 QF | [85 empty] | 6.1hr_storage_2025_mtr_2_post_nov302022 | 0.7982 | storage | Linear Extrapolation | 2025 | tranche_3
[25 empty] | NGILAA_5_SDGDYN | [85 empty] | 6.1hr_storage_2026_mtr_1_pre_nov302022 | 0.75255 | storage | Linear Extrapolation | 2026 | tranche_4
[25 empty] | NEW HOGAN PH AGGREGATE | [85 empty] | 6.1hr_storage_2026_mtr_2_post_nov302022 | 0.80485 | storage | Linear Extrapolation | 2026 | tranche_4
[25 empty] | NORTH ISLAND COGEN | [85 empty] | 6.1hr_storage_2027_mtr_2 | 0.8083 | storage | Linear Extrapolation | 2027 | tranche_5
[25 empty] | PLACERITA BESS | [85 empty] | 6.1hr_storage_2028_mtr_2 | 0.8364 | storage | Linear Extrapolation | 2028 | tranche_6
[25 empty] | NORTH CENTRAL VALLEY | [85 empty] | 6.2hr_storage_2023_mtr_1 | 0.9802 | storage | Linear Extrapolation | 2023 | tranche_1
[25 empty] | NORTHERN ORCHARD SOLAR | [85 empty] | 6.2hr_storage_2023_mtr_2 | 0.9802 | storage | Linear Extrapolation | 2023 | tranche_1
[25 empty] | REDWOOD RENEWABLE ENERGY | [85 empty] | 6.2hr_storage_2024_mtr_1 | 0.9349 | storage | Linear Extrapolation | 2024 | tranche_2
[25 empty] | NEWCASTLE HYDRO | [85 empty] | 6.2hr_storage_2024_mtr_2 | 0.9349 | storage | Linear Extrapolation | 2024 | tranche_2
[25 empty] | WINDSTREAM 6111 | [85 empty] | 6.2hr_storage_2025_mtr_1_pre_nov302022 | 0.7986 | storage | Linear Extrapolation | 2025 | tranche_3
[25 empty] | WIND RESOURCE I | [85 empty] | 6.2hr_storage_2025_mtr_2_post_nov302022 | 0.8004 | storage | Linear Extrapolation | 2025 | tranche_3
[25 empty] | WINDSTREAM 39 | [85 empty] | 6.2hr_storage_2026_mtr_1_pre_nov302022 | 0.7541 | storage | Linear Extrapolation | 2026 | tranche_4
[25 empty] | WINDSTREAM 6040 | [85 empty] | 6.2hr_storage_2026_mtr_2_post_nov302022 | 0.8067 | storage | Linear Extrapolation | 2026 | tranche_4
[25 empty] | WINDSTREAM 6041 | [85 empty] | 6.2hr_storage_2027_mtr_2 | 0.8116 | storage | Linear Extrapolation | 2027 | tranche_5
[25 empty] | WINDSTREAM 6042 | [85 empty] | 6.2hr_storage_2028_mtr_2 | 0.8398 | storage | Linear Extrapolation | 2028 | tranche_6
[25 empty] | MWWTP PGS 1 - ENGINES | [85 empty] | 6.3hr_storage_2023_mtr_1 | 0.9803 | storage | Linear Extrapolation | 2023 | tranche_1
[25 empty] | OAKLAND STATION C GT UNIT 1 | [85 empty] | 6.3hr_storage_2023_mtr_2 | 0.9803 | storage | Linear Extrapolation | 2023 | tranche_1
[25 empty] | OAKLAND STATION C GT UNIT 3 | [85 empty] | 6.3hr_storage_2024_mtr_1 | 0.93535 | storage | Linear Extrapolation | 2024 | tranche_2
[25 empty] | OAKLAND STATION C GT UNIT 2 | [85 empty] | 6.3hr_storage_2024_mtr_2 | 0.93535 | storage | Linear Extrapolation | 2024 | tranche_2
[25 empty] | MWWTP PGS 2 - TURBINE | [85 empty] | 6.3hr_storage_2025_mtr_1_pre_nov302022 | 0.7999 | storage | Linear Extrapolation | 2025 | tranche_3
[25 empty] | OAK CREEK | [85 empty] | 6.3hr_storage_2025_mtr_2_post_nov302022 | 0.8026 | storage | Linear Extrapolation | 2025 | tranche_3
[25 empty] | ZEPHYR PARK | [85 empty] | 6.3hr_storage_2026_mtr_1_pre_nov302022 | 0.75565 | storage | Linear Extrapolation | 2026 | tranche_4
[25 empty] | ARRACHE 4006 I | [85 empty] | 6.3hr_storage_2026_mtr_2_post_nov302022 | 0.80855 | storage | Linear Extrapolation | 2026 | tranche_4
[25 empty] | ARRACHE 4006 II | [85 empty] | 6.3hr_storage_2027_mtr_2 | 0.8149 | storage | Linear Extrapolation | 2027 | tranche_5
[25 empty] | ARRACHE 4013 | [85 empty] | 6.3hr_storage_2028_mtr_2 | 0.8432 | storage | Linear Extrapolation | 2028 | tranche_6
[25 empty] | ARRACHE 8083 I | [85 empty] | 6.4hr_storage_2023_mtr_1 | 0.9804 | storage | Linear Extrapolation | 2023 | tranche_1
[25 empty] | ARRACHE 8083 II | [85 empty] | 6.4hr_storage_2023_mtr_2 | 0.9804 | storage | Linear Extrapolation | 2023 | tranche_1
[25 empty] | ARRACHE 8083 III | [85 empty] | 6.4hr_storage_2024_mtr_1 | 0.9358 | storage | Linear Extrapolation | 2024 | tranche_2
[25 empty] | GREEN BEANWORKS D | [85 empty] | 6.4hr_storage_2024_mtr_2 | 0.9358 | storage | Linear Extrapolation | 2024 | tranche_2
[25 empty] | LANCASTER PSOMAS PV | [85 empty] | 6.4hr_storage_2025_mtr_1_pre_nov302022 | 0.8012 | storage | Linear Extrapolation | 2025 | tranche_3
[25 empty] | MA 4035 | [85 empty] | 6.4hr_storage_2025_mtr_2_post_nov302022 | 0.8048 | storage | Linear Extrapolation | 2025 | tranche_3
[25 empty] | MORGAN LANCASTER I | [85 empty] | 6.4hr_storage_2026_mtr_1_pre_nov302022 | 0.7572 | storage | Linear Extrapolation | 2026 | tranche_4
[25 empty] | OASIS SOLAR | [85 empty] | 6.4hr_storage_2026_mtr_2_post_nov302022 | 0.8104 | storage | Linear Extrapolation | 2026 | tranche_4
[25 empty] | SOCCER CENTER | [85 empty] | 6.4hr_storage_2027_mtr_2 | 0.8182 | storage | Linear Extrapolation | 2027 | tranche_5
[25 empty] | VINAM | [85 empty] | 6.4hr_storage_2028_mtr_2 | 0.8466 | storage | Linear Extrapolation | 2028 | tranche_6
[25 empty] | OBERON 1 BESS | [85 empty] | 6.5hr_storage_2023_mtr_1 | 0.9805 | storage | Linear Extrapolation | 2023 | tranche_1
[25 empty] | OBERON 1B SOLAR | [85 empty] | 6.5hr_storage_2023_mtr_2 | 0.9805 | storage | Linear Extrapolation | 2023 | tranche_1
[25 empty] | OBERON 1A SOLAR | [85 empty] | 6.5hr_storage_2024_mtr_1 | 0.93625 | storage | Linear Extrapolation | 2024 | tranche_2
[25 empty] | OBERON 2 BESS | [85 empty] | 6.5hr_storage_2024_mtr_2 | 0.93625 | storage | Linear Extrapolation | 2024 | tranche_2
[25 empty] | OBERON 2A SOLAR | [85 empty] | 6.5hr_storage_2025_mtr_1_pre_nov302022 | 0.8025 | storage | Linear Extrapolation | 2025 | tranche_3
[25 empty] | OBERON 2B SOLAR | [85 empty] | 6.5hr_storage_2025_mtr_2_post_nov302022 | 0.807 | storage | Linear Extrapolation | 2025 | tranche_3
[25 empty] | OCOTILLO WELLS SOLAR AND BESS | [85 empty] | 6.5hr_storage_2026_mtr_1_pre_nov302022 | 0.75875 | storage | Linear Extrapolation | 2026 | tranche_4
[25 empty] | OCOTILLO WIND ENERGY FACILITY | [85 empty] | 6.5hr_storage_2026_mtr_2_post_nov302022 | 0.81225 | storage | Linear Extrapolation | 2026 | tranche_4
[25 empty] | ORANGE GROVE ENERGY CENTER | [85 empty] | 6.5hr_storage_2027_mtr_2 | 0.8215 | storage | Linear Extrapolation | 2027 | tranche_5
[25 empty] | NACIMIENTO HYDROELECTRIC PLANT | [85 empty] | 6.5hr_storage_2028_mtr_2 | 0.85 | storage | Linear Extrapolation | 2028 | tranche_6
[25 empty] | BIDART OLD RIVER 1 | [85 empty] | 6.6hr_storage_2023_mtr_1 | 0.9806 | storage | Linear Extrapolation | 2023 | tranche_1
[25 empty] | CES DAIRY BIOGAS | [85 empty] | 6.6hr_storage_2023_mtr_2 | 0.9806 | storage | Linear Extrapolation | 2023 | tranche_1
[25 empty] | LAKEVIEW DAIRY BIOGAS | [85 empty] | 6.6hr_storage_2024_mtr_1 | 0.9367 | storage | Linear Extrapolation | 2024 | tranche_2
[25 empty] | OLD RIVER ONE | [85 empty] | 6.6hr_storage_2024_mtr_2 | 0.9367 | storage | Linear Extrapolation | 2024 | tranche_2
[25 empty] | MWD COYOTE CREEK HYDROELECTRIC RECOVERY | [85 empty] | 6.6hr_storage_2025_mtr_1_pre_nov302022 | 0.8038 | storage | Linear Extrapolation | 2025 | tranche_3
[25 empty] | BREA POWER II | [85 empty] | 6.6hr_storage_2025_mtr_2_post_nov302022 | 0.8092 | storage | Linear Extrapolation | 2025 | tranche_3
[25 empty] | OLINDA QFS | [85 empty] | 6.6hr_storage_2026_mtr_1_pre_nov302022 | 0.7603 | storage | Linear Extrapolation | 2026 | tranche_4
[25 empty] | BLACKSAND GENERATING FACILITY | [85 empty] | 6.6hr_storage_2026_mtr_2_post_nov302022 | 0.8141 | storage | Linear Extrapolation | 2026 | tranche_4
[25 empty] | WHITE RIVER SOLAR | [85 empty] | 6.6hr_storage_2027_mtr_2 | 0.8248 | storage | Linear Extrapolation | 2027 | tranche_5
[25 empty] | WHITE RIVER WEST | [85 empty] | 6.6hr_storage_2028_mtr_2 | 0.8534 | storage | Linear Extrapolation | 2028 | tranche_6
[25 empty] | OLSEN POWER PARTNERS | [85 empty] | 6.7hr_storage_2023_mtr_1 | 0.9807 | storage | Linear Extrapolation | 2023 | tranche_1
[25 empty] | KERN RIVER COGENERATION CO. UNIT 1 | [85 empty] | 6.7hr_storage_2023_mtr_2 | 0.9807 | storage | Linear Extrapolation | 2023 | tranche_1
[25 empty] | KERN RIVER COGENERATION CO. UNIT 2 | [85 empty] | 6.7hr_storage_2024_mtr_1 | 0.93715 | storage | Linear Extrapolation | 2024 | tranche_2
[25 empty] | KERN RIVER COGENERATION CO. UNIT 3 | [85 empty] | 6.7hr_storage_2024_mtr_2 | 0.93715 | storage | Linear Extrapolation | 2024 | tranche_2
[25 empty] | KERN RIVER COGENERATION CO. UNIT 4 | [85 empty] | 6.7hr_storage_2025_mtr_1_pre_nov302022 | 0.8051 | storage | Linear Extrapolation | 2025 | tranche_3
[25 empty] | O'NEILL PUMP-GEN (AGGREGATE) | [85 empty] | 6.7hr_storage_2025_mtr_2_post_nov302022 | 0.8114 | storage | Linear Extrapolation | 2025 | tranche_3
[25 empty] | HIGH LINE CANAL HYDRO | [85 empty] | 6.7hr_storage_2026_mtr_1_pre_nov302022 | 0.76185 | storage | Linear Extrapolation | 2026 | tranche_4
[25 empty] | ENERPARC CALIFORNIA 2 | [85 empty] | 6.7hr_storage_2026_mtr_2_post_nov302022 | 0.81595 | storage | Linear Extrapolation | 2026 | tranche_4
[25 empty] | ORMOND BEACH GEN STA. UNIT 1 | [85 empty] | 6.7hr_storage_2027_mtr_2 | 0.8281 | storage | Linear Extrapolation | 2027 | tranche_5
[25 empty] | ORMOND BEACH GEN STA. UNIT 2 | [85 empty] | 6.7hr_storage_2028_mtr_2 | 0.8568 | storage | Linear Extrapolation | 2028 | tranche_6
[25 empty] | ORO LOMA SOLAR 1 | [85 empty] | 6.8hr_storage_2023_mtr_1 | 0.9808 | storage | Linear Extrapolation | 2023 | tranche_1
[25 empty] | ORO LOMA SOLAR 2 | [85 empty] | 6.8hr_storage_2023_mtr_2 | 0.9808 | storage | Linear Extrapolation | 2023 | tranche_1
[25 empty] | OROVILLE COGENERATION, LP | [85 empty] | 6.8hr_storage_2024_mtr_1 | 0.9376 | storage | Linear Extrapolation | 2024 | tranche_2
[25 empty] | MERCED 1 | [85 empty] | 6.8hr_storage_2024_mtr_2 | 0.9376 | storage | Linear Extrapolation | 2024 | tranche_2
[25 empty] | OSO_6_NSPIN | [85 empty] | 6.8hr_storage_2025_mtr_1_pre_nov302022 | 0.8064 | storage | Linear Extrapolation | 2025 | tranche_3
[25 empty] | ENERSMART CHULA VISTA 1 | [85 empty] | 6.8hr_storage_2025_mtr_2_post_nov302022 | 0.8136 | storage | Linear Extrapolation | 2025 | tranche_3
[25 empty] | CHULA VISTA 2 | [85 empty] | 6.8hr_storage_2026_mtr_1_pre_nov302022 | 0.7634 | storage | Linear Extrapolation | 2026 | tranche_4
[25 empty] | CHULA VISTA ENERGY CENTER,, LLC | [85 empty] | 6.8hr_storage_2026_mtr_2_post_nov302022 | 0.8178 | storage | Linear Extrapolation | 2026 | tranche_4
[25 empty] | OTAY MESA ENERGY CENTER | [85 empty] | 6.8hr_storage_2027_mtr_2 | 0.8314 | storage | Linear Extrapolation | 2027 | tranche_5
[25 empty] | OXBOW HYDRO | [85 empty] | 6.8hr_storage_2028_mtr_2 | 0.8602 | storage | Linear Extrapolation | 2028 | tranche_6
[25 empty] | OX MOUNTAIN LANDFILL GENERATING PLANT | [85 empty] | 6.9hr_storage_2023_mtr_1 | 0.9809 | storage | Linear Extrapolation | 2023 | tranche_1
[25 empty] | HUMBOLDT REDWOOD | [85 empty] | 6.9hr_storage_2023_mtr_2 | 0.9809 | storage | Linear Extrapolation | 2023 | tranche_1
[25 empty] | ONTARIO/SIERRA HYDRO PSP | [85 empty] | 6.9hr_storage_2024_mtr_1 | 0.93805 | storage | Linear Extrapolation | 2024 | tranche_2
[25 empty] | KONA SOLAR - RANCHO DC #1 | [85 empty] | 6.9hr_storage_2024_mtr_2 | 0.93805 | storage | Linear Extrapolation | 2024 | tranche_2
[25 empty] | SAN DIMAS HYDROELECTRIC RECOVERY PLANT | [85 empty] | 6.9hr_storage_2025_mtr_1_pre_nov302022 | 0.8077 | storage | Linear Extrapolation | 2025 | tranche_3
[25 empty] | PADUA QFS | [85 empty] | 6.9hr_storage_2025_mtr_2_post_nov302022 | 0.8158 | storage | Linear Extrapolation | 2025 | tranche_3
[25 empty] | SAN DIMAS WASH HYDRO | [85 empty] | 6.9hr_storage_2026_mtr_1_pre_nov302022 | 0.76495 | storage | Linear Extrapolation | 2026 | tranche_4
[25 empty] | PAIGE SOLAR | [85 empty] | 6.9hr_storage_2026_mtr_2_post_nov302022 | 0.81965 | storage | Linear Extrapolation | 2026 | tranche_4
[25 empty] | PALA GOMEZ CREEK BESS | [85 empty] | 6.9hr_storage_2027_mtr_2 | 0.8347 | storage | Linear Extrapolation | 2027 | tranche_5
[25 empty] | COOPERATIVELY OWNED BACK UP GENERATOR | [85 empty] | 6.9hr_storage_2028_mtr_2 | 0.8636 | storage | Linear Extrapolation | 2028 | tranche_6
[25 empty] | PALOMAR ENERGY CENTER | [85 empty] | 6hr_storage_2023_mtr_1 | 0.98 | storage | mtr | 2023 | tranche_1
[25 empty] | PAULSELL SOLAR ENERGY CENTER BESS | [85 empty] | 6hr_storage_2023_mtr_2 | 0.98 | storage | mtr | 2023 | tranche_1
[25 empty] | PAULSELL SOLAR ENERGY CENTER PV | [85 empty] | 6hr_storage_2024_mtr_1 | 0.934 | storage | mtr | 2024 | tranche_2
[25 empty] | MESA WIND PROJECT | [85 empty] | 6hr_storage_2024_mtr_2 | 0.934 | storage | mtr | 2024 | tranche_2
[25 empty] | PARDEE POWER HOUSE | [85 empty] | 6hr_storage_2025_mtr_1_pre_nov302022 | 0.796 | storage | mtr | 2025 | tranche_3
[25 empty] | PARADISE ENERGY STORAGE | [85 empty] | 6hr_storage_2025_mtr_2_post_nov302022 | 0.796 | storage | mtr | 2025 | tranche_3
[25 empty] | PEARBLOSSOM | [85 empty] | 6hr_storage_2026_mtr_1_pre_nov302022 | 0.751 | storage | mtr | 2026 | tranche_4
[25 empty] | G2 ENERGY HAY ROAD POWER PLANT | [85 empty] | 6hr_storage_2026_mtr_2_post_nov302022 | 0.803 | storage | mtr | 2026 | tranche_4
[25 empty] | POTRERO HILLS ENERGY PRODUCERS | [85 empty] | 6hr_storage_2027_mtr_2 | 0.805 | storage | mtr | 2027 | tranche_5
[25 empty] | PEARBL_2_NSPIN | [85 empty] | 6hr_storage_2028_mtr_2 | 0.833 | storage | mtr | 2028 | tranche_6
[25 empty] | TIERRA BUENA ENERGY STORAGE | [85 empty] | 7.1hr_storage_2023_mtr_1 | 0.9811 | storage | Linear Extrapolation | 2023 | tranche_1
[25 empty] | SONORA 1 | [85 empty] | 7.1hr_storage_2023_mtr_2 | 0.9811 | storage | Linear Extrapolation | 2023 | tranche_1
[25 empty] | PHOENIX PH | [85 empty] | 7.1hr_storage_2024_mtr_1 | 0.93895 | storage | Linear Extrapolation | 2024 | tranche_2
[25 empty] | PINE FLAT HYDRO AGGREGATE | [85 empty] | 7.1hr_storage_2024_mtr_2 | 0.93895 | storage | Linear Extrapolation | 2024 | tranche_2
[25 empty] | PIO PICO UNIT 1 | [85 empty] | 7.1hr_storage_2025_mtr_1_pre_nov302022 | 0.8103 | storage | Linear Extrapolation | 2025 | tranche_3
[25 empty] | PIO PICO UNIT 2 | [85 empty] | 7.1hr_storage_2025_mtr_2_post_nov302022 | 0.8202 | storage | Linear Extrapolation | 2025 | tranche_3
[25 empty] | PIO PICO UNIT 3 | [85 empty] | 7.1hr_storage_2026_mtr_1_pre_nov302022 | 0.76805 | storage | Linear Extrapolation | 2026 | tranche_4
[25 empty] | FALL RIVER MILLS PROJECT A | [85 empty] | 7.1hr_storage_2026_mtr_2_post_nov302022 | 0.82335 | storage | Linear Extrapolation | 2026 | tranche_4
[25 empty] | PIT PH 1 UNIT 1 | [85 empty] | 7.1hr_storage_2027_mtr_2 | 0.8413 | storage | Linear Extrapolation | 2027 | tranche_5
[25 empty] | PIT PH 1 UNIT 2 | [85 empty] | 7.1hr_storage_2028_mtr_2 | 0.8704 | storage | Linear Extrapolation | 2028 | tranche_6
[25 empty] | PIT PH 3 UNITS 1, 2 & 3 AGGREGATE | [85 empty] | 7.2hr_storage_2023_mtr_1 | 0.9812 | storage | Linear Extrapolation | 2023 | tranche_1
[25 empty] | PIT PH 4 UNITS 1 & 2 AGGREGATE | [85 empty] | 7.2hr_storage_2023_mtr_2 | 0.9812 | storage | Linear Extrapolation | 2023 | tranche_1
[25 empty] | PIT PH 5 UNITS 1 & 2 AGGREGATE | [85 empty] | 7.2hr_storage_2024_mtr_1 | 0.9394 | storage | Linear Extrapolation | 2024 | tranche_2
[25 empty] | PIT PH 5 UNITS 3 & 4 AGGREGATE | [85 empty] | 7.2hr_storage_2024_mtr_2 | 0.9394 | storage | Linear Extrapolation | 2024 | tranche_2
[25 empty] | GRASSHOPPER FLAT HYDRO | [85 empty] | 7.2hr_storage_2025_mtr_1_pre_nov302022 | 0.8116 | storage | Linear Extrapolation | 2025 | tranche_3
[25 empty] | PIT PH 6 UNIT 1 | [85 empty] | 7.2hr_storage_2025_mtr_2_post_nov302022 | 0.8224 | storage | Linear Extrapolation | 2025 | tranche_3
[25 empty] | PIT PH 6 UNIT 2 | [85 empty] | 7.2hr_storage_2026_mtr_1_pre_nov302022 | 0.7696 | storage | Linear Extrapolation | 2026 | tranche_4
[25 empty] | PIT PH 7 UNIT 1 | [85 empty] | 7.2hr_storage_2026_mtr_2_post_nov302022 | 0.8252 | storage | Linear Extrapolation | 2026 | tranche_4
[25 empty] | PIT PH 7 UNIT 2 | [85 empty] | 7.2hr_storage_2027_mtr_2 | 0.8446 | storage | Linear Extrapolation | 2027 | tranche_5
[25 empty] | GREEN BEANWORKS B | [85 empty] | 7.2hr_storage_2028_mtr_2 | 0.8738 | storage | Linear Extrapolation | 2028 | tranche_6
[25 empty] | CHILI BAR HYDRO | [85 empty] | 7.3hr_storage_2023_mtr_1 | 0.9813 | storage | Linear Extrapolation | 2023 | tranche_1
[25 empty] | ROCK CREEK HYDRO | [85 empty] | 7.3hr_storage_2023_mtr_2 | 0.9813 | storage | Linear Extrapolation | 2023 | tranche_1
[25 empty] | WESTERN ANTELOPE BLUE SKY RANCH A | [85 empty] | 7.3hr_storage_2024_mtr_1 | 0.93985 | storage | Linear Extrapolation | 2024 | tranche_2
[25 empty] | WESTERN ANTELOPE DRY RANCH | [85 empty] | 7.3hr_storage_2024_mtr_2 | 0.93985 | storage | Linear Extrapolation | 2024 | tranche_2
[25 empty] | NORTH LANCASTER RANCH | [85 empty] | 7.3hr_storage_2025_mtr_1_pre_nov302022 | 0.8129 | storage | Linear Extrapolation | 2025 | tranche_3
[25 empty] | SIERRA SOLAR GREENWORKS, LLC | [85 empty] | 7.3hr_storage_2025_mtr_2_post_nov302022 | 0.8246 | storage | Linear Extrapolation | 2025 | tranche_3
[25 empty] | CENTRAL ANTELOPE DRY RANCH C | [85 empty] | 7.3hr_storage_2026_mtr_1_pre_nov302022 | 0.77115 | storage | Linear Extrapolation | 2026 | tranche_4
[25 empty] | HIGH SIERRA COGENERATION AGGREGATE | [85 empty] | 7.3hr_storage_2026_mtr_2_post_nov302022 | 0.82705 | storage | Linear Extrapolation | 2026 | tranche_4
[25 empty] | LINCOLN LANDFILL POWER PLANT | [85 empty] | 7.3hr_storage_2027_mtr_2 | 0.8479 | storage | Linear Extrapolation | 2027 | tranche_5
[25 empty] | SEPV PALMDALE EAST,, LLC | [85 empty] | 7.3hr_storage_2028_mtr_2 | 0.8772 | storage | Linear Extrapolation | 2028 | tranche_6
[25 empty] | RIO BRAVO SOLAR 2 | [85 empty] | 7.4hr_storage_2023_mtr_1 | 0.9814 | storage | Linear Extrapolation | 2023 | tranche_1
[25 empty] | PUMPJACK SOLAR I | [85 empty] | 7.4hr_storage_2023_mtr_2 | 0.9814 | storage | Linear Extrapolation | 2023 | tranche_1
[25 empty] | RIO BRAVO SOLAR 1 | [85 empty] | 7.4hr_storage_2024_mtr_1 | 0.9403 | storage | Linear Extrapolation | 2024 | tranche_2
[25 empty] | PANOCHE ENERGY CENTER (AGGREGATED) | [85 empty] | 7.4hr_storage_2024_mtr_2 | 0.9403 | storage | Linear Extrapolation | 2024 | tranche_2
[25 empty] | MIDWAY PEAKING AGGREGATE | [85 empty] | 7.4hr_storage_2025_mtr_1_pre_nov302022 | 0.8142 | storage | Linear Extrapolation | 2025 | tranche_3
[25 empty] | PANOCHE VALLEY SOLAR | [85 empty] | 7.4hr_storage_2025_mtr_2_post_nov302022 | 0.8268 | storage | Linear Extrapolation | 2025 | tranche_3
[25 empty] | PANOCHE PEAKER | [85 empty] | 7.4hr_storage_2026_mtr_1_pre_nov302022 | 0.7727 | storage | Linear Extrapolation | 2026 | tranche_4
[25 empty] | CALPEAK POWER PANOCHE UNIT 1 | [85 empty] | 7.4hr_storage_2026_mtr_2_post_nov302022 | 0.8289 | storage | Linear Extrapolation | 2026 | tranche_4
[25 empty] | POE HYDRO UNIT 1 | [85 empty] | 7.4hr_storage_2027_mtr_2 | 0.8512 | storage | Linear Extrapolation | 2027 | tranche_5
[25 empty] | POE HYDRO UNIT 2 | [85 empty] | 7.4hr_storage_2028_mtr_2 | 0.8806 | storage | Linear Extrapolation | 2028 | tranche_6
[25 empty] | ANTELOPE SOLAR 2 ESTRELLA BESS | [85 empty] | 7.5hr_storage_2023_mtr_1 | 0.9815 | storage | Linear Extrapolation | 2023 | tranche_1
[25 empty] | ANTELOPE SOLAR 2 ESTRELLA | [85 empty] | 7.5hr_storage_2023_mtr_2 | 0.9815 | storage | Linear Extrapolation | 2023 | tranche_1
[25 empty] | ANTELOPE SOLAR 2 RACEWAY BESS | [85 empty] | 7.5hr_storage_2024_mtr_1 | 0.94075 | storage | Linear Extrapolation | 2024 | tranche_2
[25 empty] | ANTELOPE SOLAR 2 RACEWAY | [85 empty] | 7.5hr_storage_2024_mtr_2 | 0.94075 | storage | Linear Extrapolation | 2024 | tranche_2
[25 empty] | POTTER VALLEY | [85 empty] | 7.5hr_storage_2025_mtr_1_pre_nov302022 | 0.8155 | storage | Linear Extrapolation | 2025 | tranche_3
[25 empty] | VECINO VINEYARDS, LLC | [85 empty] | 7.5hr_storage_2025_mtr_2_post_nov302022 | 0.829 | storage | Linear Extrapolation | 2025 | tranche_3
[25 empty] | MIGUEL BESS | [85 empty] | 7.5hr_storage_2026_mtr_1_pre_nov302022 | 0.77425 | storage | Linear Extrapolation | 2026 | tranche_4
[25 empty] | SILVER STATE SOUTH | [85 empty] | 7.5hr_storage_2026_mtr_2_post_nov302022 | 0.83075 | storage | Linear Extrapolation | 2026 | tranche_4
[25 empty] | PROXIMA SOLAR | [85 empty] | 7.5hr_storage_2027_mtr_2 | 0.8545 | storage | Linear Extrapolation | 2027 | tranche_5
[25 empty] | PROXIMA SOLAR BESS 1A | [85 empty] | 7.5hr_storage_2028_mtr_2 | 0.884 | storage | Linear Extrapolation | 2028 | tranche_6
[25 empty] | PROXIMA SOLAR BESS 1B | [85 empty] | 7.6hr_storage_2023_mtr_1 | 0.9816 | storage | Linear Extrapolation | 2023 | tranche_1
[25 empty] | PROXIMA SOLAR 1B | [85 empty] | 7.6hr_storage_2023_mtr_2 | 0.9816 | storage | Linear Extrapolation | 2023 | tranche_1
[25 empty] | PROXIMA SOLAR BESS 2 | [85 empty] | 7.6hr_storage_2024_mtr_1 | 0.9412 | storage | Linear Extrapolation | 2024 | tranche_2
[25 empty] | SANTA CRUZ ENERGY, LLC | [85 empty] | 7.6hr_storage_2024_mtr_2 | 0.9412 | storage | Linear Extrapolation | 2024 | tranche_2
[25 empty] | PSWEET_7_QFUNTS | [85 empty] | 7.6hr_storage_2025_mtr_1_pre_nov302022 | 0.8168 | storage | Linear Extrapolation | 2025 | tranche_3
[25 empty] | NTC/MCRD COGENERATION | [85 empty] | 7.6hr_storage_2025_mtr_2_post_nov302022 | 0.8312 | storage | Linear Extrapolation | 2025 | tranche_3
[25 empty] | PUTAH CREEK SOLAR FARM NORTH | [85 empty] | 7.6hr_storage_2026_mtr_1_pre_nov302022 | 0.7758 | storage | Linear Extrapolation | 2026 | tranche_4
[25 empty] | PUTAH CREEK SOLAR FARM | [85 empty] | 7.6hr_storage_2026_mtr_2_post_nov302022 | 0.8326 | storage | Linear Extrapolation | 2026 | tranche_4
[25 empty] | PVERDE_5_SCEDYN | [85 empty] | 7.6hr_storage_2027_mtr_2 | 0.8578 | storage | Linear Extrapolation | 2027 | tranche_5
[25 empty] | PACIFIC WEST 1 WIND GENERATION | [85 empty] | 7.6hr_storage_2028_mtr_2 | 0.8874 | storage | Linear Extrapolation | 2028 | tranche_6
[25 empty] | RAMON_2_SCEDYN | [85 empty] | 7.7hr_storage_2023_mtr_1 | 0.9817 | storage | Linear Extrapolation | 2023 | tranche_1
[25 empty] | SMUD REGULATION MARKET | [85 empty] | 7.7hr_storage_2023_mtr_2 | 0.9817 | storage | Linear Extrapolation | 2023 | tranche_1
[25 empty] | NORTH ROSAMOND SOLAR | [85 empty] | 7.7hr_storage_2024_mtr_1 | 0.94165 | storage | Linear Extrapolation | 2024 | tranche_2
[25 empty] | RABBITBRUSH SOLAR 1 | [85 empty] | 7.7hr_storage_2024_mtr_2 | 0.94165 | storage | Linear Extrapolation | 2024 | tranche_2
[25 empty] | RABBITBRUSH SOLAR 2 | [85 empty] | 7.7hr_storage_2025_mtr_1_pre_nov302022 | 0.8181 | storage | Linear Extrapolation | 2025 | tranche_3
[25 empty] | ROCK CREEK HYDRO UNIT 1 | [85 empty] | 7.7hr_storage_2025_mtr_2_post_nov302022 | 0.8334 | storage | Linear Extrapolation | 2025 | tranche_3
[25 empty] | ROCK CREEK HYDRO UNIT 2 | [85 empty] | 7.7hr_storage_2026_mtr_1_pre_nov302022 | 0.77735 | storage | Linear Extrapolation | 2026 | tranche_4
[25 empty] | SHEEP CREEK | [85 empty] | 7.7hr_storage_2026_mtr_2_post_nov302022 | 0.83445 | storage | Linear Extrapolation | 2026 | tranche_4
[25 empty] | WATTS II | [85 empty] | 7.7hr_storage_2027_mtr_2 | 0.8611 | storage | Linear Extrapolation | 2027 | tranche_5
[25 empty] | WATTS I | [85 empty] | 7.7hr_storage_2028_mtr_2 | 0.8908 | storage | Linear Extrapolation | 2028 | tranche_6
[25 empty] | IVANHOE TULARE PV | [85 empty] | 7.8hr_storage_2023_mtr_1 | 0.9818 | storage | Linear Extrapolation | 2023 | tranche_1
[25 empty] | KAWEAH PH 2 & 3 PSP AGGREGATE | [85 empty] | 7.8hr_storage_2023_mtr_2 | 0.9818 | storage | Linear Extrapolation | 2023 | tranche_1
[25 empty] | KAWEAH PH 1 UNIT 1 | [85 empty] | 7.8hr_storage_2024_mtr_1 | 0.9421 | storage | Linear Extrapolation | 2024 | tranche_2
[25 empty] | KAWEAH UNIT 1 | [85 empty] | 7.8hr_storage_2024_mtr_2 | 0.9421 | storage | Linear Extrapolation | 2024 | tranche_2
[25 empty] | TWO FIETS DAIRY DIGESTER | [85 empty] | 7.8hr_storage_2025_mtr_1_pre_nov302022 | 0.8194 | storage | Linear Extrapolation | 2025 | tranche_3
[25 empty] | VISALIA CSG | [85 empty] | 7.8hr_storage_2025_mtr_2_post_nov302022 | 0.8356 | storage | Linear Extrapolation | 2025 | tranche_3
[25 empty] | MM TULARE | [85 empty] | 7.8hr_storage_2026_mtr_1_pre_nov302022 | 0.7789 | storage | Linear Extrapolation | 2026 | tranche_4
[25 empty] | RED BLUFF PEAKER PLANT | [85 empty] | 7.8hr_storage_2026_mtr_2_post_nov302022 | 0.8363 | storage | Linear Extrapolation | 2026 | tranche_4
[25 empty] | LANCASTER EAST AVENUE F | [85 empty] | 7.8hr_storage_2027_mtr_2 | 0.8644 | storage | Linear Extrapolation | 2027 | tranche_5
[25 empty] | ANTELOPE VALLEY SOLAR | [85 empty] | 7.8hr_storage_2028_mtr_2 | 0.8942 | storage | Linear Extrapolation | 2028 | tranche_6
[25 empty] | REDONDO GEN STA. UNIT 5 | [85 empty] | 7.9hr_storage_2023_mtr_1 | 0.9819 | storage | Linear Extrapolation | 2023 | tranche_1
[25 empty] | REDONDO GEN STA. UNIT 6 | [85 empty] | 7.9hr_storage_2023_mtr_2 | 0.9819 | storage | Linear Extrapolation | 2023 | tranche_1
[25 empty] | REDONDO GEN STA. UNIT 8 | [85 empty] | 7.9hr_storage_2024_mtr_1 | 0.94255 | storage | Linear Extrapolation | 2024 | tranche_2
[25 empty] | TERZIAN | [85 empty] | 7.9hr_storage_2024_mtr_2 | 0.94255 | storage | Linear Extrapolation | 2024 | tranche_2
[25 empty] | RENWIND RE-POWERING PROJECT | [85 empty] | 7.9hr_storage_2025_mtr_1_pre_nov302022 | 0.8207 | storage | Linear Extrapolation | 2025 | tranche_3
[25 empty] | CHEVRON 8.5 | [85 empty] | 7.9hr_storage_2025_mtr_2_post_nov302022 | 0.8378 | storage | Linear Extrapolation | 2025 | tranche_3
[25 empty] | CHEVRON 2 | [85 empty] | 7.9hr_storage_2026_mtr_1_pre_nov302022 | 0.78045 | storage | Linear Extrapolation | 2026 | tranche_4
[25 empty] | BAY ENVIRONMENTAL (NOVE POWER) | [85 empty] | 7.9hr_storage_2026_mtr_2_post_nov302022 | 0.83815 | storage | Linear Extrapolation | 2026 | tranche_4
[25 empty] | RIO BRAVO HYDRO | [85 empty] | 7.9hr_storage_2027_mtr_2 | 0.8677 | storage | Linear Extrapolation | 2027 | tranche_5
[25 empty] | SMALL QF AGGREGATION - GRASS VALLEY | [85 empty] | 7.9hr_storage_2028_mtr_2 | 0.8976 | storage | Linear Extrapolation | 2028 | tranche_6
[25 empty] | SILVER SPRINGS | [85 empty] | 7hr_storage_2023_mtr_1 | 0.981 | storage | Linear Extrapolation | 2023 | tranche_1
[25 empty] | HAZEL A | [85 empty] | 7hr_storage_2023_mtr_2 | 0.981 | storage | Linear Extrapolation | 2023 | tranche_1
[25 empty] | ROLLINS HYDRO | [85 empty] | 7hr_storage_2024_mtr_1 | 0.9385 | storage | Linear Extrapolation | 2024 | tranche_2
[25 empty] | MENIFEE POWER BANK | [85 empty] | 7hr_storage_2024_mtr_2 | 0.9385 | storage | Linear Extrapolation | 2024 | tranche_2
[25 empty] | MENIFEE POWER BANK 2 | [85 empty] | 7hr_storage_2025_mtr_1_pre_nov302022 | 0.809 | storage | Linear Extrapolation | 2025 | tranche_3
[25 empty] | MENIFEE POWER BANK 3 | [85 empty] | 7hr_storage_2025_mtr_2_post_nov302022 | 0.818 | storage | Linear Extrapolation | 2025 | tranche_3
[25 empty] | MENIFEE POWER BANK 4 | [85 empty] | 7hr_storage_2026_mtr_1_pre_nov302022 | 0.7665 | storage | Linear Extrapolation | 2026 | tranche_4
[25 empty] | PACIFIC WIND - PHASE 1 | [85 empty] | 7hr_storage_2026_mtr_2_post_nov302022 | 0.8215 | storage | Linear Extrapolation | 2026 | tranche_4
[25 empty] | LANCASTER B | [85 empty] | 7hr_storage_2027_mtr_2 | 0.838 | storage | Linear Extrapolation | 2027 | tranche_5
[25 empty] | ROSAMOND ONE | [85 empty] | 7hr_storage_2028_mtr_2 | 0.867 | storage | Linear Extrapolation | 2028 | tranche_6
[25 empty] | ROSAMOND TWO | [85 empty] | 8.1hr_storage_2023_mtr_1 | 0.9821 | storage | Linear Extrapolation | 2023 | tranche_1
[25 empty] | ROSAMOND WEST SOLAR CENTRAL BESS A1 | [85 empty] | 8.1hr_storage_2023_mtr_2 | 0.9821 | storage | Linear Extrapolation | 2023 | tranche_1
[25 empty] | ROSAMOND WEST SOLAR CENTRAL BESS A2 | [85 empty] | 8.1hr_storage_2024_mtr_1 | 0.94345 | storage | Linear Extrapolation | 2024 | tranche_2
[25 empty] | ROSAMOND WEST SOLAR CENTRAL BESS A3 | [85 empty] | 8.1hr_storage_2024_mtr_2 | 0.94345 | storage | Linear Extrapolation | 2024 | tranche_2
[25 empty] | ROSAMOND WEST SOLAR CENTRAL BESS B | [85 empty] | 8.1hr_storage_2025_mtr_1_pre_nov302022 | 0.8233 | storage | Linear Extrapolation | 2025 | tranche_3
[25 empty] | ROSAMOND WEST SOLAR CENTRAL BESS C | [85 empty] | 8.1hr_storage_2025_mtr_2_post_nov302022 | 0.8422 | storage | Linear Extrapolation | 2025 | tranche_3
[25 empty] | ROSAMOND WEST SOLAR CLEAN | [85 empty] | 8.1hr_storage_2026_mtr_1_pre_nov302022 | 0.78355 | storage | Linear Extrapolation | 2026 | tranche_4
[25 empty] | ROSAMOND WEST SOLAR EAST BAY 3 | [85 empty] | 8.1hr_storage_2026_mtr_2_post_nov302022 | 0.84185 | storage | Linear Extrapolation | 2026 | tranche_4
[25 empty] | ROSAMOND WEST SOLAR EAST BAY 4 | [85 empty] | 8.1hr_storage_2027_mtr_2 | 0.8743 | storage | Linear Extrapolation | 2027 | tranche_5
[25 empty] | ROSAMOND WEST SOLAR 1 | [85 empty] | 8.1hr_storage_2028_mtr_2 | 0.9044 | storage | Linear Extrapolation | 2028 | tranche_6
[25 empty] | ROSAMOND WEST SOLAR 2 | [85 empty] | 8.2hr_storage_2023_mtr_1 | 0.9822 | storage | Linear Extrapolation | 2023 | tranche_1
[25 empty] | ROSAMOND WEST SOLAR PALO ALTO | [85 empty] | 8.2hr_storage_2023_mtr_2 | 0.9822 | storage | Linear Extrapolation | 2023 | tranche_1
[25 empty] | ROSAMOND WEST SOLAR ROSIE X | [85 empty] | 8.2hr_storage_2024_mtr_1 | 0.9439 | storage | Linear Extrapolation | 2024 | tranche_2
[25 empty] | RISING TREE 1 | [85 empty] | 8.2hr_storage_2024_mtr_2 | 0.9439 | storage | Linear Extrapolation | 2024 | tranche_2
[25 empty] | RISING TREE 2 | [85 empty] | 8.2hr_storage_2025_mtr_1_pre_nov302022 | 0.8246 | storage | Linear Extrapolation | 2025 | tranche_3
[25 empty] | RISING TREE 3 | [85 empty] | 8.2hr_storage_2025_mtr_2_post_nov302022 | 0.8444 | storage | Linear Extrapolation | 2025 | tranche_3
[25 empty] | RUSSELL CITY ENERGY CENTER | [85 empty] | 8.2hr_storage_2026_mtr_1_pre_nov302022 | 0.7851 | storage | Linear Extrapolation | 2026 | tranche_4
[25 empty] | SOLANO RENEWABLES 1 | [85 empty] | 8.2hr_storage_2026_mtr_2_post_nov302022 | 0.8437 | storage | Linear Extrapolation | 2026 | tranche_4
[25 empty] | RIVERVIEW ENERGY CENTER (GP ANTIOCH) | [85 empty] | 8.2hr_storage_2027_mtr_2 | 0.8776 | storage | Linear Extrapolation | 2027 | tranche_5
[25 empty] | RIVERSIDE ENERGY RES. CTR UNIT 3 | [85 empty] | 8.2hr_storage_2028_mtr_2 | 0.9078 | storage | Linear Extrapolation | 2028 | tranche_6
[25 empty] | RIVERSIDE ENERGY RES. CTR UNIT 4 | [85 empty] | 8.3hr_storage_2023_mtr_1 | 0.9823 | storage | Linear Extrapolation | 2023 | tranche_1
[25 empty] | RIVERSIDE ENERGY RES. CTR UNIT 1 | [85 empty] | 8.3hr_storage_2023_mtr_2 | 0.9823 | storage | Linear Extrapolation | 2023 | tranche_1
[25 empty] | RIVERSIDE ENERGY RES. CTR UNIT 2 | [85 empty] | 8.3hr_storage_2024_mtr_1 | 0.94435 | storage | Linear Extrapolation | 2024 | tranche_2
[25 empty] | TEQUESQUITE LANDFILL SOLAR PROJECT | [85 empty] | 8.3hr_storage_2024_mtr_2 | 0.94435 | storage | Linear Extrapolation | 2024 | tranche_2
[25 empty] | SPRINGS GENERATION PROJECT AGGREGATE | [85 empty] | 8.3hr_storage_2025_mtr_1_pre_nov302022 | 0.8259 | storage | Linear Extrapolation | 2025 | tranche_3
[25 empty] | SUN HARVEST SOLAR | [85 empty] | 8.3hr_storage_2025_mtr_2_post_nov302022 | 0.8466 | storage | Linear Extrapolation | 2025 | tranche_3
[25 empty] | SALINAS RIVER COGENERATION | [85 empty] | 8.3hr_storage_2026_mtr_1_pre_nov302022 | 0.78665 | storage | Linear Extrapolation | 2026 | tranche_4
[25 empty] | SALT SPRINGS HYDRO AGGREGATE | [85 empty] | 8.3hr_storage_2026_mtr_2_post_nov302022 | 0.84555 | storage | Linear Extrapolation | 2026 | tranche_4
[25 empty] | KELCO QUALIFYING FACILITY | [85 empty] | 8.3hr_storage_2027_mtr_2 | 0.8809 | storage | Linear Extrapolation | 2027 | tranche_5
[25 empty] | EDSAN 1 EDWARDS 0 | [85 empty] | 8.3hr_storage_2028_mtr_2 | 0.9112 | storage | Linear Extrapolation | 2028 | tranche_6
[25 empty] | EDSAN 1 EDWARDS 1 | [85 empty] | 8.4hr_storage_2023_mtr_1 | 0.9824 | storage | Linear Extrapolation | 2023 | tranche_1
[25 empty] | EDSAN 2 SANBORN 3 | [85 empty] | 8.4hr_storage_2023_mtr_2 | 0.9824 | storage | Linear Extrapolation | 2023 | tranche_1
[25 empty] | EDSAN 1A | [85 empty] | 8.4hr_storage_2024_mtr_1 | 0.9448 | storage | Linear Extrapolation | 2024 | tranche_2
[25 empty] | EDSAN 1B | [85 empty] | 8.4hr_storage_2024_mtr_2 | 0.9448 | storage | Linear Extrapolation | 2024 | tranche_2
[25 empty] | SANBORN SOLAR 2 SBESS 3 | [85 empty] | 8.4hr_storage_2025_mtr_1_pre_nov302022 | 0.8272 | storage | Linear Extrapolation | 2025 | tranche_3
[25 empty] | SANBORN SOLAR 2 SBESS 4 | [85 empty] | 8.4hr_storage_2025_mtr_2_post_nov302022 | 0.8488 | storage | Linear Extrapolation | 2025 | tranche_3
[25 empty] | EDSAN 2 SANBORN 4 | [85 empty] | 8.4hr_storage_2026_mtr_1_pre_nov302022 | 0.7882 | storage | Linear Extrapolation | 2026 | tranche_4
[25 empty] | MOJAVE SOLAR | [85 empty] | 8.4hr_storage_2026_mtr_2_post_nov302022 | 0.8474 | storage | Linear Extrapolation | 2026 | tranche_4
[25 empty] | SANDRINI SOL 1 | [85 empty] | 8.4hr_storage_2027_mtr_2 | 0.8842 | storage | Linear Extrapolation | 2027 | tranche_5
[25 empty] | SANDRINI SOL 2 | [85 empty] | 8.4hr_storage_2028_mtr_2 | 0.9146 | storage | Linear Extrapolation | 2028 | tranche_6
[25 empty] | LACSD CARSON WATER POLLUTION AGGREGATE | [85 empty] | 8.5hr_storage_2023_mtr_1 | 0.9825 | storage | Linear Extrapolation | 2023 | tranche_1
[25 empty] | COLD CANYON | [85 empty] | 8.5hr_storage_2023_mtr_2 | 0.9825 | storage | Linear Extrapolation | 2023 | tranche_1
[25 empty] | OLD SANTA FE ROAD | [85 empty] | 8.5hr_storage_2024_mtr_1 | 0.94525 | storage | Linear Extrapolation | 2024 | tranche_2
[25 empty] | GEYSERS CALISTOGA AGGREGATE | [85 empty] | 8.5hr_storage_2024_mtr_2 | 0.94525 | storage | Linear Extrapolation | 2024 | tranche_2
[25 empty] | BOWERMAN POWER | [85 empty] | 8.5hr_storage_2025_mtr_1_pre_nov302022 | 0.8285 | storage | Linear Extrapolation | 2025 | tranche_3
[25 empty] | MILLIKAN AVENUE BESS | [85 empty] | 8.5hr_storage_2025_mtr_2_post_nov302022 | 0.851 | storage | Linear Extrapolation | 2025 | tranche_3
[25 empty] | SAN GORGONIO FARMS WIND FARM | [85 empty] | 8.5hr_storage_2026_mtr_1_pre_nov302022 | 0.78975 | storage | Linear Extrapolation | 2026 | tranche_4
[25 empty] | SANTA PAULA ENERGY STORAGE | [85 empty] | 8.5hr_storage_2026_mtr_2_post_nov302022 | 0.84925 | storage | Linear Extrapolation | 2026 | tranche_4
[25 empty] | EAST PORTAL HYDRO | [85 empty] | 8.5hr_storage_2027_mtr_2 | 0.8875 | storage | Linear Extrapolation | 2027 | tranche_5
[25 empty] | FOOTHILL HYDROELECTRIC RECOVERY PLANT | [85 empty] | 8.5hr_storage_2028_mtr_2 | 0.918 | storage | Linear Extrapolation | 2028 | tranche_6
[25 empty] | SAUGUS QFS | [85 empty] | 8.6hr_storage_2023_mtr_1 | 0.9826 | storage | Linear Extrapolation | 2023 | tranche_1
[25 empty] | CHIQUITA CANYON LANDFILL FAC | [85 empty] | 8.6hr_storage_2023_mtr_2 | 0.9826 | storage | Linear Extrapolation | 2023 | tranche_1
[25 empty] | MM LOPEZ ENERGY | [85 empty] | 8.6hr_storage_2024_mtr_1 | 0.9457 | storage | Linear Extrapolation | 2024 | tranche_2
[25 empty] | MOUNTAINVIEW GEN STA. UNIT 3 | [85 empty] | 8.6hr_storage_2024_mtr_2 | 0.9457 | storage | Linear Extrapolation | 2024 | tranche_2
[25 empty] | MOUNTAINVIEW GEN STA. UNIT 4 | [85 empty] | 8.6hr_storage_2025_mtr_1_pre_nov302022 | 0.8298 | storage | Linear Extrapolation | 2025 | tranche_3
[25 empty] | REDLANDS RT SOLAR | [85 empty] | 8.6hr_storage_2025_mtr_2_post_nov302022 | 0.8532 | storage | Linear Extrapolation | 2025 | tranche_3
[25 empty] | SPVP005 REDLANDS RT SOLAR | [85 empty] | 8.6hr_storage_2026_mtr_1_pre_nov302022 | 0.7913 | storage | Linear Extrapolation | 2026 | tranche_4
[25 empty] | SPVP007 REDLANDS RT SOLAR | [85 empty] | 8.6hr_storage_2026_mtr_2_post_nov302022 | 0.8511 | storage | Linear Extrapolation | 2026 | tranche_4
[25 empty] | SPVP011 | [85 empty] | 8.6hr_storage_2027_mtr_2 | 0.8908 | storage | Linear Extrapolation | 2027 | tranche_5
[25 empty] | SPVP013 | [85 empty] | 8.6hr_storage_2028_mtr_2 | 0.9214 | storage | Linear Extrapolation | 2028 | tranche_6
[25 empty] | SPVP016 REDLANDS RT SOLAR | [85 empty] | 8.7hr_storage_2023_mtr_1 | 0.9827 | storage | Linear Extrapolation | 2023 | tranche_1
[25 empty] | SPVP048 | [85 empty] | 8.7hr_storage_2023_mtr_2 | 0.9827 | storage | Linear Extrapolation | 2023 | tranche_1
[25 empty] | SANTA ANA PSP | [85 empty] | 8.7hr_storage_2024_mtr_1 | 0.94615 | storage | Linear Extrapolation | 2024 | tranche_2
[25 empty] | MILL CREEK PSP | [85 empty] | 8.7hr_storage_2024_mtr_2 | 0.94615 | storage | Linear Extrapolation | 2024 | tranche_2
[25 empty] | SCARLET SOLAR CA 1A | [85 empty] | 8.7hr_storage_2025_mtr_1_pre_nov302022 | 0.8311 | storage | Linear Extrapolation | 2025 | tranche_3
[25 empty] | SCARLET SOLAR CA 1A PV | [85 empty] | 8.7hr_storage_2025_mtr_2_post_nov302022 | 0.8554 | storage | Linear Extrapolation | 2025 | tranche_3
[25 empty] | SCARLET SOLAR CA 1B | [85 empty] | 8.7hr_storage_2026_mtr_1_pre_nov302022 | 0.79285 | storage | Linear Extrapolation | 2026 | tranche_4
[25 empty] | SCARLET SOLAR CA 1B PV | [85 empty] | 8.7hr_storage_2026_mtr_2_post_nov302022 | 0.85295 | storage | Linear Extrapolation | 2026 | tranche_4
[25 empty] | SCEHOV_2_HOOVER | [85 empty] | 8.7hr_storage_2027_mtr_2 | 0.8941 | storage | Linear Extrapolation | 2027 | tranche_5
[25 empty] | TRACY COMBINED CYCLE POWER PLANT | [85 empty] | 8.7hr_storage_2028_mtr_2 | 0.9248 | storage | Linear Extrapolation | 2028 | tranche_6
[25 empty] | FIVE POINTS SOLAR STATION | [85 empty] | 8.8hr_storage_2023_mtr_1 | 0.9828 | storage | Linear Extrapolation | 2023 | tranche_1
[25 empty] | OPEN SKY DIGESTER GENSET 2 | [85 empty] | 8.8hr_storage_2023_mtr_2 | 0.9828 | storage | Linear Extrapolation | 2023 | tranche_1
[25 empty] | WESTSIDE SOLAR STATION | [85 empty] | 8.8hr_storage_2024_mtr_1 | 0.9466 | storage | Linear Extrapolation | 2024 | tranche_2
[25 empty] | TRONA SOLAR III | [85 empty] | 8.8hr_storage_2024_mtr_2 | 0.9466 | storage | Linear Extrapolation | 2024 | tranche_2
[25 empty] | ARGUS COGENERATION | [85 empty] | 8.8hr_storage_2025_mtr_1_pre_nov302022 | 0.8324 | storage | Linear Extrapolation | 2025 | tranche_3
[25 empty] | ALTA MESA WIND | [85 empty] | 8.8hr_storage_2025_mtr_2_post_nov302022 | 0.8576 | storage | Linear Extrapolation | 2025 | tranche_3
[25 empty] | SEA WEST ENERGY - SEAWEST | [85 empty] | 8.8hr_storage_2026_mtr_1_pre_nov302022 | 0.7944 | storage | Linear Extrapolation | 2026 | tranche_4
[25 empty] | SUNRAY 2 | [85 empty] | 8.8hr_storage_2026_mtr_2_post_nov302022 | 0.8548 | storage | Linear Extrapolation | 2026 | tranche_4
[25 empty] | SENTINEL UNIT 1 | [85 empty] | 8.8hr_storage_2027_mtr_2 | 0.8974 | storage | Linear Extrapolation | 2027 | tranche_5
[25 empty] | SENTINEL UNIT 2 | [85 empty] | 8.8hr_storage_2028_mtr_2 | 0.9282 | storage | Linear Extrapolation | 2028 | tranche_6
[25 empty] | SENTINEL UNIT 3 | [85 empty] | 8.9hr_storage_2023_mtr_1 | 0.9829 | storage | Linear Extrapolation | 2023 | tranche_1
[25 empty] | SENTINEL UNIT 4 | [85 empty] | 8.9hr_storage_2023_mtr_2 | 0.9829 | storage | Linear Extrapolation | 2023 | tranche_1
[25 empty] | SENTINEL UNIT 5 | [85 empty] | 8.9hr_storage_2024_mtr_1 | 0.94705 | storage | Linear Extrapolation | 2024 | tranche_2
[25 empty] | SENTINEL UNIT 6 | [85 empty] | 8.9hr_storage_2024_mtr_2 | 0.94705 | storage | Linear Extrapolation | 2024 | tranche_2
[25 empty] | SENTINEL UNIT 7 | [85 empty] | 8.9hr_storage_2025_mtr_1_pre_nov302022 | 0.8337 | storage | Linear Extrapolation | 2025 | tranche_3
[25 empty] | SENTINEL UNIT 8 | [85 empty] | 8.9hr_storage_2025_mtr_2_post_nov302022 | 0.8598 | storage | Linear Extrapolation | 2025 | tranche_3
[25 empty] | ALGONQUIN POWER SANGER 2 | [85 empty] | 8.9hr_storage_2026_mtr_1_pre_nov302022 | 0.79595 | storage | Linear Extrapolation | 2026 | tranche_4
[25 empty] | SAN BERNARDINO BIOGAS | [85 empty] | 8.9hr_storage_2026_mtr_2_post_nov302022 | 0.85665 | storage | Linear Extrapolation | 2026 | tranche_4
[25 empty] | SHELL OIL REFINERY AGGREGATE | [85 empty] | 8.9hr_storage_2027_mtr_2 | 0.9007 | storage | Linear Extrapolation | 2027 | tranche_5
[25 empty] | RUTAN 1 | [85 empty] | 8.9hr_storage_2028_mtr_2 | 0.9316 | storage | Linear Extrapolation | 2028 | tranche_6
[25 empty] | RUTAN 2 | [85 empty] | 8hr_storage_2023_mtr_1 | 0.982 | storage | mtr | 2023 | tranche_1
[25 empty] | RUTAN 3 | [85 empty] | 8hr_storage_2023_mtr_2 | 0.982 | storage | mtr | 2023 | tranche_1
[25 empty] | HIGH SIERRA LIMITED | [85 empty] | 8hr_storage_2024_mtr_1 | 0.943 | storage | mtr | 2024 | tranche_2
[25 empty] | HEBER 2 | [85 empty] | 8hr_storage_2024_mtr_2 | 0.943 | storage | mtr | 2024 | tranche_2
[25 empty] | HEBER SOUTH | [85 empty] | 8hr_storage_2025_mtr_1_pre_nov302022 | 0.822 | storage | mtr | 2025 | tranche_3
[25 empty] | DAGGETT SOLAR 3 A BESS | [85 empty] | 8hr_storage_2025_mtr_2_post_nov302022 | 0.84 | storage | mtr | 2025 | tranche_3
[25 empty] | DAGGETT SOLAR 3 B BESS | [85 empty] | 8hr_storage_2026_mtr_1_pre_nov302022 | 0.782 | storage | mtr | 2026 | tranche_4
[25 empty] | DAGGETT SOLAR 3 CD BESS | [85 empty] | 8hr_storage_2026_mtr_2_post_nov302022 | 0.84 | storage | mtr | 2026 | tranche_4
[25 empty] | DAGGETT SOLAR 3 E BESS | [85 empty] | 8hr_storage_2027_mtr_2 | 0.871 | storage | mtr | 2027 | tranche_5
[25 empty] | DAGGETT SOLAR 3 A PV | [85 empty] | 8hr_storage_2028_mtr_2 | 0.901 | storage | mtr | 2028 | tranche_6
[25 empty] | DAGGETT SOLAR 3 B PV | [85 empty] | 9.1hr_storage_2023_mtr_1 | 0.9831 | storage | Linear Extrapolation | 2023 | tranche_1
[25 empty] | DAGGETT SOLAR 3 CD PV | [85 empty] | 9.1hr_storage_2023_mtr_2 | 0.9831 | storage | Linear Extrapolation | 2023 | tranche_1
[25 empty] | DAGGETT SOLAR 3 E PV | [85 empty] | 9.1hr_storage_2024_mtr_1 | 0.94795 | storage | Linear Extrapolation | 2024 | tranche_2
[25 empty] | SANTA MARIA II LFG POWER PLANT | [85 empty] | 9.1hr_storage_2024_mtr_2 | 0.94795 | storage | Linear Extrapolation | 2024 | tranche_2
[25 empty] | SOUTH KERN SOLAR PV PLANT | [85 empty] | 9.1hr_storage_2025_mtr_1_pre_nov302022 | 0.8363 | storage | Linear Extrapolation | 2025 | tranche_3
[25 empty] | SKIC SOLAR | [85 empty] | 9.1hr_storage_2025_mtr_2_post_nov302022 | 0.8642 | storage | Linear Extrapolation | 2025 | tranche_3
[25 empty] | SLATE | [85 empty] | 9.1hr_storage_2026_mtr_1_pre_nov302022 | 0.79905 | storage | Linear Extrapolation | 2026 | tranche_4
[25 empty] | SLATE_2 | [85 empty] | 9.1hr_storage_2026_mtr_2_post_nov302022 | 0.86035 | storage | Linear Extrapolation | 2026 | tranche_4
[25 empty] | SLATE_3 | [85 empty] | 9.1hr_storage_2027_mtr_2 | 0.9073 | storage | Linear Extrapolation | 2027 | tranche_5
[25 empty] | SLATE_4 | [85 empty] | 9.1hr_storage_2028_mtr_2 | 0.9384 | storage | Linear Extrapolation | 2028 | tranche_6
[25 empty] | SLATE 5 | [85 empty] | 9.2hr_storage_2023_mtr_1 | 0.9832 | storage | Linear Extrapolation | 2023 | tranche_1
[25 empty] | SILVER RIDGE MOUNT SIGNAL 3 | [85 empty] | 9.2hr_storage_2023_mtr_2 | 0.9832 | storage | Linear Extrapolation | 2023 | tranche_1
[25 empty] | QUINTO SOLAR PV PROJECT | [85 empty] | 9.2hr_storage_2024_mtr_1 | 0.9484 | storage | Linear Extrapolation | 2024 | tranche_2
[25 empty] | SOLAR STAR 1 | [85 empty] | 9.2hr_storage_2024_mtr_2 | 0.9484 | storage | Linear Extrapolation | 2024 | tranche_2
[25 empty] | SOLAR STAR 2 | [85 empty] | 9.2hr_storage_2025_mtr_1_pre_nov302022 | 0.8376 | storage | Linear Extrapolation | 2025 | tranche_3
[25 empty] | SAN LUIS (GIANELLI) PUMP-GEN (AGGREGATE) | [85 empty] | 9.2hr_storage_2025_mtr_2_post_nov302022 | 0.8664 | storage | Linear Extrapolation | 2025 | tranche_3
[25 empty] | SLY CREEK HYDRO | [85 empty] | 9.2hr_storage_2026_mtr_1_pre_nov302022 | 0.8006 | storage | Linear Extrapolation | 2026 | tranche_4
[25 empty] | RIPON COGENERATION UNIT 1 | [85 empty] | 9.2hr_storage_2026_mtr_2_post_nov302022 | 0.8622 | storage | Linear Extrapolation | 2026 | tranche_4
[25 empty] | SAN MARCOS ENERGY | [85 empty] | 9.2hr_storage_2027_mtr_2 | 0.9106 | storage | Linear Extrapolation | 2027 | tranche_5
[25 empty] | SONOMA POWER PLANT | [85 empty] | 9.2hr_storage_2028_mtr_2 | 0.9418 | storage | Linear Extrapolation | 2028 | tranche_6
[25 empty] | DELANO LAND 1 | [85 empty] | 9.3hr_storage_2023_mtr_1 | 0.9833 | storage | Linear Extrapolation | 2023 | tranche_1
[25 empty] | HOUWELINGS NURSERIES OXNARD, INC | [85 empty] | 9.3hr_storage_2023_mtr_2 | 0.9833 | storage | Linear Extrapolation | 2023 | tranche_1
[25 empty] | SILVERSTRAND BESS | [85 empty] | 9.3hr_storage_2024_mtr_1 | 0.94885 | storage | Linear Extrapolation | 2024 | tranche_2
[25 empty] | SPRINGVILLE HYDROELECTRIC GENERATOR | [85 empty] | 9.3hr_storage_2024_mtr_2 | 0.94885 | storage | Linear Extrapolation | 2024 | tranche_2
[25 empty] | CHANNEL ISLANDS POWER | [85 empty] | 9.3hr_storage_2025_mtr_1_pre_nov302022 | 0.8389 | storage | Linear Extrapolation | 2025 | tranche_3
[25 empty] | NEW INDY OXNARD | [85 empty] | 9.3hr_storage_2025_mtr_2_post_nov302022 | 0.8686 | storage | Linear Extrapolation | 2025 | tranche_3
[25 empty] | VENTURA ENERGY STORAGE | [85 empty] | 9.3hr_storage_2026_mtr_1_pre_nov302022 | 0.80215 | storage | Linear Extrapolation | 2026 | tranche_4
[25 empty] | OXGEN | [85 empty] | 9.3hr_storage_2026_mtr_2_post_nov302022 | 0.86405 | storage | Linear Extrapolation | 2026 | tranche_4
[25 empty] | PROCTER AND GAMBLE OXNARD 2 | [85 empty] | 9.3hr_storage_2027_mtr_2 | 0.9139 | storage | Linear Extrapolation | 2027 | tranche_5
[25 empty] | SANTA CLARA QFS | [85 empty] | 9.3hr_storage_2028_mtr_2 | 0.9452 | storage | Linear Extrapolation | 2028 | tranche_6
[25 empty] | SANDBAR | [85 empty] | 9.4hr_storage_2023_mtr_1 | 0.9834 | storage | Linear Extrapolation | 2023 | tranche_1
[25 empty] | SONOMA COUNTY LANDFILL | [85 empty] | 9.4hr_storage_2023_mtr_2 | 0.9834 | storage | Linear Extrapolation | 2023 | tranche_1
[25 empty] | SG SORRENTO | [85 empty] | 9.4hr_storage_2024_mtr_1 | 0.9493 | storage | Linear Extrapolation | 2024 | tranche_2
[25 empty] | WESTLANDS SOLAR BLUE BESS | [85 empty] | 9.4hr_storage_2024_mtr_2 | 0.9493 | storage | Linear Extrapolation | 2024 | tranche_2
[25 empty] | WESTLANDS SOLAR BLUE | [85 empty] | 9.4hr_storage_2025_mtr_1_pre_nov302022 | 0.8402 | storage | Linear Extrapolation | 2025 | tranche_3
[25 empty] | SOUTH HYDRO | [85 empty] | 9.4hr_storage_2025_mtr_2_post_nov302022 | 0.8708 | storage | Linear Extrapolation | 2025 | tranche_3
[25 empty] | FIVE BEARS HYDROELECTRIC | [85 empty] | 9.4hr_storage_2026_mtr_1_pre_nov302022 | 0.8037 | storage | Linear Extrapolation | 2026 | tranche_4
[25 empty] | SPAULDING HYDRO PH 3 UNIT | [85 empty] | 9.4hr_storage_2026_mtr_2_post_nov302022 | 0.8659 | storage | Linear Extrapolation | 2026 | tranche_4
[25 empty] | SPAULDING HYDRO PH 1 & 2 AGGREGATE | [85 empty] | 9.4hr_storage_2027_mtr_2 | 0.9172 | storage | Linear Extrapolation | 2027 | tranche_5
[25 empty] | BURNEY BIOMASS | [85 empty] | 9.4hr_storage_2028_mtr_2 | 0.9486 | storage | Linear Extrapolation | 2028 | tranche_6
[25 empty] | BURNEY CREEK HYDRO | [85 empty] | 9.5hr_storage_2023_mtr_1 | 0.9835 | storage | Linear Extrapolation | 2023 | tranche_1
[25 empty] | LINCOLN BIOMASS | [85 empty] | 9.5hr_storage_2023_mtr_2 | 0.9835 | storage | Linear Extrapolation | 2023 | tranche_1
[25 empty] | SPI ANDERSON 2 | [85 empty] | 9.5hr_storage_2024_mtr_1 | 0.94975 | storage | Linear Extrapolation | 2024 | tranche_2
[25 empty] | SPICER HYDRO UNITS 1-3 AGGREGATE | [85 empty] | 9.5hr_storage_2024_mtr_2 | 0.94975 | storage | Linear Extrapolation | 2024 | tranche_2
[25 empty] | SIERRA PACIFIC IND. (SONORA) | [85 empty] | 9.5hr_storage_2025_mtr_1_pre_nov302022 | 0.8415 | storage | Linear Extrapolation | 2025 | tranche_3
[25 empty] | SPOINT_2_MEADDYN | [85 empty] | 9.5hr_storage_2025_mtr_2_post_nov302022 | 0.873 | storage | Linear Extrapolation | 2025 | tranche_3
[25 empty] | SOUTHPOINT ENERGY CENTER | [85 empty] | 9.5hr_storage_2026_mtr_1_pre_nov302022 | 0.80525 | storage | Linear Extrapolation | 2026 | tranche_4
[25 empty] | QUINCY BIOMASS | [85 empty] | 9.5hr_storage_2026_mtr_2_post_nov302022 | 0.86775 | storage | Linear Extrapolation | 2026 | tranche_4
[25 empty] | SPRING GAP HYDRO | [85 empty] | 9.5hr_storage_2027_mtr_2 | 0.9205 | storage | Linear Extrapolation | 2027 | tranche_5
[25 empty] | EXETER TULARE PV | [85 empty] | 9.5hr_storage_2028_mtr_2 | 0.952 | storage | Linear Extrapolation | 2028 | tranche_6
[25 empty] | LINDSAY TULARE PV | [85 empty] | 9.6hr_storage_2023_mtr_1 | 0.9836 | storage | Linear Extrapolation | 2023 | tranche_1
[25 empty] | PORTERVILLE TULARE PV | [85 empty] | 9.6hr_storage_2023_mtr_2 | 0.9836 | storage | Linear Extrapolation | 2023 | tranche_1
[25 empty] | SPRINGVILLE QFS | [85 empty] | 9.6hr_storage_2024_mtr_1 | 0.9502 | storage | Linear Extrapolation | 2024 | tranche_2
[25 empty] | TULE RIVER HYDRO PLANT (PG&E) | [85 empty] | 9.6hr_storage_2024_mtr_2 | 0.9502 | storage | Linear Extrapolation | 2024 | tranche_2
[25 empty] | TULE RIVER HYDRO PLANT (SCE) | [85 empty] | 9.6hr_storage_2025_mtr_1_pre_nov302022 | 0.8428 | storage | Linear Extrapolation | 2025 | tranche_3
[25 empty] | SRI INTERNATIONAL | [85 empty] | 9.6hr_storage_2025_mtr_2_post_nov302022 | 0.8752 | storage | Linear Extrapolation | 2025 | tranche_3
[25 empty] | STANISLAUS HYDRO | [85 empty] | 9.6hr_storage_2026_mtr_1_pre_nov302022 | 0.8068 | storage | Linear Extrapolation | 2026 | tranche_4
[25 empty] | STANTON BATTERY ENERGY STORAGE | [85 empty] | 9.6hr_storage_2026_mtr_2_post_nov302022 | 0.8696 | storage | Linear Extrapolation | 2026 | tranche_4
[25 empty] | STANTON 1 | [85 empty] | 9.6hr_storage_2027_mtr_2 | 0.9238 | storage | Linear Extrapolation | 2027 | tranche_5
[25 empty] | STANTON 2 | [85 empty] | 9.6hr_storage_2028_mtr_2 | 0.9554 | storage | Linear Extrapolation | 2028 | tranche_6
[25 empty] | LODI STIG UNIT | [85 empty] | 9.7hr_storage_2023_mtr_1 | 0.9837 | storage | Linear Extrapolation | 2023 | tranche_1
[25 empty] | COVANTA STANISLAUS | [85 empty] | 9.7hr_storage_2023_mtr_2 | 0.9837 | storage | Linear Extrapolation | 2023 | tranche_1
[25 empty] | CHEVRON RICHMOND REFINERY | [85 empty] | 9.7hr_storage_2024_mtr_1 | 0.95065 | storage | Linear Extrapolation | 2024 | tranche_2
[25 empty] | MADERA CHOWCHILLA 2 | [85 empty] | 9.7hr_storage_2024_mtr_2 | 0.95065 | storage | Linear Extrapolation | 2024 | tranche_2
[25 empty] | MADERA CHOWCHILLA 3 | [85 empty] | 9.7hr_storage_2025_mtr_1_pre_nov302022 | 0.8441 | storage | Linear Extrapolation | 2025 | tranche_3
[25 empty] | MADERA CHOWCHILLA 4 | [85 empty] | 9.7hr_storage_2025_mtr_2_post_nov302022 | 0.8774 | storage | Linear Extrapolation | 2025 | tranche_3
[25 empty] | MADERA CANAL SITE 980 | [85 empty] | 9.7hr_storage_2026_mtr_1_pre_nov302022 | 0.80835 | storage | Linear Extrapolation | 2026 | tranche_4
[25 empty] | STRAUSS WIND, LLC | [85 empty] | 9.7hr_storage_2026_mtr_2_post_nov302022 | 0.87145 | storage | Linear Extrapolation | 2026 | tranche_4
[25 empty] | STROUD SOLAR STATION | [85 empty] | 9.7hr_storage_2027_mtr_2 | 0.9271 | storage | Linear Extrapolation | 2027 | tranche_5
[25 empty] | WINTER WHEAT SOLAR FARM | [85 empty] | 9.7hr_storage_2028_mtr_2 | 0.9588 | storage | Linear Extrapolation | 2028 | tranche_6
[25 empty] | SUMMER WHEAT SOLAR FARM | [85 empty] | 9.8hr_storage_2023_mtr_1 | 0.9838 | storage | Linear Extrapolation | 2023 | tranche_1
[25 empty] | ARLINGTON SOLAR UNIT 1A BESS | [85 empty] | 9.8hr_storage_2023_mtr_2 | 0.9838 | storage | Linear Extrapolation | 2023 | tranche_1
[25 empty] | ARLINGTON SOLAR UNIT 1B BESS | [85 empty] | 9.8hr_storage_2024_mtr_1 | 0.9511 | storage | Linear Extrapolation | 2024 | tranche_2
[25 empty] | ARLINGTON SOLAR UNIT 2A BESS | [85 empty] | 9.8hr_storage_2024_mtr_2 | 0.9511 | storage | Linear Extrapolation | 2024 | tranche_2
[25 empty] | ARLINGTON SOLAR UNIT 2B | [85 empty] | 9.8hr_storage_2025_mtr_1_pre_nov302022 | 0.8454 | storage | Linear Extrapolation | 2025 | tranche_3
[25 empty] | SUNRISE POWER PROJECT AGGREGATE II | [85 empty] | 9.8hr_storage_2025_mtr_2_post_nov302022 | 0.8796 | storage | Linear Extrapolation | 2025 | tranche_3
[25 empty] | MIDWAY SUNSET COGENERATION PLANT | [85 empty] | 9.8hr_storage_2026_mtr_1_pre_nov302022 | 0.8099 | storage | Linear Extrapolation | 2026 | tranche_4
[25 empty] | SUNSHINE GAS PRODUCERS | [85 empty] | 9.8hr_storage_2026_mtr_2_post_nov302022 | 0.8733 | storage | Linear Extrapolation | 2026 | tranche_4
[25 empty] | SUNSHINE VALLEY SOLAR 1 | [85 empty] | 9.8hr_storage_2027_mtr_2 | 0.9304 | storage | Linear Extrapolation | 2027 | tranche_5
[25 empty] | WINDHUB SOLAR A | [85 empty] | 9.8hr_storage_2028_mtr_2 | 0.9622 | storage | Linear Extrapolation | 2028 | tranche_6
[25 empty] | SUN STREAMS SOLAR 2 | [85 empty] | 9.9hr_storage_2023_mtr_1 | 0.9839 | storage | Linear Extrapolation | 2023 | tranche_1
[25 empty] | SUNSTREAM SOLAR 1 | [85 empty] | 9.9hr_storage_2023_mtr_2 | 0.9839 | storage | Linear Extrapolation | 2023 | tranche_1
[25 empty] | SUTTER POWER PLANT PSEUDO-CISO | [85 empty] | 9.9hr_storage_2024_mtr_1 | 0.95155 | storage | Linear Extrapolation | 2024 | tranche_2
[25 empty] | SUTTER POWER PLANT | [85 empty] | 9.9hr_storage_2024_mtr_2 | 0.95155 | storage | Linear Extrapolation | 2024 | tranche_2
[25 empty] | YERBA BUENA BATTERY | [85 empty] | 9.9hr_storage_2025_mtr_1_pre_nov302022 | 0.8467 | storage | Linear Extrapolation | 2025 | tranche_3
[25 empty] | SYCAMORE COGENERATION UNIT 1 | [85 empty] | 9.9hr_storage_2025_mtr_2_post_nov302022 | 0.8818 | storage | Linear Extrapolation | 2025 | tranche_3
[25 empty] | SYCAMORE COGENERATION UNIT 2 | [85 empty] | 9.9hr_storage_2026_mtr_1_pre_nov302022 | 0.81145 | storage | Linear Extrapolation | 2026 | tranche_4
[25 empty] | SYCAMORE COGENERATION UNIT 3 | [85 empty] | 9.9hr_storage_2026_mtr_2_post_nov302022 | 0.87515 | storage | Linear Extrapolation | 2026 | tranche_4
[25 empty] | SYCAMORE COGENERATION UNIT 4 | [85 empty] | 9.9hr_storage_2027_mtr_2 | 0.9337 | storage | Linear Extrapolation | 2027 | tranche_5
[25 empty] | BERRY COGEN 18 | [85 empty] | 9.9hr_storage_2028_mtr_2 | 0.9656 | storage | Linear Extrapolation | 2028 | tranche_6
[25 empty] | SMALL QF AGGREGATION - PARADISE | [85 empty] | 9hr_storage_2023_mtr_1 | 0.983 | storage | Linear Extrapolation | 2023 | tranche_1
[25 empty] | TECOLOTE WIND | [85 empty] | 9hr_storage_2023_mtr_2 | 0.983 | storage | Linear Extrapolation | 2023 | tranche_1
[25 empty] | POINT WIND 1 | [85 empty] | 9hr_storage_2024_mtr_1 | 0.9475 | storage | Linear Extrapolation | 2024 | tranche_2
[25 empty] | POINT WIND 2 | [85 empty] | 9hr_storage_2024_mtr_2 | 0.9475 | storage | Linear Extrapolation | 2024 | tranche_2
[25 empty] | WIND WALL MONOLITH 1 | [85 empty] | 9hr_storage_2025_mtr_1_pre_nov302022 | 0.835 | storage | Linear Extrapolation | 2025 | tranche_3
[25 empty] | WIND WALL MONOLITH 2 | [85 empty] | 9hr_storage_2025_mtr_2_post_nov302022 | 0.862 | storage | Linear Extrapolation | 2025 | tranche_3
[25 empty] | BERRY COGEN 42 | [85 empty] | 9hr_storage_2026_mtr_1_pre_nov302022 | 0.7975 | storage | Linear Extrapolation | 2026 | tranche_4
[25 empty] | TDM | [85 empty] | 9hr_storage_2026_mtr_2_post_nov302022 | 0.8585 | storage | Linear Extrapolation | 2026 | tranche_4
[25 empty] | SMALL QF AGGREGATION - STOCKTON | [85 empty] | 9hr_storage_2027_mtr_2 | 0.904 | storage | Linear Extrapolation | 2027 | tranche_5
[25 empty] | MARTINEZ COGEN LIMITED PARTNERSHIP | [85 empty] | 9hr_storage_2028_mtr_2 | 0.935 | storage | Linear Extrapolation | 2028 | tranche_6
TIFFNY_1_DILLON
TIGER CREEK HYDRO AGGREGATE
TITAN SOLAR 1 PSEUDO
BEAR CREEK HYDROELECTRIC PROJECT
VINTNER SOLAR
TOAD TOWN
TOPAZ SOLAR FARMS
LONGBOAT SOLAR
TOWNSITE SOLAR BESS
TRANQUILLITY 8 AMARILLO
TRANQUILLITY 8 AZUL
TRANQUILLITY 8 ROJO
TRANQUILLITY 8 VERDE
TRANQUILLITY
FPL ENERGY C WIND
LB TRIGEN FUEL CELL 1
TULARE BIOMAT FUEL CELL
TULE WIND
TULLOCK HYDRO
WILLOW SPRINGS SOLAR 3
WILLOW SPRINGS SOLAR 4
ABEC BIDART-STOCKALE #1
KINGS RIVER SYPHON
NICKEL 1 ("NLH1")
CORONAL LOST HILLS
CASTOR
EAGLE CREEK
MCKITTRICK COGEN
UKIAH LAKE MENDOCINO HYDRO
ULTRAPOWER CHINESE STATION BESS
PACIFIC ULTRAPOWER CHINESE STATION
RIO BRAVO FRESNO
RIO BRAVO ROCKLIN
CONTRA COSTA CARBON PLANT
TOSCO (RODEO PLANT)
BERRY COGEN 38 - UNIT 1
GOLDEN HILLS A
GOLDEN HILLS B
GOLDEN HILLS C
ALTAMONT LANDFILL GAS TO ENERGY
LABRISA WIND PROJECT
SOLANO WIND FARM
SOLANO WIND PROJECT PHASE 3
FRICK SUMMIT WIND REPOWER
VASCO WIND
VACA-DIXON BATTERY
VACA-DIXON SOLAR STATION
CALPEAK POWER VACA DIXON UNIT 1
ORTEGA GRID
MWD PERRIS HYDROELECTRIC RECOVERY PLANT
MWD RED MOUNTAIN HYDROELECTRIC RECOVERY
KONA SOLAR - MERIDIAN #1
AP NORTH LAKE SOLAR
VALENTINE SOLAR
TROPICO SOLAR
COMMUNITY SOLAR
TEXACO EXPLORATION & PROD (SE KERN RIVER
VEGA SOLAR
WINDPARK UNLIMITED 1
WINDPARK UNLIMITED 2
PAINTED HILLS
H. GONZALES UNIT #1
H. GONZALES UNIT #2
MALBURG GENERATING STATION
BOTTLENECK ENERGY STORAGE
KERN RIVER PH 3 UNITS 1 & 2 AGGREGATE
SPVP042 PORTERVILLE SOLAR
NICOLIS
TROPICO
TULARE SOLAR 5
CALGREN-PIXLEY
WELLHEAD POWER DELANO
ISABELLA HYDRO DAM 1
SLOTH BESS
SLOTH
SOL CATCHER BESS 1
SOL CATCHER BESS 2
SOL CATCHER BESS PV1
SOL CATCHER BESS PV2
SOL CATCHER BESS PV3
VICTORY PASS SOLAR BESS
VICTORY PASS SOLAR
EXPRESSWAY SOLAR A
EXPRESSWAY SOLAR B
MADELYN
LANDPRO MITCHELL
LANDPRO RUDY
LONE VALLEY SOLAR PARK 1
LONE VALLEY SOLAR PARK 2
NUNN
SUNEDISON - HESPERIA
VICTOR PHELAN SOLAR ONE
ALAMO SOLAR
ADELANTO SOLAR 2
ADELANTO SOLAR
VICTOR DRY FARM RANCH A
VICTOR DRY FARM RANCH B
VIKINGS SOLAR BESS HYBRID PROJECT
MWD VALLEY VIEW HYDROELECTRIC RECOVERY P
YORBA LINDA HYDROELECTRIC RECOVERY PLANT
CSUSB FUEL CELL
RIALTO RT SOLAR
SPVP028
VISTA QFS
DALLAS ENERGY STORAGE
DALLAS ENERGY STORAGE 2
DALLAS ENERGY STORAGE 3
DALLAS ENERGY STORAGE 4
PLANO STORAGE 1
PLANO STORAGE 2
PLANO STORAGE 3
PLANO STORAGE 4
VALLEY CENTER ENERGY STORAGE
VALLEY CENTER ENERGY STORAGE B
COLE GRADE
VALLEY CENTER 1
VALLEY CENTER 2
WOODWARD POWER PLANT
VOLTA HYDRO UNIT 1
VOLTA HYDRO UNIT 2
BAILEY CREEK RANCH
DIGGER CREEK RANCH HYDRO
VOLTA_7_PONHY1
VOLTA_7_QFUNTS
VOYAGER WIND OASIS ALTA
VOYAGER 1
VOYAGER WIND 2
VOYAGER WIND 3
VOYAGER WIND 4
VISTA ENERGY STORAGE
WADHAM ENERGY LP
WALNUT CREEK ENERGY PARK UNIT 1
WALNUT CREEK ENERGY PARK UNIT 2
WALNUT CREEK ENERGY PARK UNIT 3
WALNUT CREEK ENERGY PARK UNIT 4
WALNUT CREEK ENERGY PARK UNIT 5
INDUSTRY METROLINK PV 1
PUENTE HILLS
MM WEST COVINA - ST UNIT
WARNE HYDRO AGGREGATE
CORCORAN SOLAR
CORCORAN 2
WEST FORD FLAT ENERGY STORAGE
WOODLEAF HYDRO
FORWARD
BATERIA DEL SUR
WEST POINT HYDRO PLANT
JOYA DEL SOL
G2 ENERGY, OSTROM ROAD, LLC
WHITE HILLS A
WHITE HILLS B
WHITE WING RANCH SOLAR
WHITNEY POINT SOLAR
WHITEWATER HILL WIND PROJECT
ABEL ROAD BIOENERGY
WISE HYDRO UNIT 1
WISE HYDRO UNIT 2
WISHON/SAN JOAQUIN #1-A AGGREGATE
WISTER SOLAR
WISTARIA RANCH SOLAR
WILDWOOD SOLAR I
WILDWOOD SOLAR 2
BUENA VISTA ENERGY,, LLC
WINDSTAR
WOLFSKILL ENERGY CENTER
QUINTEN LUALLEN
SMALL QF AGGREGATION - LOS BANOS
WRIGHT SOLAR FREEMAN
WHEELABRATOR SHASTA
CENTRAL VALLEY 1
CENTRAL VALLEY TESLA
CENTRAL VALLEY TRACY
MOJAVE 89 BESS 2B
MOJAVE 89
MOJAVE 89 WIND
MOJAVE 90 BESS 1A
MOJAVE 90
SAGEBRUSH SOLAR 2
SAGEBRUSH SOLAR 2 ESS 40
SAGEBRUSH SOLAR 2 ESS 59
YELLOW PINE 2 BESS
YELLOW PINE 2 A BESS
YELLOW PINE 2 B BESS
YELLOW PINE 2
YELLOW PINE 2 A PV
YELLOW PINE 2 B PV
YUBA CITY COGEN
YUBA CITY ENERGY CENTER (CALPINE)
ZOND WINDSYSTEMS INC.
ALAMEDA GT UNIT 1
HOOVER VEA
HOOVER MWD
ALAMEDA GT UNIT 2
INYOKERN SOLAR 1281
REXFORD SOLAR FARM
INYOKERN SOLAR 1203
QUARTZITE SOLAR 8
LEAD UNIT 2
SCARLET SOLAR 2 PV
LEAD UNIT 1
DOS PALOS CLEAN POWER
QUARTZITE SOLAR 8 BESS
VIKINGS CO-LOCATED PV
VIKINGS CO-LOCATED BESS
SCARLET SOLAR 2 BESS
BATERIA DEL SUR 2A
HAT CREEK BIOENERGY
RIO VISTA SOLAR
WILLY 9 ANTELOPE VALLEY COMPLEX
REXFORD SOLAR FARM BESS
TAHOE 1
TAHOE 3
CASCADE ENERGY STORAGE EXPANSION
SUCCESS POWER PLANT
TAHOE 2
LODI STRATEGIC RESERVE
MCFARLAND SOLAR B HYBRID
LARA SOLAR 2 HYBRID
ALAMITOS ENERGY STORAGE 2
CAMINO SOLAR
ACID UNIT 1
ACID UNIT 2
ALAMITOS GEN STA. UNIT 5
HARQ
EL SEGUNDO HAWTHORNE
ALAMITOS GEN STA. UNIT 4
ELECTROLYTE
AFTW STORAGE
ACID
ALAMITOS GEN STA. UNIT 3
POME BESS
EAST CLEVELAND SOLAR
CABALLERO STORAGE
ELECTROLYTE UNIT 2
ELECTROLYTE UNIT 1
AMARGOSA230
BLYTHE161
CRAG
CFETIJ & CFEROA
TRCYCOTPISO
CTW230
WILLOWBEACH
GONIPP
MIR2
IVLY2
IPP & IPPUTAH
MOHAVE500
LLL115
MALIN500
MARBLE60
MCCULLOUG500
ELDORADO500
MEAD230
MEAD5MSCHD
MEAD2MSCHD
ELDORADO230
MERCURY138
MARKETPLACE
MDWP
NML230
NOB
NORTHGILA500
NWEST
OAKDALE
PVWEST
PARKER230
RDM230
LAKE & RANCHOSECO
SILVERPEAK55
STANDIFORD
SUMMIT120
SYLMAR
TESLA230
TRCYPGAE & TRCYCOTP
TRCYTEA
LUGO
WESTLYQNTO
WESTLYTSLA
WESTWING500
TULARE CSG LLC
BIG ROCK
VENABLE SOLAR, LLC (NORTH)
VENABLE SOLAR, LLC (SOUTH)
SOLAR BLYTHE LLC
HAT CREEK BIOENERGY, LLC
RUANN DAIRY DIGESTER
CED DUCOR SOLAR 1, LLC
CED DUCOR SOLAR 2, LLC
CED DUCOR SOLAR 3, LLC
CED DUCOR SOLAR 4, LLC
SUNE SOLAR XVI LESSOR, LLC
CALIFORNIA PV ENERGY, LLC
SS SAN ANTONIO WEST LLC
KONA SOLAR LLC
RPCA SOLAR 1, LLC
SUNE W12DG-C, LLC
CLAPPER RAIL PLANT 1
GOLDEN SPRINGS DEVELOP CO., LLC (BLDG C)
GOLDEN SPRINGS DEVELOP. CO, LLC (BLDG D)
TERRAFORM PHOENIX I CD HOLDINGS, LLC
RADIANCE SOLAR 4 LLC
RADIANCE SOLAR 5 LLC
SEPV2, LLC
HIGHLANDER SOLAR 1
HIGHLANDER SOLAR 2
CALIENTE SPRINGS, LLC
DINUBA
RPCA SOLAR 7, LLC
SEPARATOR (RAMPA)
GOLDEN SOLAR, LLC
NORTH PALM SPRINGS INVESTMENTS, LLC
TA HIGH DESERT LLC
RIO VISTA RV AND BOAT STORAGE
LEAD BESS 1
LEAD BESS 2
KINGS CSG 3 LLC
FRESNO DISADVANTAGED COMMUNITY SOLAR PROJECT
CALD BESS
SEPV1, LLC
CAMINO SOLAR
MCFARLAND B HYBRID
CANYON COUNTRY ESS I, LLC (KARL JACOB)
PLACERITAS ENERGY STORAGE I
MORGAN LANCASTER I, LLC
US TOPCO ENERGY, INC (SOCCER CENTER)
PEREGRINE STORAGE
SILVER STATE SOUTH SOLAR PROJECT STORAGE
WILLY 9 ANTELOPE VALLEY
CORONUS ADELANTO WEST 2 LLC
PHELAN SOLAR LLC
TULARE PV I, LLC (IVANHOE 1)
TWO FIETS
VISALIA CSG LLC
MM TULARE ENERGY, LLC
MENIFEE POWER BANK 5
CALLEGUAS MUNICIPAL WATER DISTRICT
NORTH FORK COMMUNITY POWER
TULARE PV I, LLC (EXETER 1)
TULARE PV I, LLC (LINDSAY 1)
TULARE PV I, LLC (PORTERVILLE 1)
BEARD
CARRIS BATTERY STORAGE
CHIQUITO GRID
CORBY
DESERT STORAGE 1
HUMIDOR STORAGE 1
HUMMINGBIRD ENERGY STORAGE
NIGHTHAWK STORAGE
PAINTER ENERGY STORAGE
SAGEBRUSH BESS
SANBORN 1B
VENTASSO ENERGY STORAGE
VICTORVILLE ENERGY CENTER
WILLOW SPRINGS 3 SOLAR
SONRISA
LAS CAMAS 1
LAS CAMAS 3
REXFORD SOLAR FARM SOLAR
REXFORD SOLAR FARM STORAGE
SOLAR STAR 3 SOLAR
SOLAR STAR 3 STORAGE
SOLAR STAR 4 SOLAR
SOLAR STAR 4 STORAGE
QUARTZITE SOLAR 8 SOLAR
QUARTZITE SOLAR 8 STORAGE
QUARTZITE SOLAR 11 SOLAR
QUARTZITE SOLAR 11 STORAGE
POMEGRANATE SOLAR
POMEGRANATE BESS
MCFARLAND C RESOURCE
BELLEFIELD SOLAR FARM
ATLAS COMPLEX 9 BESS
ATLAS COMPLEX 7A BESS
ATLAS COMPLEX 7B BESS
ATLAS COMPLEX 4A BESS
ATLAS COMPLEX 8A BESS
ATLAS COMPLEX 8B BESS
LUNA VALLEY SOLAR 1
LUNA VALLEY SOLAR 2
LUNA VALLEY SOLLAR 3
DAGGETT SOLAR 1 BESS
CYCLONE SOLAR PV 1
CYCLONE SOLAR ROSAMOND SOUTH EAST I BESS 1
CYCLONE SOLAR ROSAMOND SOUTH I PV 3
CYCLONE SOLAR ROADMOND SOUTH I BESS 3
ROSAMOND SOUTH EAST PV 2
ROSAMOND SOUTH EAST BESS 2
SANDRINI BESS 1
ATHOS POWER PLANT
PASTORIA SOLAR
KOLA BESS 1
KOLA BESS 2
HIGHWAY 43
KERN SUNSET
TRACY DESALINATION PROJECT
NACHTIGALL
PISTACHIO ROAD
TERRY
ENGEMAN SVRC ENERGY
JATON LLC (UTICA AVENUE SOLAR FACILITY)
RPCA SOLAR 6, LLC
RPCA SOLAR 8, LLC
PITTSBURG RV AND BOAT STORAGE
TESORO COMMONS LLC
BLUE MOUNTAIN ELECTRIC COMPANY
GODINHO DAIRY DIGESTER
GATEWAY SOLAR RV & BOAT STORAGE, LLC
SCOTTS VALLEY INDIAN ENERGY
POBLANO ENERGY STORAGE, LLC (YAOWU XU)
CENTRAL CA FUEL CELL 2 LLC
TUMBLEWEED ENERGY STORAGE 2
SOL CATCHERS SOLAR 1
SOL CATCHERS SOLAR 3
SUNE SOLAR XV LESSOR, LLC
RE VICTOR PHELAN SOLAR ONE LLC
ADELANTO SOLAR, LLC
VICTOR DRY FARM RANCH B, LLC
INDUSTRY METROLINK PV 1, LLC
BATTERIA DEL SUR 2A
ENERSPONSE PG&E LIP
ENERSPONSE SCE LIP
LEAPFROG/CPOWER PG&E LIP
LEAPFROG/CPOWER SCE LIP
LEAPFROG/CPOWER SDG&E LIP
NOSTROMO PG&E LIP
NOSTROMO SCE LIP
NOSTROMO SDG&E LIP
OHMCONNECT PG&E LIP
OHMCONNECT SCE LIP
OHMCONNECT SDG&E LIP
VOLTUS PG&E LIP
ENERSPONSE SDG&E LIP
ARATINA SOLAR CENTER 1 B BESS
ARATINA SOLAR CENTER 1 A BESS
ARATINA SOLAR CENTER 1 B PV
ARATINA SOLAR CENTER 1
FOSTER CLEAN POWER A
NORTH BRAWLEY SOLAR
SEAL BEACH BESS
SEAL BEACH PV
BELLEFIELD SOLAR FARM BESS
BIG ROCK SOLAR FARM
BTF STORAGE DIDF
LITHIUM
LITHIUM UNIT 1
DARK SKY ENERGY CENTER
BUCKMAN SPRINGS BESS
CHALAN SOLAR STORAGE
CHALAN SOLAR
PAINTER BESS
CARSON TOWN CENTER 1
WILMINGTON 2 CARSON
WILMINGTON 1
HUMMINGBIRD ENERGY STORAGE
INTERMOUNTAIN; UNIT 3 AHNM SHARE; IPP RENEWED
INTERMOUNTAIN; UNIT 3 PASA SHARE; INTMNT_PASA_UNIT3
INTERMOUNTAIN; UNIT 3 RVS SHARE; IPP RENEWED
INTERMOUNTAIN; UNIT 4 AHNM SHARE; IPP RENEWED
INTERMOUNTAIN; UNIT 4 PASA SHARE; INTMNT_PASA_UNIT4
INTERMOUNTAIN; UNIT 4 RVS SHARE; IPP RENEWED
KETTLE SOLAR ONE
PITTSBURG RV BOAT SOLAR
KOLA
COMMERCE DIS CTR 4
EAVES DIS CTR 1
EAVES DIS CTR 3
LOS ESTEROS CRITICAL ENERGY FACILITY EXPANSION BESS
DOMINGUEZ CARSON
SOUTH BAY DIS CTR 20
SOUTH BAY DIS CTR 6
LUNA VALLEY SOLAR
LUNA VALLEY SOLAR 3
MCFARLAND SOLAR C
ENERSMART MURRAY 2
ENERSMART MURRAY 3
ENERSMART MURRAY 5
NOOSA ENERGY STORAGE
CHULA VISTA ENERGY CENTER 2 BESS
CES ELECTRON FARM
SEQUOIA 1 FARMERSVILLE 1
SEQUOIA 1 FARMERSVILLE 2
SEQUOIA 1 FARMERSVILLE 3
SEQUOIA 2 HANFORD 1
SEQUOIA 2 HANFORD 2
SEQUOIA 1 TULARE 1
SEQUOIA 1 TULARE 2
HAZEL B
CYCLONE SOLAR ROSAMOND SOUTH I BESS 1
CYCLONE SOLAR ROSAMOND SOUTH I BESS 3
CYCLONE SOLAR
CYCLONE SOLAR ROSAMOND SOUTH I PV3
ROSAMOND SOUTH EAST
SANTEE BESS
SOLAR STAR 3
SOLAR STAR 3 PV
SOLAR STAR 4
SOLAR STAR 4 PV
SEQUOIA 3 PORTERVILLE 6
SEQUOIA 3 PORTERVILLE 7
APPARENT FIRST HYBRID
TRACY DESALINATION PLANT
PECHANGA CHP
SNOWLINE DUNCAN ROAD NORTH
SNOWLINE DUNCAN ROAD SOUTH
SNOWLINE WHITE ROAD CENTRAL
SNOWLINE WHITE ROAD NORTH
SNOWLINE WHITE ROAD SOUTH
SUNZIA WIND SOUTH
ATLAS COMPLEX 6 PV
MULQUEENEY RANCH WIND
SAND HILL C
ANGELA
NORTH JOHNSON ENERGY CENTER
SONOMA SCHOOL DISTRICT MICROGRID
LAKE ALPAUGH BATTERY STORAGE
ARES NEVADA
EAGLE CREEK 2
CAMINO SOLAR BESS
SUN POND SOLAR 2
SUN POND SOLAR 1
SUN POND STORAGE 1
SUN POND STORAGE 2
JANUS
AVOCET STORAGE
FISH LAKE GEOTHERMAL
CIMARRON WIND
HOLTVILLE PEAKER
BELLEFIELD 2 SOLAR FARM
CAL PORTLAND CEMENT WIND MOJAVE
SOUTH BAY PSEUDO GEN
AZALEA
PELICANS JAW HYBRID SOLAR
POMEGRANATE
STARLIGHT SOLAR
OAKLAND 1
ATLAS COMPLEX 10 PV
SHIRK ROAD ESS
TANAGER STORAGE
BATERIA DEL SUR 2B
DEER CREEK SOLAR 1 HYBRID
MERCED BESS
ATLAS COMPLEX 2 PV
SAN LEANDRO 10
SVUSD BUS BARN
BLACK WALNUT ENERGY STORAGE
GONZAGA WIND FARM
WHITE HILLS WIND FARM A
FOSTER CLEAN POWER B
WHITE HILLS WIND FARM B
STOCKTON 1
ATLAS COMPLEX 11 PV
ATLAS COMPLEX 4B PV
ATLAS COMPLEX 5 PV
CORMORANT STORAGE
DATELAND ENERGY COMPLEX SIERRA
SANDPIPER STORAGE
HAYWARD COMMERCE CENTER 3
UTICA AVENUE SOLAR
SUNZIA WIND NORTH
STOCKTON 9
AZALEA BESS
LITHIUM, LITHIUM UNIT 1
WINDSTAR I ALTERNATE
LASSEN LODGE HYDROELECTRIC 2
CHULA VISTA ENERGY CENTER 2, CHULA VISTA ENERGY CENTER 2 BESS
ESCONDIDO ENERGY CENTER 2
WHITE WING RANCH SOLAR, WHITE WING RANCH SOLAR
GASKELL WEST
ALTAMONT MIDWAY LTD
FOUNTAIN WIND
LUNA VALLEY SOLAR, LUNA VALLEY SOLAR 2, LUNA VALLEY SOLAR 3
SCARLET, SCARLET SOLAR 2 BESS, SCARLET SOLAR 2 PV, SCARLET SOLAR CA 1A, SCARLET SOLAR CA 1A PV, SCARLET SOLAR CA 1B, SCARLET SOLAR CA 1B PV
GATEWAY ENERGY STORAGE
MCFARLAND SOLAR, MCFARLAND SOLAR B HYBRID, MCFARLAND SOLAR C
QUARTZITE SOLAR 8 BESS, QUARTZITE SOLAR 8
VICTORY PASS SOLAR BESS, VICTORY PASS SOLAR
ARATINA SOLAR CENTER 1, ARATINA SOLAR CENTER 1 B BESS, ARATINA SOLAR CENTER 1 A BESS, ARATINA SOLAR CENTER 1 B PV
SIENNA SOLAR FARM
ANTELOPE SOLAR 2, ANTELOPE SOLAR 2 RACEWAY BESS, ANTELOPE SOLAR 2 RACEWAY
ROSAMOND SOUTH EAST, ROSAMOND SOUTH EAST BESS 2
GOLDEN FIELDS SOLAR
RABBITBRUSH SOLAR
AGUA CALIENTE SOLAR 2
DAYLIGHT
PLUOT
PROXIMA SOLAR, PROXIMA SOLAR BESS 1A, PROXIMA SOLAR BESS 1B, PROXIMA SOLAR 1B, PROXIMA SOLAR BESS 2
NORTHERN ORCHARD SOLAR 2
KYAN SOLAR
KOLA, KOLA BESS 2
MESQUITE SOLAR 4, MESQUITE SOLAR 4 BESS
MARVEL 2, MARVEL
SOL CATCHER BESS 1, SOL CATCHER BESS 2, SOL CATCHER BESS PV1, SOL CATCHER BESS PV2, SOL CATCHER BESS PV3
DAGGETT SOLAR 1, DAGGETT SOLAR 1 BESS
DAGGETT SOLAR 3
WILLY 9, WILLY 9 ANTELOPE VALLEY COMPLEX
SOLAR STAR 3, SOLAR STAR 3 PV
SOLAR STAR 4, SOLAR STAR 4 PV
SAGEBRUSH SOLAR 2 ESS 40, SAGEBRUSH SOLAR 2 ESS 59
CYCLONE SOLAR, CYCLONE SOLAR ROSAMOND SOUTH I BESS 1, CYCLONE SOLAR ROSAMOND SOUTH I BESS 3, CYCLONE SOLAR ROSAMOND SOUTH I PV3
TAHOE, TAHOE 1, TAHOE 2, TAHOE 3
YELLOW PINE 2 A BESS, YELLOW PINE 2 B BESS, YELLOW PINE 2 A PV, YELLOW PINE 2 B PV
ROCCASECCA BESS
ARAMIS POWER PLANT
PAULSELL SOLAR ENERGY CENTER BESS, PAULSELL SOLAR ENERGY CENTER PV
HEARTLAND 1
SANDSTORM WIND POWER
HEARTLAND 2
REDUX SOLAR
DRIFTWOOD STELLA
ATLAS COMPLEX, ATLAS COMPLEX 4A BESS, ATLAS COMPLEX 6 PV, ATLAS COMPLEX 10 PV, ATLAS COMPLEX 8A BESS, ATLAS COMPLEX 2 PV, ATLAS COMPLEX 11 PV, ATLAS COMPLEX 4B PV, ATLAS COMPLEX 5 PV, ATLAS COMPLEX 7B BESS, ATLAS COMPLEX 9 BESS, ATLAS COMPLEX 7A BESS, ATLAS COMPLEX 8B BESS
BALDY MESA
BALDY MESA HYBRID, BALDY MESA SP
CAMINO SOLAR, CAMINO SOLAR BESS
MOUNT LAGUNA WIND 2
VIKTORIA SOLAR
AJO POWER BANK
SALOON ENERGY STORAGE
MILPA POWER BANK
MULQUEENEY RANCH WIND 2
RECLAIMED WIND
SOLANO 4 WIND
KEY STORAGE 1
TEPONA OFF-SHORE WIND
AZALEA, AZALEA BESS
CHALAN SOLAR, CHALAN SOLAR STORAGE
DESCENDANT RANCH 1
JASMINE
PROSPECT ENERGY STORAGE
BELLEFIELD SOLAR FARM, BELLEFIELD SOLAR FARM BESS
REXFORD SOLAR FARM, REXFORD SOLAR FARM BESS
BALDY MESA 2
ARIDA SOLAR FARM
QUARTZITE SOLAR 11
WINDY WASH SOLAR
CENTENNIAL FLATS
BATERIA DEL SUR, BATERIA DEL SUR 2A, BATERIA DEL SUR 2B
VULCAN
IRVING STORAGE
JEWELFLOWER STORAGE
DYNAMO SOLAR
AIR STATION 1
ARCTURUS
KINGSROAD HYBRID SOLAR
BUTTONBUSH SOLAR HYBRID ENERGY CENTER
ARATINA SOLAR CENTER 2
COMMERCE ENERGY STORAGE
KESTREL STORAGE
GOLDBACK SOLAR CENTER
ANGELENO SOLAR FARM
SANBORN HYBRID 3
CALYPSO SOLAR
OBERON
LYCAN SOLAR
MENIFEE POWER BANK, MENIFEE POWER BANK 2, MENIFEE POWER BANK 3, MENIFEE POWER BANK 4, MENIFEE POWER BANK 5
DOUBLE BUTTE STORAGE
ARIDA 2 SOLAR FARM
BONANZA SOLAR
ROUGH HAT HYBRID SOLAR
YELLOW PINE 3
BONANZA PEAK SOLAR FARM
HOODINI
VOLTA DE MEXICALI
KINGSLEY SOLAR FARM
SUNRISE BUTTE
MARINE DEPOT
HARQUAHALA SUNRISE
AQUEDUCT ENERGY STORAGE
CONAWAY HYBRID POWER PLANT
DENALI ENERGY STORAGE
FORTIS
NORTH BAY ENERGY STORAGE
POTENTIA-VIRIDI
STEEL CITY BATTERY STORAGE
ROSEMARY
LEAD, LEAD BESS 2
GONZAGA HYBRID
ZETA
HAWKINS SOLAR HYBRID
PECHO ENERGY STORAGE
PUFF HYBRID SOLAR
CRYSTAL FLATS
SUNRISE POWER IMPROVEMENT
WHALE ROCK ENERGY
WINDWALKER OFFSHORE
WINSTON HYBRID PV AND BESS
COBALT
DESERT SANDS
GRACE ENERGY CENTER
PORTA
SAPPHIRE SOLAR
COMMERCE ENERGY STORAGE 2
ROADHOUSE STORAGE
OVERNIGHT SOLAR
SEGS EXPANSION 2 HYBRID
VENTOSO
BELLEFIELD 3 SOLAR FARM
WILLOW ROCK ENERGY STORAGE
SHOALS ENERGY STORAGE
KEYHOLE WIND
REXFORD 2 SOLAR FARM
SANBORN HYBRID 4
SANBORN 5 HYBRID
SEQUOIA
ARIDA 3 SOLAR FARM
DELAMAR ENERGY STORAGE
CALVADA SPRINGS SOLAR
ROUGH HAT 2
PURPLE SAGE ENERGY CENTER
WATER ROCK SOLAR 1
CAPTIVA ENERGY STORAGE
EAST FIELD ENERGY STORAGE
DATELAND ENERGY COMPLEX, DATELAND ENERGY COMPLEX SIERRA
HEDIONDA ENERGY STORAGE
SADDLE MOUNTAIN SOLAR
SCAFELL STORAGE
SEGURO STORAGE
VIENTO FRONTERIZO
WELLHEAD POWER PANOCHE, LLC
MIDLAND ES
TAMALPAIS ENERGY STORAGE
BOREALIS ENERGY STORAGE
GENOA ENERGY STORAGE
TOLENAS
BRUSHY
KANOA SOLAR
NORTH BAY ENERGY STORAGE 2
WILDHORSE ENERGY CENTER
JUGLANS ENERGY STORAGE
HIGH WINDS STORAGE
CORBY 2
ARGES BESS
BLITZ ENERGY STORAGE
GRINDSTONE CREEK SOLAR
MAYACAMAS GEOTHERMAL
VERBENA ENERGY STORAGE
STONY CREEK STORAGE
TOWNSHIP POWER BANK
SEAHAWK STORAGE
TOKAY STORAGE
VELAS
STAGELINE ENERGY STORAGE
ALLEGHENY ENERGY STORAGE
COMMANDER ENERGY STORAGE
DELILAH ENERGY STORAGE
DOUBLE SPRINGS ENERGY STORAGE
JAGUAR ENERGY STORAGE
PALMETTO ENERGY STORAGE
SPECTRUM ENERGY STORAGE
PRESIDIO
HOLMAN
HARMONY STORAGE 2
OAKDALE STORAGE
PATHFINDER STORAGE
BAYLANDS BATTERY
GOLDEN FLATS
NORTHEAST CENTRAL VALLEY
ZORIN STORAGE
ESPRESSO (FKA KOLA 2)
BLACK DIAMOND ES2
SHERMAN ENERGY STORAGE
KIFER BESS 1
SUNBEAM STORAGE
ZEUS BESS
ALLIUM HYBRID
ALTA CASA STORAGE
EL REY POWER BANK
CAZADORES STORAGE
APACHE STORAGE
COUGAR STORAGE
PUMA STORAGE
LOTUS SOLAR 2
ELYSIAN
WHITE RABBIT
WINGTIP SOLAR 1
DARDEN
AUSTRALIS
FLORES STORAGE
HUASO HYBRID
CIERVO MOUNTAIN HYBRID
CLARKSON
SPIKES PEAK SOLAR
CORNUCOPIA HYBRID
LAS CAMAS 4
LOCK STORAGE
ALMANDE ENERGY STORAGE
ORLEANS
PLUM
BUTTERCUP HYBRID SOLAR
PEACEFUL HOLLOW BESS
TARRAGON HYBRID
VALETUDO ENERGY STORAGE
ARTEMIS
PHAENON
BUTTONBUSH SOLAR 2
CALLINAN SOLAR AND STORAGE
EIGER ENERGY STORAGE
EVEREST ENERGY STORAGE
ISLAY
SERENA STORAGE
VALLEY SUNLIGHT REFINERY
CALLOWAY BESS
SALINAN ENERGY
CANNAE
SEAGLASS OFFSHORE WIND
ANDROMEDA
CHERRY LANE HYBRID
ARIELLA SOLAR
HIDDEN KNOLLS BESS
SOCORRO PEAK SOLAR
JOVE SOLAR
RANEGRAS PVS
HARQUAHALA FLATS 2
HARQUAHALA SUNRISE 2
MARLEY
TROLLEY
CARMINE
HUB CITY ENERGY STORAGE
REDONDA
SARGASSO STORAGE
SANDRIFT STORAGE 1
SANDRIFT STORAGE 2
EASLEY
PICADOR ENERGY STORAGE
INVICTUS
TWIN PALMS SOLAR
ARDILLA
ETERNAL 2
SALVADOR
BOUSE SOLAR AND STORAGE PLANT
EUISMOD
QUERCUS
FOUR CREEKS ENERGY STORAGE
J90 ENERGY STORAGE
SAGEBRUSH ENERGY STORAGE
JUNIPER STORAGE
DORIAN STORAGE
ELION ENERGY STORAGE
DRIFTER ENERGY STORAGE
BOBOR STORAGE
SOLEIL CANTIL
RANGELAND SOLAR
MINERAL KING SOLAR
ELECTRON
SOLSKEN
GREASEWOOD ENERGY STORAGE
GWENT STORAGE 2
MAATHAI
ROSA STORAGE
HIDALGO ENERGY STORAGE
SIENNA SOLAR 2
CUERNO GRANDE WIND
WESTON STORAGE
CADY SOLAR
DOS PALMAS
CONDUIT ENERGY STORAGE
ADAGIO
FLEETWOOD
GABRIEL STORAGE
DIRAC
SIMON
MARICI
CORAL REEF
GREENWOOD ENERGY STORAGE
TABLA ENERGY STORAGE
TYRELL ENERGY STORAGE
OTROS ALAMITOS ENERGY STORAGE
LOS NIETOS
MERLIN STORAGE
LOPEZ BESS
HAVEN STORAGE
COMMERCE ENERGY STORAGE 3
STERLING
DELAMAR ENERGY STORAGE 2
SILVER STAR SOLAR
MURRAY
DANDELION HYBRID SOLAR
WATER ROCK SOLAR 2
KAWICH
MOSEY
SUNBAKED SOLAR
ROUGH HAT 3
FRIGATEBIRD STORAGE
REMY
GNARLY OSAGE
ALISA SOLAR ENERGY COMPLEX
SOLAR DE MEXICALI
TOWER 1 ENERGY STORAGE
UMBRIEL
HAMMERHEAD STORAGE
HYDER
DESERT JEWEL STORAGE
YUHA DESERT BATTERY STORAGE
BOULDER BRUSH HYBRID
BELL BLUFF STORAGE
CARGO STORAGE
TAYLOR STORAGE
AMBERJACK ENERGY STORAGE
GATEWAY ENERGY STORAGE 2
SANDBAR ENERGY STORAGE
GERANIUM ENERGY STORAGE
PAJARO VALLEY STORAGE
TOWNSHIP EXPANSION
MALAGA BESS
TUNGSTEN BESS
MONTEZUMA (HIGH WINDS III)
MONTEZUMA II
SONOMA SCHOOL DISTRICT MICROGRID, SVUSD BUS BARN
AMERICAN KINGS SOLAR
EAST CLEVELAND ROAD SOLAR
AVENUE 26 SOLAR PHASE I
ALTA VISTA SUNTOWER GENERATING STATION
AVENUE 26 SOLAR PHASE II
LOS ESTEROS CRITICAL ENERGY FACILITY EXPANSION, LOS ESTEROS CRITICAL ENERGY FACILITY EXPANSION BESS
SLOTH BESS, SLOTH
SILVER STATE SOUTH SOLAR PROJECT
ROSAMOND WEST SOLAR, ROSAMOND WEST SOLAR CENTRAL BESS A1, ROSAMOND WEST SOLAR CENTRAL BESS A2, ROSAMOND WEST SOLAR CENTRAL BESS A3, ROSAMOND WEST SOLAR CENTRAL BESS B, ROSAMOND WEST SOLAR CENTRAL BESS C
CROW CREEK SOLAR 1 (FKA: FRONTIER SOLAR 1) (FKA AS SCATEC WESTSIDE SOLAR RANCH I AND STANISLAUS PV - PHASE 1)
LANDPRO MADELYN
RUTAN I
RUTAN II
RUTAN III
FRESNO COGENERATION EXPANSION PROJECT
KETTLEMAN SOLAR PROJECT (FKA KETTLEMAN SOLAR FARM)
EXCELSIOR SOLAR (FKA: BURFORD FIVE POINTS)
COLUMBIA SOLAR ENERGY 2 FKA COLUMBIA SOLAR ENERGY II
LAKE ELSINORE ADVANCED PUMPED STORAGE PROJECT
LASSEN LODGE HYDROELECTRIC
REDWOOD SOLAR FARM
BIG SKY SOLAR
WRIGHT SOLAR
RUGGED SOLAR FARM
BOTTLE ROCK POWER
STAGE COACH SOLAR
CPC WEST
ENCHANTED ROCK LODI
ENERSMART CHULA VISTA 2
GOLETA ENERGY STORAGE AND GOLETA ENERGY STORAGE 2
SEAL BEACH BESS, SEAL BEACH PV
CALD BESS PHASE 1
BEAUMONT ENERGY STORAGE I
TULE HYDROPOWER PLANT
CASA DIABLO 4
CRANE VALLEY
HAT CREEK #1
HAT CREEK #2
CHILI BAR POWERHOUSE
MWD COYOTE CREEK HYDROELECTRIC RECOVERY
BUENA VISTA ENERGY, LLC
MWD RED MOUNTAIN HYDROELECTRIC RECOVERY
ALAMO POWER PLANT
AERA ENERGY LLC. (COALINGA)
PLACERITA CANYON COGEN
VECINO VINEYARDS LLC
MM YOLO POWER LLC
MM TULARE
DIAMOND VALLEY LAKE PUMP GEN
CHULA VISTA ENERGY CENTER, LLC
FRESNO PEAKER
GEYSERS AIDLIN AGGREGATE
SANTA CRUZ ENERGY LLC
ALTA WIND 1
ALTA WIND 2
ALTA WIND 3
ALTA WIND 4
ALTA WIND 5
CANYON POWER PLANT UNIT 4
CANYON POWER PLANT UNIT 3
CANYON POWER PLANT UNIT 2
CANYON POWER PLANT UNIT 1
SHILOH III WIND PROJECT, LLC
ALTA WIND 8
MUSTANG HILLS
PINYON PINES 1
PINYON PINES 2
ALPAUGH 50 LLC
ALPAUGH NORTH, LLC
G2 ENERGY, OSTROM ROAD LLC
CENTINELA SOLAR ENERGY I
ALTA WIND 10
ALTA WIND 11
ADOBE SOLAR
AGUA CALIENTE SOLAR
WESTERN ANTELOPE BLUE SKY RANCH A
WEST ANTELOPE SOLAR
DRY FARM RANCH B
SALMON CREEK HYDROELECTRIC PROJECT
ADAMS EAST
LANCASTER LITTLE ROCK C
SUMMER SOLAR NORTH
SHAFTER SOLAR
VICTOR DRY FARM RANCH A
VICTOR DRY FARM RANCH B
SEPV PALMDALE EAST, LLC
SG ALHAMBRA
IMPERIAL VALLEY WEST ( Q # 608)
SIERRA SOLAR GREENWORKS LLC
CITIZEN SOLAR B
ADERA SOLAR
DELSUR AGGREGATE SOLAR RESOURCES
BIG SKY SUMMER
ANTELOPE BIG SKY RANCH
CREST CONTRACTS
EXCELSIOR SOLAR
WESTERN ANTELOPE DRY RANCH
MESQUITE SOLAR 3, LLC
RECTOR AGGREGATE SOLAR RESOURCES
NORTH LANCASTER RANCH
SPRINGERVILLE AGGREGATE SOLAR RESOURCES
LANACASTER AGGREGATE SOLAR RESOURCES
VICTOR AGGREGATE SOLAR RESOURCES
COLGREEN NORTH SHORE
ALAMITOS ENERGY CENTER UNIT 7
PONDEROSA BAILEY HYDROELECTRIC
DRACKER SOLAR UNIT 4A
ALAMITOS ENERGY STORAGE
ALMASOL GENERATING STATION 4
ALMASOL GENERATING STATION 1
COACHELLA 1
ALTECH 3
CALIFORNIA FLATS SOLAR BATTERY
SKY RIVER WIND REPOWER A
ALMASOL GENERATING STATION 6
ALMASOL GENERATING STATION 7
ENERGIA SIERRA JUAREZ WIND 2
GARLAND B BESS
COSO BATTERY STORAGE
RE TRANQUILLITY BESS
ALMASOL 6 BES
ARLINGTON SOLAR UNIT 1
CRIMSON
JAVA SOLAR
TROPICO SOLAR BIG BEAU
FORKS OF BUTTE HYDRO
FRESNO COGEN
SANBORN SOLAR 2 EDWARDS SANBORN S4
NORTH CENTRAL VALLEY
EDSAN 2 EDWARDS SANBORN E1B
PROXIMA SOLAR
EL SEGUNDO ENERGY CENTER UNIT 6
ESPN_PGEB_2_PDRP120
ESPN_SCEC_1_PDRP193
EL SEGUNDO ENERGY CENTER UNIT 5
DIAMOND VALLEY UNIT 5
PARDEE HYDRO UNIT 1
O'NEILL PUMP-GEN UNIT 5
RALSTON UNIT 1
DSRTSL_2_SOLR1A
SANTFG_7_UNIT 2
ESPN_PGP2_2_PDRP100
SCEC_1_PDRP111
FRESNO EGT
VLTS_PDR_PGF1_03
SCEW_2_PDRP175
LACSD CARSON WATER POLLUTION STG4
SCEN_6_PDRP106
LACSD CARSON WATER POLLUTION CTG3
SALT SPRINGS UNIT 1
SCEW_2_PDRP104
METCALF ENERGY CENTER UNIT 2
PANOCHE ENERGY CENTER (CTG4)
SCEC_1_PDRP151
MIDDLE FORK UNIT 1
VERNON_7_CTG2
CARLS1_2_CTG9
MARIPOSA ENERGY PROJECT
DIAMOND VALLEY UNIT 7
DSRTSL_2_SOLR1B
CC POWER BLOCK 1 STG3
KERN RIVER PH 3 UNITS 1
DRUM PH 1 UNIT 1
RVSIDE_7_SPRGU3
SCEW_2_PDRP101
PGEB_2_PDRP112
SCEC_1_PDRP178
VLTS_PDR_SCEW_02
PGSI_1_PDRP101
HOLM HYDRO UNIT 1
SCEC_1_PDRP104
MOSS LANDING CC PLANT 1, STG UNIT
SCEC_1_PDRP146
PNCHVS_2_SOLARB
BIG CREEK PH 4 UNIT 1
SCEC_1_PDRP156
SCEC_1_PDRP107
RVSIDE_7_SPRGU2
CVP LOAD SHIFT PGSB
KIRKWOOD HYDRO UNIT 3
CARLS1_2_CTG6
ELECTRA UNIT 2
ELECTRA UNIT 1
CPA_DR_SCEW_RESDM5OF10
DEVIL CANYON HYDRO UNIT 1
SDG1_1_PDRP120
PALOMR_7_CTG2
DELTA ENERGY CENTER CTG UNIT 1
DEVIL CANYON HYDRO UNIT 2
SCEC_1_PDRP128
DIAMOND VALLEY UNIT 12
EDWARD HYATT GEN UNIT 1
SCEC_1_PDRP127
BLYTHE CTG 11
ESPN_SCEN_6_PDRP103
SUNSHN_2_LNDFL2
SCEC_1_PDRP158
SCEW_2_PDRP123
SCEN_6_PDRP105
GEYSERS UNIT 7
SDG1_1_PDRP101
SCEC_1_PDRP138
WARNE HYDRO UNIT 1
WISHON HYDRO UNIT 3
SCEC_1_PDRP159
SCEW_2_PDRP172
WARNE HYDRO UNIT 2
SCEC_1_PDRP149
DIAMOND VALLEY UNIT 3
SCEW_2_PDRP174
DONALD VON RAESFELD STG UNIT 3
STARWOOD POWER - MIDWAY UNIT 2
PANOCHE ENERGY CENTER (CTG2)
PGEB_2_PDRP100
SDG1_1_PDRP106
SCEC_1_PDRP141
BIG CREEK PH 2 UNIT 2
PGSB_1_PDRP102
PANOCHE PEAKER FACILITY
SBERDO_7_CT3B
GILROY COGEN - UNIT 1
SCEC_1_PDRP122
MIDSUN_1_CT5B
SCEC_1_PDRP120
SUNRISE POWER PROJECT UNIT 2
OTAY MESA COMBUSTION TURBINE 2
PGEB_2_PDRP102
CENTRAL LA ROSITA II STEAM TURBINE
SDG1_1_PDRP100
SPICER HYDRO UNIT 3
EL SEGUNDO ENERGY CENTER UNIT 7
SDG1_1_PDRP118
SCEC_1_PDRP102
O'NEILL PUMP-GEN UNIT 3
DEVIL CANYON HYDRO UNIT 3
DESERT STAR ENERGY CENTER CT2
LCR AMS HYBRID WEST LA 1-W-SCE
LCR AMS HYBRID WEST LA 2-C-LSCE
MIDSUN_1_CT5A
LOS ESTEROS ENERGY FACILITY CTG 4
O'NEILL PUMP-GEN UNIT 4
SDG1_1_PDRP113
MOSS LANDING CC PLANT 2, CTG UNIT 1
COSO POWER DEVELOPERS (NAVY II) UNIT 6
MIDDLE FORK UNIT 2
SCEC_1_PDRP105
VLTS_PDR_SCEW_03
WNDGPP_2_NSPIN
BIG CREEK PH 3 UNIT 2
SCEC_1_PDRP114
WISHON HYDRO UNIT 4
DREWS UNIT 4
ORANGE GROVE
SCEC_1_PDRP125
LOS MEDANOS STG UNIT
SCEC_1_PDRP109
SCEC_1_PDRP148
SCEW_2_PDRP112
SANTFG_7_UNIT 1
PALOMR_7_STG3
IEUA BATTERY ENERGY STORAGE SYSTEM
CPA_DR_SCEN_RESDM5OF10
EDWARD HYATT P-G UNIT 6
CENTURY GEN 2
LOS ESTEROS ENERGY FACILITY STG1
BIG CREEK PH 2 UNIT 6
SCEC_1_PDRP162
SCEC_1_PDRP179
VLTS_PDR_PGEB_03
DESERT STAR ENERGY CENTER CT1
SCEC_1_PDRP147
DIAMOND VALLEY UNIT 11
GEYSERS UNIT 6
KERN RIVER PH 3 UNITS 2
THERMALITO GEN UNIT 1
WINDSTAR WIND FARM
SAN LUIS P-G UNIT 1
DELTA ENERGY CENTER CTG UNIT 2
BIG CREEK PH 1 UNIT 1
KIRKWOOD HYDRO UNIT 2
COSO ENERGY DEVELOPERS - BLM EAST UNIT 7
BIG CREEK PH 1 UNIT 4
ALAMIT_7_STG1S
SUNSHN_2_LNDFL4
LOS MEDANOS CTG UNIT 1
TERMEX_2_GTG2
COLLIERVILLE HYDRO UNIT 2
HEP PEAKER PLANT UNIT 1
TIGER CREEK UNIT 2
SAN LUIS P-G UNIT 7
PGF1_2_PDRP105
SCEW_2_PDRP108
TRACY UNIT 1 PEAKING PROJECT
VLTS_PDR_SCEN_D
SBERDO_7_STG3
SDG1_1_PDRP123
WISHON HYDRO UNIT 2
EDWARD HYATT P-G UNIT 4
HIGH DESERT STEAM TURBINE
DREWS UNIT 3
CAMANCHE 1
CARIBOU PH 1 UNIT 3
SCEW_2_PDRP110
LOS ESTEROS ENERGY FACILITY CTG 2
SPICER HYDRO UNIT 1
HNTGBH_7_CTG1B
CC POWER BLOCK 2 STG5
SCEC_1_PDRP129
SAN LUIS P-G UNIT 8
SCEW_2_PDRP118
SCEC_1_PDRP140
CORAM BRODIE WIND PROJECT CAMERON RIDGE
SCEC_1_PDRP115
TERMEX_2_GTG1
SCEC_1_PDRP113
DIAMOND VALLEY UNIT 6
TERMOELECTRICA DE MEXICALI STG 3
METCALF ENERGY CENTER UNIT 1
CC POWER BLOCK 2 CTG4
EDWARD HYATT GEN UNIT 5
SCEC_1_PDRP135
HNTGBH_7_CTG1A
BIG CREEK PH 4 UNIT 2
PIT PH 3 UNIT 1
VLTS_PDR_PGSI_D
BIG CREEK PH 8 UNIT 1
TULLOCH UNIT 2
CC POWER BLOCK 1 CTG2
ESPN_PGSI_1_PDRP109
SCEC_1_PDRP143
VLTS_PDR_SCEC_02
O'NEILL PUMP-GEN UNIT 2
SCEC_1_PDRP133
FRESNO PEAKER AG PL3N5 ICE5
SCEC_1_PDRP130
SBERDO_7_CT3A
PIT PH 3 UNIT 3
SCEW_2_PDRP124
SCEC_1_PDRP118
CORONS_6_CLRCTG
SCEW_2_PDRP133
PIT PH 3 UNIT 2
ELK HILLS COMBUSTION TURBINE UNIT 1
SDG1_1_PDRP121
SDG1_1_PDRP114
SCEW_2_PDRP102
HARBOR COGEN UNIT 1
PGEB_2_PDRP101
HEP PEAKER PLANT UNIT 2
LCR AMS HYBRID WEST LA 1-C-LCRLL
SCEC_1_PDRP160
LCR AMS HYBRID WEST LA 2-W-LSCE
BERRY PETROLEUM PLACERITA, UNIT 2
SCEW_2_PDRP131
LCR AMS HYBRID WEST LA 1-W-2-SCE
VLTS_PDR_SCEC_01
PRIMM_2_SOLRB1
SANDLT_2_STGB
BIG CREEK PH 3 UNIT 1
SCEC_1_PDRP153
PGF1_2_PDRP104
MOCCASIN HYDRO UNIT 1
BIG CREEK PH 8 UNIT 2
HIGH DESERT COMBUSTION TURBINE UNIT 3
BIG CREEK PH 2 UNIT 1
ELK HILLS COMBUSTION TURBINE UNIT 2
VLTS_PDR_SCEC_D
SCEC_1_PDRP117
COSO POWER DEVELOPERS (NAVY II) UNIT 4
SCEC_1_PDRP103
PANOCHE ENERGY CENTER (CTG3)
BIG CREEK PH 2 UNIT 3
CALGEN_1_UNIT 3
SCEC_1_PDRP154
KRCD MALAGA PEAKING PLANT CTG2
MOSS LANDING CC PLANT 1, CTG UNIT 1
MONTICELLO UNIT 3
SHELL OIL REFINERY UNIT 1
TULLOCH UNIT 1
VLTS_PDR_PGNB_D
SCEC_1_PDRP139
SCEW_2_PDRP106
SDG1_1_PDRP122
GATEWAY STG C
DELSUR_6_CREST1
GEYSERS UNIT 5
CORONS_6_CLRSTG
PNCHVS_2_SOLARA
PGEB_2_PDRP113
VLTS_PDR_PGSF_D
ESPN_SCEW_2_PDRP185
LCR AMS HYBRID WEST LA 2-W-LPIPO
PINFLT_7_UNIT 2
SCEW_2_PDRP122
CARIBOU PH 2 UNIT 5
BUENVS_2_NSPIN
RUSSELL CITY
SDG1_1_PDRP103
SAN LUIS P-G UNIT 6
DRUM PH 1 UNIT 2
BIG CREEK PH 2 UNIT 4
THERMALITO P-G UNIT 4
SCEC_1_PDRP121
DONALD VON RAESFELD CTG UNIT 2
HIGH DESERT COMBUSTION TURBINE UNIT 1
DREWS UNIT 2
PGF1_2_PDRP109
VERNON_7_CTG1
SCEW_2_PDRP107
SCEW_2_PDRP130
SCEC_1_PDRP137
SCEC_1_PDRP155
GATEWAY CTG A
PGEB_2_PDRP104
BIG CREEK PH 2 UNIT 5
ESPN_SCEC_1_PDRP194
ESPN_SCEN_6_PDRP104
PIT PH 5 UNIT 1
PGF1_2_PDRP110
SCEW_2_PDRP120
ESPN_SCEC_1_PDRP189
PIT PH 4 UNIT 1
SCEC_1_PDRP142
PRIMM_2_SOLRA1
VLTS_PDR_PGSB_05
HAAS PH UNIT 2
LOS MEDANOS CTG UNIT 2
BUCKS CREEK UNIT #1
SCEW_2_PDRP119
ESPN_SCEC_1_PDRP187
SCEW_2_PDRP100
SCEC_1_PDRP144
CRESTA UNIT #2
ESPN_SDG1_1_PDRP124
BLKCRK_2_SOLR1A
SCEC_1_PDRP136
CALGEN_1_UNIT 1
SCEW_2_PDRP141
IVWEST_2_SOLR1A
SUNSHN_2_LNDFL5
SCEC_1_PDRP161
SCEC_1_PDRP152
ESPN_SCEW_2_PDRP182
METCALF ENERGY CENTER UNIT 3
BIG CREEK PH 3 UNIT 4
SCEC_1_PDRP163
ESPN_PGSF_2_PDRP215
MONTICELLO UNIT 1
SBERDO_7_CT4A
TRACY COMBINED CYCLE PLANT
DELTA ENERGY CENTER CTG UNIT 3
ESPN_SCEC_1_PDRP192
RVSIDE_7_SPRGU4
PGSB_1_PDRP103
DIAMOND VALLEY UNIT 2
SCEW_2_PDRP121
ESPN_PGF1_2_PDRP112
SCEW_2_PDRP103
DESERT STAR ENERGY CENTER ST1
SCEW_2_PDRP111
MOSS LANDING CC PLANT 2, CTG UNIT 2
O'NEILL PUMP-GEN UNIT 1
DIAMOND VALLEY UNIT 9
PGEB_2_PDRP105
MOSS LANDING CC PLANT 2, STG UNIT
SCEW_2_PDRP125
SBERDO_7_STG4
KRCD MALAGA PEAKING PLANT CTG1
SCEW_2_PDRP173
OTAY MESA COMBUSTION TURBINE 1
PARDEE HYDRO UNIT 3
ALAMIT_7_CTG1A
HOLM HYDRO UNIT 2
SCEC_1_PDRP145
PORTAL HYDRO
SCEC_1_PDRP101
MONTICELLO UNIT 2
MOCCASIN HYDRO UNIT 2
ESPN_SCEW_2_PDRP183
SALT SPRINGS UNIT 2
VLTS_PDR_SCEW_D
DONALD VON RAESFELD CTG UNIT 1
SDG1_1_PDRP105
NEW HOGAN PH UNIT 1
SCEC_1_PDRP100
COLLIERVILLE HYDRO UNIT 1
DRUM PH 1 UNIT 3
ESPN_PGSB_1_PDRP105
SANDLT_2_STGA
LOS ESTEROS ENERGY FACILITY CTG 1
COSO ENERGY DEVELOPERS - BLM WEST UNIT 9
MAMMOTH POOL UNIT 2
EL SEGUNDO ENERGY CENTER UNIT 8
SUNSHN_2_LNDFL3
VLTS_PDR_PGEB_02
SUNRISE POWER PROJECT UNIT 1
SCEW_2_PDRP105
SCEC_1_PDRP108
SAN LUIS P-G UNIT 2
SCEN_6_PDRP101
SCEC_1_PDRP132
CC POWER BLOCK 1 CTG1
SCEW_2_PDRP117
CPA_DR_SCEC_RESDM5OF10
CALGEN_1_UNIT 2
BIG CREEK PH 1 UNIT 2
SCEC_1_PDRP119
SCEC_1_PDRP134
COSO ENERGY DEVELOPERS - BLM EAST UNIT 8
HUMBOLDT BAY GENERATING STATION 2
CORAM BRODIE WIND PROJECT SECTION 15
SAN LUIS P-G UNIT 3
ELECTRA UNIT 3
PGSB_1_PDRP104
HNTGBH_7_STG1S
BIG CREEK PH 3 UNIT 5
STOILS_1_UNIT 2
IVWEST_2_SOLR1B
CENTURY GEN 1
DIAMOND VALLEY UNIT 8
SPAULDING HYDRO PH 2 UNIT
NEW HOGAN PH UNIT 2
EDWARD HYATT P-G UNIT 2
GENESIS MCCOY SOLAR PROJECT
CRESTA UNIT #1
CAMANCHE 3
ESPN_SCEC_1_PDRP188
HIGH DESERT COMBUSTION TURBINE UNIT 2
SDG1_1_PDRP104
SAN LUIS P-G UNIT 4
PGCC_1_PDRP100
SCEC_1_PDRP106
O'NEILL PUMP-GEN UNIT 6
SHELL OIL REFINERY UNIT 2
RVSIDE_7_SPRGU1
CARLS1_2_CTG7
WISHON HYDRO UNIT 1
SCEW_2_PDRP109
FRESNO COGEN GT UNIT 4
DIAMOND VALLEY UNIT 4
SHELL OIL REFINERY UNIT 3
BLYTHE CTG 12
BIG CREEK PH 3 UNIT 3
SCEC_1_PDRP116
TRACY UNIT 2 PEAKING PROJECT
MOSS LANDING CC PLANT 1, CTG UNIT 2
SCEC_1_PDRP157
SCEW_2_PDRP171
VERNON_7_STG3
VLTS_PDR_PGF1_02
ESPN_PGNB_2_PDRP117
SDG1_1_PDRP119
CENTRAL LA ROSITA II COMBUSTION TURBINE
GILROY ENERGY CENTER UNIT 2
TIGER CREEK UNIT 1
BIG CREEK PH 1 UNIT 3
SDG1_1_PDRP117
ESPN_SCEC_1_PDRP191
SDG1_1_PDRP102
LACSD CARSON WATER POLLUTION CTG1
SCEW_2_PDRP116
BLKCRK_2_SOLR1B
MAMMOTH POOL UNIT 1
DREWS UNIT 1
VLTS_PDR_SCEC_03
PARDEE HYDRO UNIT 2
DIAMOND VALLEY UNIT 10
CARIBOU PH 2 UNIT 4
PIT PH 5 UNIT 2
PGF1_2_PDRP106
ELK HILLS STEAM TURBINE UNIT
DELTA ENERGY CENTER STG UNIT
GILROY COGEN - UNIT 2
VLTS_PDR_PGSB_04
HARBOR COGEN UNIT 2
THERMALITO P-G UNIT 2
SCEC_1_PDRP131
CARIBOU PH 1 UNIT 2
PIT PH 5 UNIT 4
SPAULDING HYDRO PH 1 UNIT
VLTS_PDR_PGF1_D
GILROY ENERGY CENTER UNIT 1
PALOMR_7_CTG1
VLTS_PDR_PGF1_04
SUNSHN_2_LNDFL1
SAN LUIS P-G UNIT 5
STARWOOD POWER - MIDWAY UNIT 1
EDWARD HYATT GEN UNIT 3
PINE FLAT UNIT 3
KIRKWOOD HYDRO UNIT 1
PANOCHE ENERGY CENTER (CTG1)
SCEC_1_PDRP150
LACSD CARSON WATER POLLUTION CTG2
ESS CSG AGGREGATED RESOURCES
GEYSERS UNIT 8
BUCKS CREEK UNIT #2
STOILS_1_UNIT 1
DEVIL CANYON HYDRO UNIT 4
PIT PH 5 UNIT 3
HAAS PH UNIT 1
SBERDO_7_CT4B
OTAY MESA STEAM TURBINE 3
CARLS1_2_CTG8
PGF1_2_PDRP107
CAMANCHE 2
SCEC_1_PDRP110
SCEC_1_PDRP181
LCR AMS HYBRID WEST LA 1-W-LNEI1
VLTS_PDR_SCEW_01
SCEC_1_PDRP126
THERMALITO P-G UNIT 3
ALAMIT_7_CTG1B
PGEB_2_PDRP103
PIT PH 4 UNIT 2
CENTURY GEN 4
CENTURY GEN 3
BERRY PETROLEUM PLACERITA, UNIT 1
PINE FLAT UNIT 1
GATEWAY CTG B
COSO POWER DEVELOPERS (NAVY II) UNIT 5
HARBOR COGEN UNIT 3
SDG1_1_PDRP111
TULLOCH HYDRO AGGREGATE
BLYTHE STG
WHELPP_2_NSPIN
LOS ESTEROS ENERGY FACILITY CTG 3
SPICER HYDRO UNIT 2
SUNRISE POWER PROJECT UNIT 3
DIAMOND VALLEY UNIT 1
DRUM PH 1 UNIT 4
ANTELOPE SOLAR 1B